## Sheet1
SN | Description | Qty | supply rate | install rate | Total Amount
SITE DIVISION 26 - ELECTRICAL
26 51 00 - INTERIOR LIGHTING
Supply, install, test & hand-over light fixtures including all lamps & all mounting devices and brackets in compliance with the tender specifications & drawings.
A | LIGHTING FIXTURES
A1 | Light Fixture F1 - Surface Mounted Luminaire (1x30.5W) LED Lamp 220V - 50 HZ. Similar to Philips WT470C L1300 1xLED42S/840 VWM. (Local Manufactures)
| Supply | 73 | 2293.92 |  | 167456.16
| Install, commect and test | 73 |  | 96.12 | 7016.76
A2 | Light Fixture F1E - Similar to (F1) with Battery Back Up. (Local Manufactures)
| Supply | 21 | 3429 |  | 72009
| Install, commect and test | 21 |  | 96.12 | 2018.52
A3 | Light Fixture F2 - Recessed Mounted Luminaire (1x36W) LED Lamp 220V - 50Hz. Similar to Philips RC125B W60L60 1 xLED36S/840 NOC. (Local Manufactures)
| Supply | 15 | 1136.16 |  | 17042.4
| Install, commect and test | 15 |  | 96.12 | 1441.8
A4 | Light Fixture F2E - Similar to (F2) with Battery Back Up. (Local Manufactures)
| Supply | 3 | 2272.32 |  | 6816.96
| Install, commect and test | 3 |  | 96.12 | 288.36
A5 | Light Fixture F3E - IP65 Surface Mounted Luminaire (1x38W) LED Lamp 220V - 50Hz. Similar to Philips WT120C L1200 1xLED40S/840. With Battery Back Up. (Local Manufactures)
| Supply | 34 | 2055.24 |  | 69878.16
| Install, commect and test | 34 |  | 96.12 | 3268.08
A6 | Light Fixture F4 - Suspended High Bay Luminaire (1x236W) LED Lamp 220V - 50Hz. Similar to Philips BY481P PSD 1 xLED350S/840 MB. (Local Manufactures)
| Supply | 90 | 14061.6 |  | 1265544
| Install, commect and test | 90 |  | 96.12 | 8650.8
A7 | Light Fixture F7 - Bulk Head Luminaire (1x12W) Led Lamp 220V - 50Hz. (Local Manufactures)
| Supply | 23 | 595.08 |  | 13686.84
| Install, commect and test | 23 |  | 74.52 | 1713.96
A8 | Light Fixture F8 - Floodlight Luminaire (1x120W) LED Lamp 220V - 50Hz. Similar to Philips BVP130 1xLED160-4S/740 OFA52. (Local Manufactures)
| Supply | 28 | 4326.48 |  | 121141.44
| Install, commect and test | 28 |  | 153.36 | 4294.08
A9 | Exit Sign (Local Manufactures)
| Supply | 15 | 1515.24 |  | 22728.6
| Install, commect and test | 15 |  | 74.52 | 1117.8
A12 | Light Fixture L5E - (IP-54) SURFACE MOUNTED CIRCULAR LUMINAIRE (1x22w, 2100LM) LED LAMP 220V,50HZ SIMILAR TO (PHILIPS CL261 DS Oyster ) WITH 2 HOURS BACK UP BATTERY OR APPROVED EQUAL (Local Manufactures)
| Supply | 6 | 2383.56 |  | 14301.36
| Install, commect and test | 6 |  | 74.52 | 447.12
A14 | Light Fixture L9- (IP-66) SURFACE MOUNTED LUMINAIRE (1x58w, 7992LM) LED LAMP 220V,50HZ SIMILAR TO (PHILIPS WT470X L1600 WB LED80S/840 NO) OR APPROVED EQUAL (Local Manufactures)
| Supply | 18 | 3245.4 |  | 58417.2
| Install, commect and test | 18 |  | 96.12 | 1730.16
A15 | Light Fixture L9E - SAME TO L9 TYPE BUT WITH 2 HOURS BACK UP BATTERY (Local Manufactures)
| Supply | 8 | 4381.56 |  | 35052.48
| Install, commect and test | 8 |  | 96.12 | 768.96
A16 | Light Fixture L4- (IP-44) RECESSED MOUNTED SLIM DOWNLIGHT LUMINAIRE (1x11w, 1100LM) LED LAMP 220V,50HZ SIMILAR TO (PHILIPS DN145B PSU D166 LED10S/840 NO) OR APPROVED EQUAL
| Supply | 2 | 541.08 |  | 1082.16
| Install, commect and test | 2 |  | 74.52 | 149.04
| EXTERIOR LIGHTING. | 0 | 0
| Supply, install, test & hand-over Street lighting Pole complete with concrete base, Lighting fixtures including all lamps & all mounting devices and brackets in compliance with the tender specifications & drawings. (Local Manufactures) |  |  | 0
A10 | LF-1 - Street Lighting Pole 8m Height with One Arm and One Lighting Fixture Similar to Philips BGP322 T35 A ECO113/- NO. (Local Manufactures) |  |  | 0
| Supply | 38 | 8820.36 |  | 335173.68
| Install, commect and test | 38 |  | 5934.6 | 225514.8
A11 | LF-2 - Street Lighting Pole 8m Height with Two Arms and Two Lighting Fixtures Similar to Philips BGP322 T35 A ECO113/- NO. (Local Manufactures)
| Supply | 32 | 12349.8 |  | 395193.6
| Install, commect and test | 32 |  | 6137.64 | 196404.48
A12 | Light Fixture F10 - Fence Luminaire Spherical Shape with LED Lamp 12W. (Local Manufactures) |  |  | 0
| Supply | 138 | 3515.4 |  | 485125.2
| Install, commect and test | 138 |  | 172.8 | 23846.4
26 27 26 - WIRING DEVICES
B | LIGHT SWITCHES
Supply, install, test & hand-over light switches complete including, conduits, conduit fittings, switches, terminations, earthing, wiring from switches to branch circuit in compliance with the tender specifications & drawings.
B1 | One Gang - One Way - 10A Modular Switch
| Supply | 14 | 113.4 |  | 1587.6
| Install, commect and test | 14 |  | 275.4 | 3855.6
B2 | Two Gang - One Way - 10A Modular Switch
| Supply | 12 | 151.2 |  | 1814.4
| Install, commect and test | 12 |  | 281.88 | 3382.56
B3 | One Gang - Two Way - 10A Modular Switch
| Supply | 9 | 125.28 |  | 1127.52
| Install, commect and test | 9 |  | 278.64 | 2507.76
B4 | Two Gang - Two Way - 10A Modular Switch
| Supply | 10 | 176.04 |  | 1760.4
| Install, commect and test | 10 |  | 282.96 | 2829.6
B5 | One Gang - One Way - 10A Modular Switch (W.P)
| Supply | 12 | 153.36 |  | 1840.32
| Install, commect and test | 12 |  | 280.8 | 3369.6
C | SOCKET OUTLETS :
Supply, install, connect and test socket outlets complete including plaster rings, wiring, earthing, terminations, socket plate, cover, plugs, all necessary accessories and ancillary work according to specification and schedules.
C1 | 16A Wall Single Socket Outlet IP20
| Supply | 20 | 133.92 |  | 2678.4
| Install, commect and test | 20 |  | 48.6 | 972
C2 | 16A Wall Duplex Socket Outlet IP20
| Supply | 13 | 222.48 |  | 2892.24
| Install, commect and test | 13 |  | 54 | 702
C3 | 16A Wall Single Socket Outlet WP IP54
| Supply | 121 | 162 |  | 19602
| Install, commect and test | 121 |  | 54 | 6534
C4 | Floor Box (FB1) - One 16A Duplex UPS Socket + 2 LAN Outlet)
| Supply | 12 | 2476.44 |  | 29717.28
| Install, commect and test | 12 |  | 166.32 | 1995.84
26 28 16 - ENCLOSED SWITCHES & CIRCUIT BREAKERS
D | SWITCH FUSES
Supply, install, test & hand-over switch fuses complete including plaster rings, wiring, earthing, terminations, socket plate, cover, plugs, all necessary accessories and ancillary work in compliance with the tender specifications & drawings.
D1 | 32A Switch Fuse with 2-Pole for AC Unit
| Supply | 23 | 163.08 |  | 3750.84
| Install, commect and test | 23 |  | 131.76 | 3030.48
D2 | 16A Switch Fuse with 2-Pole for Water Heater & Rolling Shutter door
| Supply | 15 | 140.4 |  | 2106
| Install, commect and test | 16 |  | 117.72 | 1883.52
D3 | 16A Switch Fuse with 4-Pole for EX. Fan (WP)
| Supply | 51 | 589.68 |  | 30073.68
| Install, commect and test | 51 |  | 152.28 | 7766.28
D4 | 16A Switch Fuse with 2-Pole for Ex Fan.
| Supply | 44 | 140.4 |  | 6177.6
| Install, commect and test | 44 |  | 117.72 | 5179.68
26 05 19 - LOW VOLTAGE ELECTRICAL POWER CONDUCTORS AND CABLES
Supply, install, test & hand-over PVC insulated 450/750V stranded copper conductor wires & PVC/PVC stranded copper conductor cables from branch circuit panelboards to light & power outlets including raceways, termination, glands and all necessary accessories and ancillary works required for complete operative system in compliance with the tender specifications & drawings. Embedded or concealed surface mounted conduits should be heavy gauge PVC. Exposed mounted conduits should be rigid galvanized steel. Circuits in cable tray should be PVC/PVC multicore cables.
| BRANCH CIRCUITS |  | 0
E1 | 3x3mm2 for Lighting Outlet |  | 0
| Supply | 237 | 2433.24 | 0 | 576677.88
| Install, commect and test | 237 | 0 |  | Included
E2 | 5x4mm2 CU/PVC for High Bay Lighting outlet , flood lighting & External lighting |  |  | 0
| Supply | 318 | 3848.04 |  | 1223676.72
| Install, commect and test | 318 |  | 0 | Included
E3 | 3x4mm2 CU/PVC for socket outlet
| Supply | 147 | 2327.4 | 0 | 342127.8
| Install, commect and test | 147 | 0 |  | Included
E4 | 3x4mm2 CU/PVC for acess control outlet
| Supply | 11 | 4756.32 |  | 52319.52
| Install, commect and test | 11 |  | 0 | Included
E5 | 3x4mm2 CU/PVC for ( IT rack outlet, sound rack, fire alarm panel )
| Supply | 9 | 2557.44 | 0 | 23016.96
| Install, commect and test | 9 | 0 |  | Included
E6 | 3x4mm2 CU/PVC for Rolling Shutter Door, Exhaust Fan & Water Heater
| Supply | 18 | 2557.44 |  | 46033.92
| Install, commect and test | 18 |  | 0 | Included
E7 | 3x6mm2 CU/PVC/PVC for AC outlet
| Supply | 23 | 6374.16 | 0 | 146605.68
| Install, commect and test | 23 | 0 |  | Included
E8 | 3x4mm2 CU/PVC for Floor BOX
| Supply | 12 | 2557.44 |  | 30689.28
| Install, commect and test | 12 |  | 0 | Included
E9 | 3x4mm2 CU/PVC for Ex Fan & Fresh Air Fan
| Supply | 120 | 2557.44 | 0 | 306892.8
| Install, commect and test | 120 | 0 |  | Included
E10 | 3x4mm2 CU/PVC for Electrical Water Heater
| Supply | 3 | 2557.44 |  | 7672.32
| Install, commect and test | 3 |  | 0 | Included
| 26 24 16 - 26 24 19 - PANELBOARDS |  | 0
| Supply, install, test & hand-over the following panel boards complete with circuit breakers, bus bars cabinets, conductors, relays, residual current devices, indicator lamps and all necessary accessories and ancillary works required in compliance with the tender specifications & drawings. |  |  | 0
F | BRANCH CIRCUIT DISTRIBUTION PANEL BOARDS |  | 0
F1 | DB-F-1 |  |  | 0
| Supply | 1 | 14312.16 |  | 14312.16
| Install, commect and test | 1 |  | 1750.68 | 1750.68
F2 | DB-F-2
| Supply | 1 | 15879.24 |  | 15879.24
| Install, commect and test | 1 |  | 1750.68 | 1750.68
F3 | DB-F-3
| Supply | 1 | 12269.88 |  | 12269.88
| Install, commect and test | 1 |  | 1750.68 | 1750.68
F4 | DB-F-4
| Supply | 1 | 8355.96 |  | 8355.96
| Install, commect and test | 1 |  | 1313.28 | 1313.28
F5 | DB-F-5
| Supply | 1 | 8515.8 |  | 8515.8
| Install, commect and test | 1 |  | 1313.28 | 1313.28
F6 | DB-F-6
| Supply | 1 | 5464.8 |  | 5464.8
| Install, commect and test | 1 |  | 1313.28 | 1313.28
F7 | DB-F-UPS1
| Supply | 1 | 7431.48 |  | 7431.48
| Install, commect and test | 1 |  | 1313.28 | 1313.28
F8 | DB-F-UPS2
| Supply | 1 | 4892.4 |  | 4892.4
| Install, commect and test | 1 |  | 1313.28 | 1313.28
F9 | DB-F-UPS3
| Supply | 1 | 4892.4 |  | 4892.4
| Install, commect and test | 1 |  | 1313.28 | 1313.28
F14 | DB-GATE1
| Supply | 1 | 4698 |  | 4698
| Install, commect and test | 1 |  | 1313.28 | 1313.28
F15 | DB-GATE2
| Supply | 1 | 4698 |  | 4698
| Install, commect and test | 1 |  | 1313.28 | 1313.28
F18 | Power Socket Panel (Complete with Main Breaker 63A, Outgoing Breakers, 1No. 3-Phase 5 Pins 63A, 1No. 3-Phase 5 Pins 32A Plug Socket, and 2No. 1-Phase 3 Pins 32A Plug Socket).
| Supply | 14 | 7906.68 |  | 110693.52
| Install, commect and test | 14 |  | 686.88 | 9616.32
F19 | MCC-F-1
| Supply | 1 | 64484.64 |  | 64484.64
| Install, commect and test | 1 |  | 3441.96 | 3441.96
F20 | MCC-F-2
| Supply | 1 | 64484.64 |  | 64484.64
| Install, commect and test | 1 |  | 3441.96 | 3441.96
F21 | MCC-F-3
| Supply | 1 | 61797.6 |  | 61797.6
| Install, commect and test | 1 |  | 3441.96 | 3441.96
| 26 05 19 - 26 05 36- 26 05 39 - 26 05 43 - LOW VOLTAGE ELECTRICAL POWER CONDUCTORS AND CABLES | 0 | 0
H | CABLE FEEDERS |  |  | 0
| Supply, install, test & hand-over CU/ XLPE/PVC stranded copper conductor cables including raceways, termination, glands and all necessary accessories and ancillary works required for complete operative system in compliance with the tender specifications & drawings. |  | 0
H1 | CU/XLPE/PVC cable [(4x4)mm2 )]] and all necessary accessories and ancillary works required as specified and as shown on drawings. |  | 0
| Supply | 3000 | 37.8 |  | 113400
| Install, Connect and Test | 3000 |  | 63.72 | 191160
H2 | CU/XLPE/PVC cable [(4x4)mm2 + 4mm2)]] and all necessary accessories and ancillary works required as specified and as shown on drawings.
| Supply | 7750 | 45.36 |  | 351540
| Install, Connect and Test | 7750 |  | 63.72 | 493830
H3 | CU/XLPE/PVC cable [(4x6)mm2 + 6mm2)]] and all necessary accessories and ancillary works required as specified and as shown on drawings.
| Supply | 615 | 65.88 |  | 40516.2
| Install, Connect and Test | 615 |  | 77.76 | 47822.4
H4 | CU/XLPE/PVC cable [(4x10)mm2 + 10mm2)]] and all necessary accessories and ancillary works required as specified and as shown on drawings.
| Supply | 305 | 103.68 |  | 31622.4
| Install, Connect and Test | 305 |  | 86.4 | 26352
H5 | CU/XLPE/STA/PVC cable [(4x10)mm2 + 10mm2)]] and all necessary accessories and ancillary works required as specified and as shown on drawings.
|  | 1490 | 114.48 |  | 170575.2
| Install, Connect and Test | 1490 |  | 98.28 | 146437.2
H6 | CU/XLPE/PVC cable [(4x16)mm2 + 16mm2)]] and all necessary accessories and ancillary works required as specified and as shown on drawings.
| Supply | 1737 | 156.6 |  | 272014.2
| Install, Connect and Test | 1737 |  | 106.92 | 185720.04
H7 | CU/XLPE/STA/PVC cable [(4x16)mm2 + 16mm2)]] and all necessary accessories and ancillary works required as specified and as shown on drawings. |  | 0
| Supply | 2665 | 169.56 |  | 451877.4
| Install, Connect and Test | 2665 |  | 105.84 | 282063.6
H8 | CU/XLPE/PVC cable [(4x25)mm2 + 16mm2]] and all necessary accessories and ancillary works required as specified and as shown on drawings.
| Supply | 650 | 222.48 |  | 144612
| Install, Connect and Test | 650 |  | 124.2 | 80730
H10 | CU/XLPE/PVC cable [(4x35)mm2 + 16mm2)]] and all necessary accessories and ancillary works required as specified and as shown on drawings.
| Supply | 400 | 291.6 |  | 116640
| Install, Connect and Test | 400 |  | 141.48 | 56592
H11 | CU/XLPE/PVC cable [(3x50+25)mm2 + 25mm2)]] and all necessary accessories and ancillary works required as specified and as shown on drawings.
| Supply | 245 | 362.88 |  | 88905.6
| Install, Connect and Test | 245 |  | 164.16 | 40219.2
H12 | CU/XLPE/STA/PVC cable [(3x50+25)mm2 + 25mm2)]] and all necessary accessories and ancillary works required as specified and as shown on drawings.
| Supply | 150 | 373.68 |  | 56052
| Install, Connect and Test | 150 |  | 126.36 | 18954
H13 | CU/XLPE/PVC cable [(3x70+35)mm2 + 35mm2)]] and all necessary accessories and ancillary works required as specified and as shown on drawings.
| Supply | 72 | 517.32 |  | 37247.04
| Install, Connect and Test | 72 |  | 184.68 | 13296.96
H14 | CU/XLPE/STA/PVC cable [(3x70+35)mm2 + 35mm2)]] and all necessary accessories and ancillary works required as specified and as shown on drawings.
| Supply | 768 | 528.12
| Install, Connect and Test | 768 |  | 62.64
H15 | CU/XLPE/PVC cable [(3x95+50)mm2 + 50mm2)]] and all necessary accessories and ancillary works required as specified and as shown on drawings.
| Supply | 525 | 711.72 |  | 373653
| Install, Connect and Test | 525 |  | 197.64 | 103761
H16 | CU/STA/PVC cable [(3x95+50)mm2 + 50mm2)]] and all necessary accessories and ancillary works required as specified and as shown on drawings.
| Supply | 500 | 729
| Install, Connect and Test | 500 |  | 62.64
H17 | CU/XLPE/PVC cable [(3x120+70)mm2 + 70mm2)]] and all necessary accessories and ancillary works required as specified and as shown on drawings.
| Supply | 135 | 916.92 |  | 123784.2
| Install, Connect and Test | 135 |  | 191.16 | 25806.6
H19 | CU/XLPE/PVC cable [(3x150+70)mm2 + 70mm2)]] and all necessary accessories and ancillary works required as specified and as shown on drawings.
| Supply | 120 | 1070.28 |  | 128433.6
| Install, Connect and Test | 120 |  | 173.88 | 20865.6
H20 | CU/XLPE/PVC cable [(3x185+95)mm2 + 95mm2)]] and all necessary accessories and ancillary works required as specified and as shown on drawings.
| Supply | 2895 | 1379.16 |  | 3992668.2
| Install, Connect and Test | 2895 |  | 271.08 | 784776.6
H22 | CU/XLPE/PVC cable [(3x240+120)mm2 +120mm2)]. and all necessary accessories and ancillary works required as specified and as shown on drawings.
| Supply | 645 | 1786.32 |  | 1152176.4
| Install, Connect and Test | 645 |  | 319.68 | 206193.6
H23 | CU/XLPE/STA/PVC cable [(3x240+120)mm2 +120mm2)]] and all necessary accessories and ancillary works required as specified and as shown on drawings.
| Supply | 450 | 1811.16 |  | 815022
| Install, Connect and Test | 450 |  | 270 | 121500
H24 | CU/XLPE/PVC cable [(3x240+120)mm2 +120mm2)] Fire Rated Cable For Fire Pump and all necessary accessories and ancillary works .
| Supply | 1000 | 2691.36 |  | 2691360
| Install, Connect and Test | 1000 |  | 62.64 | 62640
H25 | AL/XLPE/STA/PVC cable [(4x16)mm2 + 16mm2)]. and all necessary accessories and ancillary works .
| Supply | 3500 | 169.56 |  | 593460
| Install, Connect and Test | 3500 |  | 96.12 | 336420
N | 262500 - ENCLOSED BUS ASSEMBLY
Supply, install, connect and test copper busway complete with all necessary accessories and ancillary works required as specified and as shown on drawings.
N1 | Copper busway 2500A complete with all necessary accessories and ancillary works required as specified and as shown on drawings.
| Supply | 10 | 16796.16 |  | 167961.6
| Install, Connect and Test | 10 |  | 2534.76 | 25347.6
N2 | supply, Install, connect and test copper busway 4000A complete with all necessary accessories and ancillary works required as specified and as shown on drawings.
| Supply | 30 | 26872.56 |  | 806176.8
| Install, Connect and Test | 30 |  | 3907.44 | 117223.2
N3 | Copper busway 5000A complete with all necessary accessories and ancillary works required as specified and as shown on drawings.
| Supply | 30 | 33591.24 |  | 1007737.2
| Install, Connect and Test | 30 |  | 5030.64 | 150919.2
Q | 26 36 00 - AUTOMATIC TRANSFER SWITCHES (ATS)
Q1 | Supply, install, connect, and test automatic transfer switch (1600A) complete with all control, monitoring and protection equipment including control cabling and all necessary auxiliary components and ancillary works required for complete operation as specified and as indicated on the drawings and specification.
| Supply | 1 | 1168720.92 |  | 1168720.92
| Install, Connect and Test | 1 |  | 7399.08 | 7399.08
POWER TRANSFORMER
R | Supply, install, connect, and test power transformers in accordance with detailed technical specifications complete with all necessary accessories and ancillary works. Transformers must be in compliance with public distribution company regulations.
R2 | Dry Type Transformers (2500 kVA, 22/0.4 kV) at 50C Ambient Temperature. |  | 0
| Supply | 3 | 703626.48 |  | 2110879.44
| Install, Connect and Test | 3 |  | 14351.04 | 43053.12
R5 | Dry Type transformers (7000 K.V.A, 22/11 KV ) at 50C Ambient Temperature. |  |  | 0
| Supply | 1 | 2382278.04 |  | 2382278.04
| Install, Connect and Test | 1 |  | 43015.32 | 43015.32
S | 26 13 00 - MEDIUM VOLTAGE SWITCHGEAR
S1 | 16-Cell, 22kV medium voltage SF6 or vacuum switch gear including feeding & interconnecting all circuit breakers, measuring instruments protective relays, control wiring, and all necessary accessories. The unit components and enclosure specifications shall be in compliance with the public distribution company regulations & the Egyptian code.
| Supply | 1 | 5715168.84 |  | 5715168.84
| Install, Connect and Test | 1 |  | 74456.28 | 74456.28
S2 | 22 KV,1250A Transformer Vacuum Circuit Breaker (VCB). The unit components & Enclosure specifications shall be in compliance with the public distribution company regulations & the Egyptian code.
| Supply | 7 |  | 0
| Install, Connect and Test | 7 | 0
T | MV CABLE FEEDERS
Supply, install, connect and test MV cables including raceways, termination, glands and all necessary accessories and ancillary works required for complete operative system. The item shall include all necessary reinforced concrete cross roads sleeves, warning tape & covering bricks . The works include excavation, backfilling & excess soil removal outsie the site. The works shall be complete as per the project specifications, the Egyptian code rules & electric power distribution company regulations.
T1 | AL/XLPE/STA/PVC 18/30 KV cable (3x240)mm2. The item shall include all necessary sleeves, warning tape & covering bricks. The item shall be complete with all necessary accessories and ancillary works required as specified and as shown on drawings. The works shall be complete as per the project specifications, the Egyptian code rules & electric power distribution company regulations.
| Supply | 3339 | 554.04 |  | 1849939.56
| Install, Connect and Test | 3339 |  | 159.84 | 533705.76
T2 | AL/XLPE/STA/PVC 8.7/15 KV cable (3x240) mm2. The item shall include all necessary sleeves, warning tape & covering bricks. The item shall be complete with all necessary accessories and ancillary works required as specified and as shown on drawings. The works shall be complete as per the project specifications, the Egyptian code rules, and electric power distribution company regulations.
| Supply | 480 | 484.92 |  | 232761.6
| Install, Connect and Test | 480 |  | 141.48 | 67910.4
26 33 00 - BATTERY EQUIPMENT (UPS)
U | Supply, install, connect, and test Uninterruptible Power Supply (UPS) complete including rectifier, control, charger, wave form, earthing and all necessary accessories & all ancillary works required for complete operative system according to the specifications & as shown on drawings.
U1 | Uninterruptible 80 KVA, 3phase, 400V power supply(UPS) 15 minutes complete including rectifier, control, charger, wave form, earthing and all necessary accessories & all ancillary works required for complete operative system according to the specifications & as shown on drawings.
| Supply | 1 | 561178.8 |  | 561178.8
| Install, Connect and Test | 1 |  | 3808.08 | 3808.08
U2 | Uninterruptible 40 KVA, 3phase, 400V power supply(UPS) 10minutes complete including rectifier, control, charger, wave form, earthing and all necessary accessories & all ancillary works required for complete operative system according to the specifications & as shown on drawings. |  | 0
| Supply | 1 | 381338.28 |  | 381338.28
| Install, Connect and Test | 1 |  | 3249.72 | 3249.72
U3 | Uninterruptible 25 KVA, 3phase, 400V power supply(UPS) 10minutes complete including rectifier, control, charger, wave form, earthing and all necessary accessories & all ancillary works required for complete operative system according to the specifications & as shown on drawings. |  |  | 0
| Supply | 1 | 327213 |  | 327213
| Install, Connect and Test | 1 |  | 2843.64 | 2843.64
26 05 26 - LIGHTNING PROTECTION, GROUNDING AND BONDING FOR ELECTRICAL SYSTEMS
V | LIGHTNING PROTECTION SYSTEM
V1 | Supply, install, connect, and test complete protective lightning protection system complete with earthing pits, earthing electrodes, equalizer bars, earth continuity conductor, complete with all accessories, fixing brackets, test links, complete with all accessories, fixing brackets, test links suspensions, drilling and cutting for complete installation all in accordance with technical specifications and drawings
| Supply | 1 | 507263.04 | 0 | 507263.04
| Install, Connect and Test | 1
DIVISION 26 - ELECTRICAL
To Summary
SITE DIVISION 27 - COMMUNICATIONS
IP NETWORK EQUIPMENT
B1 | Supply, install, connect and test of main rack complete with passive components main patch panels as specified and indicated in the drawings with all necessary termination, conduits, raceways, patch cords, cables and all necessary accessories required to complete operative system.
| Supply | 1 | 66935.16 |  | 66935.16
| Install, Connect and Test | 1 |  | 5935.68 | 5935.68
B2 | Supply, install, connect and test of edge distribution rack complete with passive components (patch panels, power strips, ...etc) as specified and indicated in the drawings with all necessary termination, conduits, raceways, patch cords, cables and all necessary accessories required to complete operative system.
IT RACK MAIN GATE
| Supply | 1 | 19166.76 |  | 19166.76
| Install, Connect and Test | 1 |  | 2201.04 | 2201.04
IT RACK GATE1
| Supply | 1 | 19166.76 |  | 19166.76
| Install, Connect and Test | 1 |  | 2201.04 | 2201.04
IT RACK GATE2
| Supply | 1 | 19166.76 |  | 19166.76
| Install, Connect and Test | 1 |  | 2201.04 | 2201.04
B3 | Supply, install, connect and test 6-core MM fiber optic cables. The item shall include raceways, splicing, splicing closures, media converters, pig tails fiber SC connectors, fiber cable pulling and all necessary sleeves, accessories and ancillary works. The works shall be complete as per the project specifications and drawings.
| Supply | 3500 | 180.36
| Install, Connect and Test | 3500 |  | 0
C | PUBLIC ADDRESS SYSTEM
C1 | Supply, install, connect and test public address system rack including AM/FM Tuner, CD/DVD player, mixer amplifiers, power amplifiers, paging microphone and complete with all other accessories in compliance with the tender specifications & drawings. The rack shall be equipped with a preset evacuation message that shall be announced upon receival of a signal from the fire alarm system.
| Supply | 1 | 112266 |  | 112266
| Install, Connect and Test | 1 |  | 2552.04 | 2552.04
C2 | Supply, install, connect and test sound system outlet with wiring 2x2.5mm2 strand twisted pair PVC insulated copper including raceways, termination boxes and all necessary accessories required for complete operative system of general sound system and as shown on design drawing. Surface mounted conduits shall be galvanized steel.
| Supply | 1 | 243977.4 |  | 243977.4
| Install, Connect and Test | 1 |  | 0 | Included
Supply, install, connect and test the following components:
C3 | Recessed Ceiling Mounted Speakers (3/6/12W).
| Supply | 2 | 1280.88 |  | 2561.76
| Install, Connect and Test | 2 |  | 58.32 | 116.64
C4 | Wall Mounted Horn.
| Supply | 19 | 4111.56 |  | 78119.64
| Install, Connect and Test | 19 |  | 58.32 | 1108.08
C5 | Wall Mounted Volume Control.
| Supply | 1 | 801.36 |  | 801.36
| Install, Connect and Test | 1 |  | 58.32 | 58.32
DIVISION 27 - COMMUNICATIONS
To Summary
SITE DIVISION 28 - ELECTRONIC SAFETY AND SECURITY
A | 28 31 00 - ADDRESSABLE FIRE ALARM SYSTEM
A1 | Supply, install, connect and test of UL listed fire alarm control panel - 4no. loops complete including conduits, conduit fittings, boxes, wiring up to fire alarm detectors, fixing and all necessary accessories and ancillary works as specified and as shown on the drawings.
| Supply | 1 | 93523.68 |  | 93523.68
| Install, Connect and Test | 1 |  | 3157.92 | 3157.92
Supply, install, connect and test of the following fire alarm system components:
A2 | Addressable Break Glass Manual Station.
| Supply | 44 | 578.88 |  | 25470.72
| Install, Connect and Test | 44 |  | 57.24 | 2518.56
A3 | Addressable Indoor Fire Alarm Siren with Flasher.
| Supply | 21 | 893.16 |  | 18756.36
| Install, Connect and Test | 21 |  | 57.24 | 1202.04
A4 | Addressable Outdoor Siren.
| Supply | 22 | 1355.4 |  | 29818.8
| Install, Connect and Test | 22 |  | 57.24 | 1259.28
A5 | Addressable Multi Detector.
| Supply | 31 | 595.08 |  | 18447.48
| Install, Connect and Test | 31 |  | 57.24 | 1774.44
A6 | Addressable Smoke Detector.
| Supply | 22 | 482.76 |  | 10620.72
| Install, Connect and Test | 22 |  | 57.24 | 1259.28
A7 | Addressable Heat Detector.
| Supply | 11 | 425.52 |  | 4680.72
| Install, Connect and Test | 11 |  | 57.24 | 629.64
A8 | Addressable Beam Detector (Emitter ).
| Supply | 42 | 6612.84 |  | 277739.28
| Install, Connect and Test | 42 |  | 145.8 | 6123.6
A9 | Addressable Beam Detector ( Receiver).
| Supply | 42 | 6612.84 |  | 277739.28
| Install, Connect and Test | 42 |  | 145.8 | 6123.6
A10 | Addressable Control Module
| Supply | 1 | 12648.96 |  | 12648.96
| Install, Connect and Test | 1 |  | 2840.4 | 2840.4
A11 | Addressable Monitor Module
| Supply | 1 | 5655.96 |  | 5655.96
| Install, Connect and Test | 1 |  | 1136.16 | 1136.16
A12 | Supply, install, connect and test of fire alarm circuits serving the shown detectors and connecting between main and repeaters fire alarm stations complete with duct banks, raceways & raceways supports. The works may include excavation in different soils & backfilling complete with inspection manholes / handholes.
| Supply | 1 | 275517.72 |  | 275517.72
| Install, Connect and Test | 1 |  | 0 | Included
B | 28 13 00 - ACCESS CONTROL SYSTEM
Supply, install, connect and test access control system complete including head end equipments. The item shall include conduits, conduit fittings, cabling, complete with all necessary accessories and ancillary works as shown on drawings and as specified in the technical specification in order to provide a complete system.
| Supply | 1 | 109185.84 |  | 109185.84
| Install, Connect and Test | 1 |  | 0 | Included
Supply, install, connect and test of the following access control system components in accordance to project specifications and design drawings.
B1 | Supply, install, connect and test one door access control interface module connect to main panel & all ancillary works required for complete operative system according to the specifications & as shown on drawings.
| Supply | 13 | 16823.16 |  | 218701.08
| Install, Connect and Test | 13 |  | 333.72 | 4338.36
B2 | Supply, install, connect and test request to exit push buttons & all ancillary works required for complete operative system according to the specifications & as shown on drawings.
| Supply | 13 | 706.32 |  | 9182.16
| Install, Connect and Test | 13 |  | 57.24 | 744.12
B3 | Supply, install, connect and test electric door Contact & all ancillary works required for complete operative system according to the specifications & as shown on drawings.
| Supply | 13 | 923.4 |  | 12004.2
| Install, Connect and Test | 13 |  | 57.24 | 744.12
B4 | Supply, install, connect and test proximity card reader with pin code & all ancillary works required for complete operative system according to the specifications & as shown on drawings.
| Supply | 10 | 5871.96 |  | 58719.6
| Install, Connect and Test | 10 |  | 57.24 | 572.4
B5 | Supply, install, connect and test proximity card & all ancillary works required for complete operative system according to the specifications & as shown on drawings.
| Supply | 26 | 71.28 |  | 1853.28
| Install, Connect and Test | 26 |  | 57.24 | 1488.24
C | 28 23 00 - CCTV SYSTEM
Supply, install, connect and test CCTV system complete including conduits, conduit fittings , cabling, complete with all necessary accessories and ancillary works as shown on drawings and as specified in the technical specification in order to provide a complete system The item shall be complete with the specified NVR, PC computer with LCD monitors & software to identify the system on the PC. The item shall be complete as per specification & design drawings.
| Supply | 1 | 101957.4 |  | 101957.4
| Install, Connect and Test | 1 |  | 5697 | 5697
Supplying, installing, connecting and testing the follwing items including cabling, fire retardant PVC conduits, conduit fittings back to related switches and all necessary accessories and ancillary materials and works required for complete installation as specified and as indicated on the drawings.
C1 | Indoor IP CCTV Surveillance Camera
| Supply | 20 | 3824.28 |  | 76485.6
| Install, Connect and Test | 20 | 5167.8 |  | 103356
C2 | Outdoor IP CCTV Surveillance Camera
| Supply | 33 | 4635.36 |  | 152966.88
| Install, Connect and Test | 33 | 7446.6 |  | 245737.8
DIVISION 28 - ELECTRONIC SAFETY AND SECURITY
To Summary
ADMIN. BUILDING
Admin Div-26
(26 51 00)-INTERIOR LIGHTING.
supply,Install, test & hand-over light fixtures including all lamps, all mounting devices and brackets in compliance with the tender specifications & drawings :-
A | LIGHTING FIXTURES
A1 | Light Fixture L1 RECESSED MOUNTED LUMINAIRE (1x42w) LED LAMP 220V,50HZ SIMILAR TO (PHILIPS RC120B W60L60 LED37S/- No) (Local Manufactures)
| Supply | 91 | 1461.24 |  | 132972.84
| Install, Connect and Test | 91 |  | 96.12 | 8746.92
A2 | Light Fixture L1E Same as (L1) with battery back up (Local Manufactures)
| Supply | 10 | 2542.32 |  | 25423.2
| Install, Connect and Test | 10 |  | 96.12 | 961.2
A3 | Light Fixture L4 RECESSED MOUNTED LUMINAIRE (1x11w) LED LAMP 220V,50HZ SIMILAR TO (PHILIPS DN145B PSU D166 LED10S/840 NO) (Local Manufactures)
| Supply | 48 | 541.08 |  | 25971.84
| Install, Connect and Test | 48 |  | 74.52 | 3576.96
A4 | Light Fixture L4E Same as (L4) with battery back up (Local Manufactures)
| Supply | 4 | 1726.92 |  | 6907.68
| Install, Connect and Test | 4 |  | 74.52 | 298.08
A5 | Light Fixture L5E SURFACE MOUNTED LUMINAIRE (1x22w) LED LAMP 220V,50HZ SIMILAR TO (PHILIPS CL261 DS Oyster 22W 30-40-65K IP54 ANZ) ) with battery back up (Local Manufactures)
| Supply | 35 | 2383.56 |  | 83424.6
| Install, Connect and Test | 35 |  | 74.52 | 2608.2
A6 | Light Fixture L6 RECESSED MOUNTED LUMINAIRE (1x11.8w) LED LAMP 220V,50HZ SIMILAR TO (PHILIPS DN570B PSE-E C) (Local Manufactures)
| Supply | 3 | 1569.24 |  | 4707.72
| Install, Connect and Test | 3 |  | 74.52 | 223.56
A7 | Light Fixture L6E Same as (L6) with battery back up (Local Manufactures)
| Supply | 3 | 2650.32 |  | 7950.96
| Install, Connect and Test | 3 |  | 74.52 | 223.56
A8 | Light Fixture L9 SURFACE MOUNTED LUMINAIRE (1x58.5w) LED LAMP 220V,50HZ SIMILAR TO (PHILIPS WT470X LED80S/840 WB ACW TW1 L1600) (Local Manufactures)
| Supply | 2 | 1356.48 |  | 2712.96
| Install, Connect and Test | 2 |  | 96.12 | 192.24
A10 | WALL MOUNTED EXIT SIGN (Local Manufactures)
| Supply | 6 | 1515.24 |  | 9091.44
| Install, Connect and Test | 6 |  | 92.88 | 557.28
A11 | CEILING MOUNTED EXIT SIGN (Local Manufactures)
| Supply | 3 | 1893.24 |  | 5679.72
| Install, Connect and Test | 3 |  | 92.88 | 278.64
A12 | Light Fixture L8 (IP-65) SURFACE MOUNTED BULK HEAD LUMINAIRE (1x12w, 960LM) LED LAMP 220V,50HZ SIMILAR TO (PHILIPS WT045C LED12/NW PSU CFW L1065) (Local Manufactures)
| Supply | 10 | 217.08 |  | 2170.8
| Install, Connect and Test | 10 |  | 74.52 | 745.2
(26 27 26)-WIRING DEVICES
B | LIGHT SWITCHES :
Supply, Install, test & hand-over light switches complete including, conduits, conduit fittings, switches, terminations, earthing, wiring from switches to branch circuit in compliance with the tender specifications & drawings :-
B1 | One gang,One Way 10A modular Switch
| Supply | 32 | 113.4 |  | 3628.8
| Install, Connect and Test | 32 |  | 275.4 | 8812.8
B2 | One gang,One Way 10A modular Switch (water proof)
| Supply | 16 | 153.36 |  | 2453.76
| Install, Connect and Test | 16 |  | 280.8 | 4492.8
B3 | Two gang,One Way 10A modular Switch
| Supply | 1 | 154.44 |  | 154.44
| Install, Connect and Test | 1 |  | 281.88 | 281.88
B4 | One gang,Two Way 10A modular Switch
| Supply | 8 | 125.28 |  | 1002.24
| Install, Connect and Test | 8 |  | 278.64 | 2229.12
C | SOCKET OUTLETS :
Supply, install, connect and test socket outlets complete including plaster rings, wiring, earthing, terminations, socket plate, cover, plugs, all necessary accessories and ancillary work according to specification and schedules
C1 | 16A wall single socket outlet IP=20
| Supply | 52 | 133.92 |  | 6963.84
| Install, Connect and Test | 52 |  | 48.6 | 2527.2
C2 | 16A wall duplex socket outlet IP=20
| Supply | 10 | 222.48 |  | 2224.8
| Install, Connect and Test | 10 |  | 54 | 540
C3 | 16A wall duplex socket outlet IP=20, fed from Emergency
| Supply | 1 | 361.8 |  | 361.8
| Install, Connect and Test | 1 |  | 54 | 54
C4 | 16A wall duplex socket outlet IP=20, fed from UPS
| Supply | 9 | 233.28 |  | 2099.52
| Install, Connect and Test | 9 |  | 54 | 486
C5 | 16A wall single socket outlet (water proof) IP=54
| Supply | 8 | 162 |  | 1296
| Install, Connect and Test | 8 |  | 54 | 432
C6 | 16A duplex socket outlet IP=20 (BUILT-IN FURNITURE) .
| Supply | 53 | 222.48 |  | 11791.44
| Install, Connect and Test | 53 |  | 54 | 2862
C7 | 16A Duplex socket outlet IP=20 fed from UPS (BUILT-IN FURNITURE) .
| Supply | 59 | 233.28 |  | 13763.52
| Install, Connect and Test | 59 |  | 54 | 3186
26 2816 - ENCLOSED SWITCHES & CIRCUIT BREAKERS
Supply, Install, test & hand-over switch fuses complete including plaster rings, wiring, earthing, terminations, socket plate, cover, plugs, all necessary accessories and ancillary work in compliance with the tender specifications & drawings :-
D | DISCONNECT SWITCH POWER OUTLET
D1 | 20A disconnect switch with two pole ceiling mounted for AC Unit
| Supply | 25 | 158.76 |  | 3969
| Install, Connect and Test | 25 |  | 78.84 | 1971
D2 | 32A disconnect switch with two pole for AC Unit |  | 0
| Supply | 1 | 170.64 |  | 170.64
| Install, Connect and Test | 1 |  | 95.04 | 95.04
D3 | 20A disconnect switch with two pole for water heater
| Supply | 9 | 147.96 |  | 1331.64
| Install, Connect and Test | 9 |  | 78.84 | 709.56
D4 | 20A disconnect switch with 2 poles for Ex. Fan ( WP)
| Supply | 3 | 281.88 |  | 845.64
| Install, Connect and Test | 3 |  | 115.56 | 346.68
D5 | 32A disconnect switch with 4 poles for Elevator
| Supply | 1 | 683.64 |  | 683.64
| Install, Connect and Test | 1 |  | 95.04 | 95.04
E | 26 05 19-LOW VOLTAGE ELECTRICAL POWER CONDUCTORS AND CABLES
Supply, Install, test & hand-over PVC insulated 450/750V stranded copper conductor wires & PVC/PVC stranded copper conductor cables from branch circuit panelboards to light & power outlets including raceways, termination, glands and all necessary accessories and ancillary works required for complete operative system in compliance with the tender specifications & drawings. Embedded or concealed surface mounted conduits should be heavy gauge PVC. Exposed mounted conduits should be EMT. Circuits in cable tray should be PVC/PVC multicore cables. :-
BRANCH CIRCUITS
E1 | 3x3mm2 for Lighting outlet
| Supply | 310 | 874.8 |  | 271188
| Install, Connect and Test | 310 |  | 0 | Included
E2 | 3x4mm2 for socket outlet
| Supply | 266 | 390.96 |  | 103995.36
| Install, Connect and Test | 266 |  |  | Included
E3 | 3x4mm2 for acess control outlet
| Supply | 3 | 576.72 |  | 1730.16
| Install, Connect and Test | 3 |  |  | Included
E4 | 3x4mm2 for ( IT rack outlet, sound rack, fire alarm panel )
| Supply | 4 | 576.72 |  | 2306.88
| Install, Connect and Test | 4 |  |  | Included
E5 | 3x4mm2 power outlet for hand dryer outlet, water heater, EXF |  | 0
| Supply | 15 | 1674 |  | 25110
| Install, Connect and Test | 15 |  |  | Included
E6 | 3x6mm2 for AC outlet
| Supply | 27 | 1504.44 |  | 40619.88
| Install, Connect and Test | 27 |  |  | Included
E7 | 3x4mm2 for AC outlet
| Supply | 27 | 1674 |  | 45198
| Install, Connect and Test | 27 |  |  | Included
( 26 24 16)- (26 24 19) PANELBOARDS
Supply, Install, test & hand-over the following panel boards complete with circuit breakers, bus bars cabinets, conductors, relays, residual current devices, indicator lamps and all necessary accessories and ancillary works required in compliance with the tender specifications & drawings :-
F | BRANCH CIRCUIT DISTRIBUTION PANEL BOARDS
F1 | PP-AD-GR-01
| Supply | 1 | 10474.92 |  | 10474.92
| Install, Connect and Test | 1 |  | 1313.28 | 1313.28
F2 | PP-AD-F-01
| Supply | 1 | 10429.56 |  | 10429.56
| Install, Connect and Test | 1 |  | 1313.28 | 1313.28
F3 | EPP-AD-GR-01
| Supply | 1 | 7347.24 |  | 7347.24
| Install, Connect and Test | 1 |  | 1313.28 | 1313.28
F4 | UPP-AD-GR-01
| Supply | 1 | 6384.96 |  | 6384.96
| Install, Connect and Test | 1 |  | 1313.28 | 1313.28
F5 | UPP-AD-F-01
| Supply | 1 | 7588.08 |  | 7588.08
| Install, Connect and Test | 1 |  | 1313.28 | 1313.28
G | 26 24 13 SUB FEEDER DISTRIBUTION PANEBOARDS
G1 | DB-AD-GR-01
| Supply | 1 | 20863.44 |  | 20863.44
| Install, Connect and Test | 1 |  | 1750.68 | 1750.68
G2 | EDB-AD-GR-01
| Supply | 1 | 20023.2 |  | 20023.2
| Install, Connect and Test | 1 |  | 1750.68 | 1750.68
G3 | UDB-AD-GR-01
| Supply | 1 | 5233.68 |  | 5233.68
| Install, Connect and Test | 1 |  | 1313.28 | 1313.28
(26 05 19) - (26 05 36)- (26 05 39) - (26 05 43)LOW VOLTAGE ELECTRICAL POWER CONDUCTORS AND CABLES
Supply, Install, test & hand-over CU/ XLPE/PVC stranded copper conductor cables including raceways, termination, glands, and all necessary accessories and ancillary works required for complete operative system in compliance with the tender specifications & drawings.
H | CABLE FEEDERS
H1 | CU/PVC/PVC cable [(4x6)mm2 + 6mm2)]] and all necessary accessories and ancillary works required as specified and as shown on drawings.
| Supply | 30 | 65.88 |  | 1976.4
| Install, Connect and Test | 30 |  | 98.28 | 2948.4
H2 | CU/PVC/PVC cable [(4x10)mm2 + 10mm2)]] and all necessary accessories and ancillary works required as specified and as shown on drawings.
| Supply | 55 | 103.68 |  | 5702.4
| Install, Connect and Test | 55 |  | 128.52 | 7068.6
H3 | CU/PVC/PVC cable [(3x35+16)mm2 + 16mm2)]] and all necessary accessories and ancillary works required as specified and as shown on drawings.
| Supply | 65 | 291.6 |  | 18954
| Install, Connect and Test | 65 |  | 138.24 | 8985.6
L | 26 36 00-TRANSFER SWITCHES
L-1 | Static transfer switch (40A, 1-ph) complete with all control, monitoring and protection equipment including control cabling and all necessary auxiliary components and ancillary works required for complete operation as specified and as indicated on the drawings
| Supply | 1 | 127619.28 |  | 127619.28
| Install, Connect and Test | 1 |  | 246.24 | 246.24
P | 26 33 00 - BATTERY EQUIPMENT (UPS)
P-1 | Uninterruptible online double conversion UPS 40 KVA, 3phase, 380V power supply "UPS-01", 10 minutes complete including rectifier, control, charger, wave form, earthing and all necessary accessories & all ancillary works required for complete operative system according to the specifications & as shown on drawings.
| Supply | 1 | 381338.28 |  | 381338.28
| Install, Connect and Test | 1 |  | 3249.72 | 3249.72
P-2 | Uninterruptible online double conversion dual parallel redundant UPS (1+1) 2x5 KVA, 1phase, 220V power supply "UPS-SR-1 & UPS-SR-2", 10minutes complete including rectifier, control, charger, wave form, earthing and all necessary accessories & all ancillary works required for complete operative system according to the specifications & as shown on drawings.
| Supply | 1 | 101280.24 |  | 101280.24
| Install, Connect and Test | 1 |  | 1244.16 | 1244.16
DIVISION 26 - ELECTRICAL
To Summary
ADMIN DIVISION 27 - COMMUNICATIONS
A | LIGHT CURRENT SYSTEM
Supply, install, connect and test the following Telecom / FXta system complete including wiring devices, conduits, conduit fittings, UTP Cat 6 conduits between the outlets to the respective access switches,, earthing complete including plaster rings, wiring, earthing terminations, socket plate, cover, plugs, and all necessary accessories and ancillary works for a complete system.
A1 | RJ45 CAT.6 TELEPHONE OUTLET .
| Supply | 10 | 335.88 |  | 3358.8
| Install, Connect and Test | 10 |  | 2241 | 22410
A2 | RJ45 CAT.6 DATA OUTLET.
| Supply | 14 | 335.88 |  | 4702.32
| Install, Connect and Test | 14 |  | 2241 | 31374
A3 | RJ45 CAT.6 OUTLET FOR WIRELESS ACCESS POINT.
| Supply | 8 | 335.88 |  | 2687.04
| Install, Connect and Test | 8 |  | 2438.64 | 19509.12
A4 | RJ45 CAT.6 TELEPHONE OUTLET &DATA OUTLET (BUILT-IN FURNITURE) .
| Supply | 56 | 335.88 |  | 18809.28
| Install, Connect and Test | 56 |  | 2338.2 | 130939.2
A5 | HDMI OUTLET
| Supply | 2 | 335.88 |  | 671.76
| Install, Connect and Test | 2 |  | 2241 | 4482
A6 | RJ45 CAT.6 MATV OUTLET .
| Supply | 2 | 335.88 |  | 671.76
| Install, Connect and Test | 2 |  | 2241 | 4482
B | [27 13 00, 27 13 05, 27 15 05, 27 20 00, 27 30 00]IP NETWORK EQUIPMENT
B1 | Supply install, connect and test main rack complete with main patch panel as specified and indicated in the drawings with all necessary termination, conduits, raceways, patch cords, cables & accessories required to complete an aderquate operative system.
| Supply | 1 | 29770.2 |  | 29770.2
| Install, Connect and Test | 1 |  | 3298.32 | 3298.32
B2 | Supply install, connect and test of edge distribution rack complete with passive components( patch panels, power strips, ...etc) as specified and indicated in the drawings with all necessary termination, conduits, raceways, patch cords, cables and all necessary accessories required to complete operative system.
1 | TC-RACK-GR
| Supply | 1 | 39882.24 |  | 39882.24
| Install, Connect and Test | 1 |  | 6861.24 | 6861.24
2 | TC-RACK-FR
| Supply | 1 | 39882.24 |  | 39882.24
| Install, Connect and Test | 1 |  | 6861.24 | 6861.24
B3 | Supply, install, connect and test 6 core M.M fiber optic cable , The item shall include raceways, splicing , splicing closures ,media converter, pig tails fiber SC connectors ,fiber cable pulling & all necessary sleeves. The works shall be complete as per the project specifications
| Supply | 100 | 640.44 |  | 64044
| Install, Connect and Test | 100 |  | 0 | 0
C | PUBLIC ADDRESS SYSTEM
C1 | Supply, install, connect and test Public Address system rack including AM/FM Tuner , CD/DVD Player , mixer Amplifiers, Power Amplifiers ,Paging Microphone and complete with all other accessories in compliance with the tender specifications & drawings . The rack shall be equipped with a preset evacuation massege that shall be announced upon receival of a signal from the fire alarm .
| Supply | 1 | 83871.72 |  | 83871.72
| Install, Connect and Test | 1 |  | 2552.04 | 2552.04
C2 | Supply , install , connect and test sound system outlet with wiring 2*2.5mm2 strand twisted pair PVC insulated copper including race ways , termination boxes and all necessary accessories requied for complete operative system of general sound system and as shown on design drawing surface mounted conduits should be galvanized steel ,
| Supply | 1 | 28068.12 |  | 28068.12
| Install, Connect and Test | 1 |  | 0 | 0
C3 | Supply , install , connect and test Recessed ceiling mounted 3/6/12w sound speakers
| Supply | 15 | 1280.88 |  | 19213.2
| Install, Connect and Test | 15 |  | 58.32 | 874.8
C4 | Supply , install , connect and test wall mounted volume control
| Supply | 2 | 801.36 |  | 1602.72
| Install, Connect and Test | 2 |  | 58.32 | 116.64
DIVISION 27 - COMMUNICATIONS
To Summary
ADMIN DIVISION 28 - ELECTRONIC SAFETY AND SECURITY
A | (28 31 00)-ADDRESSABLE FIRE ALARM SYSTEM
A1 | Supply, install, connect and test of UL LISTED main fire alarm station 4 no loops complete including conduits, conduit fittings, boxes, wiring up to fire alarm detectors, fixing and all necessary accessories and ancillary works as specified and as shown on the drawings.
| Supply | 1 | 33630.12 |  | 33630.12
| Install, Connect and Test | 1 |  | 2843.64 | 2843.64
A2 | Supply, install, connect and test of addressable break glass manual station
| Supply | 6 | 578.88 |  | 3473.28
| Install, Connect and Test | 6 |  | 57.24 | 343.44
A3 | Supply, install, connect and test of addressable Indoor fire alarm siren with flasher
| Supply | 6 | 893.16 |  | 5358.96
| Install, Connect and Test | 6 |  | 57.24 | 343.44
A4 | Supply, install, connect and test of addressable Smoke Detector .
| Supply | 34 | 482.76 |  | 16413.84
| Install, Connect and Test | 34 |  | 57.24 | 1946.16
A5 | Supply, install, connect and test of addressable Heat Detector .
| Supply | 2 | 425.52 |  | 851.04
| Install, Connect and Test | 2 |  | 57.24 | 114.48
A6 | Supply, install, connect and test of addressable control modules.
| Supply | 1 | 2108.16 |  | 2108.16
| Install, Connect and Test | 1 |  | 474.12 | 474.12
A7 | Supply, install, connect and test of addressable monitor modules.
| Supply | 1 | 1414.8 |  | 1414.8
| Install, Connect and Test | 1 |  | 284.04 | 284.04
A8 | Supply, install, connect and test of fire alarm circuits serving the shown detectors and connecting between main and repeaters fire alarm stations complete with duct banks, raceways & raceways supports. The works may include excavation in different soils & backfilling complete with inspection manholes / handholes
| Supply | 1 | 85492.8 |  | 85492.8
| Install, Connect and Test | 1 |  | 0 | included
B | (28 13 00)-ACCESS CONTROL SYSTEM
Supply, install, connect and test access control system complete including head end equipments. The item shall include conduits, conduit fittings, cabling, complete with all necessary accessories and ancillary works as shown on drawings and as specified in the technical specification in order to provide a complete system.
| Supply | 1 | 13102.56 |  | 13102.56
| Install, Connect and Test | 1 |  | 0 | included
B1 | Supply, install, connect and test one door access control interface module connect to main panel & all ancillary works required for complete operative system according to the specifications & as shown on drawings.
| Supply | 3 | 16823.16 |  | 50469.48
| Install, Connect and Test | 3 |  | 333.72 | 1001.16
B2 | Supply, install, connect and test request to exit push buttons & all ancillary works required for complete operative system according to the specifications & as shown on drawings.
| Supply | 3 | 706.32 |  | 2118.96
| Install, Connect and Test | 3 |  | 57.24 | 171.72
B3 | Supply, install, connect and test electric door Contact & all ancillary works required for complete operative system according to the specifications & as shown on drawings.
| Supply | 3 | 923.4 |  | 2770.2
| Install, Connect and Test | 3 |  | 57.24 | 171.72
B4 | Supply, install, connect and test proximity card reader with pin code & all ancillary works required for complete operative system according to the specifications & as shown on drawings.
| Supply | 3 | 5871.96 |  | 17615.88
| Install, Connect and Test | 3 |  | 57.24 | 171.72
B5 | Supply, install, connect and test proximity card & all ancillary works required for complete operative system according to the specifications & as shown on drawings.
| Supply | 6 | 71.28 |  | 427.68
| Install, Connect and Test | 6 |  | 57.24 | 343.44
C | (8 23 00)-CCTV SYSTEM
C1 | Supply, install, connect and test CCTV system complete including conduits, conduit fittings , cabling, complete with all necessary accessories and ancillary works as shown on drawings and as specified in the technical specification in order to provide a complete system The item shall be complete with the specified NVR, PC computer with LCD monitors & software to identify the system on the PC. The item shall be complete as per specification & design drawings.
| Supply | 1 | 101957.4 |  | 101957.4
| Install, Connect and Test | 1 |  | 5068.44 | 5068.44
Supplying, installing, connecting and testing the follwing items including cabling, fire retarFXnt PVC conduits, conduit fittings back to related switches and all necessary accessories and ancillary materials and works required for complete installation as specified and as indicated on the drawings.
C2 | INDOOR IP- CCTV SURVEILLANCE CAMERA
| Supply | 10 | 3824.28 |  | 38242.8
| Install, Connect and Test | 10 |  | 2501.28 | 25012.8
DIVISION 28 - ELECTRONIC SAFETY AND SECURITY
To Summary
WAREHOUSE BUILDING
WareHouse Div-26
DIVISION 26 - ELECTRICAL
(26 51 00)-INTERIOR LIGHTING.
supply,Install, test & hand-over light fixtures including all lamps & all mounting devices and brackets in compliance with the tender specifications & drawings :-
A | LIGHTING FIXTURES
A1 | Light Fixture L4 (IP-44) RECESSED MOUNTED SLIM DOWNLIGHT LUMINAIRE (1x11w, 1100LM) LED LAMP 220V,50HZ SIMILAR TO (PHILIPS DN145B PSU D166 LED10S/840 NO) (Local Manufactures)
| Supply | 14 | 541.08 |  | 7575.12
| Install, Connect and Test | 14 |  | 74.52 | 1043.28
A2 | Light Fixture L4E Same as (L4) WITH 2 HOURS BACK UP BATTERY (Local Manufactures)
| Supply | 4 | 1726.92 |  | 6907.68
| Install, Connect and Test | 4 |  | 74.52 | 298.08
A3 | Light Fixture L5E (IP-54) SURFACE MOUNTED CIRCULAR LUMINAIRE (1x22w, 2100LM) LED LAMP 220V,50HZ SIMILAR TO (PHILIPS CL261 DS Oyster ) WITH 2 HOURS BACK UP BATTERY (Local Manufactures)
| Supply | 20 | 2383.56 |  | 47671.2
| Install, Connect and Test | 20 |  | 74.52 | 1490.4
A4 | Light Fixture L6 (IP-20) RECESSED MOUNTED DOWNLIGHT LUMINAIRE (1x9.2w, 1300LM) LED LAMP 220V,50HZ SIMILAR TO (PHILIPS DN570B LED12S/840 PSU-E C WH) (Local Manufactures)
| Supply | 9 | 1569.24 |  | 14123.16
| Install, Connect and Test | 9 |  | 74.52 | 670.68
A5 | Light Fixture L6E Same as (L6) WITH 2 HOURS BACK UP BATTERY (Local Manufactures)
| Supply | 3 | 2650.32 |  | 7950.96
| Install, Connect and Test | 3 |  | 74.52 | 223.56
A6 | Light Fixture L7 (IP-65) SURFACE MOUNTED EXPLOSION PROOF LUMINAIRE CERTIFIED FOR HAZARDOUS LOCATIONS CLASS 1, DIVISION 2, GROUPS A, B, C, AND D (1x54.1w, 6535LM) LED LAMP 220V,50HZ SIMILAR TO (HEM4-40HL-DFA-EU) (Local Manufactures)
| Supply | 6 | 14180.4 |  | 85082.4
| Install, Connect and Test | 6 |  | 123.12 | 738.72
A7 | Light Fixture L7E Same as (L7) WITH 2 HOURS BACK UP BATTERY (Local Manufactures)
| Supply | 2 | 16770.24 |  | 33540.48
| Install, Connect and Test | 2 |  | 123.12 | 246.24
A8 | Light Fixture L8 (IP-65) SURFACE MOUNTED BULK HEAD LUMINAIRE (1x12w, 960LM) LED LAMP 220V,50HZ SIMILAR TO (PHILIPS WT045C LED12/NW PSU CFW L1065) (Local Manufactures)
| Supply | 10 | 217.08 |  | 2170.8
| Install, Connect and Test | 10 |  | 74.52 | 745.2
A9 | Light Fixture L9 (IP-66) SURFACE MOUNTED LUMINAIRE (1x58w, 7992LM) LED LAMP 220V,50HZ SIMILAR TO (PHILIPS WT470X L1600 WB LED80S/840 NO) (Local Manufactures)
| Supply | 83 | 3245.4 |  | 269368.2
| Install, Connect and Test | 83 |  | 96.12 | 7977.96
A10 | Light Fixture L9E Same as (L9) WITH 2 HOURS BACK UP BATTERY (Local Manufactures)
| Supply | 14 | 4381.56 |  | 61341.84
| Install, Connect and Test | 14 |  | 96.12 | 1345.68
(26 27 26)-WIRING DEVICES
B | LIGHT SWITCHES :
Supply, Install, test & hand-over light switches complete including, conduits, conduit fittings, switches, terminations, earthing, wiring from switches to branch circuit in compliance with the tender specifications & drawings :-
B1 | One gang,One Way 10A modular Switch
| Supply | 11 | 113.4 |  | 1247.4
| Install, Connect and Test | 11 |  | 266.76 | 2934.36
B2 | One gang,One Way 10A modular Switch (water proof)
| Supply | 2 | 153.36 |  | 306.72
| Install, Connect and Test | 2 |  | 271.08 | 542.16
B3 | One gang,One Way 10A modular Switch (EX.P : EXPLOSION PROOF TYPE)
| Supply | 4 | 1830.6 |  | 7322.4
| Install, Connect and Test | 4 |  | 271.08 | 1084.32
B4 | Two gang,One Way 10A modular Switch
| Supply | 4 | 151.2 |  | 604.8
| Install, Connect and Test | 4 |  | 272.16 | 1088.64
B5 | Two gang,One Way 10A modular Switch (water proof)
| Supply | 1 | 132.84 |  | 132.84
| Install, Connect and Test | 1 |  | 295.92 | 295.92
B6 | One gang,Two Way 10A modular Switch
| Supply | 8 | 123.12 |  | 984.96
| Install, Connect and Test | 8 |  | 268.92 | 2151.36
B7 | Two gang,Two Way 10A modular Switch
| Supply | 4 | 176.04 |  | 704.16
| Install, Connect and Test | 4 |  | 273.24 | 1092.96
B8 | PUSH-BUTTON 10A
| Supply | 1 | 132.84 |  | 132.84
| Install, Connect and Test | 1 |  | 290.52 | 290.52
SOCKET OUTLETS :
C | Supply, install, connect and test socket outlets complete including plaster rings, wiring, earthing, terminations, socket plate, cover, plugs, all necessary accessories and ancillary work according to specification and schedules
16A wall single socket outlet IP=20
C1 | Supply | 4 | 133.92 |  | 535.68
| Install, Connect and Test | 4 |  | 48.6 | 194.4
C2 | 16A wall single socket outlet (water proof) IP=54
| Supply | 46 | 162 |  | 7452
| Install, Connect and Test | 46 |  | 54 | 2484
C3 | SINGLE PHASE INDUSTRIAL POWER SOCKET 16A, 220V.
| Supply | 6 | 173.88 |  | 1043.28
| Install, Connect and Test | 6 |  | 82.08 | 492.48
C4 | THREE PHASE INDUSTRIAL POWER SOCKET 32A,380V.
| Supply | 6 | 294.84 |  | 1769.04
| Install, Connect and Test | 6 |  | 97.2 | 583.2
26 2816 - DISCONNECT SWITCH & CIRCUIT BREAKERS
D | Supply, Install, test & hand-over disconnect switch complete including plaster rings, wiring, earthing, terminations, socket plate, cover, plugs, all necessary accessories and ancillary work in compliance with the tender specifications & drawings :-
DISCONNECT SWITCH POWER OUTLET
D1 | 20A disconnect switch with two pole for water heater ( WP)
| Supply | 2 | 281.88 |  | 563.76
| Install, Connect and Test | 2 |  | 115.56 | 231.12
D2 | 20A disconnect switch with two pole for shutter door ( WP)
| Supply | 1 | 281.88 |  | 281.88
| Install, Connect and Test | 1 |  | 115.56 | 115.56
D3 | 20A disconnect switch with two pole for Ex-fan ( WP)
| Supply | 11 | 281.88 |  | 3100.68
| Install, Connect and Test | 11 |  | 115.56 | 1271.16
D4 | 20A disconnect switch with two pole for Ex-fan EXPLOSION PROOF TYPE
| Supply | 2 | 3136.32 |  | 6272.64
| Install, Connect and Test | 2 |  | 115.56 | 231.12
D5 | 20A disconnect switch with four pole (WP)
| Supply | 2 | 281.88 |  | 563.76
| Install, Connect and Test | 2 |  | 115.56 | 231.12
26 05 19-LOW VOLTAGE ELECTRICAL POWER CONDUCTORS AND CABLES
E | Supply, Install, test & hand-over PVC insulated 450/750V stranded copper conductor wires & PVC/PVC stranded copper conductor cables from branch circuit panelboards to light & power outlets including raceways, termination, glands and all necessary accessories and ancillary works required for complete operative system in compliance with the tender specifications & drawings. Embedded or concealed surface mounted conduits should be heavy gauge PVC. Exposed mounted conduits should be rigid galvanized steel. Circuits in cable tray should be PVC/PVC multicore cables. :-
BRANCH CIRCUITS
E1 | 3x2.5mm2 for Lighting outlet
| Supply | 165 | 525.96 |  | 86783.4
| Install, Connect and Test | 165 |  |  | 0
E2 | 3x4mm2 for socket outlet
| Supply | 50 | 731.16 |  | 36558
| Install, Connect and Test | 50 |  |  | 0
E3 | 3x4mm2 for ( IT rack outlet, fire alarm panel )
| Supply | 2 | 638.28 |  | 1276.56
| Install, Connect and Test | 2 |  |  | 0
E4 | 3x4mm2 for hand dryer outlet, shutter door , water heater, EXF
| Supply | 17 | 957.96 |  | 16285.32
| Install, Connect and Test | 17 |  |  | 0
E5 | 4x4mm2 for disconnect switch with four pole
| Supply | 2 | 4278.96 |  | 8557.92
| Install, Connect and Test | 2 |  |  | 0
E6 | 4x6mm2 for 3PH industrial power socket outlet
| Supply | 6 | 6693.84 |  | 40163.04
| Install, Connect and Test | 6 |  |  | 0
( 26 24 16)- (26 24 19) PANELBOARDS
Supply, Install, test & hand-over the following panel boards complete with circuit breakers, bus bars cabinets, conductors, relays, residual current devices, indicator lamps and all necessary accessories and ancillary works required in compliance with the tender specifications & drawings :-
F | BRANCH CIRCUIT DISTRIBUTION PANEL BOARDS
F1 | EPP-WH-GR-01
| Supply | 1 | 6145.2 |  | 6145.2
| Install, Connect and Test | 1 |  | 1313.28 | 1313.28
F2 | PP-WH-GR-01
| Supply | 1 | 6145.2 |  | 6145.2
| Install, Connect and Test | 1 |  | 1313.28 | 1313.28
F3 | PP-WH-GR-02
| Supply | 1 | 10333.44 |  | 10333.44
| Install, Connect and Test | 1 |  | 1313.28 | 1313.28
G | 26 24 13 SUB FEEDER Distribution PANELBOARDS
F1 | DP-WH-GR-01
| Supply | 1 | 10455.48 |  | 10455.48
| Install, Connect and Test | 1 |  | 1313.28 | 1313.28
(26 05 19) - (26 05 36)- (26 05 39) - (26 05 43)LOW VOLTAGE ELECTRICAL POWER CONDUCTORS AND CABLES
Supply, Install, test & hand-over CU/ XLPE/PVC stranded copper conductor cables including raceways, termination, glands and all necessary accessories and ancillary works required for complete operative system in compliance with the tender specifications & drawings.
H | CABLE FEEDERS
H6 | CU/XLPE/PVC cable [(4x16)mm2 + 16mm2)]] and all necessary accessories and ancillary works required as specified and as shown on drawings.
| Supply | 30 | 156.6 |  | 4698
| Install, Connect and Test | 30 |  | 246.24 | 7387.2
Q | 26 05 26 GROUNDING AND BONDING FOR ELECTRICAL SYSTEMS
Q-2 | EARTHING (GROUNDING) SYSTEM
Complete protective earthing (PE) system complete with earthing pits, earthing electrodes, equalizer bars, earth continuity conductor, and earthing conductor to switchboards, server & IT racks, diesel generator set and transformers complete with all accessories, fixing brackets, test links, complete with all accessories, fixing brackets, test links suspensions, drilling and cutting for complete installation all in accordance with technical specifications and drawings
Earthing impedance must be <= 0.5 ohm
| Supply | 1 | 73839.6 |  | 73839.6
| Install, Connect and Test | 1 |  | 0
DIVISION 26 - ELECTRICAL
To Summary
WareHouse Div-27
DIVISION 27 - COMMUNICATIONS
B | [27 13 00, 27 13 05, 27 15 05, 27 20 00, 27 30 00]IP NETWORK EQUIPMENT
B2 | Supply, install, connect and test 6 core M.M fiber optic cable , The item shall include raceways, splicing , splicing closures ,media converter, pig tails fiber SC connectors ,fiber cable pulling & all necessary sleeves. The works shall be complete as per the project specifications
| Supply | 200 | 640.44 |  | 128088
| Install, Connect and Test | 200 |  | 0 | included
DIVISION 27 - COMMUNICATIONS
To Summary
WareHouse Div-28
DIVISION 28 - ELECTRONIC SAFETY AND SECURITY
A | (28 31 00)-ADDRESSABLE FIRE ALARM SYSTEM
A1 | Supply, install, connect and test of UL LISTED Repeater fire alarm station 2 no loops complete including conduits, conduit fittings, boxes, wiring up to fire alarm detectors, fixing and all necessary accessories and ancillary works as specified and as shown on the drawings.
| Supply | 1 | 21423.96 |  | 21423.96
| Install, Connect and Test | 1 |  | 2843.64 | 2843.64
A2 | Supply, install, connect and test of addressable break glass manual station
| Supply | 11 | 578.88 |  | 6367.68
| Install, Connect and Test | 11 |  | 57.24 | 629.64
A3 | Supply, install, connect and test of addressable Indoor fire alarm siren with flasher
| Supply | 11 | 893.16 |  | 9824.76
| Install, Connect and Test | 11 |  | 57.24 | 629.64
A4 | Supply, install, connect and test of addressable Smoke Detector .
| Supply | 37 | 482.76 |  | 17862.12
| Install, Connect and Test | 37 |  | 57.24 | 2117.88
A5 | Supply, install, connect and test of addressable control modules.
| Supply | 1 | 2108.16 |  | 2108.16
| Install, Connect and Test | 1 |  | 474.12 | 474.12
A6 | Supply, install, connect and test of addressable monitor modules.
| Supply | 1 | 1414.8 |  | 1414.8
| Install, Connect and Test | 1 |  | 284.04 | 284.04
A7 | Supply, install, connect and test of fire alarm circuits serving the shown detectors and connecting between main and repeaters fire alarm stations complete with duct banks, raceways & raceways supports. The works may include excavation in different soils & backfilling complete with inspection manholes / handholes
| Supply | 1 | 67261.32 |  | 67261.32
| Install, Connect and Test | 1 |  | 0
B | (28 23 00)-CCTV SYSTEM
B1 | Supply, install, connect and test CCTV system complete including conduits, conduit fittings , cabling, complete with all necessary accessories and ancillary works as shown on drawings and as specified in the technical specification in order to provide a complete system The item shall be complete with the specified NVR, PC computer with LCD monitors & software to identify the system on the PC. The item shall be complete as per specification & design drawings.
| Supply | 1 | 101957.4 |  | 101957.4
| Install, Connect and Test | 1 |  | 5068.44 | 5068.44
Supplying, installing, connecting and testing the follwing items including cabling, fire retarFXnt PVC conduits, conduit fittings back to related switches and all necessary accessories and ancillary materials and works required for complete installation as specified and as indicated on the drawings.
B2 | INDOOR IP- CCTV SURVEILLANCE CAMERA
| Supply | 13 | 3824.28 |  | 49715.64
| Install, Connect and Test | 13 |  | 2984 | 38792
B | (28 13 00)-ACCESS CONTROL SYSTEM
Supply, install, connect and test access control system complete including head end equipments. The item shall include conduits, conduit fittings, cabling, complete with all necessary accessories and ancillary works as shown on drawings and as specified in the technical specification in order to provide a complete system.
| Supply | 1 | 13102.56 |  | 13102.56
| Install, Connect and Test | 1 |  | 0 | 0
B1 | Supply, install, connect and test one door access control interface module connect to main panel & all ancillary works required for complete operative system according to the specifications & as shown on drawings.
| Supply | 3 | 16823.16 |  | 50469.48
| Install, Connect and Test | 3 |  | 333.72 | 1001.16
B2 | Supply, install, connect and test request to exit push buttons & all ancillary works required for complete operative system according to the specifications & as shown on drawings.
| Supply | 3 | 706.32 |  | 2118.96
| Install, Connect and Test | 3 |  | 57.24 | 171.72
B3 | Supply, install, connect and test electric door Contact & all ancillary works required for complete operative system according to the specifications & as shown on drawings.
| Supply | 3 | 923.4 |  | 2770.2
| Install, Connect and Test | 3 |  | 57.24 | 171.72
B4 | Supply, install, connect and test proximity card reader with pin code & all ancillary works required for complete operative system according to the specifications & as shown on drawings.
| Supply | 3 | 5871.96 |  | 17615.88
| Install, Connect and Test | 3 |  | 57.24 | 171.72
B5 | Supply, install, connect and test proximity card & all ancillary works required for complete operative system according to the specifications & as shown on drawings.
| Supply | 6 | 71.28 |  | 427.68
| Install, Connect and Test | 6 |  | 57.24 | 343.44
DIVISION 28 - ELECTRONIC SAFETY AND SECURITY
To Summary Exclude Unit Rates
Dryer Area DIV-26
DIVISION 26 - ELECTRICAL
(26 51 00)-INTERIOR LIGHTING.
Supply, install, test & hand-over light fixtures including all lamps & all mounting devices and brackets in compliance with the tender specifications & drawings :-
A | LIGHTING FIXTURES
A1 | Light Fixture F1 - (IP-65) POLE MOUNTED INDUSTRIAL LUMINAIRE .(1x40w) LED LAMP 220V,50HZ
| Supply | 107 | 2293 | 0 | 245351
| Install, Connect and Test | 107 |  | 96.12 | 10284.84
B | 26 05 19-LOW VOLTAGE ELECTRICAL POWER CONDUCTORS AND CABLES
Supply, Install, test & hand-over PVC insulated 450/750V stranded copper conductor wires & PVC/PVC stranded copper conductor cables from branch circuit panelboards to light & power outlets including raceways, termination, glands and all necessary accessories and ancillary works required for complete operative system in compliance with the tender specifications & drawings. Embedded or concealed surface mounted conduits should be heavy gauge PVC. Exposed mounted conduits should be rigid galvanized steel. Circuits in cable tray should be PVC/PVC multicore cables. :-
BRANCH CIRCUITS
B1 | 3x3 mm2 for Lighting outlet
| Supply | 107 | 2433.24 |  | 260356.68
| Install, Connect and Test | 107 |  |  | included
DIVISION 26 - ELECTRICAL
To Summary
Chip Wash&Refining DIV-26
DIVISION 26 - ELECTRICAL
A | 26 51 00--INTERIOR LIGHTING.
Supply, install, connect and test light fixtures including all lamps, mounting devices and brackets as shown on the drawings, specification and as scheduled. The item shall include all necessary wiring, conduits & termination of the luminaires to their respective outlets.
A-1 | Light Fixture F1 - (IP-65) POLE MOUNTED Type INDUSTRIAL LUMINAIRE .(1x40w) LED LAMP 220V,50HZ
| Supply | 2 | 2293.92 | 0 | 4587.84
| Install, Connect and Test | 2 | 0 | 96.12 | 192.24
A-2 | Light Fixture (F1)
| Supply | No | 2293.92 | 0 | 350969.76
| Install, Connect and Test | No | 0 | 96.12 | 14706.36
A-3 | Light Fixture (F1E)
| Supply | No | 3429 |  | 185166
| Install, Connect and Test | No |  | 96.12 | 5190.48
C | 26 05 19-LOW VOLTAGE ELECTRICAL POWER CONDUCTORS AND CABLES | 0
Supply, install, connect and test PVC insulated 450/750V stranded copper conductor wires from branch circuit panelboards to light & power outlets including raceways, termination, glands and all necessary accessories and ancillary works required for complete operative system.
Embeded or concealed surface mounted conduits should be rigid PVC. Exposed mounted conduits should be EMT.
- PVC conduits should be products of Beit El-Handasa or approved equal.
C-1 | 3x3 mm² Lighting outlet
| Supply | No | 2433.24 |  | 503680.68
| Install, Connect and Test | No |  |  | included
DIVISION 26 - ELECTRICAL
To Summary
Switch Room 1 DIV-26
DIVISION 26 - ELECTRICAL
26 51 00--INTERIOR LIGHTING.
Supply, install, connect and test light fixtures including all lamps, mounting devices and brackets as shown on the drawings, specification and as scheduled. The item shall include all necessary wiring, conduits & termination of the luminaires to their respective outlets.
Light Fixture (F1)
| Supply | No | 2293.92 |  | 11469.6
| Install, Connect and Test | No |  | 96.12 | 480.6
Light Fixture (F1E)
| Supply | No | 3429 |  | 3429
| Install, Connect and Test | No |  | 96.12 | 96.12
Light Fixture F7 - Bulk Head Luminaire (1x12W) Led Lamp 220V - 50Hz.
| Supply | Nr | 595.08 |  | 1190.16
| Install, Connect and Test | Nr |  | 74.52 | 149.04
LIGHTING SWITCHES
Supplying, installing, connecting and testing lighting switches including all necessary accessories, ancillary works and materials required for complete installation as specified and as indicated on the drawings for the following items:-
10A, Two Way - One Gang Lighting Switch
| Supply | No | 151.2 |  | 302.4
| Install, Connect and Test | No |  | 281.88 | 563.76
26 27 26-WIRING DEVICES
26 05 19-LOW VOLTAGE ELECTRICAL POWER CONDUCTORS AND CABLES
Supply, install, connect and test PVC insulated 450/750V stranded copper conductor wires from branch circuit panelboards to light & power outlets including raceways, termination, glands and all necessary accessories and ancillary works required for complete operative system.
Embeded or concealed surface mounted conduits should be rigid PVC. Exposed mounted conduits should be EMT.
- PVC conduits should be products of Beit El-Handasa or approved equal.
3x3mm² Lighting outlet
| Supply | No | 2433.24 |  | 14599.44
| Install, Connect and Test | No |  |  | included
3x4mm² Power outlet For Sockets
| Supply | No | 2327.4 |  | 9309.6
| Install, Connect and Test | No |  |  | included
C | (26 05 19) - (26 05 36)- (26 05 39) - (26 05 43) LOW VOLTAGE ELECTRICAL POWER CONDUCTORS AND CABLES
Supply, install, connect and test XLPE insulated, PVC sheathed 600/1000V stranded copper cables from main feeder distribution panelboard to branch circuit panels & starter panels including floor mounted cable bracket , raceways, termination, glands and all necessary accessories and ancillary works required for complete operative system.
C-1 | Supply Install , connect and test CU/XLPE/PVC cable [(4x6+6)mm²)]] and all necessary accessories and ancillary works required as specified and as shown on drawings.
| Supply | Mt | 65.88 |  | 1317.6
| Install, Connect and Test | Mt |  | 77.76 | 1555.2
C-2 | Supply Install , connect and test CU/XLPE/PVC cable [(4x25+16)mm²)]] and all necessary accessories and ancillary works required as specified and as shown on drawings.
| Supply | Mt | 222.48 |  | 8899.2
| Install, Connect and Test | Mt |  | 124.2 | 4968
D | 26 05 26 GROUNDING AND BONDING FOR ELECTRICAL SYSTEMS
DIVISION 26 - ELECTRICAL
To Summary
DIVISION 28 - ELECTRONIC SAFETY AND SECURITY
A | 283111 - ADDRESSABLE FIRE ALARM SYSTEM
Supply, install, connect and test of fire alarm control system complete including conduits, conduit fittings , cabling, complete with all necessary accessories and ancillary works as shown on drawings and as specified in the technical specification in order to provide a complete system up to the main fire alarm control panel (FACP)
283111 - ADDRESSABLE FIRE ALARM SYSTEM
Supply, install, connect and test of fire alarm control system complete including conduits, conduit fittings , cabling, complete with all necessary accessories and ancillary works as shown on drawings and as specified in the technical specification in order to provide a complete system up to the main fire alarm control panel (FACP)
Supply, install, connect and test of addressable fire alarm siren with strobe light.
| Supply | No | 893.16 |  | 893.16
| Install, Connect and Test | No |  | 57.24 | 57.24
Supply, install, connect and test of addressable break glass manual station.
| Supply | No | 578.88 |  | 578.88
| Install, Connect and Test | No |  | 57.24 | 57.24
Supply, install, connect and test of addressable smoke detector.
| Supply | No. | 482.76 |  | 1448.28
| Install, Connect and Test | No. |  | 57.24 | 171.72
DIVISION 28 - ELECTRONIC SAFETY AND SECURITY
To Summary
Switch Room 2 DIV 26
DIVISION 26 - ELECTRICAL
A | 26 51 00--INTERIOR LIGHTING.
Supply, install, connect and test light fixtures including all lamps, mounting devices and brackets as shown on the drawings, specification and as scheduled. The item shall include all necessary wiring, conduits & termination of the luminaires to their respective outlets.
A-1 | Light Fixture (F1)
| Supply | No | 2293.92 |  | 18351.36
| Install, Connect and Test |  |  | 96.12 | 768.96
A-2 | Light Fixture (F1E)
| Supply | No | 3429 |  | 13716
| Install, Connect and Test | No |  | 96.12 | 384.48
Light Fixture F7 - Bulk Head Luminaire (1x12W) Led Lamp 220V - 50Hz.
| Supply | Nr | 595.08 |  | 1190.16
| Install, Connect and Test | Nr |  | 74.52 | 149.04
B | LIGHTING SWITCHES
Supplying, installing, connecting and testing lighting switches including all necessary accessories, ancillary works and materials required for complete installation as specified and as indicated on the drawings for the following items:-
B-1 | 10A, Two Way - One Gang Lighting Switch
| Supply | No | 151.2 |  | 302.4
| Install, Connect and Test | No |  | 281.88 | 563.76
26 27 26-WIRING DEVICES
F | 26 05 19-LOW VOLTAGE ELECTRICAL POWER CONDUCTORS AND CABLES
Supply, install, connect and test PVC insulated 450/750V stranded copper conductor wires from branch circuit panelboards to light & power outlets including raceways, termination, glands and all necessary accessories and ancillary works required for complete operative system.
Embeded or concealed surface mounted conduits should be rigid PVC. Exposed mounted conduits should be galvanized steel.
- PVC conduits should be products of Beit El-Handasa or approved equal.
F-1 | 3x3mm² Lighting outlet
| Supply | No | 2433.24 |  | 34065.36
| Install, Connect and Test | No |  | 0 | included
F-2 | 3x4mm² Power outlet For Sockets
| Supply | No | 2327.4 |  | 16291.8
| Install, Connect and Test | No |  | 0 | included
G | (26 05 19) - (26 05 36)- (26 05 39) - (26 05 43) LOW VOLTAGE ELECTRICAL POWER CONDUCTORS AND CABLES
Supply, install, connect and test XLPE insulated, PVC sheathed 600/1000V stranded copper cables from main feeder distribution panelboard to branch circuit panels & starter panels including raceways, termination, glands and all necessary accessories and ancillary works required for complete operative system.
G-1 | Supply Install , connect and test CU/XLPE/PVC cable [(4x6+6)mm²)]] and all necessary accessories and ancillary works required as specified and as shown on drawings.
Supply
| Install, Connect and Test | Mt | 65.88 |  | 1317.6
|  | Mt |  | 77.76 | 1555.2
G-2 | Supply Install , connect and test CU/XLPE/PVC cable [(4x35+16)mm²)]] and all necessary accessories and ancillary works required as specified and as shown on drawings.
| Supply | Mt | 291.6 |  | 11664
| Install, Connect and Test | Mt |  | 141.48 | 5659.2
DIVISION 26 - ELECTRICAL
To Summary
Switch Room 2 DIV 28
DIVISION 28 - ELECTRONIC SAFETY AND SECURITY
A | 283111 - ADDRESSABLE FIRE ALARM SYSTEM
Supply, install, connect and test of fire alarm control system complete including conduits, conduit fittings , cabling, complete with all necessary accessories and ancillary works as shown on drawings and as specified in the technical specification in order to provide a complete system up to the main fire alarm control panel (FACP)
A-1 | Supply, install, connect and test of addressable fire alarm siren with strobe light.
| Supply | No | 893.16 |  | 893.16
| Install, Connect and Test | No |  | 57.24 | 57.24
A-2 | Supply, install, connect and test of addressable break glass manual station.
| Supply | No | 578.88 |  | 578.88
| Install, Connect and Test | No |  | 57.24 | 57.24
A-3 | Supply, install, connect and test of addressable smoke detector.
| Supply | No. | 482.76 |  | 1448.28
| Install, Connect and Test | No. |  | 57.24 | 171.72
DIVISION 28 - ELECTRONIC SAFETY AND SECURITY
To Summary
To Summary
Energy Plant DIV-26
DIVISION 26 - ELECTRICAL
(26 51 00)-INTERIOR LIGHTING.
supply,Install, test & hand-over light fixtures including all lamps & all mounting devices and brackets in compliance with the tender specifications & drawings :-
A | LIGHTING FIXTURES
A1 | Light Fixture F1 - (IP-65) POLE MOUNTED Type INDUSTRIAL LUMINAIRE .(1x40w) LED LAMP 220V,50HZ
| Supply | Nr | 2293.93 | 0 | 160575.1
| Install, Connect and Test | Nr |  | 96.12 | 6728.4
26 05 19-LOW VOLTAGE ELECTRICAL POWER CONDUCTORS AND CABLES
Supply, Install, test & hand-over PVC insulated 450/750V stranded copper conductor wires & PVC/PVC stranded copper conductor cables from branch circuit panelboards to light & power outlets including raceways, termination, glands and all necessary accessories and ancillary works required for complete operative system in compliance with the tender specifications & drawings. Embedded or concealed surface mounted conduits should be heavy gauge PVC. Exposed mounted conduits should be rigid galvanized steel. Circuits in cable tray should be PVC/PVC multicore cables. :-
B | BRANCH CIRCUITS
B1 | 3x3mm2 for Lighting outlet
| Supply | Nr | 2433.24 |  | 170326.8
| Install, Connect and Test | Nr |  |  | 0
DIVISION 26 - ELECTRICAL
To Summary
DIVISION - FIRE SUPPRESSION
DIVISION 26 - ELECTRICAL
Chipper Building Div 26
A | 26 51 00--INTERIOR LIGHTING.
Install, connect and test light fixtures including all lamps, mounting devices and brackets as shown on the drawings, specification and as scheduled. The item shall include all necessary wiring, conduits & termination of the luminaires to their respective outlets.
A-1 | Light Fixture F1 -
| Supply | No | 2293.92 |  | 41290.56
| Install, Connect and Test | No |  | 96.12 | 1730.16
A-2 | Light Fixture (F1E)
| Supply | No | 3429 |  | 17145
| Install, Connect and Test | No |  | 96.12 | 480.6
A7 | Light Fixture F7 - Bulk Head Luminaire (1x12W) Led Lamp 220V - 50Hz.
| Supply | Nr | 595.08 |  | 1190.16
| Install, Connect and Test | Nr |  | 74.52 | 149.04
B | LIGHTING SWITCHES
Supplying, installing, connecting and testing lighting switches including all necessary accessories, ancillary works and materials required for complete installation as specified and as indicated on the drawings for the following items:-
B-1 | 10A, One Way - One Gang Lighting Switch
| Supply | No | 113.4 |  | 113.4
| Install, Connect and Test | No |  | 275.4 | 275.4
B-2 | 10A, Two Way - One Gang Lighting Switch
| Supply | No | 125.28 |  | 501.12
| Install, Connect and Test | No |  | 278.64 | 1114.56
B-3 | 10A, Two Way - One Gang Lighting Switch wp
| Supply | No | 153.36 |  | 613.44
| Install, Connect and Test | No |  | 271.08 | 1084.32
26 27 26-WIRING DEVICES
C | SOCKET OUTLETS
Supply, install, connect and test socket outlets complete including conduits, conduit fittings, wiring, earthing back to panel board or to branch circuit complete including plaster rings, wiring, earthing, terminations, socket plate, cover, plugs all necessary accessories and ancillary work according to specification and schedules.
C-1 | 16A Wall Single Socket outlet IP=20
| Supply | No | 133.92 |  | 1473.12
| Install, Connect and Test | No |  | 48.6 | 534.6
C-2 | 16A Wall Power socket outlet IP=20
| Supply | No | 133.92 |  | 401.76
| Install, Connect and Test | No |  | 48.6 | 145.8
D | DISCONNECT SWITCHES
Supplying, installing, connecting and testing disconnect switches including all necessary accessories, ancillary works and materials required for complete installation as specified and as indicated on the drawings for the following items:-
D-1 | 220v, 16A,2P Wall Disconnect Switch For Ex.F&FA.F
| Supply | No | 158.76 |  | 793.8
| Install, Connect and Test | No |  | 78.84 | 394.2
E | 26 05 19-LOW VOLTAGE ELECTRICAL POWER CONDUCTORS AND CABLES
Supply, install, connect and test PVC insulated 450/750V stranded copper conductor wires from branch circuit panelboards to light & power outlets including raceways, termination, glands and all necessary accessories and ancillary works required for complete operative system.
Embeded or concealed surface mounted conduits should be rigid PVC. Exposed mounted conduits should be galvanized steel.
- PVC conduits should be products of Beit El-Handasa or approved equal.
E-1 | 3x3mm² Lighting outlet
| Supply | No | 2433.24 |  | 60831
| Install, Connect and Test | No |  | 0 | 0
E-2 | 3x4mm² Power outlet For Sockets
| Supply | No | 2327.4 |  | 32583.6
| Install, Connect and Test | No |  |  | 0
E-3 | 3x4mm² Power Outlet For Ex.F & FA.F & Rolling Shutter Door
| Supply | No | 2557.44 |  | 12787.2
| Install, Connect and Test | No |  |  | 0
DIVISION 26 - ELECTRICAL
To Summary
Chipper Building DIV28
DIVISION 28 - ELECTRONIC SAFETY AND SECURITY
A | 283111 - ADDRESSABLE FIRE ALARM SYSTEM
Supply, install, connect and test of fire alarm control system complete including conduits, conduit fittings , cabling, complete with all necessary accessories and ancillary works as shown on drawings and as specified in the technical specification in order to provide a complete system up to the main fire alarm control panel (FACP)
A-1 | Supply, install, connect and test of addressable fire alarm siren with strobe light.
| Supply | No | 893.16 |  | 1786.32
| Install, Connect and Test | No |  | 57.24 | 114.48
A-2 | Supply, install, connect and test of addressable break glass manual station.
| Supply | No | 578.88 |  | 1157.76
| Install, Connect and Test | No |  | 57.24 | 114.48
A-3 | Supply, install, connect and test of addressable smoke detector.
| Supply | No. | 482.76 |  | 3379.32
| Install, Connect and Test | No. |  | 57.24 | 400.68
DIVISION 28 - ELECTRONIC SAFETY AND SECURITY
To Summary
Press Exhaust DIV-26
DIVISION 26 - ELECTRICAL
(26 51 00)-INTERIOR LIGHTING.
supply,Install, test & hand-over light fixtures including all lamps & all mounting devices and brackets in compliance with the tender specifications & drawings :-
A | LIGHTING FIXTURES
A1 | Light Fixture F2 - PENDANT LUMINAIRE (1x40w) LED LAMP 220V,50HZ
| Supply | 24 | 1136.16 |  | 27267.84
| Install, Connect and Test | 24 |  | 96.12 | 2306.88
B | SOCKET OUTLETS :
Supply, install, connect and test socket outlets complete including plaster rings, wiring, earthing, terminations, socket plate, cover, plugs, all necessary accessories and ancillary work according to specification and schedules
B1 | SINGLE Power SOCKET 16A, 220V.
| Supply | 6 | 173.88 |  | 1043.28
| Install, Connect and Test | 6 |  | 82.08 | 492.48
26 2816 - DISCONNECT SWITCH & CIRCUIT BREAKERS
Supply, Install, test & hand-over disconnect switch complete including plaster rings, wiring, earthing, terminations, socket plate, cover, plugs, all necessary accessories and ancillary work in compliance with the tender specifications & drawings :-
C | DISCONNECT SWITCH POWER OUTLET
C1 | 16A disconnect switch with one pole for EX.F
| Supply | 3 | 281.88 |  | 845.64
| Install, Connect and Test | 3 |  | 115.56 | 346.68
C2 | 16A disconnect switch with one pole for FA.F
| Supply | 3 | 281.88 |  | 845.64
| Install, Connect and Test | 3 |  | 115.56 | 346.68
D | 26 05 19-LOW VOLTAGE ELECTRICAL POWER CONDUCTORS AND CABLES
Supply, Install, test & hand-over PVC insulated 450/750V stranded copper conductor wires & PVC/PVC stranded copper conductor cables from branch circuit panelboards to light & power outlets including raceways, termination, glands and all necessary accessories and ancillary works required for complete operative system in compliance with the tender specifications & drawings. Embedded or concealed surface mounted conduits should be heavy gauge PVC. Exposed mounted conduits should be rigid galvanized steel. Circuits in cable tray should be PVC/PVC multicore cables. :-
BRANCH CIRCUITS
D1 | 3x3mm2 for Lighting outlet
| Supply | 24 | 2433.4 |  | 58401.6
| Install, Connect and Test | 24 |  |  | Included
D2 | 3x4mm2 for single power socket outlet
| Supply | 6 | 2327.4 |  | 13964.4
| Install, Connect and Test | 6 |  |  | Included
D3 | 3x4mm2 for EX.F&FA.F outlet
| Supply | 6 | 2327.4 |  | 13964.4
| Install, Connect and Test | 6 |  |  | Included
DIVISION 26 - ELECTRICAL
To Summary
Forming Station DIV-26
(26 51 00)-INTERIOR LIGHTING.
supply,Install, test & hand-over light fixtures including all lamps & all mounting devices and brackets in compliance with the tender specifications & drawings :-
LIGHTING FIXTURES
A | Light Fixture F1 - (IP-65) POLE MOUNTED INDUSTRIAL LUMINAIRE .(1x40w) LED LAMP 220V,50HZ
A1 | Supply | Nr | 2293 | 0 | 304969
| Install, Connect and Test | Nr | 0 | 96 | 12768
26 05 19-LOW VOLTAGE ELECTRICAL POWER CONDUCTORS AND CABLES
B | Supply, Install, test & hand-over PVC insulated 450/750V stranded copper conductor wires & PVC/PVC stranded copper conductor cables from branch circuit panelboards to light & power outlets including raceways, termination, glands and all necessary accessories and ancillary works required for complete operative system in compliance with the tender specifications & drawings. Embedded or concealed surface mounted conduits should be heavy gauge PVC. Exposed mounted conduits should be rigid galvanized steel. Circuits in cable tray should be PVC/PVC multicore cables. :-
BRANCH CIRCUITS
3x3mm2 for Lighting outlet
B1 | Supply | Nr | 2433.24 |  | 323620.92
| Install, Connect and Test | Nr |  | Included
Glue Preparation DIV-26
DIVISION 26 - ELECTRICAL
DIVISION 26 - ELECTRICAL
(26 51 00)-INTERIOR LIGHTING.
Supply, install, test & hand-over light fixtures including all lamps & all mounting devices and brackets in compliance with the tender specifications & drawings :-
LIGHTING FIXTURES
Light Fixture F1 - (IP-65) Pole Mounted Industrial Luminaire (1x40W) LED Lamp 220V, 50Hz.
| Supply | 16 | 2293.92 |  | 36702.72
| Install, Connect and Test | 16 |  | 96.12 | 1537.92
Light Fixture F2 - Pendent Luminaire (1x40W) LED Lamp 220V, 50Hz.
| Supply | 32 | 1136.16 |  | 36357.12
| Install, Connect and Test | 32 |  | 96.12 | 3075.84
(26 27 26)-WIRING DEVICES
LIGHT SWITCHES :
Supply, install, test & hand-over light switches complete including, conduits, conduit fittings, switches, terminations, earthing, wiring from switches to branch circuit in compliance with the tender specifications & drawings :-
Two gang, one way 10A modular switch
| Supply | 2 | 151.2 |  | 302.4
| Install, Connect and Test | 2 |  | 281.88 | 563.76
SOCKET OUTLETS :
Supply, install, connect and test socket outlets complete including plaster rings, wiring, earthing, terminations, socket plate, cover, plugs, all necessary accessories and ancillary work according to specification and schedules
SINGLE POWER SOCKET 16A, 220V.
| Supply | 2 | 162 |  | 324
| Install, Connect and Test | 2 |  | 54 | 108
26 2816 - DISCONNECT SWITCH & CIRCUIT BREAKERS
Supply, Install, test & hand-over disconnect switch complete including plaster rings, wiring, earthing, terminations, socket plate, cover, plugs, all necessary accessories and ancillary work in compliance with the tender specifications & drawings :-
DISCONNECT SWITCH POWER OUTLET
16A disconnect switch with one pole for EX.F
| Supply | 4 | 158.76 |  | 635.04
| Install, Connect and Test | 4 |  | 78.84 | 315.36
16A disconnect switch with one pole for FA.F
| Supply | 4 | 158.76 |  | 635.04
| Install, Connect and Test | 4 |  | 78.84 | 315.36
26 05 19-LOW VOLTAGE ELECTRICAL POWER CONDUCTORS AND CABLES
Supply, Install, test & hand-over PVC insulated 450/750V stranded copper conductor wires & PVC/PVC stranded copper conductor cables from branch circuit panelboards to light & power outlets including raceways, termination, glands and all necessary accessories and ancillary works required for complete operative system in compliance with the tender specifications & drawings. Embedded or concealed surface mounted conduits should be heavy gauge PVC. Exposed mounted conduits should be rigid galvanized steel. Circuits in cable tray should be PVC/PVC multicore cables. :-
BRANCH CIRCUITS
3x3mm² for Lighting outlet
| Supply | 36 | 2433.24 |  | 87596.64
| Install, Connect and Test | 36 |  | 0 | 0
3x4mm2 for EX.F&FA.F outlet & Socket
| Supply | 8 | 2327.4 |  | 18619.2
| Install, Connect and Test | 8 |  |  | 0
DIVISION 26 - ELECTRICAL
To Summary
Screen&Conveyor DIV-26
DIVISION 26 - ELECTRICAL
(26 51 00)-INTERIOR LIGHTING.
supply,Install, test & hand-over light fixtures including all lamps & all mounting devices and brackets in compliance with the tender specifications & drawings :-
A | LIGHTING FIXTURES
A1 | Light Fixture F1 - (IP-65) Pole Mounted Type Industrial Luminaire (1x40W) LED Lamp 220V, 50Hz.
| Supply | 8 | 2293.92 |  | 18351.36
| Install, Connect and Test | 8 |  | 96.12 | 768.96
A2 | Light Fixture F2 - Pendent Luminaire (1x40W) LED Lamp 220V, 50Hz.
| Supply | 8 | 1136.16 |  | 9089.28
| Install, Connect and Test | 8 |  | 96.12 | 768.96
A3 | Light Fixture F3 - Surface Mounted Luminaire (1x40W) LED Lamp 220V, 50Hz.
| Supply | 1 | 1180.44 |  | 1180.44
| Install, Connect and Test | 1 |  | 96.12 | 96.12
B | 26 05 19-LOW VOLTAGE ELECTRICAL POWER CONDUCTORS AND CABLES
Supply, Install, test & hand-over PVC insulated 450/750V stranded copper conductor wires & PVC/PVC stranded copper conductor cables from branch circuit panelboards to light & power outlets including raceways, termination, glands and all necessary accessories and ancillary works required for complete operative system in compliance with the tender specifications & drawings. Embedded or concealed surface mounted conduits should be heavy gauge PVC. Exposed mounted conduits should be rigid galvanized steel. Circuits in cable tray should be PVC/PVC multicore cables. :-
BRANCH CIRCUITS
B1 | 3x3mm² for Lighting outlet
| Supply | 17 | 2433.24 |  | 41365.08
| Install, Connect and Test | 17 |  | 0 | 0
DIVISION 26 - ELECTRICAL
To Summary
Main tower DIV-26
DIVISION 26 - ELECTRICAL
A | 26 51 00--INTERIOR LIGHTING.
Supply, install, connect and test light fixtures including all lamps, mounting devices and brackets as shown on the drawings, specification and as scheduled. The item shall include all necessary wiring, conduits & termination of the luminaires to their respective outlets.
A-1 | Light Fixture (F1)
| Supply | No | 2293.92 |  | 282152.16
| Install, Connect and Test | No |  | 96.12 | 11822.76
A-2 | Light Fixture (F1E)
| Supply | No | 3429 |  | 140589
| Install, Connect and Test | No |  | 96.12 | 3940.92
D | 26 05 19-LOW VOLTAGE ELECTRICAL POWER CONDUCTORS AND CABLES
Supply, install, connect and test PVC insulated 450/750V stranded copper conductor wires from branch circuit panelboards to light & power outlets including raceways, termination, glands and all necessary accessories and ancillary works required for complete operative system.
Embeded or concealed surface mounted conduits should be rigid PVC. Exposed mounted conduits should be galvanized steel.
- PVC conduits should be products of Beit El-Handasa or approved equal.
D-1 | 3x3mm² Lighting outlet
| Supply | No | 2433 |  | 401445
| Install, Connect and Test | No |  |  | Included
D-2 | 3x4mm² Power outlet For Sockets
| Supply | No | 2327 |  | 37232
| Install, Connect and Test | No |  |  | Included
DIVISION 26 - ELECTRICAL
To Summary
Main Tower DIV -28
DIVISION 28 - ELECTRONIC SAFETY AND SECURITY
A | 28 31 00-ADDRESS`ABLE FIRE ALARM SYSTEM
Supply, install, connect and test of fire alarm control system completeincluding conduits, conduit fittings , cabling, complete with all necessaryaccessories and ancillary works as shown on drawings and as specified in thetechnical specification in order to provide a complete system up to the mainfire alarm control panel (MFACP)
A-1 | Supply, install, connect and test of UL LISTED Repeater Fire Alarm ControlPanel 2 no loops complete including conduits, conduit fittings, boxes, wiring up to fire alarm detectors, fixing and all necessary accessories and ancillaryworks as specified and as shown on the drawings.
| Supply | No | 21423.96 |  | 21423.96
| Install, Connect and Test | No |  | 2843.64 | 2843.64
A-2 | Supply, install, connect and test of addressable fire alarm siren.
| Supply | No | 893.16 |  | 14290.56
| Install, Connect and Test | No |  | 57.24 | 915.84
A-3 | Supply, install, connect and test of addressable break glass manual station.
| Supply | No | 578.88 |  | 9262.08
| Install, Connect and Test | No |  | 57.24 | 915.84
DIVISION 28 - ELECTRONIC SAFETY AND SECURITY
To Summary
DIVISION 26 - ELECTRICAL
A | 26 51 00--INTERIOR LIGHTING.
Supply, install, connect and test light fixtures including all lamps, mounting devices and brackets as shown on the drawings, specification and as scheduled. The item shall include all necessary wiring, conduits & termination of the luminaires to their respective outlets.
A-1 | Light Fixture (F1)
| Supply | No | 2293.92 |  | 22939.2
| Install, Connect and Test | No |  | 96.12 | 961.2
A-2 | Light Fixture (F1E)
| Supply | No | 3429 |  | 6858
| Install, Connect and Test | No |  | 96.12 | 192.24
D | 26 05 19-LOW VOLTAGE ELECTRICAL POWER CONDUCTORS AND CABLES
Supply, install, connect and test PVC insulated 450/750V stranded copper conductor wires from branch circuit panelboards to light & power outlets including raceways, termination, glands and all necessary accessories and ancillary works required for complete operative system.
Embeded or concealed surface mounted conduits should be rigid PVC. Exposed mounted conduits should be galvanized steel.
- PVC conduits should be products of Beit El-Handasa or approved equal.
D-1 | 3x3mm² Lighting outlet
| Supply | No | 2433.24 |  | 29198.88
| Install, Connect and Test | No |  |  | Included
D-2 | 3x4mm² Power outlet For Sockets
| Supply | No | 2327.4 |  | 6982.2
| Install, Connect and Test |  |  |  | Included
DIVISION 26 - ELECTRICAL
To Summary
DIVISION 28 - ELECTRONIC SAFETY AND SECURITY
A | 28 31 00-ADDRESS`ABLE FIRE ALARM SYSTEM
Supply, install, connect and test of fire alarm control system completeincluding conduits, conduit fittings , cabling, complete with all necessaryaccessories and ancillary works as shown on drawings and as specified in thetechnical specification in order to provide a complete system up to the mainfire alarm control panel (MFACP)
A-1 | Supply, install, connect and test of addressable fire alarm siren.
| Supply | No | 893.16 |  | 2679.48
| Install, Connect and Test | No |  | 57.24 | 171.72
A-2 | Supply, install, connect and test of addressable break glass manual station.
| Supply | No | 578.88 |  | 1736.64
| Install, Connect and Test | No |  | 57.24 | 171.72
DIVISION 28 - ELECTRONIC SAFETY AND SECURITY
To Summary
Earthing DIV-26 Modified
DIVISION 26 - ELECTRICAL
B | EARTHING (GROUNDING) SYSTEM (ref no. 260526)
Furnishing, supplying, installing and testing a complete protective earthing (PE) system complete with earthing pits, earthing electrodes, equalizer bars, earth continuity conductor, and earthing conductor to switchboards, diesel generator set and transformers complete with all accessories, fixing brackets, test links, complete with all accessories, fixing brackets, test links suspensions, drilling and cutting for complete installation all in accordance with technical specifications and drawings
NB
Earthing impedance must be <= 2 ohm or in compliance with IEC 60364
B-1 | Supply, install, connect and test inspection pit (300X300mm) including earthing rod | 80 | 3146.85 |  | 251748
B-2 | Supply, install, connect and test thermal welding (T-JOINT) | 141 | 340.2 |  | 47968.2
B-3 | Supply, install, connect and test Exothermic Welding Mould for Cable 120 mm2/120mm2 | 5 |  | Included | 0
B-4 | Supply, install, connect and test Mould Handle | 5 |  | Included | 0
B-5 | Supply, install, connect and test Flint Igniter | 1 |  | Included | 0
B-6 | Supply, install, connect and test Disconnecting Earth Bar | 43 | 1048.95 |  | 45104.85
B-7 | Supply, install, connect and test 120mm2 bare copper cable burried in ground at depth = - 1000 mm | 2558.6 | 418.1652 |  | 1069917.4807
B-8 | Supply, install, connect and test 70mm2 bare copper cable burried in ground at depth = - 1000 mm | 1191.3 | 250.8948 |  | 298890.9752
B-9 | Clamp | 197 | 567 |  | 111699
DIVISION 26 - ELECTRICAL
To Summary
Site DIV-26 Modified
DIVISION 26 - ELECTRICAL
26 51 00 - INTERIOR LIGHTING
Supply, install, test & hand-over light fixtures including all lamps & all mounting devices and brackets in compliance with the tender specifications & drawings.
A | LIGHTING FIXTURES
A10 | Light Fixture L13 - (IP-20) SURFACE MOUNTED LUMINAIRE (1x36w, 3600M) LED LAMP 220V,50HZ SIMILAR TO (PHILIPS RC091V LED 36S 840 W60L60 LAP ) (Local Manufactures)
| Supply | 3 | 1327.7722 | 0 | 3983.3167
| Install, commect and test | 3 | 0 | 220.59 | 661.77
A11 | Light Fixture L13E - SIMILAR TO L13 WITH 2 HOURS BACK (Local Manufactures)
| Supply | 3 | 2655.5445 | 0 | 7966.6335
| Install, commect and test | 3 | 0 | 220.59 | 661.77
A13 | Light Fixture L12E- (IP-20) SURFACE MOUNTED CIRCULAR LUMINAIRE (1x38w, 3800LM) LED LAMP 220V,50HZ SIMILAR TO (PHILIPS SM294C LED 40 /840 PSU WH GM ) (Local Manufactures) |  |  |  | 0
| Supply | 3 | 3553.7434 | 0 | 10661.2301
| Install, commect and test | 3 | 0 | 220.59 | 661.77
A16 | Light Fixture L9- (IP-66) WALL MOUNTED LUMINAIRE (1x58w, 7992LM) LED LAMP 220V,50HZ SIMILAR TO (PHILIPS WT470X L1600 WB LED80S/840 NO) OR APPROVED EQUAL (Local Manufactures)
| Supply | 8 | 5467.2975 | 0 | 43738.38
| Install, commect and test | 8 | 0 | 220.59 | 1764.72
A17 | Light Fixture L9E- SAME TO L9 TYPE BUT WITH 2 HOURS BACK UP BATTERY (Local Manufactures)
| Supply | 4 | 7029.3825 | 0 | 28117.53
| Install, commect and test | 4 | 0 | 220.59 | 882.36
26 28 16 - ENCLOSED SWITCHES & CIRCUIT BREAKERS
D | SWITCH FUSES
Supply, install, test & hand-over switch fuses complete including plaster rings, wiring, earthing, terminations, socket plate, cover, plugs, all necessary accessories and ancillary work in compliance with the tender specifications & drawings.
D5 | 16A Switch Fuse with 2-Pole for Exhaust Fan , Fresh Fan (WP)
| Supply | 55 | 503.8037 | 0 | 27709.201
| Install, commect and test | 55 | 0 | 282.15 | 15518.25
D6 | 32A Switch Fuse with 2-Pole for Exhaust Fan (WP)
| Supply | 10 | 532.9365 | 0 | 5329.3654
| Install, commect and test | 10 | 0 | 282.15 | 2821.5
D7 | 20A Switch Fuse with 2-Pole for Water Heater Shutter Door & Exhaust Fan (wp)
| Supply | 5 | 503.8037 | 0 | 2519.0183
| Install, commect and test | 5 | 0 | 282.15 | 1410.75
D8 | 32A Switch Fuse with 4-Pole for Exhaust Fan (WP)
| Supply | 44 | 4466.7352 | 0 | 196536.3486
| Install, commect and test | 44 | 0 | 282.15 | 12414.6
26 05 19 - LOW VOLTAGE ELECTRICAL POWER CONDUCTORS AND CABLES
Supply, install, test & hand-over PVC insulated 450/750V stranded copper conductor wires & PVC/PVC stranded copper conductor cables from branch circuit panelboards to light & power outlets including raceways, termination, glands and all necessary accessories and ancillary works required for complete operative system in compliance with the tender specifications & drawings. Embedded or concealed surface mounted conduits should be heavy gauge PVC. Exposed mounted conduits should be rigid galvanized steel. Circuits in cable tray should be PVC/PVC multicore cables.
BRANCH CIRCUITS
E11 | 5x4mm2 CU/PVC for EX.F & FA.F
| Supply | 44 | 4967.4303 | 0 | 218566.9332
| Install, commect and test | 44 | 0 | 4582.5021 | 201630.0924
E12 | 5x6mm2 CU/PVC for EX.F & FA.F |  |  |  | 0
| Supply | 44 | 6968.4612 | 0
| Install, commect and test | 44 | 0 | 4813.4675
26 24 16 - 26 24 19 - PANELBOARDS
Supply, install, test & hand-over the following panel boards complete with circuit breakers, bus bars cabinets, conductors, relays, residual current devices, indicator lamps and all necessary accessories and ancillary works required in compliance with the tender specifications & drawings.
F | BRANCH CIRCUIT DISTRIBUTION PANEL BOARDS
F10 | DB-EX-1 (IP/68)
| Supply | 1 | 20983.4878 | 0 | 20983.4878
| Install, commect and test | 1 | 0 | 2465.4677 | 2465.4677
F11 | DB-EX-2 (IP/68) |  |  |  | 0
| Supply | 1 | 20983.4878 | 0 | 20983.4878
| Install, commect and test | 1 | 0 | 2465.4677 | 2465.4677
F12 | DB-EX-3 (IP/68) |  |  |  | 0
| Supply | 1 | 24235.7488 | 0 | 24235.7488
| Install, commect and test | 1 | 0 | 2529.5517 | 2529.5517
F13 | DB-EX-4 (IP/68) |  |  |  | 0
| Supply | 1 | 24235.7488 | 0 | 24235.7488
| Install, commect and test | 1 | 0 | 2529.5517 | 2529.5517
F16 | DB-GATE3 |  |  |  | 0
| Supply | 1 | 8232.1879 | 0 | 8232.1879
| Install, commect and test | 1 | 0 | 2214.2106 | 2214.2106
F17 | DB-MVSWG |  | 0 | 0 | 0
| Supply | 1 | 32831.9025 | 0 | 32831.9025
| Install, commect and test | 1 | 0 | 3724.934 | 3724.934
F22 | MCC-F-4 |  |  |  | 0
| Supply | 1 | 144096.0929 | 0 | 144096.0929
| Install, commect and test | 1 | 0 | 11767.1273 | 11767.1273
F23 | MCC-F-5 |  |  |  | 0
| Supply | 1 | 97104.1867 | 0 | 97104.1867
| Install, commect and test | 1 | 0 | 9715.1273 | 9715.1273
F24 | DB-Pumps Room |  |  |  | 0
| Supply | 1 | 10481.5904 | 0 | 10481.5904
| Install, commect and test | 1 | 0 | 2258.5338 | 2258.5338
F25 | DB-SUB-01 |  |  |  | 0
| Supply | 1 | 10108.252 | 0 | 10108.252
| Install, commect and test | 1 | 0 | 2251.1774 | 2251.1774
F26 | DB-SUB-02 |  |  |  | 0
| Supply | 1 | 12398.2686 | 0 | 12398.2686
| Install, commect and test | 1 | 0 | 2296.3009 | 2296.3009
F27 | ESF-D Building Phase#02 |  |  |  | 0
| Supply | 1 | 177665.2996 | 0 | 177665.2996
| Install, commect and test | 1 | 0 | 17864.7941 | 17864.7941
F28 | Spare Parts |  |  |  | 0
| Supply | 1 | 107224.6386 | 0 | 107224.6386
| Install, commect and test | 1 | 0 | 0 | 0
G | 26 24 13 - SUB FEEDER DISTRIBUTION PANEBOARDS
G1 | EMDB
| Supply | 1 | 725076.665 | 0 | 725076.665
| Install, commect and test | 1 | 0 | 47620.6306 | 47620.6306
G2 | EMDB-SS3 |  | 0 | 0 | 0
| Supply | 1 | 488089.9332 | 0 | 488089.9332
| Install, commect and test | 1 | 0 | 39255.6937 | 39255.6937
G3 | SFD-EMDB-SS3-UPS1 |  | 0 | 0 | 0
| Supply | 1 | 73855.8405 | 0 | 73855.8405
| Install, commect and test | 1 | 0 | 7691.922 | 7691.922
G4 | SFD-EMDB-SS3-UPS2 |  | 0 | 0 | 0
| Supply | 1 | 67151.3101 | 0 | 67151.3101
| Install, commect and test | 1 | 0 | 7543.3162 | 7543.3162
26 05 19 - 26 05 36- 26 05 39 - 26 05 43 - LOW VOLTAGE ELECTRICAL POWER CONDUCTORS AND CABLES
H | CABLE FEEDERS
Supply, install, test & hand-over CU/ XLPE/PVC stranded copper conductor cables including raceways, termination, glands and all necessary accessories and ancillary works required for complete operative system in compliance with the tender specifications & drawings.
H9 | CU/XLPE/STA/PVC cable [(4x25)mm2 + 16mm2]. and all necessary accessories and ancillary works required as specified and as shown on drawings. |  |  |  | 0
| Supply | 730 | 405.0768 | 0 | 295706.0334
| Install, Connect and Test | 730 | 0 | 270.1148 | 197183.7675
H18 | CU/XLPE/STA/PVC cable [(3x120+70)mm2 + 70mm2)]. and all necessary accessories and ancillary works required as specified and as shown on drawings. |  |  |  | 0
| Supply | 325 | 1674.3989 | 0 | 544179.6462
| Install, Connect and Test | 325 | 0 | 303.4781 | 98630.3732
H21 | CU/XLPE/STA/PVC cable [(3x185+95)mm2 +95mm2)]. |  |  |  | 0
| Supply | 595 | 2496.8367 | 0 | 1485617.8151
| Install, Connect and Test | 595 | 0 | 350.5916 | 208602.0169
N | 262500 - ENCLOSED BUS ASSEMBLY
Supply, install, connect and test copper busway complete with all necessary accessories and ancillary works required as specified and as shown on drawings.
N4 | Busway 6300A complete with all necessary accessories and ancillary works required as specified and as shown on drawings.
| Supply | 15 | 48383.5275 | 0 | 725752.9125
| Install, Connect and Test | 15 | 0 | 0 | 0
262413 MAIN DISTRIBUTION BOARDS
O | Supply, install, connect and test of main distribution boards with all necessary accessories circuit breakers, contractors, relays, indicator lamps, cable terminals & all ancillary works required for complete operative system according to the specifications & as shown on drawings.
O1 | LT-SS1 (With Power Factor Correction Capacitors).
| Supply | 1 | 1198866.8027 | 0 | 1198866.8027
| Install, Connect and Test | 1 | 0 | 69418.6983 | 69418.6983
O2 | LT1-SS2 (With Power Factor Correction Capacitors).
| Supply | 1 | 1409682.1161 | 0 | 1409682.1161
| Install, Connect and Test | 1 | 0 | 75256.6588 | 75256.6588
O3 | LT2-SS2 (With Power Factor Correction Capacitors).
| Supply | 1 | 901474.775 | 0 | 901474.775
| Install, Connect and Test | 1 | 0 | 42030.2747 | 42030.2747
O4 | LT-SS3 (With Power Factor Correction Capacitors).
| Supply | 1 | 2079998.16 | 0 | 2079998.16
| Install, Connect and Test | 1 | 0 | 103067.384 | 103067.384
O5 | LT1-SS4 (With Power Factor Correction Capacitors).
| Supply | 1 | 1624327.8774 | 0 | 1624327.8774
| Install, Connect and Test | 1 | 0 | 77271.5792 | 77271.5792
O6 | LT2.1-SS4 (With Power Factor Correction Capacitors).
| Supply | 1 | 1646348.7051 | 0 | 1646348.7051
| Install, Connect and Test | 1 | 0 | 87980.0027 | 87980.0027
O7 | LT2.2-SS4 (With Power Factor Correction Capacitors).
| Supply | 1 | 284970.7818 | 0 | 284970.7818
| Install, Connect and Test | 1 | 0 | 17815.8744 | 17815.8744
P | [SECTION 263213]- EMERGENCY DIESEL GENERATOR SET
P1 | Install only , and connect 2000 KVA. (at 50°C ambient) 0.8 p.f., 400V diesel generator set all in accordance with detailed technical specifications complete with all necessary accessories and ancillary works.
| Supply | 1 |  |  | 0
| Install, Connect and Test | 1 | 0 | 81810 | 81810
Q | 26 36 00 - AUTOMATIC TRANSFER SWITCHES (ATS)
Q2 | Supply, install, connect, and test automatic transfer switch (1250A) complete with all control, monitoring and protection equipment including control cabling and all necessary auxiliary components and ancillary works required for complete operation as specified and as indicated on the drawings and specification.
| Supply | 1 | 331387.1164 | 0 | 331387.1164
| Install, Connect and Test | 1 | 0 | 9652.5 | 9652.5
Q3 | Supply, install, connect, and test automatic transfer switch (1000A) complete with all control, monitoring and protection equipment including control cabling and all necessary auxiliary components and ancillary works required for complete operation as specified and as indicated on the drawings and specification.
| Supply | 1 | 310564.9139 | 0 | 310564.9139
| Install, Connect and Test | 1 | 0 | 8213.4 | 8213.4
Q4 | Supply, install, connect, and test automatic transfer switch (630A) complete with all control, monitoring and protection equipment including control cabling and all necessary auxiliary components and ancillary works required for complete operation as specified and as indicated on the drawings and specification.
| Supply | 1 | 121848.0192 | 0 | 121848.0192
| Install, Connect and Test | 1 | 0 | 6844.5 | 6844.5
Q5 | Supply, install, connect, and test automatic transfer switch (400A) complete with all control, monitoring and protection equipment including control cabling and all necessary auxiliary components and ancillary works required for complete operation as specified and as indicated on the drawings and specification.
| Supply | 1 | 106896.1477 | 0 | 106896.1477
| Install, Connect and Test | 1 | 0 | 6844.5 | 6844.5
Q6 | Supply, install, connect, and test automatic transfer switch (160A) complete with all control, monitoring and protection equipment including control cabling and all necessary auxiliary components and ancillary works required for complete operation as specified and as indicated on the drawings and specification. |  | 0 | 0
| Supply | 1 | 90639.3417 | 0 | 90639.3417
| Install, Connect and Test | 1 | 0 | 5133.375 | 5133.375
POWER TRANSFORMER
R | Supply, install, connect, and test power transformers in accordance with detailed technical specifications complete with all necessary accessories and ancillary works. Transformers must be in compliance with public distribution company regulations.
R1 | Dry Type Transformers (3150 kVA, 22/0.4 kV) at 50C Ambient Temperature.
| Supply | 1 | 1030976.1 | 0 | 1030976.1
| Install, Connect and Test | 1 | 0 | 25798.5 | 25798.5
R3 | Dry Type Transformers (2000 K.V.A, 22/0.4 kV) at 50C Ambient Temperature.
| Supply | 1 | 835715.48 |  | 835715.48
| Install, Connect and Test | 1 |  | 20066.74 | 20066.74
R4 | Dry Type Transformers (2000 kVA, 22/0.69 kV) at 50C Ambient Temperature.
| Supply | 1 | 812284.2 | 0 | 812284.2
| Install, Connect and Test | 1 | 0 | 15138.9 | 15138.9
DIVISION 26 - ELECTRICAL
To Summary
Site DIV-27 Modified
DIVISION 27 - COMMUNICATIONS
A | LIGHT CURRENT SYSTEM
Supply, install, connect and test the following Telecom / Data system outlets complete including wiring devices, conduits, conduit fittings,SFTP/Cat 6A cabling between the outlets to the respective access switches, earthing complete including plaster rings, wiring, earthing terminations, socket plate, cover, plugs, and all necessary accessories and ancillary works for a complete system.
A1 | Telecom Wall Mounted IP Outlet
| Supply | 25 | 553.6937 | 0 | 13842.3431
| Install, Connect and Test | 25 | 0 | 4693.6474 | 117341.1858
A2 | Telecom Wall Mounted IP Outlet - Weather Proof |  |  |  | 0
| Supply | 10 | 884.9635 | 0 | 8849.6348
| Install, Connect and Test | 10 | 0 | 4693.6474 | 46936.4743
A3 | Floor Box (FB1) - (2no. IP Outlets) |  |  |  | 0
| Supply | 12 | 1107.3874 | 0 | 13288.6494
| Install, Connect and Test | 12 | 0 | 5996.6418 | 71959.7014
A4 | Data Outlet |  |  |  | 0
| Supply | 5 | 553.6937 | 0 | 2768.4686
| Install, Connect and Test | 5 | 0 | 4693.6474 | 23468.2372
IP NETWORK EQUIPMENT
B | Supply, install, connect and test of edge distribution rack complete with passive components (patch panels, power strips, ...etc) as specified and indicated in the drawings with all necessary termination, conduits, raceways, patch cords, cables and all necessary accessories required to complete operative system.
IT RACK F-1
| Supply | 1 | 32485.455 | 0 | 32485.455
| Install, Connect and Test | 1 | 0 | 5862.8571 | 5862.8571
| IT RACK F-2 |  |  |  | 0
| Supply | 1 | 27988.497 | 0 | 27988.497
| Install, Connect and Test | 1 | 0 | 3420 | 3420
| IT RACK F-3 |  |  |  | 0
| Supply | 1 | 23491.539 | 0 | 23491.539
| Install, Connect and Test | 1 | 0 | 3420 | 3420
| IT RACK F-4 |  |  |  | 0
| Supply | 1 | 23491.539 | 0 | 23491.539
| Install, Connect and Test | 1 | 0 | 3420 | 3420
| IT RACK F-6 |  |  |  | 0
| Supply | 1 | 23491.539 | 0 | 23491.539
| Install, Connect and Test | 1 | 0 | 3420 | 3420
| IT RACK-MV |  |  |  | 0
| Supply | 1 | 11088.738 | 0 | 11088.738
| Install, Connect and Test | 1 | 0 | 3089.1176 | 3089.1176
| IT RACK-SUB-1 |  |  |  | 0
| Supply | 1 | 11599.686 | 0 | 11599.686
| Install, Connect and Test | 1 | 0 | 3291.6176 | 3291.6176
| IT RACK-SUB-2 |  |  |  | 0
| Supply | 1 | 11599.686 | 0 | 11599.686
| Install, Connect and Test | 1 | 0 | 3291.6176 | 3291.6176
B3 | Supply, install, connect and test 6-core single mode fiber optic cables. The item shall include raceways, splicing, splicing closures, media converters, pig tails fiber SC connectors, fiber cable pulling and all necessary sleeves, accessories and ancillary works. The works shall be complete as per the project specifications and drawings.
| Supply | 3500 | 148.7616 | 0 | 520665.57
| Install, Connect and Test | 3500 |  |  | 0
B4 | Supply, install, connect and test Armoured Double Sheath Fiber Optic Cable. The item shall include raceways, splicing, splicing closures, media converters, pig tails fiber SC connectors, fiber cable pulling and all necessary sleeves, accessories and ancillary works. The works shall be complete as per the project specifications and drawings.
| Supply | 500 | 168.5224 | 0 | 84261.1757
| Install, Connect and Test | 500 |  |  | 0
DIVISION 27 - COMMUNICATIONS
To Summary
Special Cables DIV-26 New
I | Supply, install, test & hand-over Special cables including raceways, termination, glands and all necessary accessories and ancillary works required for complete operative system in compliance with the tender specifications & drawings.
I | starr, geeignet für aussen ( und innen) solid, for outdoor + indoor use able for wiring in ground UV resistance (NYY-J) U =600V /1kV wire color coded -10..+70grd
A1 | NYY‐J 3x1,5 RE 0,6/1kV
| Supply | m | 27.9237 | 0 | 8377.1223
| Install, Connect and Test | m | 0 | 12.939 | 3881.7
A2 | NYY‐J 4x1,5 RE 0,6/1kV
| Supply | m | 33.7085 | 0 | 26966.8149
| Install, Connect and Test | m | 0 | 12.939 | 10351.2
A3 | NYY‐J 4x2,5 RE 0,6/1kV
| Supply | m | 48.9969 | 0 | 4899.686
| Install, Connect and Test | m | 0 | 12.939 | 1293.9
A4 | NYY‐J 4x4 RE 0,6/1kV
| Supply | m | 68.8304 | 0 | 24090.6344
| Install, Connect and Test | m | 0 | 13.6096 | 4763.3559
A5 | NYY‐J 4x6 RE 0,6/1kV
| Supply | m | 97.7405 | 0 | 29322.1499
| Install, Connect and Test | m | 0 | 15.219 | 4565.7
A6 | NYY‐J 4x10 RE 0,6/1kV
| Supply | m | 150.0927 | 0 | 45027.8217
| Install, Connect and Test | m | 0 | 15.219 | 4565.7
A7 | NYY‐J 4x16 RE 0,6/1kV
| Supply | m | 241.2719 | 0 | 24127.1856
| Install, Connect and Test | m | 0 | 18.639 | 1863.9
A8 | NYY‐J 4x25 RM 0,6/1kV
| Supply | m | 358.1244 | 0 | 71624.8735
| Install, Connect and Test | m | 0 | 18.639 | 3727.8
A9 | NYY‐J 4x70 SM 0,6/1kV
| Supply | m | 906.1081 | 0 | 226527.0264
| Install, Connect and Test | m | 0 | 22.059 | 5514.75
A10 | NYY‐J 3x25 RM/16 RE 0,6/1kV
| Supply | m | 342.8718 | 0 | 113147.7061
| Install, Connect and Test | m | 0 | 22.059 | 7279.47
A11 | NYY‐J 3x35 SM/16 RE 0,6/1kV
| Supply | m | 416.6581 | 0 | 149996.8998
| Install, Connect and Test | m | 0 | 22.059 | 7941.24
A12 | NYY‐J 3x50 SM/25 RM 0,6/1kV
| Supply | m | 594.6254 | 0 | 71355.044
| Install, Connect and Test | m | 0 | 24.339 | 2920.68
A13 | NYY‐J 3x70 SM/35 SM 0,6/1kV
| Supply | m | 777.383 | 0 | 404239.1735
| Install, Connect and Test | m | 0 | 27.189 | 14138.28
A14 | NYY‐J 3x120 SM/70 SM 0,6/1kV
| Supply | m | 1360.4198 | 0 | 925085.4387
| Install, Connect and Test | m | 0 | 35.739 | 24302.52
A15 | NYY‐J 3x150 SM/70 SM 0,6/1kV
| Supply | m | 1668.2581 | 0 | 233556.1328
| Install, Connect and Test | m | 0 | 42.579 | 5961.06
A16 | NYY‐J 3x185 SM/95 SM 0,6/1kV
| Supply | m | 2046.5357 | 0 | 1084663.9374
| Install, Connect and Test | m | 0 | 42.579 | 22566.87
A17 | NYCY 3x2,5 RE/2,5 0,6/1kV
| Supply | m | 65.2356 | 0 | 29421.2365
| Install, Connect and Test | m | 0 | 12.939 | 5835.489
B | Flexibel , für innen flexible, indoor use not UV resistance (H05VV5-F oder YSLY-J) wire numbered U = 300V / 500V alternativ: Helu JZ-750 U=450/700V -40..+80grd G = with protective conductor gn-ge x = without protective conductor
B1 | ÖLFLEX CLASSIC 110 3G0,75
| Supply | m | 13.7235 | 0 | 27446.9774
| Install, Connect and Test | m | 0 | 11.799 | 23598
B2 | ÖLFLEX CLASSIC 110 3G1
| Supply | m | 16.9602 | 0 | 20606.6547
| Install, Connect and Test | m | 0 | 11.799 | 14335.785
B3 | ÖLFLEX CLASSIC 110 3G1,5
| Supply | m | 21.3814 | 0 | 25764.6263
| Install, Connect and Test | m | 0 | 11.799 | 14217.795
B4 | ÖLFLEX CLASSIC 110 4G0,75
| Supply | m | 18.4615 | 0 | 2769.2246
| Install, Connect and Test | m | 0 | 11.799 | 1769.85
B5 | ÖLFLEX CLASSIC 110 4G1,5
| Supply | m | 26.9596 | 0 | 112448.5385
| Install, Connect and Test | m | 0 | 12.939 | 53968.569
B6 | ÖLFLEX CLASSIC 110 4G2,5
| Supply | m | 41.0772 | 0 | 125614.1502
| Install, Connect and Test | m | 0 | 12.939 | 39567.462
B7 | ÖLFLEX CLASSIC 110 4G4
| Supply | m | 62.5856 | 0 | 50694.3187
| Install, Connect and Test | m | 0 | 13.6096 | 11023.7665
B8 | ÖLFLEX CLASSIC 110 4G6
| Supply | m | 88.3884 | 0 | 51265.2965
| Install, Connect and Test | m | 0 | 15.219 | 8827.02
B9 | ÖLFLEX CLASSIC 110 4G10
| Supply | m | 143.4127 | 0 | 88915.8727
| Install, Connect and Test | m | 0 | 15.219 | 9435.78
B10 | ÖLFLEX CLASSIC 110 4G16
| Supply | m | 220.6808 | 0 | 97099.5526
| Install, Connect and Test | m | 0 | 16.1961 | 7126.3029
B11 | ÖLFLEX CLASSIC 110 4G25
| Supply | m | 350.494 | 0 | 35049.397
| Install, Connect and Test | m | 0 | 22.059 | 2205.9
B12 | ÖLFLEX CLASSIC 110 4G35
| Supply | m | 484.508 | 0 | 380338.7717
| Install, Connect and Test | m | 0 | 22.059 | 17316.315
B13 | ÖLFLEX CLASSIC 110 5G0,75
| Supply | m | 19.1254 | 0 | 34712.5453
| Install, Connect and Test | m | 0 | 11.799 | 21415.185
B14 | ÖLFLEX CLASSIC 110 5G1
| Supply | m | 24.9377 | 0 | 8728.1928
| Install, Connect and Test | m | 0 | 12.939 | 4528.65
B15 | ÖLFLEX CLASSIC 110 5G1,5
| Supply | m | 33.1851 | 0 | 18251.8237
| Install, Connect and Test | m | 0 | 12.939 | 7116.45
B16 | ÖLFLEX CLASSIC 110 5G2,5
| Supply | m | 51.3604 | 0 | 17205.7189
| Install, Connect and Test | m | 0 | 12.939 | 4334.565
B17 | ÖLFLEX CLASSIC 110 5G4
| Supply | m | 74.5353 | 0 | 28696.0815
| Install, Connect and Test | m | 0 | 13.6096 | 5239.6915
B18 | ÖLFLEX CLASSIC 110 7G1
| Supply | m | 35.7745 | 0 | 3398.5785
| Install, Connect and Test | m | 0 | 12.939 | 1229.205
B19 | ÖLFLEX CLASSIC 110 7G1,5
| Supply | m | 45.5535 | 0 | 10477.3142
| Install, Connect and Test | m | 0 | 12.939 | 2975.97
B20 | ÖLFLEX CLASSIC 110 7G2,5
| Supply | m | 67.7836 | 0 | 104386.7665
| Install, Connect and Test | m | 0 | 12.939 | 19926.06
B21 | ÖLFLEX CLASSIC 110 7G4
| Supply | m | 115.935 | 0 | 2898.3751
| Install, Connect and Test | m | 0 | 13.6096 | 340.2397
B22 | ÖLFLEX CLASSIC 110 12G0,75
| Supply | m | 49.8233 | 0 | 1494.6977
| Install, Connect and Test | m | 0 | 12.939 | 388.17
B23 | ÖLFLEX CLASSIC 110 12G1
| Supply | m | 57.674 | 0 | 3172.0715
| Install, Connect and Test | m | 0 | 12.939 | 711.645
B24 | ÖLFLEX CLASSIC 110 12G1,5
| Supply | m | 74.6152 | 0 | 9326.8952
| Install, Connect and Test | m | 0 | 12.939 | 1617.375
B25 | ÖLFLEX CLASSIC 110 12G2,5
| Supply | m | 115.6595 | 0 | 15035.7399
| Install, Connect and Test | m | 0 | 13.6096 | 1769.2465
B26 | ÖLFLEX CLASSIC 110 18G1,5
| Supply | m | 110.7012 | 0 | 16051.6677
| Install, Connect and Test | m | 0 | 14.364 | 2082.78
B27 | ÖLFLEX CLASSIC 110 25G1,5
| Supply | m | 141.2778 | 0 | 86179.482
| Install, Connect and Test | m | 0 | 18.639 | 11369.79
C | Flexibel , für innen flexible, indoor use not UV resistance Adern farbig U = 600V / 1kV G = with protective conductor gn-ge x = without protective conductor
C1 | ÖLFLEX CLASSIC 100 450/750V 4G70
| Supply | m | 1007.6172 | 0 | 45342.7732
| Install, Connect and Test | m | 0 | 42.579 | 1916.055
D | Flexibel , für aussen ( und innen ) flexible, outdoor + indoor use UV resistance , no ground wiring wire numbered U = 600V / 1kV Lapp: -30..+70grd Helu: -40..+80grd G = with protective conductor gn-ge x = without protective conductor
D1 | ÖLFLEX CLASSIC 110 Black 0,6/1kV 3G0,75
| Supply | m | 18.0758 | 0 | 59469.5311
| Install, Connect and Test | m | 0 | 12.339 | 40595.31
D2 | ÖLFLEX CLASSIC 110 Black 0,6/1kV 3G1
| Supply | m | 21.3126 | 0 | 9910.3433
| Install, Connect and Test | m | 0 | 12.339 | 5737.635
D3 | ÖLFLEX CLASSIC 110 Black 0,6/1kV 3G1,5
| Supply | m | 27.1717 | 0 | 108007.586
| Install, Connect and Test | m | 0 | 12.339 | 49047.525
D4 | ÖLFLEX CLASSIC 110 Black 0,6/1kV 3G2,5 |  | 0 | 0
| Supply | m | 41.5593 | 0 | 4987.1146
| Install, Connect and Test | m | 0 | 12.339 | 1480.68
D5 | ÖLFLEX CLASSIC 110 Black 0,6/1kV 4G0,75
| Supply | m | 22.8965 | 0 | 3434.474
| Install, Connect and Test | m | 0 | 12.339 | 1850.85
D6 | ÖLFLEX CLASSIC 110 Black 0,6/1kV 4G1,5
| Supply | m | 32.8821 | 0 | 206664.1359
| Install, Connect and Test |  | 0 | 12.339 | 77550.615
D7 | ÖLFLEX CLASSIC 110 Black 0,6/1kV 4G2,5
| Supply | m | 48.0327 | 0 | 336229.1128
| Install, Connect and Test | m | 0 | 12.339 | 86373
D8 | ÖLFLEX CLASSIC 110 Black 0,6/1kV 4G4
| Supply | m | 70.1802 | 0 | 52635.1241
| Install, Connect and Test | m | 0 | 12.939 | 9704.25
D9 | ÖLFLEX CLASSIC 110 Black 0,6/1kV 4G6
| Supply | m | 98.5807 | 0 | 31545.8143
| Install, Connect and Test | m | 0 | 13.6096 | 4355.0682
D10 | ÖLFLEX CLASSIC 110 Black 0,6/1kV 4G10
| Supply | m | 167.7225 | 0 | 8386.1269
| Install, Connect and Test | m | 0 | 13.6096 | 680.4794
D11 | ÖLFLEX CLASSIC 110 Black 0,6/1kV 4G16
| Supply | m | 248.434 | 0 | 186325.4713
| Install, Connect and Test | m | 0 | 14.364 | 10773
D12 | ÖLFLEX CLASSIC 110 Black 0,6/1kV 5G0,75
| Supply | m | 25.6511 | 0 | 58356.3653
| Install, Connect and Test | m | 0 | 12.339 | 28071.225
D13 | ÖLFLEX CLASSIC 110 Black 0,6/1kV 5G1
| Supply | m | 31.4497 | 0 | 12108.1348
| Install, Connect and Test | m | 0 | 12.339 | 4750.515
D14 | ÖLFLEX CLASSIC 110 Black 0,6/1kV 5G1,5
| Supply | m | 39.9065 | 0 | 32922.8583
| Install, Connect and Test | m | 0 | 12.339 | 10179.675
D15 | ÖLFLEX CLASSIC 110 Black 0,6/1kV 5G2,5
| Supply | m | 60.291 | 0 | 14469.828
| Install, Connect and Test | m | 0 | 12.339 | 2961.36
D16 | ÖLFLEX CLASSIC 110 Black 0,6/1kV 5G4
| Supply | m | 87.2866 | 0 | 8728.658
| Install, Connect and Test | m | 0 | 13.6096 | 1360.9588
D17 | ÖLFLEX CLASSIC 110 Black 0,6/1kV 5G10
| Supply | m | 213.7253 | 0 | 149607.7064
| Install, Connect and Test | m | 0 | 13.6096 | 9526.7118
D18 | ÖLFLEX CLASSIC 110 Black 0,6/1kV 7G0,75
| Supply | m | 34.6726 | 0 | 4160.7178
| Install, Connect and Test | m | 0 | 12.339 | 1480.68
D19 | ÖLFLEX CLASSIC 110 Black 0,6/1kV 7G1
| Supply | m | 40.7329 | 0 | 4602.8168
| Install, Connect and Test | m | 0 | 12.339 | 1394.307
D20 | ÖLFLEX CLASSIC 110 Black 0,6/1kV 7G1,5
| Supply | m | 51.2006 | 0 | 25600.2925
| Install, Connect and Test | m | 0 | 12.339 | 6169.5
D21 | ÖLFLEX CLASSIC 110 Black 0,6/1kV 7G2,5
| Supply | m | 77.9207 | 0 | 57661.3543
| Install, Connect and Test | m | 0 | 12.939 | 9574.86
D22 | ÖLFLEX CLASSIC 110 Black 0,6/1kV 12G1
| Supply | m | 63.5965 | 0 | 25438.6149
| Install, Connect and Test | m | 0 | 12.939 | 5175.6
D23 | ÖLFLEX CLASSIC 110 Black 0,6/1kV 12G1,5
| Supply | m | 87.0111 | 0 | 64388.2245
| Install, Connect and Test | m | 0 | 12.939 | 9574.86
D24 | ÖLFLEX CLASSIC 110 Black 0,6/1kV 12G2,5
| Supply | m | 133.5648 | 0 | 113530.082
| Install, Connect and Test | m | 0 | 13.6096 | 11568.15
D25 | ÖLFLEX CLASSIC 110 Black 0,6/1kV 18G1,5
| Supply | m | 123.648 | 0 | 81607.7066
| Install, Connect and Test | m | 0 | 18.639 | 12301.74
D26 | ÖLFLEX CLASSIC 110 Black 0,6/1kV 25G1
| Supply | m | 125.3559 | 0 | 18803.3891
| Install, Connect and Test | m | 0 | 18.639 | 2795.85
D27 | ÖLFLEX CLASSIC 110 Black 0,6/1kV 25G1,5
| Supply | m | 167.089 | 0 | 160405.4084
| Install, Connect and Test | m | 0 | 18.639 | 17893.44
D28 | ÖLFLEX CLASSIC 110 Black 0,6/1kV 25G2,5
| Supply | m | 268.8735 | 0 | 147880.4305
| Install, Connect and Test | m | 0 | 18.639 | 10251.45
E | einfach geschirmt, flexibel, für innen flexible, single shield, indoor use nicht UV-beständig, transparent Adern nummeriert U = 300V / 500V -40..+80grd YSLYCY-J (Ölflex FD Classic 810 CY) Helu:U = 300V / 500V Lapp: U= 300V/500 V ab 1,5mm2: 450/750V G = with protective conductor gn-ge x = without protective conductor
E1 | ÖLFLEX CLASSIC 110 CY 3G1,5
| Supply | m | 41.5868 | 0 | 5614.2227
| Install, Connect and Test | m | 0 | 11.799 | 1592.865
E2 | ÖLFLEX CLASSIC 110 CY 4G2,5
| Supply | m | 74.1744 | 0 | 6675.6975
| Install, Connect and Test | m | 0 | 11.799 | 1061.91
E3 | ÖLFLEX CLASSIC 110 CY 4G4
| Supply | m | 102.3545 | 0 | 18423.8188
| Install, Connect and Test | m | 0 | 12.939 | 2329.02
E4 | ÖLFLEX CLASSIC 110 CY 4G6
| Supply | m | 135.3553 | 0 | 4060.6599
| Install, Connect and Test | m | 0 | 13.6096 | 408.2876
E5 | ÖLFLEX CLASSIC 110 CY 4G10
| Supply | m | 220.061 | 0 | 11003.0502
| Install, Connect and Test | m | 0 | 13.6096 | 680.4794
E6 | ÖLFLEX CLASSIC 110 CY 4G16
| Supply | m | 2609.5186 | 0 | 156571.1143
| Install, Connect and Test | m | 0 | 14.364 | 861.84
E7 | ÖLFLEX CLASSIC 110 CY BK 0,6/1kV 4G50
| Supply | m | 903.2157 | 0 | 126450.2003
| Install, Connect and Test | m | 0 | 24.339 | 3407.46
E8 | ÖLFLEX CLASSIC 110 CY BK 0,6/1kV 4G70
| Supply | m | 1247.5477 | 0 | 224558.5912
| Install, Connect and Test | m | 0 | 27.189 | 4894.02
E9 | ÖLFLEX CLASSIC 110 CY 7G1,5
| Supply | m | 91.9695 | 0 | 1379.5424
| Install, Connect and Test | m | 0 | 12.339 | 185.085
F | einfach geschirmt, flexibel, für innen flexible, single shield, indoor use nicht UV-beständig, transparent Adern nummeriert U = 300V / 500V -40..+80grd YSLYCY-J (Ölflex FD Classic 810 CY) Helu:U = 300V / 500V Lapp: U= 300V/500 V ab 1,5mm2: 450/750V G = with protective conductor gn-ge x = without protective conductor
F1 | ÖLFLEX SERVO 2YSLCYK‐JB 3X70+3G10 BK
| Supply | m | 1064.3631 | 0 | 681192.383
| Install, Connect and Test | m | 0 | 35.739 | 22872.96
F2 | ÖLFLEX SERVO 2YSLCYK‐JB 3X95+3G16 BK
| Supply | m | 1441.2001 | 0 | 1196196.044
| Install, Connect and Test | m | 0 | 42.579 | 35340.57
F3 | ÖLFLEX SERVO 2YSLCYK‐JB 3X150+3G25 BK
| Supply | m | 2196.8022 | 0 | 702976.7108
| Install, Connect and Test | m | 0 | 52.839 | 16908.48
F4 | ÖLFLEX SERVO 2YSLCYK‐JB 3X95+3G16 BK
| Supply | m | 1470.3994 | 0 | 73519.9704
| Install, Connect and Test | m | 0 | 42.579 | 2128.95
G | einfach geschirmt, flexibel, für innen flexible, single shield, indoor use color coded no ground wire -30..+80grd
G1 | UNITRONIC LiYCY 2x0,5
| Supply | m | 18.1447 | 0 | 5007.9404
| Install, Connect and Test | m | 0 | 11.799 | 3256.524
G2 | UNITRONIC LiYCY 2x0,75
| Supply | m | 19.1245 | 0 | 4781.1175
| Install, Connect and Test | m | 0 | 11.799 | 2949.75
G3 | UNITRONIC LiYCY 3x0,5
| Supply | m | 20.073 | 0 | 60218.913
| Install, Connect and Test | m | 0 | 11.799 | 35397
G4 | UNITRONIC LiYCY 4x0,5
| Supply | m | 24.0672 | 0 | 6016.8056
| Install, Connect and Test | m | 0 | 11.799 | 2949.75
G5 | UNITRONIC LiYCY 6x0,5
| Supply | m | 34.8104 | 0 | 1392.4152
| Install, Connect and Test | m | 0 | 11.799 | 471.96
G6 | UNITRONIC LiYCY 7x0,5
| Supply | m | 32.8821 | 0 | 7398.4774
| Install, Connect and Test | m | 0 | 12.339 | 2776.275
G7 | UNITRONIC LiYCY 8x0,5
| Supply | m | 37.7028 | 0 | 3581.7632
| Install, Connect and Test | m | 0 | 12.339 | 1172.205
G8 | UNITRONIC LiYCY 12x0,5
| Supply | m | 49.5478 | 0 | 17837.2049
| Install, Connect and Test | m | 0 | 12.339 | 4442.04
G9 | UNITRONIC LiYCY 18x0,5
| Supply | m | 67.1776 | 0 | 23512.1566
| Install, Connect and Test | m | 0 | 13.6096 | 4763.3559
G10 | UNITRONIC LiYCY 25x0,5
| Supply | m | 71.4473 | 0 | 7144.7307
| Install, Connect and Test | m | 0 | 14.364 | 1436.4
H | einfach geschirmt, twisted pair single shield, twisted pair farbcodiert
H1 | UNITRONIC LiYCY (TP) 2x2x0,5
| Supply | m | 28.6124 | 0 | 5150.2329
| Install, Connect and Test | m | 0 | 11.799 | 2123.82
H2 | UNITRONIC LiYCY (TP) 3x2x0,5
| Supply | m | 44.5894 | 0 | 1337.6823
| Install, Connect and Test | m | 0 | 11.799 | 353.97
H3 | UNITRONIC LiYCY (TP) 6x2x0,5
| Supply | m | 64.4229 | 0 | 3221.1467
| Install, Connect and Test | m | 0 | 12.339 | 616.95
I | Flexibel für Energiekette mit UL/cUL flexible for energy chain UL/cUL nummerierte Adern PUR- Mantel Kleine Biegeradien UL/cUL approbiert für Nordamerika G = with protective conductor gn-ge x = without protective conductor
I1 | ÖLFLEX FD 855 P 3G1,5
| Supply | m | 62.2468 | 0 | 1867.4027
| Install, Connect and Test | m | 0 | 11.799 | 353.97
I2 | ÖLFLEX FD 855 P 12G1,5
| Supply | m | 183.0109 | 0 | 2745.1632
| Install, Connect and Test | m | 0 | 15.219 | 228.285
L | Erdung grounding |  | 0 | 0
L1 | H07V‐K 1X16 GNYE |  | 0 | 0
| Supply | m | 54.7816 | 0 | 183518.4868
| Install, Connect and Test | m | 0 | 12.339 | 41335.65
L2 | H07V‐K 1X25 GNYE
| Supply | m | 89.2148 | 0 | 4460.742
| Install, Connect and Test | m | 0 | 12.939 | 646.95
L3 | H07V‐K 1X50 GNYE
| Supply | m | 161.3868 | 0 | 112970.7802
| Install, Connect and Test | m | 0 | 13.6096 | 9526.7118
L4 | H07V‐K 1X70 GNYE
| Supply | m | 224.193 | 0 | 44838.5976
| Install, Connect and Test | m | 0 | 15.219 | 3043.8
L5 | H07V‐K 1X95 GNYE
| Supply | m | 309.7251 | 0 | 15486.253
| Install, Connect and Test | m | 0 | 15.219 | 760.95
M | Spezialleitung special cables
M1 | ÖLFLEX CLASSIC 100 YELLOW 3G1,5
| Supply | m | 26.8458 | 0 | 44295.599
| Install, Connect and Test | m | 0 | 10.26 | 16929
M2 | ÖLFLEX CLASSIC 110 Orange 3G1,5
| Supply | m | 28.0854 | 0 | 5055.3743
| Install, Connect and Test | m | 0 | 10.26 | 1846.8
N | CABLE TRAYS FOR Equipement Cables
Supply, install, test and put into operation cable trays system, complete with all elbows, tees, reducers, suspension elements, supports, connectors, bonding jumpers, earthing connector, fasteners, covers, studs, fire stopping material, warning signs, bolts, nuts, washers, covers, accessories and all related ancillary works.
| (200x100)mm |  |  |  | 0
| Supply | m | 375.8416 | 0 | 169128.729
| Install, Connect and Test | m | 0 | 90.8743 | 40893.4286
(300x100)mm
| Supply | m | 485.302 | 0 | 363976.5375
| Install, Connect and Test | m | 0 | 114.2591 | 85694.3182
| (400x100)mm |  |  |  | 0
| Supply | m | 592.0779 | 0 | 888116.805
| Install, Connect and Test | m | 0 | 141.075 | 211612.5
(500x100)mm
| Supply | m | 809.3563 | 0 | 307555.4016
| Install, Connect and Test | m | 0 | 191.805 | 72885.9
| (600x100)mm |  |  |  | 0
| Supply | m | 930.5833 | 0 | 670020.012
| Install, Connect and Test | m | 0 | 233.5371 | 168146.7429
Hot-Dip Galvanized Perforated Separator, for cable tray 100mm height, 1.5mm thickness, 3000mm length
| Supply | m | 78.7495 | 0 | 598654.0791
| Install, Connect and Test | m | 0 | 10.26 | 77996.52
DIVISION 29 - Special Equipement
To Summary
Admin DIV-26 Modified
DIVISION 26 - ELECTRICAL
(26 51 00)-INTERIOR LIGHTING.
supply,Install, test & hand-over light fixtures including all lamps, all mounting devices and brackets in compliance with the tender specifications & drawings :-
A | LIGHTING FIXTURES
A9 | Light Fixture L10 RECESSED MOUNTED LUMINAIRE (1x24w) LED LAMP 220V,50HZ SIMILAR TO (PHILIPS DN570B 1xLED24S/840 C) (Local Manufactures)
| Supply | 3 | 3517.77 |  | 10553.31
| Install, Connect and Test | 3 |  | 220.59 | 661.77
E | 26 05 19-LOW VOLTAGE ELECTRICAL POWER CONDUCTORS AND CABLES
Supply, Install, test & hand-over PVC insulated 450/750V stranded copper conductor wires & PVC/PVC stranded copper conductor cables from branch circuit panelboards to light & power outlets including raceways, termination, glands and all necessary accessories and ancillary works required for complete operative system in compliance with the tender specifications & drawings. Embedded or concealed surface mounted conduits should be heavy gauge PVC. Exposed mounted conduits should be EMT. Circuits in cable tray should be PVC/PVC multicore cables. :-
BRANCH CIRCUITS
E8 | Empty Embedded Outlets (Empty PVC Conduits 20 mm2)
| Supply | 10 | 508.8 |  | 5088
| Install, Connect and Test | 10 |  | 205.2 | 2052
E9 | Empty Exposed Outlets (Empty EMT Conduits 3/4'')
| Supply | 10 | 702.09 |  | 7020.9
| Install, Connect and Test | 10 |  | 342 | 3420
DIVISION 26 - ELECTRICAL
To Summary
Warehouse DIV-26 Modified
DIVISION 26 - ELECTRICAL
G | 26 24 13 SUB FEEDER DISTRIBUTION PANEBOARDS
| DIVISION 26 - ELECTRICAL |  |  |  | 0
To Summary
Warehouse DIV-27 Modified
DIVISION 27 - COMMUNICATIONS
A | LIGHT CURRENT SYSTEM
Supply, install, connect and test the following Telecom / data system complete including wiring devices, conduits, conduit fittings, S/FTP Cat 6A conduits between the outlets to the respective access switches,, earthing complete including plaster rings, wiring, earthing terminations, socket plate, cover, plugs, and all necessary accessories and ancillary works for a complete system.
A1 | RJ45 CAT.6A TELEPHONE OUTLET .
| Supply | 10 | 553.6937 | 0 | 5536.9372
| Install, Connect and Test | 10 | 0 | 4691.741 | 46917.4105
A2 | RJ45 CAT.6A DATA OUTLET. |  | 0 | 0
| Supply | 7 | 553.6937 | 0 | 3875.8561
| Install, Connect and Test | 7 | 0 | 4691.741 | 32842.1873
B | [27 13 00, 27 13 05, 27 15 05, 27 20 00, 27 30 00]IP NETWORK EQUIPMENT |  | 0 | 0
B1 | Supply install, connect and test of edge distribution rack complete with passive components( patch panels, power strips, ...etc) as specified and indicated in the drawings with all necessary termination, conduits, raceways, patch cords, cables and all necessary accessories required to complete operative system. |  | 0 | 0
| WH-RACK |  | 0 | 0
| Supply | 1 | 27444.3737 | 0 | 27444.3737
| Install, Connect and Test | 1 | 0 | 4779 | 4779
DIVISION 27 - COMMUNICATIONS
To Summary
Warehouse DIV-28 Modified
DIVISION 28 - ELECTRONIC SAFETY AND SECURITY
B | (28 23 00)-CCTV SYSTEM
Supplying, installing, connecting and testing the follwing items including cabling, fire retarFXnt PVC conduits, conduit fittings back to related switches and all necessary accessories and ancillary materials and works required for complete installation as specified and as indicated on the drawings.
B2 | INDOOR IP- CCTV SURVEILLANCE CAMERA
| Supply | 13
| Install, Connect and Test | 13 |  | 5757.18 | 74843.34
DIVISION 28 - ELECTRONIC SAFETY AND SECURITY
To Summary Exclude Unit Rates
Dryer Area DIV-26 NEW
DIVISION 26 - ELECTRICAL
C | 26 24 13 SUB FEEDER DISTRIBUTION PANEBOARDS
C1 | DB-DR
| Supply | 1 | 8846.48 |  | 8846.48
| Install, Connect and Test | 1 |  | 2359.8 | 2359.8
DIVISION 26 - ELECTRICAL
To Summary
Chip Wash&Refining DIV-26 NEW
DIVISION 26 - ELECTRICAL
(26 51 00)-INTERIOR LIGHTING.
supply,Install, test & hand-over Poles including all lamps & all brackets in compliance with the tender specifications & drawings :-
A | Pole LIGHTING FIXTURES
A1 | Lighting pole with a height of 1,5 mt circular, consisting of a pipe with a diameter of 3.6 m and a thickness of 4 mm, hot galvanized, including the base (250x250x10) mm including strings 500X20M
| Supply | 8 | 3321 | 0 | 26568
| Install, Connect and Test | 8 | 0 | 339.29 | 2714.32
B | (26 24 16) - (26 24 19) PANELBOARDS
Supply, Install, Connect and Test the following panelboards complete with circuit breakers, bus bars cabinets, conductors relays, residual current devices, indicator lamps and all necessary accessories and ancillary works required in accordance with the specification, tender drawings & attached schedules.
B-1 | DB-WASHING&REFINING
| Supply | 1 | 9493.24 |  | 8790.0412
| Install, Connect and Test | 1 |  | 2436.75 | 2256.25
DIVISION 26 - ELECTRICAL
To Summary
Switch Room 1 DIV-26 NEW
DIVISION 26 - ELECTRICAL
26 27 26-WIRING DEVICES
SOCKET OUTLETS
Supply, install, connect and test socket outlets complete including conduits, conduit fittings, wiring, earthing back to panel board or to branch circuit complete including plaster rings, wiring, earthing, terminations, socket plate, cover, plugs all necessary accessories and ancillary work according to specification and schedules.
16A Wall Single Socket outlet IP=54
| Supply | No | 195.4807 | 0 | 586.4421
| Install, Connect and Test | No | 0 | 76.095 | 228.285
16A Wall Power socket outlet IP=54
| Supply | No | 195.4807 | 0 | 195.4807
| Install, Connect and Test | No | 0 | 76.095 | 76.095
DISCONNECT SWITCHES
Supplying, installing, connecting and testing disconnect switches including all necessary accessories, ancillary works and materials required for complete installation as specified and as indicated on the drawings for the following items:-
3800v, 63A,3P Wall Disconnect Switch For AC Unit
| Supply | No | 1470.7273 | 0 | 2941.4545
| Install, Connect and Test | No | 0 | 487.35 | 974.7
(26 24 16) - (26 24 19) PANELBOARDS
Supply, Install, Connect and Test the following panelboards complete with circuit breakers, bus bars cabinets, conductors relays, residual current devices, indicator lamps and all necessary accessories and ancillary works required in accordance with the specification, tender drawings & attached schedules.
SFD-SUB-01
| Supply | No | 24343.5942 | 0 | 24343.5942
| Install, Connect and Test | No | 0 | 5611.1273 | 5611.1273
DIVISION 28 - ELECTRONIC SAFETY AND SECURITY
A | 283111 - ADDRESSABLE FIRE ALARM SYSTEM
Supply, install, connect and test of fire alarm control system complete including conduits, conduit fittings , cabling, complete with all necessary accessories and ancillary works as shown on drawings and as specified in the technical specification in order to provide a complete system up to the main fire alarm control panel (FACP)
A1 | Supply, install, connect and test of addressable fire alarm siren with strobe light,(Weather Proof)
| Supply | No. | 3712.6032 | 0 | 3712.6032
| Install, Connect and Test | No. | 0 | 259.065 | 259.065
A2 | Supply, install, connect and test of addressable break glass manual station,(Weather Proof)
| Supply | No. | 3483.9955 | 0 | 3483.9955
| Install, Connect and Test | No. | 0 | 259.065 | 259.065
A3 | Supply, install, connect and test of addressable control modules.
| Supply | No. | 346.0665 | 0 | 346.0665
| Install, Connect and Test | No. | 0 | 259.065 | 259.065
A4 | Supply, install, connect and test of addressable monitor modules.
| Supply | No. | 515.9921 | 0 | 515.9921
| Install, Connect and Test | No. | 0 | 259.065 | 259.065
A5 | Supply, install, connect and test of fire alarm circuits serving the shown detectors complete with duct banks, raceways & raceways supports. The works may include excavation in different soils & backfilling complete with inspection manholes.
| Supply | Ls | 21546.8162 | 0 | 21546.8162
| Install, Connect and Test | Ls |  | 0 | 0
DIVISION 28 - ELECTRONIC SAFETY AND SECURITY
To Summary
Switch Room 2 DIV 21 NEW
DIVISION 21 - FIRE SUPPRESSION
A | FIRE FIGHTING FM200 SYSTEM
Supply, install, connect and test of FM200 fire protection system. The item shall include calculation of the clean agent required quantities together with no. of nozzles & layout in addition to the system execution. The item shall include all piping, detectors & interface with project central fire alarm system.
A1 | FM200 System with capacity of 492 kg. | 1 | 599693.3079 |  | 599693.3079
DIVISION 21 - FIRE SUPPRESSION
To Summary
Switch Room 2 DIV 22 NEW
DIVISION 22 - PLUMBING SYSTEMS
Contractor to include all catalogues of Plumbing system in which his prices is based upon during tendering for Engineer's evaluation.
The bill toilet sanitary fixtures & plumbing fixtures items values shall include the cold & hot water piping within the respective area up to the water supply mains.
The bill shown water supply piping items are related to water supply risers & mains piping.
The bill toilets sanitary & plumbing fixtures items values shall include the drainage water piping within the respective area up to the drainage risers or mains.
The bill shown drainage piping items are related to drainage risers & mains piping.
A | DRAINAGE PIPES
E | SANITARY FIXTURES
Supply, install & handover:- Sanitary fixtures including the supply of all necessary component parts, traps, flexible connections, control valves, waste connections, assemblies connecting to supply and waste system, setting, bedding, sealing and making good all as specified.
E1 | Supply, install, test, and hand over heavy duty cast iron trench drain ( 300 width x150 mm depth ) The unit shall be equipped with cast iron heavy duty grating and trench drain point including the drain trap.The trench drain shall be a product of ISO 9001 listed firm. The item includes pipe connection & all necessary accessories to maintain an adequate performance. the item shall be as following:
| Trench drain | 15 | 1185.5 |  | 17782.5
DIVISION 22 - PLUMBING SYSTEMS
To Summary
Switch Room 2 DIV-26 NEW
DIVISION 26 - ELECTRICAL
26 27 26-WIRING DEVICES
C | SOCKET OUTLETS
Supply, install, connect and test socket outlets complete including conduits, conduit fittings, wiring, earthing back to panel board or to branch circuit complete including plaster rings, wiring, earthing, terminations, socket plate, cover, plugs all necessary accessories and ancillary work according to specification and schedules.
C-1 | 16A Wall Single Socket outlet IP=54
| Supply | No | 195.4807 | 0 | 977.4035
| Install, Connect and Test | No | 0 | 76.095 | 380.475
C-2 | 16A Wall Power socket outlet IP=54
| Supply | No | 195.4807 | 0 | 390.9614
| Install, Connect and Test | No | 0 | 76.095 | 152.19
D | DISCONNECT SWITCHES
Supplying, installing, connecting and testing disconnect switches including all necessary accessories, ancillary works and materials required for complete installation as specified and as indicated on the drawings for the following items:-
D-1 | 380v, 100A,3P Wall Disconnect Switch For AC Unit
| Supply | No | 4080.6123 | 0 | 8161.2247
| Install, Connect and Test | No | 0 | 487.35 | 974.7
E | (26 24 16) - (26 24 19) PANELBOARDS
Supply, Install, Connect and Test the following panelboards complete with circuit breakers, bus bars cabinets, conductors relays, residual current devices, indicator lamps and all necessary accessories and ancillary works required in accordance with the specification, tender drawings & attached schedules.
E-1 | SFD-SUB-02
| Supply | No | 23652.6602 | 0 | 23652.6602
| Install, Connect and Test | No | 0 | 4104 | 4104
DIVISION 26 - ELECTRICAL
To Summary
Switch Room 2 DIV-28 NEW
DIVISION 28 - ELECTRONIC SAFETY AND SECURITY
A | 283111 - ADDRESSABLE FIRE ALARM SYSTEM
Supply, install, connect and test of fire alarm control system complete including conduits, conduit fittings , cabling, complete with all necessary accessories and ancillary works as shown on drawings and as specified in the technical specification in order to provide a complete system up to the main fire alarm control panel (FACP)
A-1 | Supply, install, connect and test of addressable fire alarm siren with strobe light,(Weather Proof)
| Supply | No. | 3712.6032 | 0 | 3712.6032
| Install, Connect and Test | No. | 0 | 259.065 | 259.065
A-2 | Supply, install, connect and test of addressable break glass manual station,(Weather Proof)
| Supply | No. | 3483.9955 | 0 | 3483.9955
| Install, Connect and Test | No. | 0 | 259.065 | 259.065
A-4 | Supply, install, connect and test of addressable control modules.
| Supply | No. | 346.0665 | 0 | 346.0665
| Install, Connect and Test | No. | 0 | 259.065 | 259.065
A-5 | Supply, install, connect and test of addressable monitor modules.
| Supply | No. | 515.9921 | 0 | 515.9921
| Install, Connect and Test | No. | 0 | 259.065 | 259.065
A-6 | Supply, install, connect and test of fire alarm circuits serving the shown detectors complete with duct banks, raceways & raceways supports. The works may include excavation in different soils & backfilling complete with inspection manholes.
| Supply | Ls | 21546.8162 | 0 | 21546.8162
| Install, Connect and Test | Ls |  | 0 | 0
| DIVISION 28 - ELECTRONIC SAFETY AND SECURITY |  | 0
To Summary
Energy Plant DIV-26 NEW
DIVISION 26 - ELECTRICAL
(26 51 00)-INTERIOR LIGHTING.
supply,Install, test & hand-over Poles including all lamps & all brackets in compliance with the tender specifications & drawings :-
A | Pole LIGHTING FIXTURES
A1 | Lighting pole with a height of 1,8 mt , circular, consisting of a pipe with a diameter of 3.6 m and a thickness of 4 mm, hot galvanized, including the base (250x250x10) mm including strings 500X20M
| Supply | 70 | 3390.19 |  | 237313.3
| Install, Connect and Test | 70 |  | 362.09 | 25346.3
26 24 16 - 26 24 19 - PANELBOARDS
C | BRANCH CIRCUIT DISTRIBUTION PANEL BOARDS
Supply, install, test, and handover the following panel boards complete with circuit breakers, bus bars cabinets, conductors, relays, residual current devices, indicator lamps and all necessary accessories and ancillary works required in compliance with the tender specifications & drawings :-
C1 | DB-EP
| Supply | Nr | 8199.72 |  | 8199.72
| Install, Connect and Test | Nr |  | 2436.75 | 2436.75
DIVISION 26 - ELECTRICAL
To Summary
Chipper Building Div 26 NEW
DIVISION 26 - ELECTRICAL
F | ( 26 24 16)- (26 24 19) PANELBOARDS
Supplying, installing, furnishing, connecting and testing the low voltage switchgear assemblies main distribution board complete with meters, relays, contactors,...etc and all components including seismic supports, all necessary accessories, ancillary works and materials required for complete installation as specified and as indicated on the drawings also including hooking up of all incomings and outgoing feeders for the following items:-
F-1 | DB-CH
| Supply | No | 8762.8736 |  | 8762.8736
| Install, Connect and Test | No |  | 2436.75 | 2436.75
DIVISION 26 - ELECTRICAL
To Summary
Chipper Building DIV28 NEW
DIVISION 28 - ELECTRONIC SAFETY AND SECURITY
A | 283111 - ADDRESSABLE FIRE ALARM SYSTEM
Supply, install, connect and test of fire alarm control system complete including conduits, conduit fittings , cabling, complete with all necessary accessories and ancillary works as shown on drawings and as specified in the technical specification in order to provide a complete system up to the main fire alarm control panel (FACP)
A-1 | Supply, install, connect and test of addressable fire alarm siren light,(Weather Proof)
| Supply | No. | 3712.6032 | 0 | 7425.2064
| Install, Connect and Test | No. | 0 | 259.065 | 518.13
A-2 | Supply, install, connect and test of addressable break glass manual station,(Weather Proof)
| Supply | No. | 3483.9955 | 0 | 6967.991
| Install, Connect and Test | No. | 0 | 259.065 | 518.13
A-4 | Supply, install, connect and test of addressable control modules.
| Supply | No. | 346.0665 | 0 | 346.0665
| Install, Connect and Test | No. | 0 | 259.065 | 259.065
A-5 | Supply, install, connect and test of addressable monitor modules. |  | 0 | 0
| Supply | No. | 515.9921 | 0 | 515.9921
| Install, Connect and Test | No. | 0 | 259.065 | 259.065
A-6 | Supply, install, connect and test of fire alarm circuits serving the shown detectors complete with duct banks, raceways & raceways supports. The works may include excavation in different soils & backfilling complete with inspection manholes.
| Supply | Ls | 49073.8118 | 0 | 49073.8118
| Install, Connect and Test | Ls |  |  | 0
(8 23 00)-CCTV SYSTEM
B | Supplying, installing, connecting and testing the follwing items including cabling, fire retarFXnt PVC conduits, conduit fittings back to related switches and all necessary accessories and ancillary materials and works required for complete installation as specified and as indicated on the drawings.
B1 | INDOOR IP- CCTV SURVEILLANCE CAMERA
| Supply | Nr | 5067.7987 | 0 | 5067.7987
| Install, Connect and Test | Nr | 0 | 5596.8229 | 5596.8229
B2 | OUTDOOR IP- CCTV SURVEILLANCE CAMERA
| Supply | Nr | 6404.805 | 0 | 19214.415
| Install, Connect and Test | Nr | 0 | 7301.1269 | 21903.3808
DIVISION 27 - COMMUNICATIONS
LIGHT CURRENT SYSTEM
C | Supply, install, connect and test the following Telecom / FXta system complete including wiring devices, conduits, conduit fittings, S/FTP Cat 6A conduits between the outlets to the respective access switches,, earthing complete including plaster rings, wiring, earthing terminations, socket plate, cover, plugs, and all necessary accessories and ancillary works for a complete system.
C1 | Telecom wall mounted IP-outlet (Telephone)
| Supply | Nr | 553.6937 | 0 | 1107.3874
| Install, Connect and Test | Nr | 0 | 4693.6474 | 9387.2949
C2 | Telecom wall mounted IP-outlet weather proof
| Supply | Nr | 884.9635 | 0 | 1769.927
| Install, Connect and Test | Nr | 0 | 4693.6474 | 9387.2949
C3 | Data Outlets
| Supply | Nr | 553.6937 | 0 | 3322.1623
| Install, Connect and Test | Nr | 0 | 4693.6474 | 28161.8846
DIVISION 28 - ELECTRONIC SAFETY AND SECURITY
To Summary
Press Exhaust DIV-26 NEW
DIVISION 26 - ELECTRICAL
E | 26 24 13 SUB FEEDER DISTRIBUTION PANEBOARDS
E1 | DB-PEB
| Supply | 1 | 15079.08 |  | 15079.08
| Install, Connect and Test | 1 |  | 4873.5 | 4873.5
DIVISION 26 - ELECTRICAL
To Summary
Forming Station DIV-21 NEW
DIVISION 22 - FIRE SUPPRESSION
C | Supply, install, test & hand-over the fire fighting UL/FM post indicating type gate valves
C1 | 65mm diameter | 1 | 5031.675 |  | 5031.675
DIVISION 22 - FIRE SUPPRESSION
To Summary
Forming Station DIV-26 NEW
DIVISION 26 - ELECTRICAL
C | 26 24 13 SUB FEEDER DISTRIBUTION PANEBOARDS
C1 | DB-FS
| Supply | Nr | 8846.48 |  | 8846.48
| Install, Connect and Test | Nr |  | 2436.75 | 2436.75
DIVISION 26 - ELECTRICAL
To Summary
Glue Preparation DIV-26 NEW
DIVISION 26 - ELECTRICAL
(26 51 00)-INTERIOR LIGHTING.
supply,Install, test & hand-over Poles including all lamps & all brackets in compliance with the tender specifications & drawings :-
A | Pole LIGHTING FIXTURES
A1 | Lighting pole with a height of 2.2 m, circular, consisting of a pipe with a diameter of 3.6 m and a thickness of 4 mm, hot galvanized, including the base (250x250x10) mm including strings 500X20M
| Supply | 8 | 3597.75 | 0 | 28782
| Install, Connect and Test | 8 |  | 390.59 | 3124.72
( 26 24 16)- (26 24 19) PANELBOARDS
Supply, install, test & hand-over the following panel boards complete with circuit breakers, bus bars cabinets, conductors, relays, residual current devices, indicator lamps and all necessary accessories and ancillary works required in compliance with the tender specifications & drawings :-
E | BRANCH CIRCUIT DISTRIBUTION PANEL BOARDS
E1 | DB-GP
| Supply | 1 | 14318.74 |  | 14318.74
| Install, Connect and Test | 1 |  | 4873.5 | 4873.5
DIVISION 26 - ELECTRICAL
To Summary
Screen&Conveyor DIV-26 NEW
DIVISION 26 - ELECTRICAL
(26 51 00)-INTERIOR LIGHTING.
supply,Install, test & hand-over Poles including all lamps & all brackets in compliance with the tender specifications & drawings :-
A | Pole LIGHTING FIXTURES
A1 | Lighting pole with a height of 2.2 m, circular, consisting of a pipe with a diameter of 3.6 m and a thickness of 4 mm, hot galvanized, including the base (250x250x10) mm including strings 500X20M
| Supply | 8 | 3597.75 | 0 | 28782
| Install, Connect and Test | 8 | 0 | 390.5854 | 3124.683
C | ( 26 24 16)- (26 24 19) PANELBOARDS
Supply, install, test & hand-over the following panel boards complete with circuit breakers, bus bars cabinets, conductors, relays, residual current devices, indicator lamps and all necessary accessories and ancillary works required in compliance with the tender specifications & drawings :-
BRANCH CIRCUIT DISTRIBUTION PANEL BOARDS
C1 | DB-SC
| Supply | 1 | 6141.1102 |  | 6141.1102
| Install, Connect and Test | 1 |  | 2436.75 | 2436.75
Main tower DIV-26 NEW
DIVISION 26 - ELECTRICAL
(26 51 00)-INTERIOR LIGHTING.
supply,Install, test & hand-over Poles including all lamps & all brackets in compliance with the tender specifications & drawings :-
A | Pole LIGHTING FIXTURES
A1 | Lighting pole with a height of 1,5 mt circular, consisting of a pipe with a diameter of 3.6 m and a thickness of 4 mm, hot galvanized, including the base (250x250x10) mm including strings 500X20M
| Supply | No | 3321 |  | 66420
| Install, Connect and Test | No |  | 339.2854 | 6785.7075
B | SOCKET OUTLETS
Supply, Install, Connect and Test socket outlets complete including conduits,conduit fittings, wiring, earthing back to panel board or to branch circuitcomplete including plaster rings, wiring, earthing, terminations, socket plate,cover, plugs all necessary accessories and ancillary work according tospecification and schedules.
B-1 | 20A Wall Power Socket outlet IP=54
| Supply | No | 195.4807 |  | 3127.6912
| Install, Connect and Test | No |  | 76.095 | 1217.52
C | (26 24 16) - (26 24 19) PANELBOARDS
Supply, Install, Connect and Test the following panelboards complete with circuit breakers, bus bars cabinets, conductors relays, residual current devices, indicator lamps and all necessary accessories and ancillary works required in accordance with the specification, tender drawings & attached schedules.
C-1 | DB-MAIN TOWER
| Supply | No. | 13910.1745 |  | 13910.1745
| Install, Connect and Test | No. |  | 4873.5 | 4873.5
C-2 | DB-MAIN TOWER-P
| Supply | No. | 13910.1745 |  | 13910.1745
| Install, Connect and Test | No. |  | 4873.5 | 4873.5
DIVISION 26 - ELECTRICAL
DIVISION 28 - ELECTRONIC SAFETY AND SECURITY
A | 28 31 00-ADDRESS`ABLE FIRE ALARM SYSTEM
Supply, install, connect and test of fire alarm control system completeincluding conduits, conduit fittings , cabling, complete with all necessaryaccessories and ancillary works as shown on drawings and as specified in thetechnical specification in order to provide a complete system up to the mainfire alarm control panel (MFACP)
A-4 | Supply, install, connect and test of fire alarm circuits serving the shown detectors complete with duct banks, raceways & raceways supports. The works may include excavation in different soils & backfilling complete with inspection manholes.
| Supply | Ls | 45828.827 |  | 45828.827
| Install, Connect and Test | Ls |  |  | 0
DIVISION 28 - ELECTRONIC SAFETY AND SECURITY
DIVISION 26 - ELECTRICAL
(26 51 00)-INTERIOR LIGHTING.
supply,Install, test & hand-over Poles including all lamps & all brackets in compliance with the tender specifications & drawings :-
A | Pole LIGHTING FIXTURES
A1 | Lighting pole with a height of 1,5 mt circular, consisting of a pipe with a diameter of 3.6 m and a thickness of 4 mm, hot galvanized, including the base (250x250x10) mm including strings 500X20M
| Supply | NO | 3321 | 0 | 6642
| Install, Connect and Test | NO |  | 339.29 | 678.58
B | SOCKET OUTLETS
Supply, Install, Connect and Test socket outlets complete including conduits,conduit fittings, wiring, earthing back to panel board or to branch circuitcomplete including plaster rings, wiring, earthing, terminations, socket plate,cover, plugs all necessary accessories and ancillary work according tospecification and schedules.
B-1 | 20A Wall Power Socket outlet IP=54
| Supply | No | 195.4807 |  | 586.4421
| Install, Connect and Test | No |  | 122.04 | 366.12
DIVISION 26 - ELECTRICAL
DIVISION 28 - ELECTRONIC SAFETY AND SECURITY
A | 28 31 00-ADDRESS`ABLE FIRE ALARM SYSTEM
Supply, install, connect and test of fire alarm control system completeincluding conduits, conduit fittings , cabling, complete with all necessaryaccessories and ancillary works as shown on drawings and as specified in thetechnical specification in order to provide a complete system up to the mainfire alarm control panel (MFACP)
A-4 | Supply, install, connect and test of fire alarm circuits serving the shown detectors complete with duct banks, raceways & raceways supports. The works may include excavation in different soils & backfilling complete with inspection manholes. |  |  |  | 0
| Supply | Ls | 12959.76 |  | 12959.76
| Install, Connect and Test | Ls |  |  | 0
DIVISION 28 - ELECTRONIC SAFETY AND SECURITY
VO(34) CABLE &BASKET TRAY
A | Supply, install, test and put into operation cable trays & Ladders system, complete with covers, accessories and all related ancillary works
1.01 | Cable Tray 10X10
| Supply | Mt. | 749.0556 |  | 187263.9
| Install | Mt. |  | 109.08 | 27270
1.02 | Cable Tray 15X10
| Supply | Mt. | 859.8636 |  | 5159.1816
| Install | Mt. |  | 110.7432 | 664.4592
1.03 | Cable Ladder 50X10
| Supply | Mt. | 532.2672 |  | 426346.0272
| Install | Mt. |  | 107.6868 | 86257.1268
VO.55 ( 22KV,1250A TRANSFORMER VACCUM CB(VCB)
S1 | Adding differential protection relay to 16 -cell ,22KV medium voltage SF6 or vecuum switch gear. The unit components and enclosure specification shall be compliance with the public distribution company requlation &the egyption code
| Supply | Nr | 379608.1296 |  | 379608.1296
| Install, Connect and Test | Nr |  |  | 0
S2 | 22 KV,1250A Transformer Vacuum Circuit Breaker (VCB). The unit components & Enclosure specifications shall be in compliance with the public distribution company regulations & the Egyptian code.
| Supply | Nr | 623837.4537 |  | 3743024.7222
| Install, Connect and Test | Nr |  | 29872.8 | 179236.8
VO.31 (CU/XLPE/STA/PVC STRANDED COPPER CONDUCTOR CABLES
Supply, install, test & hand-over CU/ XLPE/STA/PVC stranded copper conductor cables including raceways, termination, glands and all necessary accessories and ancillary works required for complete operative system in compliance with the tender specifications & drawings.
| CU/XLPE/STA/PVC cable [(4x6)mm2 + 6mm2]. and all necessary accessories and ancillary works required as specified and as shown on drawings. | mt
| Supply | mt | 124.2216 |  | 195152.1336
| Install | mt |  | 105.1488 | 165188.7648
VO.85( ADDITIONAL REQUIRMENTS (ENCLOSURE/SOUND LEVEL/IMPEDANCE VOLTAGE)
Change enclosure for transformer , sound level and impedance voltage
Dry Type Transformers (3150 kVA, 22/0.4 kV) at 50C Ambient Temperature.
| Supply | Nr | 82112.6204 |  | 82112.6204
| Install, Connect and Test | Nr
Dry Type Transformers (2000 K.V.A, 22/0.4 kV) at 50C Ambient Temperature.
| Supply | Nr | 62206.5278 |  | 62206.5278
| Install, Connect and Test | Nr
Dry Type Transformers (2000 kVA, 22/0.69 kV) at 50C Ambient Temperature.
| Supply | Nr | 62206.5278 |  | 62206.5278
| Install, Connect and Test | Nr
Dry Type Transformers (2500 kVA, 22/0.4 kV) at 50C Ambient Temperature.
| Supply | Nr | 72159.5741 |  | 216478.7222
| Install, Connect and Test | Nr
Dry Type transformers (7000 K.V.A, 22/11 KV ) at 50C Ambient Temperature.
| Supply | Nr | 1190736.6019 |  | 1190736.6019
| Install, Connect and Test | Nr
VO.77(ADDING BASCKET TRAY&EMT CONDUITS)
Supply, install, test and put into operation C-Channel , Basket Trays , complete with all related ancillary works
Basket Galv Tray 10x5
| Supply | Mt. | 122.5044 |  | 30626.1
| Install | Mt. |  | 68.1804 | 17045.1
Basket Galv Tray 5x5
| Supply | Mt. | 101.7144 |  | 25428.6
| Install | Mt. |  | 68.1804 | 17045.1
C-channel
| Supply | No. | 185.328 |  | 111196.8
| Install | No. |  | 47.9304 | 28758.24
EMT Conduits 1''
| Supply | Mt. | 62.37 |  | 2619.54
| Install | Mt. |  | 58.7304 | 2466.6768
EMT Conduits 3/4''
| Supply | Mt. | 49.5504 |  | 7383.0096
| Install | Mt. |  | 54.6804 | 8147.3796
VO (29) REACTORS&AMBIENT FOR MDBS
Supply, install and test & handover the following panel boards complete with circuit breakers,Reactors and all necessary accessories and ancillary works required in comliance with the tender specification &drawing.
EMDB
| Supply | No. | 117211.25 |  | 117211.25
| Install,connect and test | No. |  |  | 0
LT-SS1
| Supply | No. | 603508.86 |  | 603508.86
| Install,connect and test | No. |  | 88366.38 | 88366.38
LT.1-SS2
| Supply | No. | 410683.25 |  | 410683.25
| Install,connect and test | No. |  | 72472.84 | 72472.84
LT.2-SS2
| Supply | No. | 583344.1 |  | 583344.1
| Install,connect and test | No. |  | 88366.38 | 88366.38
LT-SS3
| Supply | No. | 830713.6 |  | 830713.6
| Install,connect and test | No. |  | 91603.5 | 91603.5
LT-1-SS4
| Supply | No. | 528835.9 |  | 528835.9
| Install,connect and test | No. |  | 75709.96 | 75709.96
LT-2.1-SS4
| Supply | No. | 462703.14 |  | 462703.14
| Install,connect and test | No. |  | 75709.96 | 75709.96
LT-2.2-SS4
| Supply | No. | 227001.34 |  | 227001.34
| Install,connect and test | No. |  |  | 0
VO.(74) LOW VOLTAGE CABLES IMPACT DUE TO ADDING NEW PANELS.
Supply , install , Test & hand-over stranded copper conductor cables including necessary accessories and ancillary works required.
2.1.1 | CU/XLPE/PVC cable [(3x300+150mm2+150mm2)]. and all necessary accessories and ancillary works required as specified and as shown on drawings.
| Supply | Mt. | 9281.3364 |  | 324846.774
| Install | Mt. | 0 |  | 0
2.1.2 | CU/XLPE/STA/PVC cable [(3x120+70)mm2 + 70mm2]. and all necessary accessories and ancillary works required as specified and as shown on drawings.
| Supply | Mt. | 4159.7241 |  | 5270370.3986
| Install | Mt. |  | 303.48 | 384509.16
2.1.3 | CU/XLPE/PVC cable [(3x120+70)mm2 + 70mm2]. and all necessary accessories and ancillary works required as specified and as shown on drawings.
| Supply | Mt. | 3192.1538 |  | 111725.3844
| Install | Mt. |  | 191.16 | 6690.6
2.1.4 | CU/XLPE/PVC cable [(3x185+95)mm2 + 95mm2]. and all necessary accessories and ancillary works required as specified and as shown on drawings.
| Supply | Mt. | 4780.3511 |  | 286821.0648
| Install | Mt. |  | 271.08 | 16264.8
2.1.5 | CU/XLPE/STA/PVC cable [(3x185+95)mm2 + 95mm2]. and all necessary accessories and ancillary works required as specified and as shown on drawings.
| Supply | Mt. | 5943.2875 |  | 2353541.8579
| Install | Mt. |  | 350.59 | 138833.64
2.1.6 | CU/XLPE/PVC cable [(3x240+120)mm2 + 120mm2]. and all necessary accessories and ancillary works required as specified and as shown on drawings.
| Supply | Mt. | 6189.7684 |  | 7922903.5008
| Install | Mt. |  | 319.68 | 409190.4
2.1.7 | CU/XLPE/STA/PVC cable [(3x240+120)mm2 + 120mm2]. and all necessary accessories and ancillary works required as specified and as shown on drawings.
| Supply | Mt. | 6276.8455 |  | 13576816.8598
| Install | Mt. |  | 270 | 584010
2.1.8 | CU/XLPE/PVC cable [(3x50+25)mm2 + 25mm2]. and all necessary accessories and ancillary works required as specified and as shown on drawings.
| Supply | Mt. | 1256.8248 |  | 295353.8212
| Install | Mt. |  | 164.16 | 38577.6
2.1.10 | CU/XLPE/PVC cable [(4x16)mm2 + 16mm2]. and all necessary accessories and ancillary works required as specified and as shown on drawings.
| Supply | Mt. | 520.4512 |  | 290411.77
| Install | Mt. |  | 106.92 | 59661.36
2.1.11 | CU/XLPE/STA/PVC cable [(4x16)mm2 + 16mm2]. and all necessary accessories and ancillary works required as specified and as shown on drawings.
| Supply | Mt. | 637.1352 |  | 19114.056
| Install | Mt. |  | 105.84 | 3175.2
2.1.12 | CU/XLPE/PVC cable [(4x25)mm2 + 16mm2]. and all necessary accessories and ancillary works required as specified and as shown on drawings.
| Supply | Mt. | 763.3734 |  | 551155.6243
| Install | Mt. |  | 124.2 | 89672.4
2.1.13 | CU/XLPE/STA/PVC cable [(4x25)mm2 + 16mm2]. and all necessary accessories and ancillary works required as specified and as shown on drawings.
| Supply | Mt. | 1198.7784 |  | 143853.408
| Install | Mt. |  | 270.11 | 32413.2
2.1.14 | CU/XLPE/PVC cable [(3x35+16)mm2 + 16mm2]. and all necessary accessories and ancillary works required as specified and as shown on drawings.
| Supply | Mt. | 1002.7133 |  | 521410.9268
| Install | Mt. |  | 141.48 | 73569.6
2.1.15 | CU/XLPE/STA/PVC cable [(3x35+16)mm2 + 16mm2]. and all necessary accessories and ancillary works required as specified and as shown on drawings.
| Supply | Mt. | 989.4034 |  | 277032.9522
| Install | Mt. | 0 |  | 0
2.1.16 | CU/XLPE/STA/PVC cable [(4x6)mm2 + 6mm2]. and all necessary accessories and ancillary works required as specified and as shown on drawings.
| Supply | Mt. | 235.9201 |  | 23592.0082
| Install | Mt. | 0 |  | 0
2.1.18 | CU/XLPE/PVC cable [(3x70+35)mm2 + 35mm2]. and all necessary accessories and ancillary works required as specified and as shown on drawings.
| Supply | Mt. | 2274.0372 |  | 284254.65
| Install | Mt. |  | 184.68 | 23085
2.1.19 | CU/XLPE/STA/PVC cable [(3x95+50)mm2 + 50mm2]. and all necessary accessories and ancillary works required as specified and as shown on drawings.
| Supply | Mt. | 3173.2625 |  | 729850.3704
| Install | Mt. |  | 62.64 | 14407.2
VO.(80) WAREHOUSE
DIVISION 26 - ELECTRICAL
(26 51 00)-INTERIOR LIGHTING.
supply,Install, test & hand-over light fixtures including all lamps & all mounting devices and brackets in compliance with the drawings :-
LIGHTING FIXTURES
Light Fixture L1 RECESSED MOUNTED LUMINAIRE (1x42w) LED LAMP 220V,50HZ SIMILAR TO (PHILIPS RC120B W60L60 LED37S/- No)
| Supply | 104 | 3598.425 | 0 | 374236.2
| Install, Connect and Test | 104 | 0 | 199.8 | 20779.2
Light Fixture L1E Same as (L1) WITH 2 HOURS BACK UP BATTERY
| Supply | 38 | 6699.51 | 0 | 254581.38
| Install, Connect and Test | 38 | 0 | 199.8 | 7592.4
| Light Fixture L4 (IP-44) RECESSED MOUNTED SLIM DOWNLIGHT LUMINAIRE (1x11w, 1100LM) LED LAMP 220V,50HZ SIMILAR TO (PHILIPS DN145B PSU D166 LED10S/840 NO) | 0 | 0 | 0
| Supply | 39 | 2405.7 | 0 | 93822.3
| Install, Connect and Test | 39 | 0 | 199.8 | 7792.2
| Light Fixture L4E Same as (L4) WITH 2 HOURS BACK UP BATTERY | 0
| Supply | 10 | 5506.785 | 0 | 55067.85
| Install, Connect and Test | 10 | 0 | 199.8 | 1998
| Light Fixture L5E (IP-54) SURFACE MOUNTED CIRCULAR LUMINAIRE (1x22w, 2100LM) LED LAMP 220V,50HZ SIMILAR TO (PHILIPS CL261 DS Oyster ) WITH 2 HOURS BACK UP BATTERY | 0
| Supply | 20 | 15764.22 | 0 | 315284.4
| Install, Connect and Test | 20 | 0 | 199.8 | 3996
| Light Fixture L6 (IP-20) RECESSED MOUNTED DOWNLIGHT LUMINAIRE (1x9.2w, 1300LM) LED LAMP 220V,50HZ SIMILAR TO (PHILIPS DN570B LED12S/840 PSU-E C WH) | 0
| Supply | 0 | 2882.79 | 0 | 0
| Install, Connect and Test | 0 | 0 | 199.8 | 0
| Light Fixture L6E Same as (L6) WITH 2 HOURS BACK UP BATTERY | 0
| Supply | 5 | 6222.42 | 0 | 31112.1
| Install, Connect and Test | 5 | 0 | 199.8 | 999
| Light Fixture L8 (IP-65) SURFACE MOUNTED BULK HEAD LUMINAIRE (1x12w, 960LM) LED LAMP 220V,50HZ SIMILAR TO (PHILIPS WT045C LED12/NW PSU CFW L1065) | 0
| Supply | 10 | 1212.975 | 0 | 12129.75
| Install, Connect and Test | 10 | 0 | 199.8 | 1998
| Light Fixture L9 (IP-66) SURFACE MOUNTED LUMINAIRE (1x58w, 7992LM) LED LAMP 220V,50HZ SIMILAR TO (PHILIPS WT470X L1600 WB LED80S/840 NO) | 0
| Supply | 0 | 11351.1375 | 0 | 0
| Install, Connect and Test | 0 | 0 | 199.8 | 0
| Light Fixture L9E Same as (L9) WITH 2 HOURS BACK UP BATTERY | 0
| Supply | 14 | 15525.675 | 0 | 217359.45
| Install, Connect and Test | 14 | 0 | 199.8 | 2797.2
| CEILING MOUNTED EXIT SIGN | 0
| Supply | 11 | 5268.24 | 0 | 57950.64
| Install, Connect and Test | 11 | 0 | 199.8 | 2197.8
| (26 27 26)-WIRING DEVICES | 0
| LIGHT SWITCHES : | 0
| Supply, Install, test & hand-over light switches white color including, PVC conduits, conduit fittings, switches, terminations, earthing, wiring from switches to branch circuit in compliance with drawings :- | 0
| One gang,One Way 10A modular Switch | 0
| Supply | 39 | 212.1973 | 0 | 8275.6955
| Install, Connect and Test | 4 | 0 | 426.2447 | 1704.9787
| One gang,One Way 10A modular Switch (water proof) | 0
| Supply | 15 | 732.2951 | 0 | 10984.4262
| Install, Connect and Test | 6 | 0 | 426.2447 | 2557.4681
| Two gang,One Way 10A modular Switch (water proof) | 0
| Supply | 1 | 292.86 | 0 | 292.86
| Install, Connect and Test | 0 | 0 | 512.1114 | 0
| One gang,Two Way 10A modular Switch | 0
| Supply | 23 | 237.2166 | 0 | 5455.9818
| Install, Connect and Test | 0 | 0 | 512.1114 | 0
| One gang,Two Way 10A modular Switch (water proof) | 0
| Supply | 2 | 721.2726 | 0 | 1442.5452
| Install, Connect and Test | 2 | 0 | 512.1114 | 1024.2229
| Two gang,Two Way 10A modular Switch | 0
| Supply | 13 | 377.447 | 0 | 4906.8115
| Install, Connect and Test | 0 | 0 | 529.6614 | 0
| Two gang,Two Way 10A modular Switch (water proof) | 0
| Supply | 2 | 861.503 | 0 | 1723.0061
| Install, Connect and Test | 2 | 0 | 529.6614 | 1059.3229
| Three gang,Two Way 10A modular Switch (water proof) | 0
| Supply | 2 | 944.4924 | 0 | 1888.9848
| Install, Connect and Test | 2 | 0 | 857.2252 | 1714.4503
| PUSH-BUTTON 10A | 0
| Supply | 1 | 282.6324 | 0 | 282.6324
| Install, Connect and Test | 0 | 0 | 720.3314 | 0
| SOCKET OUTLETS : | 0
| Supply, install, connect and test socket outlets white color complete including plaster rings, wiring, earthing, terminations, socket plate, cover, plugs, all necessary accessories and ancillary work | 0
| 16A wall single socket outlet IP=20 | 0
| Supply | 50 | 294.066 | 0 | 14703.3
| Install, Connect and Test | 50 | 0 | 135 | 6750
| 16A wall single socket outlet IP=20 H=1.8 | 0
| Supply | 14 | 294.066 | 0 | 4116.924
| Install, Connect and Test | 14 | 0 | 135 | 1890
| 16A wall single socket outlet (water proof) IP=54 | 0
| Supply | 38 | 745.6428 | 0 | 28334.4264
| Install, Connect and Test | 38 | 0 | 135 | 5130
| 16A wall power socket outlet (water proof) IP=54 | 0
| Supply | 7 | 745.6428 | 0 | 5219.4996
| Install, Connect and Test | 7 | 0 | 135 | 945
| THREE PHASE INDUSTRIAL POWER SOCKET 32A,380V. | 0
| Supply | 5 | 1333.746 | 0 | 6668.73
| Install, Connect and Test | 5 | 0 | 175.5 | 877.5
| Outlet For Racks & FACP & Hand Dryer | 0
| Supply | 10 | 745.6428 | 0 | 7456.428
| Install, Connect and Test | 10 | 0 | 135 | 1350
| Floor Box | 0
| Supply | 7 | 3618.8806 | 0 | 25332.1639
| Install, Connect and Test | 7 | 0 | 391.5 | 2740.5
| 26 2816 - DISCONNECT SWITCH & CIRCUIT BREAKERS | 0
| Supply, Install, test & hand-over disconnect switch complete including plaster rings, wiring, earthing, terminations, socket plate, cover, plugs, all necessary accessories and ancillary work in compliance with the drawings :- | 0
| DISCONNECT SWITCH POWER OUTLET | 0
| 16A disconnect switch with two pole for EXF (Wall) | 0
| Supply | 1 | 570.9684 | 0 | 570.9684
| Install, Connect and Test | 1 | 0 | 182.25 | 182.25
| 32A disconnect switch with two pole for FCU (Celling) | 0
| Supply | 10 | 676.2532 | 0 | 6762.5319
| Install, Connect and Test | 10 | 0 | 256.5 | 2565
| 20A disconnect switch with two pole for water heater (Wall) ( WP) | 0
| Supply | 12 | 570.9684 | 0 | 6851.6202
| Install, Connect and Test | 12 | 0 | 182.25 | 2187
| 20A disconnect switch with two pole for Ex-fan (Celling) | 0
| Supply | 9 | 676.2532 | 0 | 6086.2787
| Install, Connect and Test | 9 | 0 | 256.5 | 2308.5
| 20A disconnect switch with two pole for Ex-fan (Wall) | 0
| Supply | 6 | 570.9684 | 0 | 3425.8101
| Install, Connect and Test | 6 | 0 | 182.25 | 1093.5
| 32A disconnect switch with two pole for AC Unit (Wall) | 0
| Supply | 4 | 570.9684 | 0 | 2283.8734
| Install, Connect and Test | 4 | 0 | 182.25 | 729
| 32A disconnect switch with two pole for FCU Unit (Celling) | 0
| Supply | 10 | 676.2532 | 0 | 6762.5319
| Install, Connect and Test | 10 | 0 | 256.5 | 2565
| 32A disconnect switch with Four pole for FCU Unit (Celling) | 0
| Supply | 2 | 2134.5494 | 0 | 4269.0988
| Install, Connect and Test | 2 | 0 | 256.5 | 513
| 100A disconnect switch with Four pole for UPS (Wall) | 0
| Supply | 1 | 11842.1917 | 0 | 11842.1917
| Install, Connect and Test | 1 | 0 | 695.25 | 695.25
| 125A disconnect switch with Four pole for Future Extention (Wall) | 0
| Supply | 1 | 11977.1917 | 0 | 11977.1917
| Install, Connect and Test | 1 | 0 | 938.25 | 938.25
| 250A disconnect switch with Four pole for Future Extention (Wall) | 0
| Supply | 1 | 35769.897 | 0 | 35769.897
| Install, Connect and Test | 1 | 0 | 1383.75 | 1383.75
| 26 05 19-LOW VOLTAGE ELECTRICAL POWER CONDUCTORS AND CABLES | 0
| Supply, Install, test & hand-over PVC insulated 450/750V stranded copper conductor wires & PVC/PVC stranded copper conductor cables from branch circuit panelboards to light & power outlets including raceways, termination, glands and all necessary accessories and ancillary works required for complete operative system in compliance with the drawings. Embedded or concealed surface mounted Outlets should be heavy gauge PVC. Exposed mounted Outlets should be EMT. Circuits in cable tray should be PVC/PVC multicore cables. :- | 0
BRANCH CIRCUITS
3x2.5mm2 for Lighting outlet
| Supply | 251 | 1404.2109 | 0 | 352456.9243
| Install, Connect and Test | 251 |  |  | 0
| 3x4mm2 for socket outlet | 0
| Supply | 31 | 1599.9695 | 0 | 49599.0531
| Install, Connect and Test | 31 | 0 | 0 | 0
3x4mm2 for ( IT rack outlet, fire alarm, hand dryer outlet, water heater, EXF )
| Supply | 13 | 6762.4385 | 0 | 87911.7005
| Install, Connect and Test | 13 | 0 | 0 | 0
4x4mm2 for disconnect switch with four pole
| Supply | 0 | 5832.394 | 0 | 0
| Install, Connect and Test | 0 | 0 | 0 | 0
| 4x6mm2 for 3PH industrial power socket outlet | 0 |  | 0
| Supply | 0 | 5889.769 | 0 | 0
| Install, Connect and Test | 0 |  |  | 0
| 3x6mm2 for AC | 0
| Supply | 14 | 6117.144 | 0 | 85640.016
| Install, Connect and Test | 14 |  |  | 0
| 5x6mm2 for AC | 0
| Supply | 2 | 7239.4585 | 0 | 14478.917
| Install, Connect and Test | 2 | 0 | 0 | 0
| ( 26 24 16)- (26 24 19) PANELBOARDS | 0
| Supply, Install, test & hand-over the following panel boards complete with circuit breakers, bus bars cabinets, conductors, relays, residual current devices, indicator lamps and all necessary accessories and ancillary works required in compliance with the drawings :- | 0
| BRANCH CIRCUIT DISTRIBUTION PANEL BOARDS | 0
| EPP-WH-GR | 0
| Supply | 1 | 29866.248 | 0 | 29866.248
| Install, Connect and Test | 1 | 0 | 3340.845 | 3340.845
| PP-WH-GR-01 | 0
| Supply | 1 | 234777.356 | 0 | 234777.356
| Install, Connect and Test | 1 | 0 | 9126.0675 | 9126.0675
| PP-WH-GR-02 | 0
| Supply | 1 | 44152.74 | 0 | 44152.74
| Install, Connect and Test | 1 | 0 | 4075.9875 | 4075.9875
| LT-WH-GR | 0
| Supply | 1 | 29559.816 | 0 | 29559.816
| Install, Connect and Test | 1 | 0 | 3496.095 | 3496.095
| EPP-WH-FR | 0
| Supply | 1 | 28774.584 | 0 | 28774.584
| Install, Connect and Test | 1 | 0 | 3665.655 | 3665.655
| PP-WH-FR | 0
| Supply | 1 | 287955.152 | 0 | 287955.152
| Install, Connect and Test | 1 | 0 | 10697.0625 | 10697.0625
| LT-WH-FR | 0
| Supply | 1 | 30813.48 | 0 | 30813.48
| Install, Connect and Test | 1 | 0 | 5440.5675 | 5440.5675
| UPP-WH-FR | 0
| Supply | 1 | 98265.348 | 0 | 98265.348
| Install, Connect and Test | 1 | 0 | 6093.8325 | 6093.8325
| MCC-AHU-01 | 0
| Supply | 1 | 88167.672 | 0 | 88167.672
| Install, Connect and Test | 1 | 0 | 4003.155 | 4003.155
| MCC-AHU-02 | 0
| Supply | 1 | 129789.612 | 0 | 129789.612
| Install, Connect and Test | 1 | 0 | 6237.2025 | 6237.2025
| 26 24 13 SUB FEEDER DISTRIBUTION PANEBOARDS | 0
| SMDB-WH | 0
| Supply | 1 | 554602.212 | 0 | 554602.212
| Install, Connect and Test | 1 | 0 | 9943.425 | 9943.425
| ESMDB-WH | 0
| Supply | 1 | 88775.172 | 0 | 88775.172
| Install, Connect and Test | 1 | 0 | 4853.1825 | 4853.1825
| Upgrade LT2.2-SS4 as per shown on project drawings | 0
| Supply | 0 | 304190.1524 | 0 | 0
| Install, Connect and Test | 0 | 0 | 11475 | 0
| Update EMDB-SS3 as per shown on project drawings | 0
| Supply | 0 | 156106.5413 | 0 | 0
| Install, Connect and Test | 0 | 0 | 7425 | 0
| (26 05 19) - (26 05 36)- (26 05 39) - (26 05 43)LOW VOLTAGE ELECTRICAL POWER CONDUCTORS AND CABLES | 0
| Supply, Install, test & hand-over CU/ XLPE/PVC & CU/XLPE/SWA/PVC stranded copper conductor cables including termination, glands and all necessary accessories and ancillary works required for complete operative system in compliance with the drawings without Cable Tray . | 0
| CABLE FEEDERS | 0
| CU/XLPE/PVC cable [(4x2.5)mm2] and all necessary accessories and ancillary works required as specified and as shown on drawings. | 0
| Supply | 40 | 109.836 | 0 | 4393.44
| Install, Connect and Test | 40 | 0 | 27.5694 | 1102.7772
| CU/XLPE/PVC cable [(4x4)mm2] and all necessary accessories and ancillary works required as specified and as shown on drawings. | 0
| Supply | 10 | 166.5749 | 0 | 1665.7488
| Install, Connect and Test | 10 | 0 | 40.1769 | 401.769
| CU/XLPE/PVC cable [(4x6)mm2] and all necessary accessories and ancillary works required as specified and as shown on drawings. | 0
| Supply | 10 | 237.7301 | 0 | 2377.3014
| Install, Connect and Test | 10 | 0 | 46.3616 | 463.6155
| CU/XLPE/PVC cable [(4x10)mm2 + 10mm2)]] and all necessary accessories and ancillary works required as specified and as shown on drawings. | 0
| Supply | 100 | 435.3539 | 0 | 43535.394
| Install, Connect and Test | 100 | 0 | 51.6429 | 5164.2943
| CU/XLPE/PVC cable [(4x16)mm2 + 16mm2)]] and all necessary accessories and ancillary works required as specified and as shown on drawings. | 0
| Supply | 0 | 671.7541 | 0 | 0
| Install, Connect and Test | 0 | 0 | 65.6321 | 0
| CU/XLPE/PVC cable [(4x25)mm2 + 16mm2)]] and all necessary accessories and ancillary works required as specified and as shown on drawings. | 0
| Supply | 0 | 1117.5214 | 0 | 0
| Install, Connect and Test | 0 | 0 | 79.4317 | 0
| CU/XLPE/PVC cable [(4x35)mm2 + 16mm2)]] and all necessary accessories and ancillary works required as specified and as shown on drawings. | 0
| Supply | 0 | 1470.9989 | 0 | 0
| Install, Connect and Test | 0 | 0 | 102.496 | 0
| CU/XLPE/PVC cable [(3x50 + 25)mm2] and all necessary accessories and ancillary works required as specified and as shown on drawings. | 0
| Supply | 0 | 1627.209 | 0 | 0
| Install, Connect and Test | 0 | 0 | 124.8672 | 0
| CU/XLPE/PVC cable [(3x120+70)mm2 +70mm2)]] and all necessary accessories and ancillary works required as specified and as shown on drawings. | 0
| Supply | 25 | 4739.4364 | 0 | 118485.909
| Install, Connect and Test | 25 | 0 | 268.184 | 6704.6011
| UPS | 0
| UPS OF 10 Kva .@ 50C ambient Temperature. The unit shall be equipped with isolating transformer. Additionally it shall be furnished with Ethernet or modbus port for interface with the project IP structure cabling. | 0
| Supply | 0 | 0 | 0 | 0
| Install, Connect and Test | 0 | 0 | 0 | 0
| Supply, install, connect and test the following Telecom / data system complete including wiring devices, conduits, conduit fittings, S/FTP Cat 6A conduits between the outlets to the respective access switches,, earthing complete including plaster rings, wiring, earthing terminations, socket plate, cover, plugs, and all necessary accessories and ancillary works for a complete system. | 0
| RJ45 CAT.6A TELEPHONE OUTLET . | 0
| Supply | 14 | 1867.5006 | 0 | 26145.0087
| Install, Connect and Test | 14 | 0 | 7396.7512 | 103554.5172
| RJ45 CAT.6ATELEPHONE OUTLET (WP) | 0
| Supply | 4 | 2884.6276 | 0 | 11538.5103
| Install, Connect and Test | 4 | 0 | 7396.7512 | 29587.0049
| RJ45 CAT.6A DATA OUTLET. | 0
| Supply | 5 | 1867.5006 | 0 | 9337.5031
| Install, Connect and Test | 5 | 0 | 7396.7512 | 36983.7561
| RJ45 CAT.6A DATA OUTLET (W.P) | 0
| Supply | 3 | 2884.6276 | 0 | 8653.8827
| Install, Connect and Test | 3 | 0 | 7396.7512 | 22190.2537
| RJ45 CAT.6 TELEPHONE OUTLET AT FLOOR BOX | 0
| Supply | 7 | 1294.6251 | 0 | 9062.3757
| Install, Connect and Test | 7 | 0 | 7396.7512 | 51777.2586
| RJ45 CAT.6A OUTLET FOR WIRELESS ACCESS POINT. | 0
| Supply | 7 | 1294.6251 | 0 | 9062.3757
| Install, Connect and Test | 7 | 0 | 7396.7512 | 51777.2586
| [27 13 00, 27 13 05, 27 15 05, 27 20 00, 27 30 00]IP NETWORK EQUIPMENT | 0
| Supply install, connect and test of edge distribution rack complete with in-rack UPS & passive components( patch panels, power strips, ...etc) as specified and indicated in the drawings with all necessary termination, patch cords, cables and all necessary accessories required to complete operative system. | 0
| WH-RACK | 0
| Supply | 1 | 104250.0552 | 0 | 104250.0552
| Install, Connect and Test | 1 | 0 | 32248.1871 | 32248.1871
| Supply, install, connect and test 6 core SM fiber optic cable , The item shall include raceways, splicing , splicing closures ,media converter, pig tails fiber SC connectors ,fiber cable pulling & all necessary sleeves. The works shall be complete as per the project specifications | 0
| Supply | 200 | 469.7633 | 0 | 93952.656
| Install, Connect and Test | 200 | 0 | 150.1875 | 30037.5
PUBLIC ADDRESS SYSTEM
Supply, install, connect and test Public Address system rack including AM/FM Tuner , CD/DVD Player , mixer Amplifiers, Power Amplifiers ,Paging Microphone and complete with all other accessories in compliance with the drawings . The rack shall be equipped with a preset evacuation massege that shall be announced upon receival of a signal from the fire alarm .
| Supply | 1 | 785940.7536 | 0 | 785940.7536
| Install, Connect and Test | 1 | 0 | 13837.5 | 13837.5
Supply , install , connect and test sound system outlet with wiring 2*2.5mm2 strand twisted pair PVC insulated copper including race ways , termination boxes and all necessary accessories requied for complete operative system of general sound system and as shown on design drawing surface mounted conduits should be EMT ,
| Supply | 73 | 5095.7331 | 0 | 371988.5185
| Install, Connect and Test | 73 |  |  | 0
| Supply , install , connect and test Recessed Wall mounted 3/6/12w sound speakers | 0
| Supply | 27 | 3970.2747 | 0 | 107197.4166
| Install, Connect and Test | 27 | 0 | 158.4 | 4276.8
| Supply , install , connect and test Recessed ceiling mounted 3/6/12w sound speakers | 0
| Supply | 38 | 2317.2348 | 0 | 88054.9233
| Install, Connect and Test | 38 | 0 | 148.5 | 5643
| Supply , install , connect and test wall mounted volume control | 0
| Supply | 8 | 1918.7604 | 0 | 15350.0832
| Install, Connect and Test | 8 | 0 | 94.5 | 756
| Supply, install, connect and test of UL LISTED Repeater fire alarm station 2 no loops complete including conduits, conduit fittings, boxes, wiring up to fire alarm detectors, fixing and all necessary accessories and ancillary works as specified and as shown on the drawings. | 0
| Supply | 1 | 350019.1969 | 0 | 350019.1969
| Install, Connect and Test | 1 | 0 | 20706.111 | 20706.111
| Supply, install, connect and test of addressable break glass manual station | 0
| Supply | 6 | 4325.8612 | 0 | 25955.167
| Install, Connect and Test | 6 | 0 | 263.25 | 1579.5
| Supply, install, connect and test of addressable Indoor fire alarm siren with flasher | 0
| Supply | 6 | 2817.02 | 0 | 16902.1201
| Install, Connect and Test | 6 | 0 | 263.25 | 1579.5
| Supply, install, connect and test of addressable Smoke Detector . | 0
| Supply | 31 | 2522.2763 | 0 | 78190.5647
| Install, Connect and Test | 31 | 0 | 263.25 | 8160.75
| Supply, install, connect and test of addressable Smoke Detector Abve Cilling. | 0
| Supply | 48 | 3993.6218 | 0 | 191693.8483
| Install, Connect and Test | 48 | 0 | 263.25 | 12636
| Supply, install, connect and test of addressable Multi Detector Abve Cilling. | 0
| Supply | 2 | 4041.0846 | 0 | 8082.1692
| Install, Connect and Test | 2 | 0 | 263.25 | 526.5
| Supply, install, connect and test of addressable control modules. | 0
| Supply | 2 | 1307.3623 | 0 | 2614.7246
| Install, Connect and Test | 2 | 0 | 182.25 | 364.5
| Supply, install, connect and test of addressable monitor modules. | 0
| Supply | 0 | 876.798 | 0 | 0
| Install, Connect and Test | 0 | 0 | 182.25 | 0
| Supply, install, connect and test of fire alarm circuits serving the shown detectors and connecting between main and repeaters fire alarm stations complete with duct banks, raceways & raceways supports. | 0
| Supply | 1 | 121204.3203 | 0 | 121204.3203
| Install, Connect and Test | 1 | 0 | 0 | 0
| (28 23 00)-CCTV SYSTEM | 0
| Supplying, installing, connecting and testing the follwing items including cabling, fire retardant PVC conduits, conduit fittings back to related switches and all necessary accessories and ancillary materials and works required for complete installation as specified and as indicated on the drawings. | 0
| INDOOR IP- CCTV SURVEILLANCE CAMERA | 0
| Supply | 11 | 7267.4755 | 0 | 79942.2307
| Install, Connect and Test | 11 | 0 | 8016.3261 | 88179.5871
| (28 13 00)-ACCESS CONTROL SYSTEM | 0
| Supply, install, connect and test access control system complete including head end equipments. The item shall include conduits, conduit fittings, cabling, complete with all necessary accessories and ancillary works as shown on drawings and as specified in the technical specification in order to provide a complete system. | 0
| Supply | 1 | 15493.9093 | 0 | 15493.9093
| Install, Connect and Test | 1 | 0 | 0 | 0
| Supply, install, connect and test one door access control interface module connect to main panel & all ancillary works required for complete operative system according to the specifications & as shown on drawings. | 0
| Supply | 2 | 74753.9266 | 0 | 149507.8531
| Install, Connect and Test | 2 | 0 | 519.75 | 1039.5
Supply, install, connect and test request to exit push buttons & all ancillary works required for complete operative system according to the specifications & as shown on drawings.
| Supply | 4 | 1239.8302 | 0 | 4959.3207
| Install, Connect and Test | 4 | 0 | 148.5 | 594
| Supply, install, connect and test electric door Contact & all ancillary works required for complete operative system according to the specifications & as shown on drawings. |  | 0 | 0
| Supply | 2 | 3471.632 | 0 | 6943.2641
| Install, Connect and Test | 2 | 0 | 148.5 | 297
Supply, install, connect and test proximity card reader with pin code & all ancillary works required for complete operative system according to the specifications & as shown on drawings.
| Supply | 4 | 17988.4656 | 0 | 71953.8624
| Install, Connect and Test | 4 | 0 | 148.5 | 594
Supply, install, connect and test proximity card & all ancillary works required for complete operative system according to the specifications & as shown on drawings.
| Supply | 2 | 225.4481 | 0 | 450.8962
VO.(81) ADMIN. BUILDING
DIVISION 26 - ELECTRICAL
(26 51 00)-INTERIOR LIGHTING.
supply,Install, test & hand-over light fixtures including all lamps, all mounting devices and brackets in compliance with the tender specifications & drawings :-
LIGHTING FIXTURES
Light Fixture L1 RECESSED MOUNTED LUMINAIRE (1x42w) LED LAMP 220V,50HZ SIMILAR TO (PHILIPS RC120B W60L60 LED37S/- No)
| Supply | 89 | 3598.425 |  | 320259.825
| Install, Connect and Test | 89 |  | 199.8 | 17782.2
| Light Fixture L1E Same as (L1) with battery back up |  |  |  | 0
| Supply | 12 | 6699.51 |  | 80394.12
| Install, Connect and Test | 12 |  | 199.8 | 2397.6
Light Fixture L4 RECESSED MOUNTED LUMINAIRE (1x11w) LED LAMP 220V,50HZ SIMILAR TO (PHILIPS DN145B PSU D166 LED10S/840 NO)
| Supply | 3 | 2405.7 |  | 7217.1
| Install, Connect and Test | 3 |  | 199.8 | 599.4
Light Fixture L4E Same as (L4) with battery back up
| Supply | 0 | 5506.785 |  | 0
| Install, Connect and Test | 0 |  | 199.8 | 0
Light Fixture L5E SURFACE MOUNTED LUMINAIRE (1x22w) LED LAMP 220V,50HZ SIMILAR TO (PHILIPS CL261 DS Oyster 22W 30-40-65K IP54 ANZ) ) with battery back up
| Supply | 0 | 15764.22 |  | 0
| Install, Connect and Test | 0 |  | 199.8 | 0
Light Fixture L6 RECESSED MOUNTED LUMINAIRE (1x11.8w) LED LAMP 220V,50HZ SIMILAR TO (PHILIPS DN570B PSE-E C)
| Supply | 9 | 2882.79 |  | 25945.11
| Install, Connect and Test | 9 |  | 199.8 | 1798.2
Light Fixture L6E Same as (L6) with battery back up
| Supply | 9 | 6222.42 |  | 56001.78
| Install, Connect and Test | 9 |  | 199.8 | 1798.2
Light Fixture L8 (IP-65) SURFACE MOUNTED BULK HEAD LUMINAIRE (1x12w, 960LM) LED LAMP 220V,50HZ SIMILAR TO (PHILIPS WT045C LED12/NW PSU CFW L1065) OR APPROVED EQUAL
| Supply | 18 | 1212.975 |  | 21833.55
| Install, Connect and Test | 18 |  | 199.8 | 3596.4
Light Fixture L9 SURFACE MOUNTED LUMINAIRE (1x58.5w) LED LAMP 220V,50HZ SIMILAR TO (PHILIPS WT470X LED80S/840 WB ACW TW1 L1600)
| Supply | 7 | 11351.1375 |  | 79457.9625
| Install, Connect and Test | 7 |  | 199.8 | 1398.6
WALL MOUNTED EXIT SIGN
| Supply | 6 | 3121.335 |  | 18728.01
| Install, Connect and Test | 6 |  | 199.8 | 1198.8
CEILING MOUNTED EXIT SIGN
| Supply | 0 | 5268.24 |  | 0
| Install, Connect and Test | 0 |  | 199.8 | 0
(26 27 26)-WIRING DEVICES
LIGHT SWITCHES :
Supply, Install, test & hand-over light switches white color complete including, conduits, conduit fittings, switches, terminations, earthing, wiring from switches to branch circuit in compliance with the tender specifications & drawings :-
One gang,One Way 10A modular Switch
| Supply | 40 | 226.3438 |  | 9053.7523
| Install, Connect and Test | 8 |  | 400.1492 | 3201.1934
One gang,One Way 10A modular Switch (water proof)
| Supply | 3 | 781.1148 |  | 2343.3443
| Install, Connect and Test | 0 |  | 400.1492 | 0
Two gang,One Way 10A modular Switch
| Supply | 8 | 253.031 |  | 2024.2483
| Install, Connect and Test | 8 |  | 486.2367 | 3889.8932
Two gang,One Way 10A modular Switch (water proof)
| Supply | 6 | 748.517 |  | 4491.102
| Install, Connect and Test | 5 |  | 486.2367 | 2431.1833
One gang,Two Way 10A modular Switch
| Supply | 4 | 253.031 |  | 1012.1242
| Install, Connect and Test | 0 |  | 486.2367 | 0
SOCKET OUTLETS :
| Supply, install, connect and test socket outlets white color complete including plaster rings, wiring, earthing, terminations, socket plate, cover, plugs, all necessary accessories and ancillary work according to specification and schedules |  | 101.3333
16A wall single socket outlet IP=20
| Supply | 86 | 313.6704 |  | 26975.6544
| Install, Connect and Test | 86 |  | 135 | 11610
16A wall duplex socket outlet IP=20
| Supply | 20 | 400.4344 |  | 8008.6886
| Install, Connect and Test | 20 |  | 135 | 2700
16A wall duplex socket outlet IP=20, fed from Emergency
| Supply | 1 | 401.3683 |  | 401.3683
| Install, Connect and Test | 1 |  | 135 | 135
16A wall duplex socket outlet IP=20, fed from UPS
| Supply | 9 | 409.6566 |  | 3686.9092
| Install, Connect and Test | 9 |  | 135 | 1215
16A wall single socket outlet (water proof) IP=54
| Supply | 12 | 795.3523 |  | 9544.2278
| Install, Connect and Test | 12 |  | 135 | 1620
16A duplex socket outlet IP=20 (BUILT-IN FURNITURE) .
| Supply | 64 | 400.4344 |  | 25627.8036
| Install, Connect and Test | 64 |  | 135 | 8640
16A Duplex socket outlet IP=20 fed from UPS (BUILT-IN FURNITURE) .
| Supply | 74 | 409.6566 |  | 30314.5866
| Install, Connect and Test | 74 |  | 135 | 9990
16A wall single socket outlet IP=20 (For TV)
| Supply | 5 | 313.6704 |  | 1568.352
| Install, Connect and Test | 5 |  | 135 | 675
26 2816 - ENCLOSED SWITCHES & CIRCUIT BREAKERS
Supply, Install, test & hand-over switch fuses complete including plaster rings, wiring, earthing, terminations, socket plate, cover, plugs, all necessary accessories and ancillary work in compliance with the tender specifications & drawings :-
DISCONNECT SWITCH POWER OUTLET
32A disconnect switch with two pole ceiling mounted for AC Unit
| Supply | 42 | 721.3367 |  | 30296.1429
| Install, Connect and Test | 42 |  | 182.25 | 7654.5
32A disconnect switch with two pole for AC Unit
| Supply | 11 | 721.3367 |  | 7934.7041
| Install, Connect and Test | 11 |  | 155.0003 | 1705.0028
20A disconnect switch with two pole for water heater
| Supply | 6 | 609.0329 |  | 3654.1975
| Install, Connect and Test | 6 |  | 155.0003 | 930.0015
20A disconnect switch with 2 poles for Ex. Fan ( WP)
| Supply | 5 | 609.0329 |  | 3045.1645
| Install, Connect and Test | 5 |  | 155.0003 | 775.0013
32A disconnect switch with 4 poles for Elevator
| Supply | 2 | 2276.8527 |  | 4553.7054
| Install, Connect and Test | 2 |  | 310.5 | 621
40A disconnect switch with 4 poles for AHU (W.P)
| Supply | 1 | 2276.8527 |  | 2276.8527
| Install, Connect and Test | 1 |  | 351 | 351
26 05 19-LOW VOLTAGE ELECTRICAL POWER CONDUCTORS AND CABLES
Supply, Install, test & hand-over PVC insulated 450/750V stranded copper conductor wires & PVC/PVC stranded copper conductor cables from branch circuit panelboards to light & power outlets including raceways, termination, glands and all necessary accessories and ancillary works required for complete operative system in compliance with the tender specifications & drawings. Embedded or concealed surface mounted conduits should be heavy gauge PVC. Exposed mounted conduits should be EMT. Circuits in cable tray should be PVC/PVC multicore cables. :-
BRANCH CIRCUITS
3x3mm2 for Lighting outlet
| Supply | 153 | 1389.3411 |  | 212569.1865
| Install, Connect and Test | 153 |  | 0 | 0
| 3x4mm2 for socket outlet |  | 0 | 0
| Supply | 115 | 1577.8123 |  | 181448.4138
| Install, Connect and Test | 115 |  | 0 | 0
3x4mm2 for acess control outlet
| Supply | 4 | 5682.9591 |  | 22731.8364
| Install, Connect and Test | 4 |  | 0 | 0
3x4mm2 for ( IT rack outlet, sound rack, fire alarm panel )
| Supply | 1 | 5002.641 |  | 5002.641
| Install, Connect and Test | 1 |  | 0 | 0
3x4mm2 for hand dryer outlet, power socket outlet, water heater, EXF
| Supply | 3 | 3874.5635 |  | 11623.6905
| Install, Connect and Test | 3 |  | 0 | 0
3x6mm2 for AC outlet
| Supply | 52 | 4830.516 |  | 251186.832
| Install, Connect and Test | 52 |  | 0 | 0
( 26 24 16)- (26 24 19) PANELBOARDS
Supply, Install, test & hand-over the following panel boards complete with circuit breakers, bus bars cabinets, conductors, relays, residual current devices, indicator lamps and all necessary accessories and ancillary works required in compliance with the tender specifications & drawings :-
BRANCH CIRCUIT DISTRIBUTION PANEL BOARDS
PP-AD-GR-01
| Supply | 1 | 37267.4016 |  | 37267.4016
| Install, Connect and Test | 1 |  | 5616 | 5616
PP-AD-F-01
| Supply | 1 | 34585.1424 |  | 34585.1424
| Install, Connect and Test | 1 |  | 5544 | 5544
PP-AD-S-01
| Supply | 0 | 0 | 0 | 0
| Install, Connect and Test | 0 | 0 | 0 | 0
EPP-AD-GR-01
| Supply | 1 | 25724.1312 |  | 25724.1312
| Install, Connect and Test | 1 |  | 4248 | 4248
UPP-AD-GR-01
| Supply | 1 | 17488.6848 |  | 17488.6848
| Install, Connect and Test | 1 |  | 2664 | 2664
UPP-AD-F-01
| Supply | 1 | 19117.152 |  | 19117.152
| Install, Connect and Test | 1 |  | 3240 | 3240
26 24 13 SUB FEEDER DISTRIBUTION PANEBOARDS
DB-AD-GR-01
| Supply | 1 | 46011.744 |  | 46011.744
| Install, Connect and Test | 1 |  | 7344 | 7344
EDB-AD-GR-01
| Supply | 1 | 59183.4816 |  | 59183.4816
| Install, Connect and Test | 1 |  | 8496 | 8496
UDB-AD-GR-01
| Supply | 1 | 36198.72 |  | 36198.72
| Install, Connect and Test | 1 |  | 5616 | 5616
(26 05 19) - (26 05 36)- (26 05 39) - (26 05 43)LOW VOLTAGE ELECTRICAL POWER CONDUCTORS AND CABLES
Supply, Install, test & hand-over CU/ XLPE/PVC stranded copper conductor cables including raceways, termination, glands, and all necessary accessories and ancillary works required for complete operative system in compliance with the tender specifications & drawings.
CABLE FEEDERS
CU/PVC/PVC cable [(4x6)mm2 + 6mm2)]] and all necessary accessories and ancillary works required as specified and as shown on drawings.
| Supply | 65 | 302.6976 |  | 19675.3426
| Install, Connect and Test | 65 |  | 45.9253 | 2985.1459
CU/PVC/PVC cable [(4x10)mm2 + 10mm2)]] and all necessary accessories and ancillary works required as specified and as shown on drawings.
| Supply | 140 | 464.3775 |  | 65012.855
| Install, Connect and Test | 140 |  | 54.4174 | 7618.4417
CU/PVC/PVC cable [(4x16)mm2 + 16mm2)]] and all necessary accessories and ancillary works required as specified and as shown on drawings.
| Supply | 0 | 716.5377 |  | 0
| Install, Connect and Test | 0 |  | 86.1363 | 0
CU/PVC/PVC cable [(3x50+25)mm2 + 25mm2)]] and all necessary accessories and ancillary works required as specified and as shown on drawings.
| Supply | 0 | 1735.6896 |  | 0
| Install, Connect and Test | 0 |  | 124.6291 | 0
26 36 00-TRANSFER SWITCHES
Static transfer switch (40A, 1-ph) complete with all control, monitoring and protection equipment including control cabling and all necessary auxiliary components and ancillary works required for complete operation as specified and as indicated on the drawings
| Supply | 0 | 127619.28 |  | 0
| Install, Connect and Test | 0 |  | 246.24 | 0
26 33 00 - BATTERY EQUIPMENT (UPS)
Uninterruptible online double conversion UPS 40 KVA, 3phase, 380V power supply "UPS-01", 10 minutes complete including rectifier, control, charger, wave form, earthing and all necessary accessories & all ancillary works required for complete operative system according to the specifications & as shown on drawings.
| Supply | 0 | 381338.82 |  | 0
| Install, Connect and Test | 0 |  | 3249.72 | 0
Uninterruptible online double conversion dual parallel redundant UPS (1+1) 2x5 KVA, 1phase, 220V power supply "UPS-SR-1 & UPS-SR-2", 10minutes complete including rectifier, control, charger, wave form, earthing and all necessary accessories & all ancillary works required for complete operative system according to the specifications & as shown on drawings.
| Supply | 0 | 101280.24 |  | 0
| Install, Connect and Test | 0 |  | 1244.16 | 0
EARTHING (GROUNDING) SYSTEM
| Complete protective earthing (PE) system complete with earthing pits, earthing electrodes, equalizer bars, earth continuity conductor, and earthing conductor to switchboards, server/ IT racks, diesel generator set and transformers complete with all accessories, fixing brackets, test links, complete with all accessories, fixing brackets, test links suspensions, drilling and cutting for complete installation all in accordance with technical specifications and drawings | 0
| Earthing impedance must be <= 0.5 ohm | 0
| Supply | 1 | 0 | 0 | 0
| Install, Connect and Test | 1 | 0 | 0 | 0
| Supply, install, connect and test the following Telecom / FXta system complete including wiring devices, conduits, conduit fittings, S/FTP Cat 6 conduits between the outlets to the respective access switches,, earthing complete including plaster rings, wiring, earthing terminations, socket plate, cover, plugs, and all necessary accessories and ancillary works for a complete system. | 0
| RJ45 CAT.6 TELEPHONE OUTLET . | 0
| Supply | 2 | 2002.2232 |  | 4004.4465
| Install, Connect and Test | 2 |  | 7155.0272 | 14310.0544
| RJ45 CAT.6 DATA OUTLET. | 0
| Supply | 11 | 2002.2232 |  | 22024.4556
| Install, Connect and Test | 11 |  | 7155.0272 | 78705.2992
| RJ45 CAT.6 OUTLET FOR WIRELESS ACCESS POINT. | 0
| Supply | 5 | 1387.9858 |  | 6939.9288
| Install, Connect and Test | 5 |  | 7155.0272 | 35775.136
| RJ45 CAT.6 TELEPHONE OUTLET &DATA OUTLET (BUILT-IN FURNITURE) . | 0
| Supply | 14 | 3092.7874 |  | 43299.023
| Install, Connect and Test | 14 |  | 7155.0272 | 100170.3808
| HDMI (HIGH DEFINITION MULTIMEDIA INTERFACE) | 0
| Supply | 3 | 2002.2232 |  | 6006.6697
| Install, Connect and Test | 3 |  | 7155.0272 | 21465.0816
| [27 13 00, 27 13 05, 27 15 05, 27 20 00, 27 30 00]IP NETWORK EQUIPMENT | 0
| Supply install, connect and test main rack complete with main patch panel as specified and indicated in the drawings with all necessary termination, conduits, raceways, patch cords, cables & accessories required to complete an aderquate operative system. | 0
| Supply | 0 | 29770.2 |  | 0
| Install, Connect and Test | 0 |  | 3298.32 | 0
| Supply install, connect and test of edge distribution rack complete with passive components( patch panels, power strips, ...etc) as specified and indicated in the drawings with all necessary termination, conduits, raceways, patch cords, cables and all necessary accessories required to complete operative system. | 0
| TC-RACK-GR | 0
| Supply | 1 | 139139.5363 |  | 139139.5363
| Install, Connect and Test | 1 |  | 11376 | 11376
| TC-RACK-FR | 0
| Supply | 1 | 120824.3693 |  | 120824.3693
| Install, Connect and Test | 1 |  | 8784 | 8784
| TC-RACK-SC | 0
| Supply | 1 | 120824.3693 |  | 120824.3693
| Install, Connect and Test | 1 |  | 8784 | 8784
| Supply, install, connect and test 6 core M.M fiber optic cable , The item shall include raceways, splicing , splicing closures ,media converter, pig tails fiber SC connectors ,fiber cable pulling & all necessary sleeves. The works shall be complete as per the project specifications | 0
| Supply | 30 | 503.1821 |  | 15095.4624
| Install, Connect and Test | 30 |  | 160.2 | 4806
| PUBLIC ADDRESS SYSTEM | 0
| Supply, install, connect and test Public Address system rack including AM/FM Tuner , CD/DVD Player , mixer Amplifiers, Power Amplifiers ,Paging Microphone and complete with all other accessories in compliance with the tender specifications & drawings . The rack shall be equipped with a preset evacuation massege that shall be announced upon receival of a signal from the fire alarm . | 0
| Supply | 0 | 195246.72 |  | 0
| Install, Connect and Test | 0 |  | 15377.04 | 0
| Supply , install , connect and test sound system outlet with wiring 2*2.5mm2 strand twisted pair PVC insulated copper including race ways , termination boxes and all necessary accessories requied for complete operative system of general sound system and as shown on design drawing | 0
| Supply | 1 | 100850.5634 |  | 100850.5634
| Install, Connect and Test | 1 |  | 0 | 0
| Supply , install , connect and test Recessed ceiling mounted 3/6/12w sound speakers | 0
| Supply | 18 | 2484.167 |  | 44715.0067
| Install, Connect and Test | 18 |  | 158.4 | 2851.2
| Supply , install , connect and test wall mounted volume control | 0
| Supply | 1 | 2057.184 |  | 2057.184
| Install, Connect and Test | 1 |  | 100.8 | 100.8
| (28 31 00)-ADDRESSABLE FIRE ALARM SYSTEM | 0
| Supply, install, connect and test of UL LISTED main fire alarm station 4 no loops complete including conduits, conduit fittings, boxes, wiring up to fire alarm detectors, fixing and all necessary accessories and ancillary works as specified and as shown on the drawings. | 0
| Supply | 1 | 104441.9341 |  | 104441.9341
| Install, Connect and Test | 1 |  | 4792.5 | 4792.5
| Supply, install, connect and test of addressable break glass manual station | 0
| Supply | 1 | 2630.745 |  | 2630.745
| Install, Connect and Test | 1 |  | 280.8 | 280.8
| Supply, install, connect and test of addressable Indoor fire alarm siren with flasher | 0
| Supply | 1 | 2773.872 |  | 2773.872
| Install, Connect and Test | 1 |  | 280.8 | 280.8
| Supply, install, connect and test of addressable Smoke Detector . | 0
| Supply | 21 | 2535.327 |  | 53241.867
| Install, Connect and Test | 21 |  | 280.8 | 5896.8
| Supply, install, connect and test of addressable Heat Detector . | 0
| Supply | 1 | 2201.364 |  | 2201.364
| Install, Connect and Test | 1 |  | 280.8 | 280.8
| Supply, install, connect and test of addressable control modules. | 0
| Supply | 1 | 2201.364 |  | 2201.364
| Install, Connect and Test | 1 |  | 216 | 216
| Supply, install, connect and test of addressable monitor modules. | 0
| Supply | 1 | 1485.729 |  | 1485.729
| Install, Connect and Test | 1 |  | 216 | 216
| Supply, install, connect and test of fire alarm circuits serving the shown detectors and connecting between main and repeaters fire alarm stations complete with raceways & raceways supports. | 0
| Supply | 1 | 93646.8892 |  | 93646.8892
| Install, Connect and Test | 1 |  | 0 | 0
| (28 13 00)-ACCESS CONTROL SYSTEM | 0
| Supply, install, connect and test access control system complete including head end equipments. The item shall include conduits, conduit fittings, cabling, complete with all necessary accessories and ancillary works as shown on drawings and as specified in the technical specification in order to provide a complete system. | 0
| Supply | 1 | 24226.7824 |  | 24226.7824
| Install, Connect and Test | 1 |  | 0 | 0
| Supply, install, connect and test one door access control interface module connect to main panel & all ancillary works required for complete operative system according to the specifications & as shown on drawings. | 0
| Supply | 4 | 76488.253 |  | 305953.0121
| Install, Connect and Test | 4 |  | 554.4 | 2217.6
| Supply, install, connect and test request to exit push buttons & all ancillary works required for complete operative system according to the specifications & as shown on drawings. | 0
| Supply | 4 | 1245.9123 |  | 4983.6492
| Install, Connect and Test | 4 |  | 158.4 | 633.6
| Supply, install, connect and test electric door Contact & all ancillary works required for complete operative system according to the specifications & as shown on drawings. | 0
| Supply | 4 | 3488.9427 |  | 13955.7708
| Install, Connect and Test | 4 |  | 158.4 | 633.6
| Supply, install, connect and test proximity card reader with pin code & all ancillary works required for complete operative system according to the specifications & as shown on drawings. | 0
| Supply | 6 | 18753.289 |  | 112519.7341
| Install, Connect and Test | 6 |  | 158.4 | 950.4
| Supply, install, connect and test proximity card & all ancillary works required for complete operative system according to the specifications & as shown on drawings. | 0
| Supply | 0 | 226.6178 |  | 0
| (8 23 00)-CCTV SYSTEM | 0
| Supply, install, connect and test CCTV system complete including conduits, conduit fittings , cabling, complete with all necessary accessories and ancillary works as shown on drawings and as specified in the technical specification in order to provide a complete system The item shall be complete with the specified NVR, PC computer with LCD monitors & software to identify the system on the PC. The item shall be complete as per specification & design drawings. | 0
| Supply | 0 | 101957.4 |  | 0
| Install, Connect and Test | 0 |  | 5068.44 | 0
| Supplying, installing, connecting and testing the follwing items including cabling, fire retarFXnt PVC conduits, conduit fittings back to related switches and all necessary accessories and ancillary materials and works required for complete installation as specified and as indicated on the drawings. | 0
| INDOOR IP- CCTV SURVEILLANCE CAMERA | 0
| Supply | 4 | 7751.9739 |  | 31007.8956
| Install, Connect and Test | 4 |  | 10601.4037 | 42405.6147
DIVISION 14 - ELECTRIC TRACTION ELEVATOR
GENERAL
Contractor to include all catalogues of the proposed elevator in which his prices is based upon during tendering for Engineer's evaluation.
DIVISION 14 - ELECTRIC TRACTION ELEVATOR
| Supply & install electric machine room less elevator complete with all specified annunciators , land marks accessories. The car is hoisted by wire ropes using electrically driven traction sheaves and is defined to include driving machines; car; hoist way doors; guide rails; guide-rail brackets; roping; buffers; counterweights; signals; control systems; electrical wiring within elevator system; and devices for operations, safety, security, required performance at rated speed and capacity, and for complete elevator installation. The travel speed shall not be less than 1m/s of 630 Kg. carrying load. All other features shall be as per specifications. | 2 | 0 | 0
TOTAL VO(109) SUBSTATION 01 & GENERATORE
DIVISION 26 - ELECTRICAL
(26 51 00)-INTERIOR LIGHTING.
Supply, install, test & hand-over light fixtures including all lamps & all mounting devices and brackets in compliance with the tender specifications & drawings :-
LIGHTING FIXTURES
Light Fixture F5E SURFACE MOUNTED CIRCULAR LUMINAIRE (1x22w) LED LAMP 220V,50HZ SIMILAR TO (PHILIPS CL261 DS Oyster) WITH 2 HOURS BACK UP BATTERY
| Supply | Nr | 8655.579 | 0 | 34622.316
| Install, Connect and Test | Nr | 0 | 199.8 | 799.2
Light Fixture F9 SURFACE MOUNTED LUMINAIRE (1x58w) LED LAMP 220V,50HZ SIMILAR TO (PHILIPS WT470X L1600 WB LED80S/840 NO )
| Supply | Nr | 11351.1375 | 0 | 124862.5125
| Install, Connect and Test | Nr | 0 | 199.8 | 2197.8
Light Fixture F9E Same as (F9) WITH 2 HOURS BACK UP BATTERY
| Supply | Nr | 15525.675 | 0 | 124205.4
| Install, Connect and Test | Nr | 0 | 199.8 | 1598.4
(26 27 26)-WIRING DEVICES
LIGHT SWITCHES :
Supply, Install, test & hand-over light switches complete including, conduits, conduit fittings, switches, terminations, earthing, wiring from switches to branch circuit in compliance with the tender specifications & drawings :-
One gang,One Way 10A modular Switch (water proof)
| Supply | Nr | 732.2951 | 0 | 2196.8852
| Install, Connect and Test | Nr | 0 | 426.2447 | 1278.734
One gang,Two Way 10A modular Switch
| Supply | Nr | 237.2166 | 0 | 474.4332
| Install, Connect and Test | Nr | 0 | 512.1114 | 1024.2229
One gang,Two Way 10A modular Switch (water proof)
| Supply | Nr | 721.2726 | 0 | 1442.5452
| Install, Connect and Test | Nr | 0 | 512.1114 | 1024.2229
SOCKET OUTLETS :
Supply, install, connect and test socket outlets complete including plaster rings, wiring, earthing, terminations, socket plate, cover, plugs, all necessary accessories and ancillary work according to specification and schedules
16A wall single socket outlet (water proof) IP=54
| Supply | Nr | 745.6428 | 0 | 11930.2848
| Install, Connect and Test | Nr | 0 | 135 | 2160
Outlet For IT Rack
| Supply | Nr | 745.6428 | 0 | 745.6428
| Install, Connect and Test | Nr | 0 | 135 | 135
26 2816 - DISCONNECT SWITCH & CIRCUIT BREAKERS
Supply, Install, test & hand-over disconnect switch complete including plaster rings, wiring, earthing, terminations, socket plate, cover, plugs, all necessary accessories and ancillary work in compliance with the tender specifications & drawings :-
DISCONNECT SWITCH POWER OUTLET
20A disconnect switch with two pole for EXF&FAF (Wall) ( WP)
| Supply | Nr | 570.9684 | 0 | 3425.8101
| Install, Connect and Test | Nr | 0 | 182.25 | 1093.5
80A disconnect switch with two pole for PU Unit (Wall)
| Supply | Nr | 11842.1917 | 0 | 11842.1917
| Install, Connect and Test | Nr | 0 | 695.25 | 695.25
26 05 19-LOW VOLTAGE ELECTRICAL POWER CONDUCTORS AND CABLES
Supply, Install, test & hand-over PVC insulated 450/750V stranded copper conductor wires & PVC/PVC stranded copper conductor cables from branch circuit panelboards to light & power outlets including raceways, termination, glands and all necessary accessories and ancillary works required for complete operative system in compliance with the tender specifications & drawings. Embedded or concealed surface mounted Outlets should be heavy gauge PVC. Exposed mounted Outlets should be rigid galvanized steel.
BRANCH CIRCUITS
3x2.5mm2 for Lighting outlet
| Supply | Nr | 1833.5134 | 0 | 42170.8074
| Install, Connect and Test | Nr |  |  | 0
3x4mm2 for socket outlet
| Supply | Nr | 2248.2814 | 0 | 35972.502
| Install, Connect and Test | Nr |  |  | 0
3x4mm2 for EXF & FAF outlet
| Supply | Nr | 4930.7066 | 0 | 29584.2393
| Install, Connect and Test | Nr |  |  | 0
3x4mm2 for ( IT rack outlet)
| Supply | Nr | 4930.7066 | 0 | 4930.7066
| Install, Connect and Test | Nr |  |  | 0
[(4x25)mm²+16mm²] CU/XLPE/PVC (0.6/1.0 kV) for PU
| Supply | Mt | 1286.536 | 0 | 38596.0788
| Install, Connect and Test | Mt | 0 | 79.4317 | 2382.9501
( 26 24 16)- (26 24 19) PANELBOARDS
Supply, Install, test & hand-over the following panel boards complete with circuit breakers, bus bars cabinets, conductors, relays, residual current devices, indicator lamps and all necessary accessories and ancillary works required in compliance with the tender specifications & drawings :-
BRANCH CIRCUIT DISTRIBUTION PANEL BOARDS
DB-SS-1
| Supply | Nr
| Install, Connect and Test | Nr
IP NETWORK EQUIPMENT
Supply, install, connect and test of edge distribution rack complete with passive components( patch panels, power strips, ...etc) as specified and indicated in the drawings with all necessary termination, conduits, raceways, patch cords, cables and all necessary accessories required to complete operative system.
Substation 01 Room IT Rack
| Supply | Nr | 52855.5999 | 0 | 52855.5999
| Install, connect, and test | Nr | 0 | 10989 | 10989
(28 31 00)-ADDRESSABLE FIRE ALARM SYSTEM
Supply, install, connect and test of UL LISTED Repeater fire alarm station 2 no loops complete including conduits, conduit fittings, boxes, wiring up to fire alarm detectors, fixing and all necessary accessories and ancillary works as specified and as shown on the drawings.
| Supply | Nr | 41384.925 | 0 | 41384.925
| Install, Connect and Test | Nr |  | 12175.5555 | 12175.5555
Supply, install, connect and test of addressable break glass manual station
| Supply | Nr | 2630.745 | 0 | 7892.235
| Install, Connect and Test | Nr | 0 | 263.25 | 789.75
Supply, install, connect and test of addressable break glass manual station weather proof
| Supply | Nr | 7163.1 | 0 | 7163.1
| Install, Connect and Test | Nr | 0 | 263.25 | 263.25
Supply, install, connect and test of addressable out door fire alarm siren with flasher
| Supply | Nr | 2773.872 | 0 | 16643.232
| Install, Connect and Test | Nr | 0 | 263.25 | 1579.5
Supply, install, connect and test of addressable muilti Detector .
| Supply | Nr | 4062.015 | 0 | 28434.105
| Install, Connect and Test | Nr | 0 | 263.25 | 1842.75
Supply, install, connect and test of addressable control modules.
| Supply | Nr | 2201.364 | 0 | 4402.728
| Install, Connect and Test | Nr | 0 | 182.25 | 364.5
| Supply, install, connect and test of addressable monitor modules. |  | 0 | 0
| Supply | Nr | 1485.729 | 0 | 2971.458
| Install, Connect and Test | Nr | 0 | 182.25 | 364.5
Supply, install, connect and test of fire alarm circuits serving the shown detectors and connecting between main and repeaters fire alarm stations complete with duct banks, raceways & raceways supports. The works may include excavation in different soils & backfilling complete with inspection manholes / handholes
| Supply | LS | 32713.4362 | 0 | 32713.4362
| Install, Connect and Test | LS | 0 | 0 | 0
(28 23 00)-CCTV SYSTEM
Supplying, installing, connecting and testing the follwing items including cabling, fire retardant PVC conduits, conduit fittings back to related switches and all necessary accessories and ancillary materials and works required for complete installation as specified and as indicated on the drawings.
INDOOR IP- CCTV SURVEILLANCE CAMERA
| Supply | Nr | 16534.8 | 0 | 66139.2
| Install, Connect and Test | Nr | 0 | 8016.3261 | 32065.3044
VO(101) PANEL BOARDS
Supply& install ,test & handing over the following panel boareds with circuit breakers bus bars cabinets indicatore lamps and all necessary
SMDB- TOWER
| Supply | Nr | 116352.68 |  | 116352.68
| install. Connect ,test | Nr |  | 3016.52 | 3016.52
SMDB-1
| Supply | Nr | 201531.4 |  | 201531.4
| install. Connect ,test | Nr |  | 16577.3 | 16577.3
SMDB-2
| Supply | Nr | 245345.6 |  | 245345.6
| install. Connect ,test | Nr |  | 15487.73 | 15487.73
SFD-PUMP-ROOM
| Supply | Nr | 194155.59 |  | 194155.59
| install. Connect ,test | Nr |  | 11448.12 | 11448.12
SFD-FIRE-PUMP
| Supply | Nr | 1039273.62 |  | 1039273.62
| install. Connect ,test | Nr |  | 22523.77 | 22523.77
Vo #110( CCTV& WI FI)
Supply, install, connect and test the following Telecom / Data system outlets complete including wiring devices, conduits, conduit fittings, UTP Cat 6A cabling between the outlets to the respective access switches, earthing complete including plaster rings, wiring, earthing terminations, socket plate, cover, plugs, and all necessary accessories and ancillary works for a complete system.
IP Outlet for CCTV
| Supply | 26 | 15617.8935 |  | 406065.231
| Install & Test | 26 |  | 2149.3418 | 55882.8855
IP Outlet for Wifi
| Supply | 16 | 9421.664 |  | 150746.6246
| Install & Test | 16 |  | 2039.3438 | 32629.5
IP NETWORK EQUIPMENT
Supply, install, connect and test of edge distribution rack complete with passive components (patch panels, power strips, ...etc) as specified and indicated in the drawings with all necessary termination, conduits, raceways, patch cords, cables and all necessary accessories required to complete operative system.
IT RACK External-1 (Industrial Rack)
| Supply | 1 | 171398.5469 |  | 171398.5469
| Install & Test | 1 |  | 4599.2812 | 4599.2812
IT RACK External-2 (Industrial Rack)
| Supply | 1 | 171263.5469 |  | 171263.5469
| Install & Test | 1 |  | 4599.2812 | 4599.2812
IT RACK External-3(Industrial Rack)
| Supply | 1 | 171263.5469 |  | 171263.5469
| Install & Test | 1 |  | 5148.5625 | 5148.5625
IT RACK External-3.1 (Industrial Rack) (At Main Shed)
| Supply | 1 | 145158.5969 |  | 145158.5969
| Install & Test | 1 |  | 4599.2812 | 4599.2812
Supply, install, connect and test 12-core single mode fiber optic cables. The item shall include raceways, fiber cable pulling , accessories and ancillary works. The works shall be complete as per the project drawings. (from main shed rack to additional external racks)
| Supply | 1400 | 194.4924 |  | 272289.33
| Install & Test | 1400 |  | 75.5638 | 105789.375
DIVISION 28 - ELECTRONIC SAFETY AND SECURITY
28 23 00 - CCTV SYSTEM
Supplying, installing, connecting and testing the following items including cabling, fire retardant PVC conduits, conduit fittings back to related switches and all necessary accessories and ancillary materials and works required for complete installation as specified and as indicated on the drawings.
Supply, install, connect and test CCTV system complete including all necessary accessories and ancillary works as specified in the technical specification in order to provide a complete system The item shall be complete with the specified NVR, PC computer with LCD monitors & software to identify the system on the PC.
| Supply | 1 | 377730 |  | 377730
| Install, Connect and Test | 1 |  | 16571.25 | 16571.25
Indoor IP CCTV Surveillance Camera (Ceiling mounted)
| Supply | 11 | 16602.3 |  | 182625.3
| Install & Test | 11 |  | 708.75 | 7796.25
Indoor IP CCTV Surveillance Camera (Wall mounted)
| Supply | 1 | 19372.5 |  | 19372.5
| Install & Test | 1 |  | 675 | 675
Outdoor IP CCTV Surveillance Camera
| Supply | 14 | 17987.4 |  | 251823.6
| Install & Test | 14 |  | 978.75 | 13702.5
VO 157RV1 | Supply, install, test and put into operation cable trays & Ladders system, complete with covers, accessories and all related ancillary works
Cable Ladder 60X10
| Supply | 300 | 1016.8848 | 0 | 305065.44
| Install | 300 | 0 | 227.25 | 68175
MCC-5
| Supply | 1 | 957246.84 | 0 | 957246.84
| install, test & | 1 | 0 | 9715.1273 | 9715.1273
Supply, install, test & hand-over the following panel boards complete with circuit breakers, bus bars cabinets, conductors, relays, residual current devices, indicator lamps and all necessary accessories and ancillary works required in compliance with the tender specifications & drawings.
MCC-1
| Supply | 1 | 442685.6088 | 0 | 442685.6088
| install, test & | 1 | 3441.96 | 0 | 0
MCC-2
| Supply | 1 | 404281.2951 | 0 | 404281.2951
| install, test & | 1 | 3441.96 | 0 | 0
MCC-3
| Supply | 1 | 397487.0564 | 0 | 397487.0564
| install, test & | 1 | 3441.96 | 0 | 0
MCC-4
| Supply | 1 | 313065.0267 | 0 | 313065.0267
| install, test & | 1 | 11767.1292 | 0 | 0
Dismantle , Re-Install, test & hand-over light fixtures including all lamps & all mounting devices and brackets in compliance with the drawings :-
Lighting Fixtures
| Dismantle , Re-Install, Connect and Test | 240 | 540 | 0 | 129600
Modify Losses Impact
DB-AD-GR-01
| Modification on DB-AD-GR-01 | 1 | 79502.2776 | 0 | 79502.2776
| EDB-AD-GR-01 |  | 0 | 0 | 0
| Modification on EDB-AD-GR-01 | 1 | 55662.0903 | 0 | 55662.0903
| EPP-AD-GR-01 |  | 0 | 0 | 0
| Modification on EPP-AD-GR-01 | 1 | 46913.691 | 0 | 46913.691
| EPP-WH-GR-01 |  | 0 | 0 | 0
| Modification on EPP-WH-GR-01 | 1 | 32600.991 | 0 | 32600.991
| DB-AD-F-01 |  | 0 | 0 | 0
| Modification on DB-AD-F-01 | 1 | 51684.591 | 0 | 51684.591
| PP-AD-GR-01 |  | 0 | 0 | 0
| Modification on PP-AD-GR-01 | 1 | 40552.65 | 0 | 40552.65
| EPP-WH-GR-02 |  | 0 | 0 | 0
| Modification on EPP-WH-GR-02 | 1 | 1590.141 | 0 | 1590.141
| PP-WH-GR-01 |  | 0 | 0 | 0
| Modification on PP-WH-GR-01 | 1 | 278302.341 | 0 | 278302.341
A1 | EMAS VO | 1 | 769500 | 0 | 769500
| Supply, install, connect and test copper busway complete with all necessary accessories and ancillary works required as specified and as shown on drawings. |  | 0 | 0
A1 | Copper busway 4000A complete with all necessary accessories and ancillary works required as specified and as shown on drawings. |  | 0 | 0
| Supply | 9 | 0 | 0 | 0
| Install, Connect and Test | 9 | 0 | 0 | 0