Koumassi Flyover _CD0001 | CLI.CON-000002 | 10.14.15 - Famille E8 SUPERSTRUCTURES - EQUIPEMENTS - MATERIELS ET TRAVAUX DIVERS- 811.00 | DISPOSITIFS DE RECUEIL DES EAUX DU TABLIER | Approved
Koumassi Flyover _CD0001 | CLI.CON-000002 |  |  | Approved
Koumassi Flyover _CD0001 | CLI.CON-000002 | 10.14.13 - Famille E5 SEMELLES - SOUTENEMENTS - APPUIS - MURS- 530.00 | PEINTURE BITUMINEUSE SUR APPUIS ET MURS | Approved
Koumassi Flyover _CD0001 | CLI.CON-000002 |  |  | Approved
Koumassi Flyover _CD0001 | CLI.CON-000002 | 10.14.10 - Famille E1 ETUDES ET GENERALITES- 103.00 | INSTALLATION DE MATERIEL DE MONTAGE ET MISE EN PLACE DES POUTRES PRÉFABRIQUÉES | Approved
Koumassi Flyover _CD0001 | CLI.CON-000002 |  |  | Approved
Koumassi Flyover _CD0001 | CLI.CON-000002 | 10.18 - Famille H4 SIGNALISATION TEMPORAIRE ET BALISAGE- 2.04 | RIPAGE OU DÉPLACEMENT SMV H1 (BT4) | Approved
Koumassi Flyover _CD0001 | CLI.CON-000002 |  |  | Approved
Koumassi Flyover _CD0001 | CLI.CON-000002 | 10.15 - Famille F ASSAINISSEMENT-10.10 | COLLECTEUR BA Ø 1000 DALOTS RECTANGULAIRES | Approved
Koumassi Flyover _CD0001 | CLI.CON-000002 |  |  | Approved
Koumassi Flyover _CD0001 | CLI.CON-000002 | 10.20 - Famille H6 SIGNALISATION LUMINEUSE TRICOLORE-4.14 | LANTERNE PIÉTONS TYPE R12 À DIODES (FOURNITURE + POSE + RACCORDEMENT) | Approved
Koumassi Flyover _CD0001 | CLI.CON-000002 |  |  | Approved
Koumassi Flyover _CD0001 | CLI.CON-000002 | 10.17 - Famille H3 RÉSEAUX- 2.05 | FOURNITURE POSE CANALISATION FONTE DN400 | Approved
Koumassi Flyover _CD0001 | CLI.CON-000002 |  |  | Approved
Koumassi Flyover _CD0001 | CLI.CON-000002 | 10.14.10 - Famille E1 ETUDES ET GENERALITES- 152.10 | CAMPAGNE GÉOTECHNIQUE - AMENÉE, INSTALLATION ET REPLI - ÉQUIPE DE SONDAGES - ATELIER PRESSIOMETRIQUE | Approved
Koumassi Flyover _CD0001 | CLI.CON-000002 |  |  | Approved
Koumassi Flyover _CD0001 | CLI.CON-000002 | 10.14.10 | Famille E1 ETUDES ET GENERALITES | Approved
Koumassi Flyover _CD0001 | CLI.CON-000002 |  |  | Approved
Koumassi Flyover _CD0001 | CLI.CON-000002 | 10.15 - Famille F ASSAINISSEMENT- 1.43 | CURAGE REGARD EXISTANT S > 1.5m2 | Approved
Koumassi Flyover _CD0001 | CLI.CON-000002 |  |  | Approved
Koumassi Flyover _CD0001 | CLI.CON-000002 | 10.14.13 - Famille E5 SEMELLES - SOUTENEMENTS - APPUIS - MURS- 531.00 | COMPLEXE DRAINANT DES APPUIS ET DES MURS | Approved
Koumassi Flyover _CD0001 | CLI.CON-000002 |  |  | Approved
Koumassi Flyover _CD0001 | CLI.CON-000002 | 10.18 - Famille H4 SIGNALISATION TEMPORAIRE ET BALISAGE- 59.00 | EFFAÇAGE MARQUAGE TEMPORAIRE | Approved
Koumassi Flyover _CD0001 | CLI.CON-000002 |  |  | Approved
Koumassi Flyover _CD0001 | CLI.CON-000002 | 10.19 | Famille H5 ÉCLAIRAGE PUBLIC | Approved
Koumassi Flyover _CD0001 | CLI.CON-000002 |  |  | Approved
Koumassi Flyover _CD0001 | CLI.CON-000002 | 10.14.12 - Famille E4 FONDATIONS PROFONDES : PIEUX- 406.00 | RECÉPAGE DES PIEUX FORÉS | Approved
Koumassi Flyover _CD0001 | CLI.CON-000002 |  |  | Approved
Koumassi Flyover _CD0001 | CLI.CON-000002 | 10.17 | Famille H3 RÉSEAUX | Approved
Koumassi Flyover _CD0001 | CLI.CON-000002 |  |  | Approved
Koumassi Flyover _CD0001 | CLI.CON-000002 | 10.20 - Famille H6 SIGNALISATION LUMINEUSE TRICOLORE-3.03 | FOURNITURE ET POSE DE FOURREAU TPC Ø 63 AVEC AIGUILLAGE | Approved
Koumassi Flyover _CD0001 | CLI.CON-000002 |  |  | Approved
Koumassi Flyover _CD0001 | CLI.CON-000002 | 10.14.13 - Famille E5 SEMELLES - SOUTENEMENTS - APPUIS - MURS- 501.00 | OUVRAGE PROVISOIRE POUR LA RÉALISATION DES APPUIS EN ÉLÉVATION | Approved
Koumassi Flyover _CD0001 | CLI.CON-000002 |  |  | Approved
Koumassi Flyover _CD0001 | CLI.CON-000002 | 10.14.13 - Famille E5 SEMELLES - SOUTENEMENTS - APPUIS - MURS- 544.00 | GEOTEXTILE ENTRE REMBLAI ET TERRAIN NATUREL COFFRAGES POUR PAREMENTS SIMPLES | Approved
Koumassi Flyover _CD0001 | CLI.CON-000002 |  |  | Approved
Koumassi Flyover _CD0001 | CLI.CON-000002 | 10.23 - Famille SV SIGNALISATION VERTICALE- 103.13 | PANNEAU SD3 SUR PPHM | Approved
Koumassi Flyover _CD0001 | CLI.CON-000002 |  |  | Approved
Koumassi Flyover _CD0001 | CLI.CON-000002 | 10.16 - Famille G CHAUSSÉES-301.00 | GNT 0/31,5 CAT2 FOURNITURE MISE EN ŒUVRE | Approved
Koumassi Flyover _CD0001 | CLI.CON-000002 |  |  | Approved
Koumassi Flyover _CD0001 | CLI.CON-000002 | 10.21 - Famille L AMÉNAGEMENTS PAYSAGERS-3.03 | OUVERTURE DE FOSSES ARBRES-PALMIERS SOUS DES ESPACES CARROSSABLES ET PIÉTINÉS- 13 M3 | Approved
Koumassi Flyover _CD0001 | CLI.CON-000002 |  |  | Approved
Koumassi Flyover _CD0001 | CLI.CON-000002 | 10.18 - Famille H4 SIGNALISATION TEMPORAIRE ET BALISAGE- 3.01 | AMENÉE/REPLI SÉPARATEUR K16 | Approved
Koumassi Flyover _CD0001 | CLI.CON-000002 |  |  | Approved
Koumassi Flyover _CD0001 | CLI.CON-000002 | 10.19 - Famille H5 ÉCLAIRAGE PUBLIC- 11.06 | MÂT PIÉTONS LED H=10.00M | Approved
Koumassi Flyover _CD0001 | CLI.CON-000002 |  |  | Approved
Koumassi Flyover _CD0001 | CLI.CON-000002 | 10.16 - Famille G CHAUSSÉES- 504.01 | ENROBÉ À MODELE ÉLEVÉ (EME) | Approved
Koumassi Flyover _CD0001 | CLI.CON-000002 |  |  | Approved
Koumassi Flyover _CD0001 | CLI.CON-000002 | 10.14.10 - Famille E1 ETUDES ET GENERALITES- 101.00 | INSTALLATION GÉNÉRALE DE CHANTIER POUR OUVRAGE SEUL | Approved
Koumassi Flyover _CD0001 | CLI.CON-000002 |  |  | Approved
Koumassi Flyover _CD0001 | CLI.CON-000002 | 10.17 - Famille H3 RÉSEAUX-1.02 | DÉPOSE RÉSEAUX AEP EXISTANTS | Approved
Koumassi Flyover _CD0001 | CLI.CON-000002 |  |  | Approved
Koumassi Flyover _CD0001 | CLI.CON-000002 | 10.21 - Famille L AMÉNAGEMENTS PAYSAGERS-25.01 | ENTRETIEN DES MOBILIERS URBAINS | Approved
Koumassi Flyover _CD0001 | CLI.CON-000002 |  |  | Approved
Koumassi Flyover _CD0001 | CLI.CON-000002 | 10.19 - Famille H5 ÉCLAIRAGE PUBLIC- 1.04 | FOURNITURE CANDÉLABRE PROVISOIRE | Approved
Koumassi Flyover _CD0001 | CLI.CON-000002 |  |  | Approved
Koumassi Flyover _CD0001 | CLI.CON-000002 | 10.13 - Famille D TERRASSEMENTS- 7.01 | RÉGLAGE/COMPACTAGE PST | Approved
Koumassi Flyover _CD0001 | CLI.CON-000002 |  |  | Approved
Koumassi Flyover _CD0001 | CLI.CON-000002 | 10.19 - Famille H5 ÉCLAIRAGE PUBLIC- 9.03 | CÂBLE SOUPLE HO7RNF 3x2.5MM2 | Approved
Koumassi Flyover _CD0001 | CLI.CON-000002 |  |  | Approved
Koumassi Flyover _CD0001 | CLI.CON-000002 | 10.14.10 - Famille E1 ETUDES ET GENERALITES- 161.00 | CAMPAGNE GÉOTECHNIQUE - ÉQUIPEMENT PIÉZOMÈTRIQUE - DÉVELOPPEMENT | Approved
Koumassi Flyover _CD0001 | CLI.CON-000002 |  |  | Approved
Koumassi Flyover _CD0001 | CLI.CON-000002 | 10.15 - Famille F ASSAINISSEMENT-11.01 | DALOT L1.00M x H1.00M | Approved
Koumassi Flyover _CD0001 | CLI.CON-000002 |  |  | Approved
Koumassi Flyover _CD0001 | CLI.CON-000002 | 10.18 - Famille H4 SIGNALISATION TEMPORAIRE ET BALISAGE- 3.02 | LOCATION K16 | Approved
Koumassi Flyover _CD0001 | CLI.CON-000002 |  |  | Approved
Koumassi Flyover _CD0001 | CLI.CON-000002 | 10.20 - Famille H6 SIGNALISATION LUMINEUSE TRICOLORE-7.06 | RÉPÉTITEUR VÉHICULES À DIODES | Approved
Koumassi Flyover _CD0001 | CLI.CON-000002 |  |  | Approved
Koumassi Flyover _CD0001 | CLI.CON-000002 | 10.18 | Famille H4 SIGNALISATION TEMPORAIRE ET BALISAGE | Approved
Koumassi Flyover _CD0001 | CLI.CON-000002 |  |  | Approved
Koumassi Flyover _CD0001 | CLI.CON-000002 | 10.20 - Famille H6 SIGNALISATION LUMINEUSE TRICOLORE-4.19 | DÉTECTEUR MAGNÉTIQUE | Approved
Koumassi Flyover _CD0001 | CLI.CON-000002 |  |  | Approved
Koumassi Flyover _CD0001 | CLI.CON-000002 | 10.17 - Famille H3 RÉSEAUX- 1.06 | DÉPOSE RÉSEAUX TÉLÉCOM EXISTANTS | Approved
Koumassi Flyover _CD0001 | CLI.CON-000002 |  |  | Approved
Koumassi Flyover _CD0001 | CLI.CON-000002 | 10.14.10 - Famille E1 ETUDES ET GENERALITES- 159.00 | CAMPAGNE GÉOTECHNIQUE - ÉQUIPEMENT PIÉZOMÈTRIQUE - TUBE | Approved
Koumassi Flyover _CD0001 | CLI.CON-000002 |  |  | Approved
Koumassi Flyover _CD0001 | CLI.CON-000002 | 10.19 - Famille H5 ÉCLAIRAGE PUBLIC- 2.03 | TRANCHÉE SOUS CHAUSSÉE 0.40M | Approved
Koumassi Flyover _CD0001 | CLI.CON-000002 |  |  | Approved
Koumassi Flyover _CD0001 | CLI.CON-000002 | 10.14.13 - Famille E5 SEMELLES - SOUTENEMENTS - APPUIS - MURS- 520.00 | ARMATURES POUR BÉTON ARMÉ DES APPUIS | Approved
Koumassi Flyover _CD0001 | CLI.CON-000002 |  |  | Approved
Koumassi Flyover _CD0001 | CLI.CON-000002 | 10.15 - Famille F ASSAINISSEMENT-15.11 | REGARD CHEMINÉE SUR DALOT DIAM 1.00M H<1,5M | Approved
Koumassi Flyover _CD0001 | CLI.CON-000002 |  |  | Approved
Koumassi Flyover _CD0001 | CLI.CON-000002 | 10.14.14 - Famille E7 TABLIERS- 720.00 | POUTRES A FILS ADHERENTS PRAD | Approved
Koumassi Flyover _CD0001 | CLI.CON-000002 |  |  | Approved
Koumassi Flyover _CD0001 | CLI.CON-000002 | 10.14.15 - Famille E8 SUPERSTRUCTURES - EQUIPEMENTS - MATERIELS ET TRAVAUX DIVERS- 802.00 | PLUS-VALUE POUR PEINTURE DES POTEAUX ET LISSES BN1 | Approved
Koumassi Flyover _CD0001 | CLI.CON-000002 |  |  | Approved
Koumassi Flyover _CD0001 | CLI.CON-000002 | 10.14.15 - Famille E8 SUPERSTRUCTURES - EQUIPEMENTS - MATERIELS ET TRAVAUX DIVERS- 824.00 | DRAINS DE CHAUSSÉE DU TABLIER | Approved
Koumassi Flyover _CD0001 | CLI.CON-000002 |  |  | Approved
Koumassi Flyover _CD0001 | CLI.CON-000002 | 10.16 - Famille G CHAUSSÉES-900.03 | DALLE BÉTON TEINTE QUARTZ GREY RAL 7039 | Approved
Koumassi Flyover _CD0001 | CLI.CON-000002 |  |  | Approved
Red Sea Museum-Bab El-Bunt _K0003 | CLI.CON-000001 | 10.16.10.11 - 085200-P23-G | Type We8A.313, approximate dimensions 1200mm wide x 860mm high | Approved
Red Sea Museum-Bab El-Bunt _K0003 | CLI.CON-000001 |  |  | Approved
Red Sea Museum-Bab El-Bunt _K0003 | CLI.CON-000001 | 10.16.11.14 - 085200-P12-A | Type We13.107, approximate dimensions 1300mm wide x 1100mm high | Approved
Red Sea Museum-Bab El-Bunt _K0003 | CLI.CON-000001 |  |  | Approved
Red Sea Museum-Bab El-Bunt _K0003 | CLI.CON-000001 | 10.16.10.11 - 085200-P34-K | Type We7C.209, approximate dimensions 1000mm wide x 1500mm high | Approved
Red Sea Museum-Bab El-Bunt _K0003 | CLI.CON-000001 |  |  | Approved
Red Sea Museum-Bab El-Bunt _K0003 | CLI.CON-000001 | 10.16.11.12 - 084413-P8-A | Arched curtain walls | Approved
Red Sea Museum-Bab El-Bunt _K0003 | CLI.CON-000001 |  |  | Approved
Red Sea Museum-Bab El-Bunt _K0003 | CLI.CON-000001 | 10.10.10 - 024119-P2-N | Stone walls 450mm thick, at first floor (approximate quantity 7m²) | Approved
Red Sea Museum-Bab El-Bunt _K0003 | CLI.CON-000001 |  |  | Approved
Red Sea Museum-Bab El-Bunt _K0003 | CLI.CON-000001 | 10.21 - GR-P21-C | The Contractor shall submit a detailed method statement and a phasing plan for the works prior to the start of any works on the Site, for the Engineer's review and approval. | Approved
Red Sea Museum-Bab El-Bunt _K0003 | CLI.CON-000001 |  |  | Approved
Red Sea Museum-Bab El-Bunt _K0003 | CLI.CON-000001 | 10.17.11 | New Scope | Approved
Red Sea Museum-Bab El-Bunt _K0003 | CLI.CON-000001 |  |  | Approved
Red Sea Museum-Bab El-Bunt _K0003 | CLI.CON-000001 | 10.16.10.11 - 085200-P33-K | Type We7B.202, approximate dimensions 1000mm wide x 1500mm high | Approved
Red Sea Museum-Bab El-Bunt _K0003 | CLI.CON-000001 |  |  | Approved
Red Sea Museum-Bab El-Bunt _K0003 | CLI.CON-000001 | 10.16.10.11 - 085200-P30-B | Type We6A.111, approximate dimensions 1300mm wide x 780mm high | Approved
Red Sea Museum-Bab El-Bunt _K0003 | CLI.CON-000001 |  |  | Approved
Red Sea Museum-Bab El-Bunt _K0003 | CLI.CON-000001 | 10.16.10.11 - 085200-P27-A | Type Wi1A.101, approximate dimensions 1344mm wide x 2040mm high | Approved
Red Sea Museum-Bab El-Bunt _K0003 | CLI.CON-000001 |  |  | Approved
Red Sea Museum-Bab El-Bunt _K0003 | CLI.CON-000001 | 10.19.11 - 312000-P1-C | Allow for Design, Construction, Completion and Maintenance during the defects liability period of: Dewatering system, support of existing structure, shoring system, excavation under existing construction and new tunnels, soil improvement, deep foundations, underpinning, foundations for the existing construction (main building, shade building and new connecting tunnels between old and new construction), lateral supports, testing, cathodic protection if needed, and any works related to the stability of the structure, etc. to be executed by the Contractor. The Contractor is to allow sufficient time and cost to be able to execute the works in a professional manner, taking into consideration the age and structural integrity of the building and any other mitigating factors for the dewatering and temporary support required | Approved
Red Sea Museum-Bab El-Bunt _K0003 | CLI.CON-000001 |  |  | Approved
Red Sea Museum-Bab El-Bunt _K0003 | CLI.CON-000001 | 10.16.11.14 - 085200-P14-K | Type We13a.109, approximate dimensions 1300mm wide x 1100mm high | Approved
Red Sea Museum-Bab El-Bunt _K0003 | CLI.CON-000001 |  |  | Approved
Red Sea Museum-Bab El-Bunt _K0003 | CLI.CON-000001 | 10.16.10.11 - 085200-P34-D | Type We7C.203, approximate dimensions 1000mm wide x 1500mm high | Approved
Red Sea Museum-Bab El-Bunt _K0003 | CLI.CON-000001 |  |  | Approved
Red Sea Museum-Bab El-Bunt _K0003 | CLI.CON-000001 | 10.11.11 - 033000-P3-A | Deck slab 140mm thick on corrugated sheet (corrugated sheet measured separately) | Approved
Red Sea Museum-Bab El-Bunt _K0003 | CLI.CON-000001 |  |  | Approved
Red Sea Museum-Bab El-Bunt _K0003 | CLI.CON-000001 | 10.11.11 - 035300-P5-D | Thickness ranging between 35mm and 100mm to receive ceramica saloni floor tiles | Approved
Red Sea Museum-Bab El-Bunt _K0003 | CLI.CON-000001 |  |  | Approved
Red Sea Museum-Bab El-Bunt _K0003 | CLI.CON-000001 | 10.17.11 - 093033-P5-F | Allow for 5% extra materials for stone tiles | Approved
Red Sea Museum-Bab El-Bunt _K0003 | CLI.CON-000001 |  |  | Approved
Red Sea Museum-Bab El-Bunt _K0003 | CLI.CON-000001 | 10.17.11 - 095426-P6-D | 380mm wide x 1385mm long | Approved
Red Sea Museum-Bab El-Bunt _K0003 | CLI.CON-000001 |  |  | Approved
Red Sea Museum-Bab El-Bunt _K0003 | CLI.CON-000001 | 10.17.11 - 095426-P6-J | 380mm wide x 1560mm long | Approved
Red Sea Museum-Bab El-Bunt _K0003 | CLI.CON-000001 |  |  | Approved
Red Sea Museum-Bab El-Bunt _K0003 | CLI.CON-000001 | 10.16.11.15 - 088000-P40-G | Partitions, at 2nd floor | Approved
Red Sea Museum-Bab El-Bunt _K0003 | CLI.CON-000001 |  |  | Approved
Red Sea Museum-Bab El-Bunt _K0003 | CLI.CON-000001 | 10.17.11 - 095426-P8-C | 400mm wide x 2075mm long | Approved
Red Sea Museum-Bab El-Bunt _K0003 | CLI.CON-000001 |  |  | Approved
Red Sea Museum-Bab El-Bunt _K0003 | CLI.CON-000001 | 10.16.10.11 - 085200-P30-M | Type We6A.121, approximate dimensions 1300mm wide x 780mm high | Approved
Red Sea Museum-Bab El-Bunt _K0003 | CLI.CON-000001 |  |  | Approved
Red Sea Museum-Bab El-Bunt _K0003 | CLI.CON-000001 | 10.16.11.14 - 085200-P19-E | Type We15C2.202, approximate dimensions 1600mm wide x 2200mm high | Approved
Red Sea Museum-Bab El-Bunt _K0003 | CLI.CON-000001 |  |  | Approved
Red Sea Museum-Bab El-Bunt _K0003 | CLI.CON-000001 | 10.11.11 - 033000-P2-Q | Rectangular columns | Approved
Red Sea Museum-Bab El-Bunt _K0003 | CLI.CON-000001 |  |  | Approved
Red Sea Museum-Bab El-Bunt _K0003 | CLI.CON-000001 | 10.17.11 - 095426-P7-E | 400mm wide x 1740mm long | Approved
Red Sea Museum-Bab El-Bunt _K0003 | CLI.CON-000001 |  |  | Approved
Red Sea Museum-Bab El-Bunt _K0003 | CLI.CON-000001 | 10.15.10 - 075216-P3-Q | Ref. WA05-15, 3600mm wide x 1800mm high | Approved
Red Sea Museum-Bab El-Bunt _K0003 | CLI.CON-000001 |  |  | Approved
Red Sea Museum-Bab El-Bunt _K0003 | CLI.CON-000001 | 10.12.11 - 042200-P2-B | 100mm thick walls | Approved
Red Sea Museum-Bab El-Bunt _K0003 | CLI.CON-000001 |  |  | Approved
Red Sea Museum-Bab El-Bunt _K0003 | CLI.CON-000001 | 10.13.10 - 055000-P2-E | 215mm high | Approved
Red Sea Museum-Bab El-Bunt _K0003 | CLI.CON-000001 |  |  | Approved
Red Sea Museum-Bab El-Bunt _K0003 | CLI.CON-000001 | 10.16.10.11 - 085200-P23-D | Type We8A.310, approximate dimensions 1200mm wide x 860mm high | Approved
Red Sea Museum-Bab El-Bunt _K0003 | CLI.CON-000001 |  |  | Approved
Red Sea Museum-Bab El-Bunt _K0003 | CLI.CON-000001 | 10.16.11.10 - 081114-P1-E | Type Di3A.002, approximate dimensions 1060mm wide x 2155mm high | Approved
Red Sea Museum-Bab El-Bunt _K0003 | CLI.CON-000001 |  |  | Approved
Red Sea Museum-Bab El-Bunt _K0003 | CLI.CON-000001 | 10.16.10.11 - 085200-P23-E | Type We8A.311, approximate dimensions 1200mm wide x 860mm high | Approved
Red Sea Museum-Bab El-Bunt _K0003 | CLI.CON-000001 |  |  | Approved
Red Sea Museum-Bab El-Bunt _K0003 | CLI.CON-000001 | 10.16.11.14 - 085200-P15-K | Type We14A.205, approximate dimensions 1050mm wide x 1000mm high | Approved
Red Sea Museum-Bab El-Bunt _K0003 | CLI.CON-000001 |  |  | Approved
Red Sea Museum-Bab El-Bunt _K0003 | CLI.CON-000001 | 10.16.11.14 - 085200-P21-K | 2150mm wide x 2600mm high, double leaf, façade unit 4 | Approved
Red Sea Museum-Bab El-Bunt _K0003 | CLI.CON-000001 |  |  | Approved
Red Sea Museum-Bab El-Bunt _K0003 | CLI.CON-000001 | 10.10.10 - 024119-P4-G | Reinforced concrete suspended slabs including drop beams, 200mm thick, at roof (approximate quantity 955m²) | Approved
Red Sea Museum-Bab El-Bunt _K0003 | CLI.CON-000001 |  |  | Approved
Red Sea Museum-Bab El-Bunt _K0003 | CLI.CON-000001 | 10.16.11.14 - 085200-P16-J | Type We15A.100, approximate dimensions 1300mm wide x 1050mm high | Approved
Red Sea Museum-Bab El-Bunt _K0003 | CLI.CON-000001 |  |  | Approved
Red Sea Museum-Bab El-Bunt _K0003 | CLI.CON-000001 | 10.16.10.10 - 081416-P6-M | Type Di2B.111, approximate dimensions 1330mm wide x 2650mm high | Approved
Red Sea Museum-Bab El-Bunt _K0003 | CLI.CON-000001 |  |  | Approved
Red Sea Museum-Bab El-Bunt _K0003 | CLI.CON-000001 | 10.11.10 | Restoration | Approved
Red Sea Museum-Bab El-Bunt _K0003 | CLI.CON-000001 |  |  | Approved
Red Sea Museum-Bab El-Bunt _K0003 | CLI.CON-000001 | 10.16.11.15 - 088300-P41-J | UV protection film to glass walls in temporary exhibition | Approved
Red Sea Museum-Bab El-Bunt _K0003 | CLI.CON-000001 |  |  | Approved
Red Sea Museum-Bab El-Bunt _K0003 | CLI.CON-000001 | 10.16.10.11 - 085200-P28-C | Type Wi1B.106, approximate dimensions 1060mm wide x 2040mm high | Approved
Red Sea Museum-Bab El-Bunt _K0003 | CLI.CON-000001 |  |  | Approved
Red Sea Museum-Bab El-Bunt _K0003 | CLI.CON-000001 | 10.15.10 - 075216-P4-M | Ref. WA05-31, 1800mm wide x 800mm high | Approved
Red Sea Museum-Bab El-Bunt _K0003 | CLI.CON-000001 |  |  | Approved
Red Sea Museum-Bab El-Bunt _K0003 | CLI.CON-000001 | 10.17.11 - 095426-P7-N | 400mm wide x 1950mm long | Approved
Red Sea Museum-Bab El-Bunt _K0003 | CLI.CON-000001 |  |  | Approved
Red Sea Museum-Bab El-Bunt _K0003 | CLI.CON-000001 | 10.16.10.11 - 085200-P26-K | Type We9B.105, approximate dimensions 1050mm wide x 800mm high | Approved
Red Sea Museum-Bab El-Bunt _K0003 | CLI.CON-000001 |  |  | Approved
Red Sea Museum-Bab El-Bunt _K0003 | CLI.CON-000001 | 10.16.11.10 | Steel Doors | Approved
Red Sea Museum-Bab El-Bunt _K0003 | CLI.CON-000001 |  |  | Approved
Red Sea Museum-Bab El-Bunt _K0003 | CLI.CON-000001 | 10.16.11.14 - 085200-P21-E | 1000mm wide x 2600mm high, facade unit 7 | Approved
Red Sea Museum-Bab El-Bunt _K0003 | CLI.CON-000001 |  |  | Approved
Red Sea Museum-Bab El-Bunt _K0003 | CLI.CON-000001 | 10.13.11 - 055000-P1-D | 800mm x 800mm | Approved
Red Sea Museum-Bab El-Bunt _K0003 | CLI.CON-000001 |  |  | Approved
Red Sea Museum-Bab El-Bunt _K0003 | CLI.CON-000001 | 10.21 - GR-P1-H | The omission of this element will result in the tenderer being disqualified from the tender of the project without notification | Approved
Red Sea Museum-Bab El-Bunt _K0003 | CLI.CON-000001 |  |  | Approved
Red Sea Museum-Bab El-Bunt _K0003 | CLI.CON-000001 | 10.14.11 - 061063-P1-B | Ditto, 150mm x 200mm | Approved
Red Sea Museum-Bab El-Bunt _K0003 | CLI.CON-000001 |  |  | Approved
Red Sea Museum-Bab El-Bunt _K0003 | CLI.CON-000001 | 10.15.10 - 071416-P1-D | To floors and perimeter of wet areas, average 600mm high | Approved
Red Sea Museum-Bab El-Bunt _K0003 | CLI.CON-000001 |  |  | Approved
Red Sea Museum-Bab El-Bunt _K0003 | CLI.CON-000001 | 10.16.11.13 - 085123-P9-F | Type We11A.401, approximate dimensions 702mm x 1650mm high | Approved
Red Sea Museum-Bab El-Bunt _K0003 | CLI.CON-000001 |  |  | Approved
Red Sea Museum-Bab El-Bunt _K0003 | CLI.CON-000001 | 10.20.10 - 323223-P1-A | Design and build Diaphragm wall complete 500mm thick having a cylinder strength f'c = 400 kg/cm², including all temporary and permanent related works (approximate area 1,440m²) | Approved
Red Sea Museum-Bab El-Bunt _K0003 | CLI.CON-000001 |  |  | Approved
Red Sea Museum-Bab El-Bunt _K0003 | CLI.CON-000001 | 10.13.10 - 055313-P4-D | 220mm wide, at roof | Approved
Red Sea Museum-Bab El-Bunt _K0003 | CLI.CON-000001 |  |  | Approved
Red Sea Museum-Bab El-Bunt _K0003 | CLI.CON-000001 | 10.16.10.11 - 085200-P24-H | Type We8A.328, approximate dimensions 1200mm wide x 860mm high | Approved
Red Sea Museum-Bab El-Bunt _K0003 | CLI.CON-000001 |  |  | Approved
Red Sea Museum-Bab El-Bunt _K0003 | CLI.CON-000001 | 10.13.10 - 055000-P1-F | Type 1, Ref. F07-01, 650mm wide | Approved
Red Sea Museum-Bab El-Bunt _K0003 | CLI.CON-000001 |  |  | Approved
Red Sea Museum-Bab El-Bunt _K0003 | CLI.CON-000001 | 10.16.11.13 - 085123-P10-J | Type We11B.401, approximate dimensions 1000mm x 1650mm high | Approved
Red Sea Museum-Bab El-Bunt _K0003 | CLI.CON-000001 |  |  | Approved
Red Sea Museum-Bab El-Bunt _K0003 | CLI.CON-000001 | 10.14.11 - 061063-P1-F | Coping, 50mm thick x 150mm wide | Approved
Red Sea Museum-Bab El-Bunt _K0003 | CLI.CON-000001 |  |  | Approved
Red Sea Museum-Bab El-Bunt _K0003 | CLI.CON-000001 | 10.16.10.10 - 081416-P5-B | Type Di1.002, approximate dimensions 1140mm wide x 2478mm high | Approved
Red Sea Museum-Bab El-Bunt _K0003 | CLI.CON-000001 |  |  | Approved
Red Sea Museum-Bab El-Bunt _K0003 | CLI.CON-000001 | 10.16.10.11 - 085200-P38-B | Type We2B.003, approximate dimensions 2460mm wide x 2250mm high | Approved
Red Sea Museum-Bab El-Bunt _K0003 | CLI.CON-000001 |  |  | Approved
Red Sea Museum-Bab El-Bunt _K0003 | CLI.CON-000001 | 10.12.10 - 040140-P1-C | Substitution of stones if necessary | Approved
Red Sea Museum-Bab El-Bunt _K0003 | CLI.CON-000001 |  |  | Approved
Red Sea Museum-Bab El-Bunt _K0003 | CLI.CON-000001 | 10.10.10 - 024119-P4-M | Items on site to be removed but not reflected in this BOQ, Contractor to check on site | Approved
Red Sea Museum-Bab El-Bunt _K0003 | CLI.CON-000001 |  |  | Approved
Red Sea Museum-Bab El-Bunt _K0003 | CLI.CON-000001 |  |  | Approved
Red Sea Museum-Bab El-Bunt _K0003 | CLI.CON-000001 | 10.13.11 - 053100-P1-B | Steel corrugated sheet (concrete topping measured separately) | Approved
Red Sea Museum-Bab El-Bunt _K0003 | CLI.CON-000001 |  |  | Approved
Red Sea Museum-Bab El-Bunt _K0003 | CLI.CON-000001 | 10.17.11 - 096400-P8-J | Treads, 290mm high | Approved
Red Sea Museum-Bab El-Bunt _K0003 | CLI.CON-000001 |  |  | Approved
Red Sea Museum-Bab El-Bunt _K0003 | CLI.CON-000001 | 10.15.10 - 072100-P1-K | 100mm thick, vertical, at main building top of roof, as shown on drawing 302.24 | Approved
Red Sea Museum-Bab El-Bunt _K0003 | CLI.CON-000001 |  |  | Approved
Red Sea Museum-Bab El-Bunt _K0003 | CLI.CON-000001 | 10.16.10.11 - 085200-P31-A | Type We6A.122, approximate dimensions 1300mm wide x 780mm high | Approved
Red Sea Museum-Bab El-Bunt _K0003 | CLI.CON-000001 |  |  | Approved
Red Sea Museum-Bab El-Bunt _K0003 | CLI.CON-000001 | 10.17.11 - 099100-P9-K | To concrete ceilings, above suspended ceilings | Approved
Red Sea Museum-Bab El-Bunt _K0003 | CLI.CON-000001 |  |  | Approved
Red Sea Museum-Bab El-Bunt _K0003 | CLI.CON-000001 | 10.16.10.11 - 085200-P24-C | Type We8A.321, approximate dimensions 1200mm wide x 860mm high | Approved
Red Sea Museum-Bab El-Bunt _K0003 | CLI.CON-000001 |  |  | Approved
Red Sea Museum-Bab El-Bunt _K0003 | CLI.CON-000001 | 10.16.11.14 - 085200-P13-D | Type We13.127, approximate dimensions 1300mm wide x 1100mm high | Approved
Red Sea Museum-Bab El-Bunt _K0003 | CLI.CON-000001 |  |  | Approved
Red Sea Museum-Bab El-Bunt _K0003 | CLI.CON-000001 | 10.16.10.11 - 085200-P26-J | Type We9A.104, approximate dimensions 1700mm wide x 1100mm high | Approved
Red Sea Museum-Bab El-Bunt _K0003 | CLI.CON-000001 |  |  | Approved
Red Sea Museum-Bab El-Bunt _K0003 | CLI.CON-000001 | 10.16.11.14 - 085200-P15-B | Type We14A.004, approximate dimensions 1050mm wide x 1000mm high | Approved
Red Sea Museum-Bab El-Bunt _K0003 | CLI.CON-000001 |  |  | Approved
Red Sea Museum-Bab El-Bunt _K0003 | CLI.CON-000001 | 10.16.10.11 - 085200-P23-B | Type We8A.308, approximate dimensions 1200mm wide x 860mm high | Approved
Red Sea Museum-Bab El-Bunt _K0003 | CLI.CON-000001 |  |  | Approved
Red Sea Museum-Bab El-Bunt _K0003 | CLI.CON-000001 | 10.13.10 - 055000-P1-G | Type 2, Ref. F07-02, 200mm wide | Approved
Red Sea Museum-Bab El-Bunt _K0003 | CLI.CON-000001 |  |  | Approved
Red Sea Museum-Bab El-Bunt _K0003 | CLI.CON-000001 | 10.16.11.14 - 085200-P19-F | Type We15C2.203, approximate dimensions 1600mm wide x 2200mm high | Approved
Red Sea Museum-Bab El-Bunt _K0003 | CLI.CON-000001 |  |  | Approved
Red Sea Museum-Bab El-Bunt _K0003 | CLI.CON-000001 | 10.16.10.11 - 085200-P34-F | Type We7C.205, approximate dimensions 1000mm wide x 1500mm high | Approved
Red Sea Museum-Bab El-Bunt _K0003 | CLI.CON-000001 |  |  | Approved
Red Sea Museum-Bab El-Bunt _K0003 | CLI.CON-000001 | 10.11.10 - 033540-P4-K | To external terraces | Approved
Red Sea Museum-Bab El-Bunt _K0003 | CLI.CON-000001 |  |  | Approved
Red Sea Museum-Bab El-Bunt _K0003 | CLI.CON-000001 | 10.16.11.14 - 085200-P19-J | Type We15C2.206, approximate dimensions 1600mm wide x 2200mm high | Approved
Red Sea Museum-Bab El-Bunt _K0003 | CLI.CON-000001 |  |  | Approved
Red Sea Museum-Bab El-Bunt _K0003 | CLI.CON-000001 | 10.16.10.11 - 085200-P26-F | Type We9A.101, approximate dimensions 1700mm wide x 1100mm high | Approved
Red Sea Museum-Bab El-Bunt _K0003 | CLI.CON-000001 |  |  | Approved
Red Sea Museum-Bab El-Bunt _K0003 | CLI.CON-000001 | 10.11.11 - 033000-P2-P | Ditto, 1250mm thick | Approved
Red Sea Museum-Bab El-Bunt _K0003 | CLI.CON-000001 |  |  | Approved
Red Sea Museum-Bab El-Bunt _K0003 | CLI.CON-000001 | 10.16.10.11 - 085200-P28-K | Type Wi1E.102, approximate dimensions 1500mm wide x 2040mm high | Approved
Red Sea Museum-Bab El-Bunt _K0003 | CLI.CON-000001 |  |  | Approved
Red Sea Museum-Bab El-Bunt _K0003 | CLI.CON-000001 | 10.17.11 - 093033-P4-L | Ditto, curved | Approved
Red Sea Museum-Bab El-Bunt _K0003 | CLI.CON-000001 |  |  | Approved
Red Sea Museum-Bab El-Bunt _K0003 | CLI.CON-000001 | 10.18.10 | New Scope | Approved
Red Sea Museum-Bab El-Bunt _K0003 | CLI.CON-000001 |  |  | Approved
Red Sea Museum-Bab El-Bunt _K0003 | CLI.CON-000001 |  |  | Approved
Red Sea Museum-Bab El-Bunt _K0003 | CLI.CON-000001 | 10.16.10.11 - 085200-P39-H | Type We5A.303, approximate dimensions 700mm wide x 710mm high | Approved
Red Sea Museum-Bab El-Bunt _K0003 | CLI.CON-000001 | 10.11.11 - 033000-P2-E | Ditto, curved | Approved
Red Sea Museum-Bab El-Bunt _K0003 | CLI.CON-000001 | 10.17.11 - 096400-P8-K | Allow for 5% extra materials for wood flooring | Approved
Red Sea Museum-Bab El-Bunt _K0003 | CLI.CON-000001 | 10.16.10.11 - 085200-P27-F | Type Wi1A.106, approximate dimensions 1344mm wide x 2040mm high | Approved
Red Sea Museum-Bab El-Bunt _K0003 | CLI.CON-000001 |  |  | Approved
Red Sea Museum-Bab El-Bunt _K0003 | CLI.CON-000001 | 10.20.10 | New Scope | Approved
Red Sea Museum-Bab El-Bunt _K0003 | CLI.CON-000001 |  |  | Approved
Red Sea Museum-Bab El-Bunt _K0003 | CLI.CON-000001 | 10.17.11 - 099100-P9-B | To walls, white color, in basement | Approved
Red Sea Museum-Bab El-Bunt _K0003 | CLI.CON-000001 |  |  | Approved
Red Sea Museum-Bab El-Bunt _K0003 | CLI.CON-000001 | 10.21 - GR-P24-b) | Is not permitted to use photographs, drawings, paintings, sketches, models or any other copy of the Works for advertising purposes, brochures and the like. | Approved
Red Sea Museum-Bab El-Bunt _K0003 | CLI.CON-000001 |  |  | Approved
Red Sea Museum-Bab El-Bunt _K0003 | CLI.CON-000001 | 10.16.11.14 - 085200-P20-E | Type We15C2.217, approximate dimensions 1600mm wide x 2200mm high | Approved
Red Sea Museum-Bab El-Bunt _K0003 | CLI.CON-000001 |  |  | Approved
Red Sea Museum-Bab El-Bunt _K0003 | CLI.CON-000001 | 10.17.11 - 093013-P3-D | Allow for 5% extra materials for ceramic tiles | Approved
Red Sea Museum-Bab El-Bunt _K0003 | CLI.CON-000001 |  |  | Approved
Red Sea Museum-Bab El-Bunt _K0003 | CLI.CON-000001 | 10.16.11.14 - 085200-P14-E | Type We13.310, approximate dimensions 1300mm wide x 1100mm high | Approved
Red Sea Museum-Bab El-Bunt _K0003 | CLI.CON-000001 |  |  | Approved
Red Sea Museum-Bab El-Bunt _K0003 | CLI.CON-000001 | 10.10.10 - 024119-P4-H | Reinforced concrete suspended slabs, 200mm thick including drop beams, at first floor (approximate quantity 840m²) | Approved
Red Sea Museum-Bab El-Bunt _K0003 | CLI.CON-000001 |  |  | Approved
Red Sea Museum-Bab El-Bunt _K0003 | CLI.CON-000001 | 10.16.10.11 - 085200-P32-M | Type Wi1D.101, approximate dimensions 1168mm wide x 2040mm high | Approved
Red Sea Museum-Bab El-Bunt _K0003 | CLI.CON-000001 |  |  | Approved
Red Sea Museum-Bab El-Bunt _K0003 | CLI.CON-000001 | 10.11.11 - 035300-P5-F | 30mm minimum thickness to receive waterproofing system at terraces | Approved
Red Sea Museum-Bab El-Bunt _K0003 | CLI.CON-000001 |  |  | Approved
Red Sea Museum-Bab El-Bunt _K0003 | CLI.CON-000001 | 10.17.11 - 095113-P5-G | To ceilings, Ref. C08 | Approved
Red Sea Museum-Bab El-Bunt _K0003 | CLI.CON-000001 |  |  | Approved
Red Sea Museum-Bab El-Bunt _K0003 | CLI.CON-000001 | 10.17.10 | Restoration | Approved
Red Sea Museum-Bab El-Bunt _K0003 | CLI.CON-000001 |  |  | Approved
Red Sea Museum-Bab El-Bunt _K0003 | CLI.CON-000001 | 10.16.11.11 - 081416-P4-H | Type Di4.203, approximate dimensions 1000mm wide x 2050mm high | Approved
Red Sea Museum-Bab El-Bunt _K0003 | CLI.CON-000001 |  |  | Approved
Red Sea Museum-Bab El-Bunt _K0003 | CLI.CON-000001 | 10.16.11.10 - 081114-P1-H | Type Di3A.005, approximate dimensions 1060mm wide x 2155mm high | Approved
Red Sea Museum-Bab El-Bunt _K0003 | CLI.CON-000001 |  |  | Approved
Red Sea Museum-Bab El-Bunt _K0003 | CLI.CON-000001 | 10.16.10.11 - 085200-P39-B | Type We4C.201, approximate dimensions 1675mm wide x 2158mm high | Approved
Red Sea Museum-Bab El-Bunt _K0003 | CLI.CON-000001 |  |  | Approved
Red Sea Museum-Bab El-Bunt _K0003 | CLI.CON-000001 | 10.16.11.11 - 081416-P3-F | Type Di5.001, approximate dimensions 900mm wide x 2050mm high | Approved
Red Sea Museum-Bab El-Bunt _K0003 | CLI.CON-000001 |  |  | Approved
Red Sea Museum-Bab El-Bunt _K0003 | CLI.CON-000001 | 10.16.10.11 - 085200-P31-F | Type We6A.127, approximate dimensions 1300mm wide x 780mm high | Approved
Red Sea Museum-Bab El-Bunt _K0003 | CLI.CON-000001 |  |  | Approved
Red Sea Museum-Bab El-Bunt _K0003 | CLI.CON-000001 | 10.16.11.14 - 085200-P18-K | Type We15B2.200, approximate dimension 1060mm wide x 2180mm high | Approved
Red Sea Museum-Bab El-Bunt _K0003 | CLI.CON-000001 |  |  | Approved
Red Sea Museum-Bab El-Bunt _K0003 | CLI.CON-000001 | 10.16.11.14 - 085200-P20-L | Type We15C2.231, approximate dimensions 1600mm wide x 2200mm high | Approved
Red Sea Museum-Bab El-Bunt _K0003 | CLI.CON-000001 |  |  | Approved
Red Sea Museum-Bab El-Bunt _K0003 | CLI.CON-000001 | 10.15.10 - 075216-P4-T | To main entrance ramp | Approved
Red Sea Museum-Bab El-Bunt _K0003 | CLI.CON-000001 |  |  | Approved
Red Sea Museum-Bab El-Bunt _K0003 | CLI.CON-000001 |  |  | Approved
Red Sea Museum-Bab El-Bunt _K0003 | CLI.CON-000001 | 10.16.10.11 - 085200-P31-C | Type We6A.124, approximate dimensions 1300mm wide x 780mm high | Approved
Red Sea Museum-Bab El-Bunt _K0003 | CLI.CON-000001 |  |  | Approved
Red Sea Museum-Bab El-Bunt _K0003 | CLI.CON-000001 | 10.16.10.11 - 085200-P37-B | Type We7C.236, approximate dimensions 1000mm wide x 1500mm high | Approved
Red Sea Museum-Bab El-Bunt _K0003 | CLI.CON-000001 |  |  | Approved
Red Sea Museum-Bab El-Bunt _K0003 | CLI.CON-000001 | 10.16.10.11 - 085200-P25-K | Type We8C.306, approximate dimensions 1300mm wide x 860mm high | Approved
Red Sea Museum-Bab El-Bunt _K0003 | CLI.CON-000001 |  |  | Approved
Red Sea Museum-Bab El-Bunt _K0003 | CLI.CON-000001 | 10.21 - GR-P23-C | The Contractor shall promptly report to the Engineer any accident whatsoever and he shall make the necessary arrangements to obtain medical help and transport to a hospital. A full statement, giving full details of the accident and statements of witnesses, shall be submitted to the Engineer. | Approved
Red Sea Museum-Bab El-Bunt _K0003 | CLI.CON-000001 |  |  | Approved
Red Sea Museum-Bab El-Bunt _K0003 | CLI.CON-000001 | 10.16.10.11 - 085200-P26-G | Type We9A.102, approximate dimensions 1700mm wide x 1100mm high | Approved
Red Sea Museum-Bab El-Bunt _K0003 | CLI.CON-000001 |  |  | Approved
Red Sea Museum-Bab El-Bunt _K0003 | CLI.CON-000001 | 10.10.10 - 024119-P1-D | At second floor terrace | Approved
Red Sea Museum-Bab El-Bunt _K0003 | CLI.CON-000001 |  |  | Approved
Red Sea Museum-Bab El-Bunt _K0003 | CLI.CON-000001 | 10.16.11.10 - 081114-P2-G | Type Di3B.001, approximate dimensions 1060mm wide x 2155mm high | Approved
Red Sea Museum-Bab El-Bunt _K0003 | CLI.CON-000001 |  |  | Approved
Red Sea Museum-Bab El-Bunt _K0003 | CLI.CON-000001 | 10.10.10 - 024119-P5-G | External steel gate for transformer room, at ground floor (approximate quantity 1No) | Approved
Red Sea Museum-Bab El-Bunt _K0003 | CLI.CON-000001 |  |  | Approved
Red Sea Museum-Bab El-Bunt _K0003 | CLI.CON-000001 | 10.16.10.11 - 085200-P33-B | Type Wi1D.103, approximate dimensions 1168mm wide x 2040mm high | Approved
Red Sea Museum-Bab El-Bunt _K0003 | CLI.CON-000001 |  |  | Approved
Red Sea Museum-Bab El-Bunt _K0003 | CLI.CON-000001 | 10.16.10.11 - 085200-P38-A | Type We2B.002, approximate dimensions 2460mm wide x 2250mm high | Approved
Red Sea Museum-Bab El-Bunt _K0003 | CLI.CON-000001 |  |  | Approved
Red Sea Museum-Bab El-Bunt _K0003 | CLI.CON-000001 | 10.16.11.14 - 085200-P12-D | Type We13.113, approximate dimensions 1300mm wide x 1100mm high | Approved
Red Sea Museum-Bab El-Bunt _K0003 | CLI.CON-000001 |  |  | Approved
Red Sea Museum-Bab El-Bunt _K0003 | CLI.CON-000001 | 10.14.11 - 064000-P2-E | At second floor,2150mm wide x 1760mm high | Approved
Red Sea Museum-Bab El-Bunt _K0003 | CLI.CON-000001 |  |  | Approved
Red Sea Museum-Bab El-Bunt _K0003 | CLI.CON-000001 | 10.14.11 - 061063-P1-E | Parapet, 50mm thick x 225mm high | Approved
Red Sea Museum-Bab El-Bunt _K0003 | CLI.CON-000001 |  |  | Approved
Red Sea Museum-Bab El-Bunt _K0003 | CLI.CON-000001 | 10.21 - GR-P21-E | The facilities shall include the provision of protective clothing and safety equipment. | Approved
Red Sea Museum-Bab El-Bunt _K0003 | CLI.CON-000001 |  |  | Approved
Red Sea Museum-Bab El-Bunt _K0003 | CLI.CON-000001 | 10.15.10 - 075216-P2-D | To walls | Approved
Red Sea Museum-Bab El-Bunt _K0003 | CLI.CON-000001 |  |  | Approved
Red Sea Museum-Bab El-Bunt _K0003 | CLI.CON-000001 | 10.17.10 - 095424-P5-H | Suspended ceiling, Ref. C10 | Approved
Red Sea Museum-Bab El-Bunt _K0003 | CLI.CON-000001 |  |  | Approved
Red Sea Museum-Bab El-Bunt _K0003 | CLI.CON-000001 | 10.17.11 - 093033-P5-C | To floors | Approved
Red Sea Museum-Bab El-Bunt _K0003 | CLI.CON-000001 |  |  | Approved
Red Sea Museum-Bab El-Bunt _K0003 | CLI.CON-000001 | 10.21 - GR-P15-A | The Contractor shall comply with all the requirements and obligations, including but not limited to: (Cont'd): General Commissioning Requirements HVAC Commissioning Requirements Demonstration and Training a. Demonstration of operation of systems, subsystems, and equipment b. Training in operation and maintenance of systems, subsystems, and equipment c. Demonstration and training videotapes | Approved
Red Sea Museum-Bab El-Bunt _K0003 | CLI.CON-000001 |  |  | Approved
Red Sea Museum-Bab El-Bunt _K0003 | CLI.CON-000001 |  |  | Approved
Red Sea Museum-Bab El-Bunt _K0003 | CLI.CON-000001 | 10.16.11.14 - 085200-P20-G | Type We15C2.221, approximate dimensions 1600mm wide x 2200mm high | Approved
Red Sea Museum-Bab El-Bunt _K0003 | CLI.CON-000001 |  |  | Approved
Red Sea Museum-Bab El-Bunt _K0003 | CLI.CON-000001 | 10.21 - GR-P18-C | Uninterrupted continuous unimpeded access shall be maintained along all roads and walkways adjacent to the Building at all times, and Contractor must under no circumstances whatsoever use road footpaths for the storage of materials, waste, debris or any item connected with the Construction Works. | Approved
Red Sea Museum-Bab El-Bunt _K0003 | CLI.CON-000001 |  |  | Approved
Red Sea Museum-Bab El-Bunt _K0003 | CLI.CON-000001 | 10.19.10 - 312000-P1-B | Provide continuous automated measurement of the building settlement and inclination, the evolution of pre-identified cracks and the groundwater evolution during excavation and dewatering activities including all necessary instruments and services for the duration of 6 months. | Approved
Red Sea Museum-Bab El-Bunt _K0003 | CLI.CON-000001 |  |  | Approved
Red Sea Museum-Bab El-Bunt _K0003 | CLI.CON-000001 | 10.13.11 - 055100-P3-G | Steel staircase, rising 1 floor, 6360mm high, comprising 35 steps 1000mm long each and landing approximately 2m² | Approved
Red Sea Museum-Bab El-Bunt _K0003 | CLI.CON-000001 |  |  | Approved
Red Sea Museum-Bab El-Bunt _K0003 | CLI.CON-000001 | 10.13.10 - 055313-P4-E | Ditto, curved | Approved
Red Sea Museum-Bab El-Bunt _K0003 | CLI.CON-000001 |  |  | Approved
Red Sea Museum-Bab El-Bunt _K0003 | CLI.CON-000001 | 10.17.11 - 095426-P7-D | 400mm wide x 1730mm long | Approved
Red Sea Museum-Bab El-Bunt _K0003 | CLI.CON-000001 |  |  | Approved
Red Sea Museum-Bab El-Bunt _K0003 | CLI.CON-000001 | 10.21 - GR-P1-F | The Tenderer shall, during his study of the Tender, address his queries, if any, to the Engineer, who will study and clarify all such queries. Should the Tenderer during his study of the Tender, consider that there is any shortage, error or inconsistency in the Contract Documents, which would affect the rates of his Tender, or the value of the works, the Tenderer must have all such points clarified by the Engineer before submitting his Tender. | Approved
Red Sea Museum-Bab El-Bunt _K0003 | CLI.CON-000001 |  |  | Approved
Red Sea Museum-Bab El-Bunt _K0003 | CLI.CON-000001 | 10.11.11 - 033000-P3-N | Walls 300mm thick | Approved
Red Sea Museum-Bab El-Bunt _K0003 | CLI.CON-000001 |  |  | Approved
Red Sea Museum-Bab El-Bunt _K0003 | CLI.CON-000001 | 10.17.11 - 095426-P7-M | 400mm wide x 1930mm long | Approved
Red Sea Museum-Bab El-Bunt _K0003 | CLI.CON-000001 |  |  | Approved
Red Sea Museum-Bab El-Bunt _K0003 | CLI.CON-000001 | 10.16.11.15 - 088300-P41-C | 1000mm wide x 700mm high | Approved
Red Sea Museum-Bab El-Bunt _K0003 | CLI.CON-000001 |  |  | Approved
Red Sea Museum-Bab El-Bunt _K0003 | CLI.CON-000001 | 10.17.11 - 095426-P6-E | 380mm wide x 1450mm long | Approved
Red Sea Museum-Bab El-Bunt _K0003 | CLI.CON-000001 |  |  | Approved
Red Sea Museum-Bab El-Bunt _K0003 | CLI.CON-000001 | 10.17.11 - 095426-P7-H | 400mm wide x 1855mm long | Approved
Red Sea Museum-Bab El-Bunt _K0003 | CLI.CON-000001 |  |  | Approved
Red Sea Museum-Bab El-Bunt _K0003 | CLI.CON-000001 | 10.16.10.11 - 085200-P32-H | Type Wi1C.107, approximate dimensions 1570mm wide x 2040mm high | Approved
Red Sea Museum-Bab El-Bunt _K0003 | CLI.CON-000001 |  |  | Approved
Red Sea Museum-Bab El-Bunt _K0003 | CLI.CON-000001 | 10.16.10.11 - 085200-P22-F | Type We5D.305, approximate dimensions 2457mm wide x 920mm high | Approved
Red Sea Museum-Bab El-Bunt _K0003 | CLI.CON-000001 |  |  | Approved
Red Sea Museum-Bab El-Bunt _K0003 | CLI.CON-000001 | 10.16.11.10 - 081114-P2-H | Type Di3B.004, approximate dimensions 1060mm wide x 2155mm high | Approved
Red Sea Museum-Bab El-Bunt _K0003 | CLI.CON-000001 |  |  | Approved
Red Sea Museum-Bab El-Bunt _K0003 | CLI.CON-000001 | 10.16.10.11 - 085200-P30-C | Type We6A.112, approximate dimensions 1300mm wide x 780mm high | Approved
Red Sea Museum-Bab El-Bunt _K0003 | CLI.CON-000001 |  |  | Approved
Red Sea Museum-Bab El-Bunt _K0003 | CLI.CON-000001 | 10.10.10 - 024119-P3-C | Stone walls 550mm thick, at ground floor (approximate quantity 5m²) | Approved
Red Sea Museum-Bab El-Bunt _K0003 | CLI.CON-000001 |  |  | Approved
Red Sea Museum-Bab El-Bunt _K0003 | CLI.CON-000001 | 10.10.10 - 024119-P2-E | External masonry fence with gate 400mm thick, at ground floor (approximate quantity 24m²) | Approved
Red Sea Museum-Bab El-Bunt _K0003 | CLI.CON-000001 |  |  | Approved
Red Sea Museum-Bab El-Bunt _K0003 | CLI.CON-000001 | 10.16.11.14 - 085200-P21-J | 2150mm wide x 840mm high, facade unit 2 | Approved
Red Sea Museum-Bab El-Bunt _K0003 | CLI.CON-000001 |  |  | Approved
Red Sea Museum-Bab El-Bunt _K0003 | CLI.CON-000001 | 10.16.10.11 - 085200-P39-L | Type We5A.306, approximate dimensions 700mm wide x 710mm high | Approved
Red Sea Museum-Bab El-Bunt _K0003 | CLI.CON-000001 |  |  | Approved
Red Sea Museum-Bab El-Bunt _K0003 | CLI.CON-000001 | 10.16.11.14 - 085200-P11-D | Type We13.101, approximate dimensions 1300mm wide x 1100mm high | Approved
Red Sea Museum-Bab El-Bunt _K0003 | CLI.CON-000001 |  |  | Approved
Red Sea Museum-Bab El-Bunt _K0003 | CLI.CON-000001 | 10.17.11 - 095426-P7-G | 400mm wide x 1850mm long | Approved
Red Sea Museum-Bab El-Bunt _K0003 | CLI.CON-000001 |  |  | Approved
Red Sea Museum-Bab El-Bunt _K0003 | CLI.CON-000001 | 10.16.10.11 - 085200-P38-L | Type We4A.204, approximate dimensions 700mm wide x 2100mm high | Approved
Red Sea Museum-Bab El-Bunt _K0003 | CLI.CON-000001 |  |  | Approved
Red Sea Museum-Bab El-Bunt _K0003 | CLI.CON-000001 | 10.16.10.11 - 085200-P30-K | Type We6A.119, approximate dimensions 1300mm wide x 780mm high | Approved
Red Sea Museum-Bab El-Bunt _K0003 | CLI.CON-000001 |  |  | Approved
Red Sea Museum-Bab El-Bunt _K0003 | CLI.CON-000001 | 10.16.10.10 - 081416-P7-E | Type Di2B.123, approximate dimensions 1330mm wide x 2650mm high | Approved
Red Sea Museum-Bab El-Bunt _K0003 | CLI.CON-000001 |  |  | Approved
Red Sea Museum-Bab El-Bunt _K0003 | CLI.CON-000001 | 10.15.10 - 075216-P4-S | To suspended slab at first floor | Approved
Red Sea Museum-Bab El-Bunt _K0003 | CLI.CON-000001 |  |  | Approved
Red Sea Museum-Bab El-Bunt _K0003 | CLI.CON-000001 | 10.10.10 - 024119-P3-K | Structural steel columns, at first floor (approximate quantity 2,556Kg) | Approved
Red Sea Museum-Bab El-Bunt _K0003 | CLI.CON-000001 |  |  | Approved
Red Sea Museum-Bab El-Bunt _K0003 | CLI.CON-000001 | 10.17.11 - 099100-P9-A | To plasterboard walls, Ref.W4_01 | Approved
Red Sea Museum-Bab El-Bunt _K0003 | CLI.CON-000001 |  |  | Approved
Red Sea Museum-Bab El-Bunt _K0003 | CLI.CON-000001 | 10.17.11 - 092523-P1-G | To ceilings, Ref. C04-1 | Approved
Red Sea Museum-Bab El-Bunt _K0003 | CLI.CON-000001 |  |  | Approved
Red Sea Museum-Bab El-Bunt _K0003 | CLI.CON-000001 | 10.16.11.14 - 085200-P16-F | Type We14D.203, approximate dimensions 2457mm wide x 2284mm high | Approved
Red Sea Museum-Bab El-Bunt _K0003 | CLI.CON-000001 |  |  | Approved
Red Sea Museum-Bab El-Bunt _K0003 | CLI.CON-000001 | 10.16.10.11 - 085200-P27-G | Type Wi1A.107, approximate dimensions 1344mm wide x 2040mm high | Approved
Red Sea Museum-Bab El-Bunt _K0003 | CLI.CON-000001 |  |  | Approved
Red Sea Museum-Bab El-Bunt _K0003 | CLI.CON-000001 | 10.14.11 - 064000-P2-H | At main building top of roof, 700mm girth | Approved
Red Sea Museum-Bab El-Bunt _K0003 | CLI.CON-000001 |  |  | Approved
Red Sea Museum-Bab El-Bunt _K0003 | CLI.CON-000001 | 10.16.11.14 - 085200-P13-C | Type We13.126, approximate dimensions 1300mm wide x 1100mm high | Approved
Red Sea Museum-Bab El-Bunt _K0003 | CLI.CON-000001 |  |  | Approved
Red Sea Museum-Bab El-Bunt _K0003 | CLI.CON-000001 | 10.11.11 - 033000-P1-F | Ditto, 360mm thick | Approved
Red Sea Museum-Bab El-Bunt _K0003 | CLI.CON-000001 |  |  | Approved
Red Sea Museum-Bab El-Bunt _K0003 | CLI.CON-000001 | 10.16.11.14 - 085200-P12-E | Type We13.114, approximate dimensions 1300mm wide x 1100mm high | Approved
Red Sea Museum-Bab El-Bunt _K0003 | CLI.CON-000001 |  |  | Approved
Red Sea Museum-Bab El-Bunt _K0003 | CLI.CON-000001 | 10.16.11.12 - 084413-P8-B | Extra-over for double leaf door 3440mm wide x 2600mm high in ditto | Approved
Red Sea Museum-Bab El-Bunt _K0003 | CLI.CON-000001 |  |  | Approved
Red Sea Museum-Bab El-Bunt _K0003 | CLI.CON-000001 | 10.16.11.14 - 085200-P17-E | Type We15A.307, approximate dimensions 1300mm wide x 1050mm high | Approved
Red Sea Museum-Bab El-Bunt _K0003 | CLI.CON-000001 |  |  | Approved
Red Sea Museum-Bab El-Bunt _K0003 | CLI.CON-000001 | 10.16.10.11 - 085200-P38-K | Type We4A.203, approximate dimensions 700mm wide x 2100mm high | Approved
Red Sea Museum-Bab El-Bunt _K0003 | CLI.CON-000001 | 10 | RED SEA Muesum | Approved
Red Sea Museum-Bab El-Bunt _K0003 | CLI.CON-000001 |  |  | Approved
Red Sea Museum-Bab El-Bunt _K0003 | CLI.CON-000001 | 10.17.11 - 095426-P7-T | 400mm wide x 2035mm long | Approved
Red Sea Museum-Bab El-Bunt _K0003 | CLI.CON-000001 |  |  | Approved
Red Sea Museum-Bab El-Bunt _K0003 | CLI.CON-000001 | 10.16.10.11 - 085200-P32-A | Type Wi1C.100, approximate dimensions 1570mm wide x 2040mm high | Approved
Red Sea Museum-Bab El-Bunt _K0003 | CLI.CON-000001 |  |  | Approved
Red Sea Museum-Bab El-Bunt _K0003 | CLI.CON-000001 | 10.16.10.11 - 085200-P34-M | Type We7C.211, approximate dimensions 1000mm wide x 1500mm high | Approved
Red Sea Museum-Bab El-Bunt _K0003 | CLI.CON-000001 |  |  | Approved
Red Sea Museum-Bab El-Bunt _K0003 | CLI.CON-000001 | 10.10.10 - 024119-P4-B | Skylight at roof level (approximate quantity 53m²) | Approved
Red Sea Museum-Bab El-Bunt _K0003 | CLI.CON-000001 |  |  | Approved
Red Sea Museum-Bab El-Bunt _K0003 | CLI.CON-000001 | 10.21 - GR-P23-A | The Contractor shall submit daily reports, weekly reports, monthly reports, and any other reports as required in the Conditions of Contract and in the Specifications. | Approved
Red Sea Museum-Bab El-Bunt _K0003 | CLI.CON-000001 |  |  | Approved
Red Sea Museum-Bab El-Bunt _K0003 | CLI.CON-000001 | 10.16.11.13 - 085123-P9-E | Type We10A.003, approximate dimensions 1860mm wide x 4430mm high | Approved
Red Sea Museum-Bab El-Bunt _K0003 | CLI.CON-000001 |  |  | Approved
Red Sea Museum-Bab El-Bunt _K0003 | CLI.CON-000001 | 10.16.11.10 - 081114-P2-B | Type Di3A.101, approximate dimensions 1060mm wide x 2155mm high | Approved
Red Sea Museum-Bab El-Bunt _K0003 | CLI.CON-000001 |  |  | Approved
Red Sea Museum-Bab El-Bunt _K0003 | CLI.CON-000001 | 10.17.11 - 092523-P1-M | To balcony soffits | Approved
Red Sea Museum-Bab El-Bunt _K0003 | CLI.CON-000001 |  |  | Approved
Red Sea Museum-Bab El-Bunt _K0003 | CLI.CON-000001 | 10.17.11 - 095426-P6-G | 380mm wide x 1500mm long | Approved
Red Sea Museum-Bab El-Bunt _K0003 | CLI.CON-000001 |  |  | Approved
Red Sea Museum-Bab El-Bunt _K0003 | CLI.CON-000001 | 10.10.10 - 024119-P6-B | External window, approximately 700mm wide x 850mm high, at first floor (approximate quantity 1No) | Approved
Red Sea Museum-Bab El-Bunt _K0003 | CLI.CON-000001 |  |  | Approved
Red Sea Museum-Bab El-Bunt _K0003 | CLI.CON-000001 | 10.21 - GR-P24-a) | Accepts and understands that all documents generated for the purpose of this Contract are protected by the laws of Copyright and must under no circumstances be used for any reason other than for the purposes of this Contract. | Approved
Red Sea Museum-Bab El-Bunt _K0003 | CLI.CON-000001 |  |  | Approved
Red Sea Museum-Bab El-Bunt _K0003 | CLI.CON-000001 | 10.16.10.11 - 085200-P38-F | Type We3B.103, approximate dimensions 2200mm wide x 1230mm high | Approved
Red Sea Museum-Bab El-Bunt _K0003 | CLI.CON-000001 |  |  | Approved
Red Sea Museum-Bab El-Bunt _K0003 | CLI.CON-000001 | 10.16.11.14 - 085200-P12-L | Type We13.120, approximate dimensions 1300mm wide x 1100mm high | Approved
Red Sea Museum-Bab El-Bunt _K0003 | CLI.CON-000001 |  |  | Approved
Red Sea Museum-Bab El-Bunt _K0003 | CLI.CON-000001 | 10.16.11.14 - 085200-P15-A | Type We14A.001, approximate dimensions 1050mm wide x 1000mm high | Approved
Red Sea Museum-Bab El-Bunt _K0003 | CLI.CON-000001 |  |  | Approved
Red Sea Museum-Bab El-Bunt _K0003 | CLI.CON-000001 | 10.16.10.11 - 085200-P22-C | Type We5D.102, approximate dimensions 2457mm wide x 920mm high | Approved
Red Sea Museum-Bab El-Bunt _K0003 | CLI.CON-000001 |  |  | Approved
Red Sea Museum-Bab El-Bunt _K0003 | CLI.CON-000001 | 10.21 - GR-P3-C | The Contractor shall provide a fully detailed schedule of works for the project inclusive of all QA/QC procedures and hold points and the payment schedule of the consultants fees commencing from the master programme completion date and every month thereafter | Approved
Red Sea Museum-Bab El-Bunt _K0003 | CLI.CON-000001 |  |  | Approved
Red Sea Museum-Bab El-Bunt _K0003 | CLI.CON-000001 | 10.16.11.13 - 085123-P10-K | Type We11B.402, approximate dimensions 1000mm x 1650mm high | Approved
Red Sea Museum-Bab El-Bunt _K0003 | CLI.CON-000001 |  |  | Approved
Red Sea Museum-Bab El-Bunt _K0003 | CLI.CON-000001 | 10.16.11.14 - 085200-P20-F | Type We15C2.218, approximate dimensions 1600mm wide x 2200mm high | Approved
Red Sea Museum-Bab El-Bunt _K0003 | CLI.CON-000001 |  |  | Approved
Red Sea Museum-Bab El-Bunt _K0003 | CLI.CON-000001 | 10.16.11.14 - 085200-P20-J | Type We15C2.223, approximate dimensions 1600mm wide x 2200mm high | Approved
Red Sea Museum-Bab El-Bunt _K0003 | CLI.CON-000001 |  |  | Approved
Red Sea Museum-Bab El-Bunt _K0003 | CLI.CON-000001 | 10.17.11 - 093033-P4-J | To floors of external ramps, sloped | Approved
Red Sea Museum-Bab El-Bunt _K0003 | CLI.CON-000001 |  |  | Approved
Red Sea Museum-Bab El-Bunt _K0003 | CLI.CON-000001 | 10.11.11 | New Scope | Approved
Red Sea Museum-Bab El-Bunt _K0003 | CLI.CON-000001 |  |  | Approved
Red Sea Museum-Bab El-Bunt _K0003 | CLI.CON-000001 | 10.16.11.14 - 085200-P12-H | Type We13.117, approximate dimensions 1300mm wide x 1100mm high | Approved
Red Sea Museum-Bab El-Bunt _K0003 | CLI.CON-000001 |  |  | Approved
Red Sea Museum-Bab El-Bunt _K0003 | CLI.CON-000001 | 10.21 - GR-P20-E | The Engineer will provide reference points for the Contractor from which he is to set out the Works. The Engineer will check the setting out of the Works for which the Contractor shall give the Engineer 48 hours clear notice. The checking of the setting out by the Engineer in no way relieves the Contractor from his responsibility for the accuracy of the setting out and any errors which may subsequently be found remain the responsibility of the Contractor. Setting out shall be taken to mean the establishment of both lines and levels. | Approved
Red Sea Museum-Bab El-Bunt _K0003 | CLI.CON-000001 |  |  | Approved
Red Sea Museum-Bab El-Bunt _K0003 | CLI.CON-000001 | 10.16.10.11 - 085200-P39-J | Type We5A.304, approximate dimensions 700mm wide x 710mm high | Approved
Red Sea Museum-Bab El-Bunt _K0003 | CLI.CON-000001 |  |  | Approved
Red Sea Museum-Bab El-Bunt _K0003 | CLI.CON-000001 | 10.16.10.10 - 081416-P7-D | Type Di2B.117, approximate dimensions 1330mm wide x 2650mm high | Approved
Red Sea Museum-Bab El-Bunt _K0003 | CLI.CON-000001 |  |  | Approved
Red Sea Museum-Bab El-Bunt _K0003 | CLI.CON-000001 | 10.15.10 - 075216-P3-H | Ref. WA05-8, 3400mm wide x 1800mm high | Approved
Red Sea Museum-Bab El-Bunt _K0003 | CLI.CON-000001 |  |  | Approved
Red Sea Museum-Bab El-Bunt _K0003 | CLI.CON-000001 | 10.21 - GR-P5-C | The Contractor shall be required to furnish Advance Payment Guarantee as stipulated in the Conditions of Contract. The Contractor shall allow herein for all costs related to Advance Payment Guarantee. Other Obligations | Approved
Red Sea Museum-Bab El-Bunt _K0003 | CLI.CON-000001 |  |  | Approved
Red Sea Museum-Bab El-Bunt _K0003 | CLI.CON-000001 | 10.15.10 - 075216-P4-R | Under slab on grade | Approved
Red Sea Museum-Bab El-Bunt _K0003 | CLI.CON-000001 |  |  | Approved
Red Sea Museum-Bab El-Bunt _K0003 | CLI.CON-000001 | 10.16.11.14 - 085200-P11-H | Type We13.105, approximate dimensions 1300mm wide x 1100mm high | Approved
Red Sea Museum-Bab El-Bunt _K0003 | CLI.CON-000001 |  |  | Approved
Red Sea Museum-Bab El-Bunt _K0003 | CLI.CON-000001 | 10.16.11.14 - 085200-P15-G | Type We14A.200, approximate dimensions 1050mm wide x 1000mm high | Approved
Red Sea Museum-Bab El-Bunt _K0003 | CLI.CON-000001 |  |  | Approved
Red Sea Museum-Bab El-Bunt _K0003 | CLI.CON-000001 | 10.16.10.10 - 081416-P6-F | Type Di2B.104, approximate dimensions 1330mm wide x 2650mm high | Approved
Red Sea Museum-Bab El-Bunt _K0003 | CLI.CON-000001 |  |  | Approved
Red Sea Museum-Bab El-Bunt _K0003 | CLI.CON-000001 | 10.15.10 - 075216-P2-B | To floors of terraces, roof and top of roof including upturn at perimeter with termination in grooves and sealant | Approved
Red Sea Museum-Bab El-Bunt _K0003 | CLI.CON-000001 |  |  | Approved
Red Sea Museum-Bab El-Bunt _K0003 | CLI.CON-000001 | 10.16.11.14 - 085200-P20-H | Type We15C2.222, approximate dimensions 1600mm wide x 2200mm high | Approved
Red Sea Museum-Bab El-Bunt _K0003 | CLI.CON-000001 |  |  | Approved
Red Sea Museum-Bab El-Bunt _K0003 | CLI.CON-000001 | 10.16.10.11 - 085200-P26-H | Type We9A.103, approximate dimensions 1700mm wide x 1100mm high | Approved
Red Sea Museum-Bab El-Bunt _K0003 | CLI.CON-000001 |  |  | Approved
Red Sea Museum-Bab El-Bunt _K0003 | CLI.CON-000001 | 10.15.10 - 072100-P1-F | Horizontally to technical area, 100mm thick | Approved
Red Sea Museum-Bab El-Bunt _K0003 | CLI.CON-000001 |  |  | Approved
Red Sea Museum-Bab El-Bunt _K0003 | CLI.CON-000001 | 10.16.10.11 - 085200-P37-D | Type We2A.001, approximate dimensions 1200mm wide x 2070mm high | Approved
Red Sea Museum-Bab El-Bunt _K0003 | CLI.CON-000001 |  |  | Approved
Red Sea Museum-Bab El-Bunt _K0003 | CLI.CON-000001 | 10.11.11 - 033000-P3-F | Suspended solid slab 110mm thick laid on wood planks (wood planks measured separately) | Approved
Red Sea Museum-Bab El-Bunt _K0003 | CLI.CON-000001 |  |  | Approved
Red Sea Museum-Bab El-Bunt _K0003 | CLI.CON-000001 | 10.17.10 - 095424-P5-J | Suspended ceiling, Ref. C07 | Approved
Red Sea Museum-Bab El-Bunt _K0003 | CLI.CON-000001 |  |  | Approved
Red Sea Museum-Bab El-Bunt _K0003 | CLI.CON-000001 | 10.16.10.11 - 085200-P33-E | Type Wi2C.002, approximate dimensions 1400mm wide x 2000mm high | Approved
Red Sea Museum-Bab El-Bunt _K0003 | CLI.CON-000001 |  |  | Approved
Red Sea Museum-Bab El-Bunt _K0003 | CLI.CON-000001 | 10.11.11 - 033000-P2-R | Concrete lintels to support openings in existing walls | Approved
Red Sea Museum-Bab El-Bunt _K0003 | CLI.CON-000001 |  |  | Approved
Red Sea Museum-Bab El-Bunt _K0003 | CLI.CON-000001 | 10.16.10.11 - 085200-P25-M | Type We8C.308, approximate dimensions 1300mm wide x 860mm high | Approved
Red Sea Museum-Bab El-Bunt _K0003 | CLI.CON-000001 |  |  | Approved
Red Sea Museum-Bab El-Bunt _K0003 | CLI.CON-000001 | 10.16.11.14 - 085200-P21-B | Type We15D.303, approximate dimensions 2455mm wide x 924mm high | Approved
Red Sea Museum-Bab El-Bunt _K0003 | CLI.CON-000001 |  |  | Approved
Red Sea Museum-Bab El-Bunt _K0003 | CLI.CON-000001 | 10.10.10 - 024119-P4-J | Reinforced concrete slab on grade, 250mm thick, at canopy (approximate quantity 500m²) | Approved
Red Sea Museum-Bab El-Bunt _K0003 | CLI.CON-000001 |  |  | Approved
Red Sea Museum-Bab El-Bunt _K0003 | CLI.CON-000001 | 10.17.11 - 095426-P6-B | 300mm wide x 1940mm long | Approved
Red Sea Museum-Bab El-Bunt _K0003 | CLI.CON-000001 |  |  | Approved
Red Sea Museum-Bab El-Bunt _K0003 | CLI.CON-000001 | 10.16.10.11 - 085200-P37-G | Type We2A.004, approximate dimensions 700mm wide x 2070mm high | Approved
Red Sea Museum-Bab El-Bunt _K0003 | CLI.CON-000001 |  |  | Approved
Red Sea Museum-Bab El-Bunt _K0003 | CLI.CON-000001 | 10.15.10 - 075216-P2-F | To receive waterproofing membrane at top of roof, 30mm thick, horizontal | Approved
Red Sea Museum-Bab El-Bunt _K0003 | CLI.CON-000001 |  |  | Approved
Red Sea Museum-Bab El-Bunt _K0003 | CLI.CON-000001 | 10.16.11.14 - 085200-P21-F | 1550mm wide x 2600mm high, façade unit 3 | Approved
Red Sea Museum-Bab El-Bunt _K0003 | CLI.CON-000001 |  |  | Approved
Red Sea Museum-Bab El-Bunt _K0003 | CLI.CON-000001 | 10.16.10.11 - 085200-P33-J | Type We7B.201, approximate dimensions 1000mm wide x 1500mm high | Approved
Red Sea Museum-Bab El-Bunt _K0003 | CLI.CON-000001 |  |  | Approved
Red Sea Museum-Bab El-Bunt _K0003 | CLI.CON-000001 | 10.21 - GR-P19-B | Further the Contractor shall be responsible for the payment of all fees or charges which may be payable as a result of obtaining permission to gain access to adjacent land or properties and shall settle all fees and charges entirely at his own expense. The Contractor shall keep the Employer fully informed of his progress in obtaining permission(s) at all times, but the Employer will not accept any responsibility or claims for payment in the event that the Contractor is unable to obtain the permission(s) he requires. | Approved
Red Sea Museum-Bab El-Bunt _K0003 | CLI.CON-000001 |  |  | Approved
Red Sea Museum-Bab El-Bunt _K0003 | CLI.CON-000001 |  |  | Approved
Red Sea Museum-Bab El-Bunt _K0003 | CLI.CON-000001 | 10.10.10 - 024119-P2-B | External walls (assumed blockwork) 250mm thick, at ground floor (approximate quantity 232m²) | Approved
Red Sea Museum-Bab El-Bunt _K0003 | CLI.CON-000001 |  |  | Approved
Red Sea Museum-Bab El-Bunt _K0003 | CLI.CON-000001 | 10.17.11 - 096400-P8-H | Landings | Approved
Red Sea Museum-Bab El-Bunt _K0003 | CLI.CON-000001 |  |  | Approved
Red Sea Museum-Bab El-Bunt _K0003 | CLI.CON-000001 | 10.16.11.13 - 085123-P9-A | Type De4.001, approximate dimensions 1860mm wide x 4835mm high, including single leaf door, 905mm wide x 2050mm high, 1.5 hours fire rated | Approved
Red Sea Museum-Bab El-Bunt _K0003 | CLI.CON-000001 |  |  | Approved
Red Sea Museum-Bab El-Bunt _K0003 | CLI.CON-000001 | 10.21 - GR-P19-D | The Contractor shall advise Owners and Occupants of adjoining properties of the dates and if possible the time and the duration of any work to be executed which may affect them. | Approved
Red Sea Museum-Bab El-Bunt _K0003 | CLI.CON-000001 |  |  | Approved
Red Sea Museum-Bab El-Bunt _K0003 | CLI.CON-000001 | 10.16.11.14 - 085200-P21-H | 2150mm wide x 1650mm high, façade unit 1 | Approved
Red Sea Museum-Bab El-Bunt _K0003 | CLI.CON-000001 |  |  | Approved
Red Sea Museum-Bab El-Bunt _K0003 | CLI.CON-000001 | 10.10.10 - 024119-P5-B | Internal double leaf doors, at first floor (approximate quantity 18No) | Approved
Red Sea Museum-Bab El-Bunt _K0003 | CLI.CON-000001 |  |  | Approved
Red Sea Museum-Bab El-Bunt _K0003 | CLI.CON-000001 | 10.10.10 - 024119-P5-K | Internal windows dimensions ranging between 1050mmx700mm and 1400mmx2000mm, at first floor (approximate quantity 3No) | Approved
Red Sea Museum-Bab El-Bunt _K0003 | CLI.CON-000001 |  |  | Approved
Red Sea Museum-Bab El-Bunt _K0003 | CLI.CON-000001 | 10.10.10 - 024119-P4-F | Skirting to existing stairs (approximate quantity 13m²) | Approved
Red Sea Museum-Bab El-Bunt _K0003 | CLI.CON-000001 |  |  | Approved
Red Sea Museum-Bab El-Bunt _K0003 | CLI.CON-000001 | 10.16.11.13 - 085123-P9-L | Type We11A.406, approximate dimensions 702mm x 1650mm high | Approved
Red Sea Museum-Bab El-Bunt _K0003 | CLI.CON-000001 |  |  | Approved
Red Sea Museum-Bab El-Bunt _K0003 | CLI.CON-000001 | 10.17.11 - 093013-P3-C | To floors, 300mm x 300mm | Approved
Red Sea Museum-Bab El-Bunt _K0003 | CLI.CON-000001 |  |  | Approved
Red Sea Museum-Bab El-Bunt _K0003 | CLI.CON-000001 | 10.16.11.14 - 085200-P13-F | Type We13.129, approximate dimensions 1300mm wide x 1100mm high | Approved
Red Sea Museum-Bab El-Bunt _K0003 | CLI.CON-000001 |  |  | Approved
Red Sea Museum-Bab El-Bunt _K0003 | CLI.CON-000001 | 10.18.10 - 102800-P1-A | Paper roll holder, Pellet, WX "MAXI" Ref.878655 | Approved
Red Sea Museum-Bab El-Bunt _K0003 | CLI.CON-000001 |  |  | Approved
Red Sea Museum-Bab El-Bunt _K0003 | CLI.CON-000001 | 10.16.11.11 - 081416-P4-G | Type Di4.202, approximate dimensions 1000mm wide x 2050mm high | Approved
Red Sea Museum-Bab El-Bunt _K0003 | CLI.CON-000001 |  |  | Approved
Red Sea Museum-Bab El-Bunt _K0003 | CLI.CON-000001 | 10.16.11.11 - 081416-P3-B | Type Di6.201, approximate dimensions 1000mm wide x 2085mm high | Approved
Red Sea Museum-Bab El-Bunt _K0003 | CLI.CON-000001 |  |  | Approved
Red Sea Museum-Bab El-Bunt _K0003 | CLI.CON-000001 | 10.15.10 - 075216-P4-L | Ref. WA05-30, 1800mm wide x 800mm high | Approved
Red Sea Museum-Bab El-Bunt _K0003 | CLI.CON-000001 |  |  | Approved
Red Sea Museum-Bab El-Bunt _K0003 | CLI.CON-000001 | 10.10.10 - 024119-P5-D | Internal single leaf doors, at ground floor (approximate quantity 2No) | Approved
Red Sea Museum-Bab El-Bunt _K0003 | CLI.CON-000001 |  |  | Approved
Red Sea Museum-Bab El-Bunt _K0003 | CLI.CON-000001 | 10.14.11 - 061500-P1-H | Circular beams 200mm diameter | Approved
Red Sea Museum-Bab El-Bunt _K0003 | CLI.CON-000001 |  |  | Approved
Red Sea Museum-Bab El-Bunt _K0003 | CLI.CON-000001 | 10.11.11 - 033000-P3-J | Drop beams | Approved
Red Sea Museum-Bab El-Bunt _K0003 | CLI.CON-000001 |  |  | Approved
Red Sea Museum-Bab El-Bunt _K0003 | CLI.CON-000001 | 10.16.11.15 - 088300-P41-E | 1500mm wide x 700mm high, composed of several modules | Approved
Red Sea Museum-Bab El-Bunt _K0003 | CLI.CON-000001 |  |  | Approved
Red Sea Museum-Bab El-Bunt _K0003 | CLI.CON-000001 |  |  | Approved
Red Sea Museum-Bab El-Bunt _K0003 | CLI.CON-000001 | 10.16.10.11 - 085200-P25-D | Type We8C.300, approximate dimensions 1300mm wide x 860mm high | Approved
Red Sea Museum-Bab El-Bunt _K0003 | CLI.CON-000001 |  |  | Approved
Red Sea Museum-Bab El-Bunt _K0003 | CLI.CON-000001 | 10.16.10.11 - 085200-P22-K | Type We8A.303, approximate dimensions 1200mm wide x 860mm high | Approved
Red Sea Museum-Bab El-Bunt _K0003 | CLI.CON-000001 |  |  | Approved
Red Sea Museum-Bab El-Bunt _K0003 | CLI.CON-000001 | 10.16.11.13 - 085123-P10-C | Type We11A.409, approximate dimensions 702mm x 1650mm high | Approved
Red Sea Museum-Bab El-Bunt _K0003 | CLI.CON-000001 |  |  | Approved
Red Sea Museum-Bab El-Bunt _K0003 | CLI.CON-000001 | 10.15.10 - 075216-P3-N | Ref. WA05-13, 5300mm wide x 1800mm high | Approved
Red Sea Museum-Bab El-Bunt _K0003 | CLI.CON-000001 |  |  | Approved
Red Sea Museum-Bab El-Bunt _K0003 | CLI.CON-000001 | 10.16.10.11 - 085200-P38-H | Type We4A.201, approximate dimensions 700mm wide x 2100mm high | Approved
Red Sea Museum-Bab El-Bunt _K0003 | CLI.CON-000001 |  |  | Approved
Red Sea Museum-Bab El-Bunt _K0003 | CLI.CON-000001 | 10.10.10 - 024119-P1-A | At first floor, 560mm high (approximate quantity 14m²) | Approved
Red Sea Museum-Bab El-Bunt _K0003 | CLI.CON-000001 |  |  | Approved
Red Sea Museum-Bab El-Bunt _K0003 | CLI.CON-000001 | 10.16.11.14 - 085200-P19-H | Type We15C2.205, approximate dimensions 1600mm wide x 2200mm high | Approved
Red Sea Museum-Bab El-Bunt _K0003 | CLI.CON-000001 |  |  | Approved
Red Sea Museum-Bab El-Bunt _K0003 | CLI.CON-000001 | 10.10.10 - 024119-P3-E | Stone walls in variable thickness under ground floor slab (approximate quantity 5.5m3) | Approved
Red Sea Museum-Bab El-Bunt _K0003 | CLI.CON-000001 |  |  | Approved
Red Sea Museum-Bab El-Bunt _K0003 | CLI.CON-000001 | 10.16.10.11 - 085200-P29-H | Type We6A.105, approximate dimensions 1300mm wide x 780mm high | Approved
Red Sea Museum-Bab El-Bunt _K0003 | CLI.CON-000001 |  |  | Approved
Red Sea Museum-Bab El-Bunt _K0003 | CLI.CON-000001 | 10.16.11.11 - 081416-P3-J | Type Di5.101, approximate dimensions 900mm wide x 2050mm high | Approved
Red Sea Museum-Bab El-Bunt _K0003 | CLI.CON-000001 |  |  | Approved
Red Sea Museum-Bab El-Bunt _K0003 | CLI.CON-000001 | 10.16.10.11 - 085200-P22-B | Type We5D.101, approximate dimensions 2457mm wide x 920mm high | Approved
Red Sea Museum-Bab El-Bunt _K0003 | CLI.CON-000001 |  |  | Approved
Red Sea Museum-Bab El-Bunt _K0003 | CLI.CON-000001 | 10.17.11 - 093033-P4-E | Risers of external entrance stair, 146mm high | Approved
Red Sea Museum-Bab El-Bunt _K0003 | CLI.CON-000001 |  |  | Approved
Red Sea Museum-Bab El-Bunt _K0003 | CLI.CON-000001 | 10.22 | Indirect - Top sheet | Approved
Red Sea Museum-Bab El-Bunt _K0003 | CLI.CON-000001 |  |  | Approved
Red Sea Museum-Bab El-Bunt _K0003 | CLI.CON-000001 | 10.16.10.11 - 085200-P24-J | Type We8B.300, approximate dimensions 1200mm wide x 860mm high | Approved
Red Sea Museum-Bab El-Bunt _K0003 | CLI.CON-000001 |  |  | Approved
Red Sea Museum-Bab El-Bunt _K0003 | CLI.CON-000001 | 10.21 - GR-P25-E | The Contractor is to observe all traffic regulations, including those regarding the loading or unloading of or waiting by vehicles on the public highway and the Contract Price deemed to include for strict compliance therewith. All access roads are to be maintained clean at all times. | Approved
Red Sea Museum-Bab El-Bunt _K0003 | CLI.CON-000001 |  |  | Approved
Red Sea Museum-Bab El-Bunt _K0003 | CLI.CON-000001 | 10.16.10.11 - 085200-P37-E | Type We2A.002, approximate dimensions 700mm wide x 2070mm high | Approved
Red Sea Museum-Bab El-Bunt _K0003 | CLI.CON-000001 |  |  | Approved
Red Sea Museum-Bab El-Bunt _K0003 | CLI.CON-000001 | 10.14.11 - 061500-P1-J | Wood planks (concrete slab measured separately) | Approved
Red Sea Museum-Bab El-Bunt _K0003 | CLI.CON-000001 |  |  | Approved
Red Sea Museum-Bab El-Bunt _K0003 | CLI.CON-000001 | 10.13.10 - 055000-P3-D | To landings of internal stairs | Approved
Red Sea Museum-Bab El-Bunt _K0003 | CLI.CON-000001 |  |  | Approved
Red Sea Museum-Bab El-Bunt _K0003 | CLI.CON-000001 | 10.17.11 - 095426-P8-F | 420mm wide x 1354mm long | Approved
Red Sea Museum-Bab El-Bunt _K0003 | CLI.CON-000001 |  |  | Approved
Red Sea Museum-Bab El-Bunt _K0003 | CLI.CON-000001 | 10.16.10.11 - 085200-P31-E | Type We6A.126, approximate dimensions 1300mm wide x 780mm high | Approved
Red Sea Museum-Bab El-Bunt _K0003 | CLI.CON-000001 |  |  | Approved
Red Sea Museum-Bab El-Bunt _K0003 | CLI.CON-000001 | 10.16.10.11 - 085200-P39-G | Type We5A.301, approximate dimensions 700mm wide x 710mm high | Approved
Red Sea Museum-Bab El-Bunt _K0003 | CLI.CON-000001 |  |  | Approved
Red Sea Museum-Bab El-Bunt _K0003 | CLI.CON-000001 | 10.16.10.11 - 085200-P28-E | Type Wi1B.108, approximate dimensions 1060mm wide x 2040mm high | Approved
Red Sea Museum-Bab El-Bunt _K0003 | CLI.CON-000001 |  |  | Approved
Red Sea Museum-Bab El-Bunt _K0003 | CLI.CON-000001 | 10.11.10 - 030130-P1-A | To stone walls (approximate quantity 565m², to be checked on site by Contractor) | Approved
Red Sea Museum-Bab El-Bunt _K0003 | CLI.CON-000001 |  |  | Approved
Red Sea Museum-Bab El-Bunt _K0003 | CLI.CON-000001 | 10.21 - GR-P25-B | The Contractor shall allow for procuring all labour required to execute the Works and shall pay all charges in connection with the employment and discharge of such labour. | Approved
Red Sea Museum-Bab El-Bunt _K0003 | CLI.CON-000001 |  |  | Approved
Red Sea Museum-Bab El-Bunt _K0003 | CLI.CON-000001 | 10.16.10.11 - 085200-P30-J | Type We6A.118, approximate dimensions 1300mm wide x 780mm high | Approved
Red Sea Museum-Bab El-Bunt _K0003 | CLI.CON-000001 |  |  | Approved
Red Sea Museum-Bab El-Bunt _K0003 | CLI.CON-000001 | 10.17.11 - 093033-P4-Q | Ditto, curved | Approved
Red Sea Museum-Bab El-Bunt _K0003 | CLI.CON-000001 |  |  | Approved
Red Sea Museum-Bab El-Bunt _K0003 | CLI.CON-000001 | 10.16.11.11 - 081416-P4-E | Type Di4.200, approximate dimensions 1000mm wide x 2050mm high | Approved
Red Sea Museum-Bab El-Bunt _K0003 | CLI.CON-000001 |  |  | Approved
Red Sea Museum-Bab El-Bunt _K0003 | CLI.CON-000001 | 10.16.10.11 - 085200-P34-L | Type We7C.210, approximate dimensions 1000mm wide x 1500mm high | Approved
Red Sea Museum-Bab El-Bunt _K0003 | CLI.CON-000001 |  |  | Approved
Red Sea Museum-Bab El-Bunt _K0003 | CLI.CON-000001 | 10.16.11.14 - 085200-P20-C | Type We15C2.215, approximate dimensions 1600mm wide x 2200mm high | Approved
Red Sea Museum-Bab El-Bunt _K0003 | CLI.CON-000001 |  |  | Approved
Red Sea Museum-Bab El-Bunt _K0003 | CLI.CON-000001 | 10.16.11.14 - 085200-P17-L | Type We15A.321, approximate dimensions 1300mm wide x 1050mm high | Approved
Red Sea Museum-Bab El-Bunt _K0003 | CLI.CON-000001 |  |  | Approved
Red Sea Museum-Bab El-Bunt _K0003 | CLI.CON-000001 | 10.17.11 - 095426-P7-L | 400mm wide x 1925mm long | Approved
Red Sea Museum-Bab El-Bunt _K0003 | CLI.CON-000001 |  |  | Approved
Red Sea Museum-Bab El-Bunt _K0003 | CLI.CON-000001 | 10.17.11 - 093033-P5-B | To parapets | Approved
Red Sea Museum-Bab El-Bunt _K0003 | CLI.CON-000001 |  |  | Approved
Red Sea Museum-Bab El-Bunt _K0003 | CLI.CON-000001 | 10.16.10.11 - 085200-P29-L | Type We6A.108, approximate dimensions 1300mm wide x 780mm high | Approved
Red Sea Museum-Bab El-Bunt _K0003 | CLI.CON-000001 |  |  | Approved
Red Sea Museum-Bab El-Bunt _K0003 | CLI.CON-000001 | 10.16.10.11 - 085200-P24-E | Type We8A.323, approximate dimensions 1200mm wide x 860mm high | Approved
Red Sea Museum-Bab El-Bunt _K0003 | CLI.CON-000001 |  |  | Approved
Red Sea Museum-Bab El-Bunt _K0003 | CLI.CON-000001 | 10.16.10.10 - 081416-P6-L | Type Di2B.110, approximate dimensions 1330mm wide x 2650mm high | Approved
Red Sea Museum-Bab El-Bunt _K0003 | CLI.CON-000001 |  |  | Approved
Red Sea Museum-Bab El-Bunt _K0003 | CLI.CON-000001 | 10.16.10.11 - 085200-P35-D | Type We7C.215, approximate dimensions 1000mm wide x 1500mm high | Approved
Red Sea Museum-Bab El-Bunt _K0003 | CLI.CON-000001 |  |  | Approved
Red Sea Museum-Bab El-Bunt _K0003 | CLI.CON-000001 | 10.17.11 - 095426-P7-U | 400mm wide x 2040mm long | Approved
Red Sea Museum-Bab El-Bunt _K0003 | CLI.CON-000001 |  |  | Approved
Red Sea Museum-Bab El-Bunt _K0003 | CLI.CON-000001 | 10.16.11.12 - 084413-P8-D | Double leaf door, approximately 5300mm wide x 2935mm high | Approved
Red Sea Museum-Bab El-Bunt _K0003 | CLI.CON-000001 |  |  | Approved
Red Sea Museum-Bab El-Bunt _K0003 | CLI.CON-000001 | 10.16.10.11 - 085200-P23-K | Type We8A.316, approximate dimensions 1200mm wide x 860mm high | Approved
Red Sea Museum-Bab El-Bunt _K0003 | CLI.CON-000001 | 10.21 - GR-P13-A | The Contractor shall comply with all the requirements and obligations, including but not limited to: (Cont'd): Temporary Facilities and Controls (Cont'd) v) Support Facilities Installations a. General b. Temporary roads and paved areas c. Traffic controls d. Parking e. Dewatering facilities and drains f. Project identification and temporary signs g. Waste disposal facilities h. Lifts and hoists i. Temporary stairs vi) Security and Protection Facilities Installations a. Environmental protection b. Temporary erosion and sedimentation control c. Stormwater control d. Pest Control e. Site enclosure fence f. Security enclosure and lockup g. Barricades, warning signs and lights h. Covered walkway vii) Operation, Termination and Removal Product Requirements Execution Requirements a. Construction layout b. Field engineering and surveying c. General installation of products d. Progress cleaning e. Protection of installed construction f. Correction of the work | Approved
Red Sea Museum-Bab El-Bunt _K0003 | CLI.CON-000001 |  |  | Approved
Red Sea Museum-Bab El-Bunt _K0003 | CLI.CON-000001 | 10.10.10 - 024119-P2-L | Stone walls 350mm thick including glazing, at Dome (approximate quantity 67m²) | Approved
Red Sea Museum-Bab El-Bunt _K0003 | CLI.CON-000001 |  |  | Approved
Red Sea Museum-Bab El-Bunt _K0003 | CLI.CON-000001 | 10.16.10.10 - 081416-P7-F | Type De1.001, approximate dimensions 1460mm wide x 2377mm high | Approved
Red Sea Museum-Bab El-Bunt _K0003 | CLI.CON-000001 |  |  | Approved
Red Sea Museum-Bab El-Bunt _K0003 | CLI.CON-000001 | 10.16.10.11 - 085200-P30-H | Type We6A.117, approximate dimensions 1300mm wide x 780mm high | Approved
Red Sea Museum-Bab El-Bunt _K0003 | CLI.CON-000001 |  |  | Approved
Red Sea Museum-Bab El-Bunt _K0003 | CLI.CON-000001 | 10.16.10.11 - 085200-P29-B | Type Wi4A.102, approximate dimensions 1060mm wide x 2040mm high | Approved
Red Sea Museum-Bab El-Bunt _K0003 | CLI.CON-000001 |  |  | Approved
Red Sea Museum-Bab El-Bunt _K0003 | CLI.CON-000001 | 10.16.11.14 - 085200-P15-F | Type We14A.010, approximate dimensions 1050mm wide x 1000mm high | Approved
Red Sea Museum-Bab El-Bunt _K0003 | CLI.CON-000001 |  |  | Approved
Red Sea Museum-Bab El-Bunt _K0003 | CLI.CON-000001 | 10.10.10 - 024119-P6-A | External window, approximately 670mm wide x 700mm high, at first floor (approximate quantity 1No) | Approved
Red Sea Museum-Bab El-Bunt _K0003 | CLI.CON-000001 |  |  | Approved
Red Sea Museum-Bab El-Bunt _K0003 | CLI.CON-000001 | 10.10.10 - 024119-P5-C | External double leaf doors, at ground floor (approximate quantity 2No) | Approved
Red Sea Museum-Bab El-Bunt _K0003 | CLI.CON-000001 |  |  | Approved
Red Sea Museum-Bab El-Bunt _K0003 | CLI.CON-000001 | 10.14.11 - 061063-P1-C | Ditto 150mm x 266mm | Approved
Red Sea Museum-Bab El-Bunt _K0003 | CLI.CON-000001 |  |  | Approved
Red Sea Museum-Bab El-Bunt _K0003 | CLI.CON-000001 | 10.16.10.11 - 085200-P39-F | Type We4C.205, approximate dimensions 1675mm wide x 2158mm high | Approved
Red Sea Museum-Bab El-Bunt _K0003 | CLI.CON-000001 |  |  | Approved
Red Sea Museum-Bab El-Bunt _K0003 | CLI.CON-000001 | 10.21 - GR-P23-E | Unless the Employer gives his express permission in writing the Contractor:- | Approved
Red Sea Museum-Bab El-Bunt _K0003 | CLI.CON-000001 |  |  | Approved
Red Sea Museum-Bab El-Bunt _K0003 | CLI.CON-000001 | 10.16.10.11 - 085200-P27-K | Type Wi1B.101, approximate dimensions 1060mm wide x 2040mm high | Approved
Red Sea Museum-Bab El-Bunt _K0003 | CLI.CON-000001 |  |  | Approved
Red Sea Museum-Bab El-Bunt _K0003 | CLI.CON-000001 | 10.12.11 | New Scope | Approved
Red Sea Museum-Bab El-Bunt _K0003 | CLI.CON-000001 |  |  | Approved
Red Sea Museum-Bab El-Bunt _K0003 | CLI.CON-000001 | 10.16.11.10 - 081114-P1-K | Type Di3A.007, approximate dimensions 1060mm wide x 2155mm high | Approved
Red Sea Museum-Bab El-Bunt _K0003 | CLI.CON-000001 |  |  | Approved
Red Sea Museum-Bab El-Bunt _K0003 | CLI.CON-000001 | 10.13.10 - 055000-P1-H | Type 2, Ref. F07-02, 400mm wide | Approved
Red Sea Museum-Bab El-Bunt _K0003 | CLI.CON-000001 |  |  | Approved
Red Sea Museum-Bab El-Bunt _K0003 | CLI.CON-000001 | 10.16.11.13 - 085123-P9-G | Type We11A.402, approximate dimensions 702mm x 1650mm high | Approved
Red Sea Museum-Bab El-Bunt _K0003 | CLI.CON-000001 |  |  | Approved
Red Sea Museum-Bab El-Bunt _K0003 | CLI.CON-000001 | 10.13.10 - 055000-P2-B | 350mm high | Approved
Red Sea Museum-Bab El-Bunt _K0003 | CLI.CON-000001 |  |  | Approved
Red Sea Museum-Bab El-Bunt _K0003 | CLI.CON-000001 | 10.12.10 - 040140-P1-A | To internal stone walls (approximate quantity 380m², assumed to 25% of existing internal stone walls, actual quantities to be assessed on site by Contractor) | Approved
Red Sea Museum-Bab El-Bunt _K0003 | CLI.CON-000001 |  |  | Approved
Red Sea Museum-Bab El-Bunt _K0003 | CLI.CON-000001 | 10.16.11.14 - 085200-P12-J | Type We13.118, approximate dimensions 1300mm wide x 1100mm high | Approved
Red Sea Museum-Bab El-Bunt _K0003 | CLI.CON-000001 |  |  | Approved
Red Sea Museum-Bab El-Bunt _K0003 | CLI.CON-000001 | 10.16.10.11 - 085200-P25-E | Type We8C.301, approximate dimensions 1300mm wide x 860mm high | Approved
Red Sea Museum-Bab El-Bunt _K0003 | CLI.CON-000001 |  |  | Approved
Red Sea Museum-Bab El-Bunt _K0003 | CLI.CON-000001 | 10.17.11 - 095426-P6-F | 380mm wide x 1480mm long | Approved
Red Sea Museum-Bab El-Bunt _K0003 | CLI.CON-000001 |  |  | Approved
Red Sea Museum-Bab El-Bunt _K0003 | CLI.CON-000001 | 10.21 - GR-P9-A | The Contractor shall comply with all the requirements and obligations, including but not limited to: (Cont'd): Submittal Procedures a. Action submittals b. Information submittals c. BIM Requirements d. Coordination e. Product data f. Construction drawings g. Shop drawings h. Composite drawings i. As-built drawings j. Samples k. Mockups l. Tests | Approved
Red Sea Museum-Bab El-Bunt _K0003 | CLI.CON-000001 |  |  | Approved
Red Sea Museum-Bab El-Bunt _K0003 | CLI.CON-000001 | 10.12.11 - 042200-P1-F | 200mm thick walls | Approved
Red Sea Museum-Bab El-Bunt _K0003 | CLI.CON-000001 |  |  | Approved
Red Sea Museum-Bab El-Bunt _K0003 | CLI.CON-000001 | 10.16.10.11 - 085200-P24-B | Type We8A.320, approximate dimensions 1200mm wide x 860mm high | Approved
Red Sea Museum-Bab El-Bunt _K0003 | CLI.CON-000001 |  |  | Approved
Red Sea Museum-Bab El-Bunt _K0003 | CLI.CON-000001 | 10.11.11 - 033000-P2-M | Ditto, 950mm thick | Approved
Red Sea Museum-Bab El-Bunt _K0003 | CLI.CON-000001 |  |  | Approved
Red Sea Museum-Bab El-Bunt _K0003 | CLI.CON-000001 | 10.16.11.14 - 085200-P16-B | Type We14D.008, approximate dimensions 2457mm wide x 2284mm high | Approved
Red Sea Museum-Bab El-Bunt _K0003 | CLI.CON-000001 |  |  | Approved
Red Sea Museum-Bab El-Bunt _K0003 | CLI.CON-000001 | 10.16.11.14 - 085200-P18-G | Type We15B.304, approximate dimensions 1650mm wide x 1000mm high | Approved
Red Sea Museum-Bab El-Bunt _K0003 | CLI.CON-000001 |  |  | Approved
Red Sea Museum-Bab El-Bunt _K0003 | CLI.CON-000001 | 10.16.10.11 - 085200-P23-C | Type We8A.309, approximate dimensions 1200mm wide x 860mm high | Approved
Red Sea Museum-Bab El-Bunt _K0003 | CLI.CON-000001 |  |  | Approved
Red Sea Museum-Bab El-Bunt _K0003 | CLI.CON-000001 | 10.17.11 - 099100-P10-B | Allow for 5% extra materials for oil emulsion paint for interior and exterior joineries | Approved
Red Sea Museum-Bab El-Bunt _K0003 | CLI.CON-000001 |  |  | Approved
Red Sea Museum-Bab El-Bunt _K0003 | CLI.CON-000001 | 10.15.10 - 075216-P4-B | Ref. WA05-21, 5300mm wide x 1800mm high | Approved
Red Sea Museum-Bab El-Bunt _K0003 | CLI.CON-000001 |  |  | Approved
Red Sea Museum-Bab El-Bunt _K0003 | CLI.CON-000001 | 10.14.11 - 061063-P1-G | Slab, 100mm thick | Approved
Red Sea Museum-Bab El-Bunt _K0003 | CLI.CON-000001 |  |  | Approved
Red Sea Museum-Bab El-Bunt _K0003 | CLI.CON-000001 | 10.16.11.15 - 088000-P40-D | Type Di8B.201, double leaf, approximate dimensions 2150mm wide x 2600mm high | Approved
Red Sea Museum-Bab El-Bunt _K0003 | CLI.CON-000001 |  |  | Approved
Red Sea Museum-Bab El-Bunt _K0003 | CLI.CON-000001 | 10.16.11.15 - 086200-P40-A | Ref. C06, 18000mm x 2150mm | Approved
Red Sea Museum-Bab El-Bunt _K0003 | CLI.CON-000001 |  |  | Approved
Red Sea Museum-Bab El-Bunt _K0003 | CLI.CON-000001 | 10.16.11.14 - 085200-P17-H | Type We15A.310, approximate dimensions 1300mm wide x 1050mm high | Approved
Red Sea Museum-Bab El-Bunt _K0003 | CLI.CON-000001 |  |  | Approved
Red Sea Museum-Bab El-Bunt _K0003 | CLI.CON-000001 | 10.19.10 | Restoration | Approved
Red Sea Museum-Bab El-Bunt _K0003 | CLI.CON-000001 |  |  | Approved
Red Sea Museum-Bab El-Bunt _K0003 | CLI.CON-000001 | 10.16.10.11 - 085200-P30-F | Type We6A.115, approximate dimensions 1300mm wide x 780mm high | Approved
Red Sea Museum-Bab El-Bunt _K0003 | CLI.CON-000001 |  |  | Approved
Red Sea Museum-Bab El-Bunt _K0003 | CLI.CON-000001 | 10.17.11 - 093033-P4-P | Facing, 150mm high | Approved
Red Sea Museum-Bab El-Bunt _K0003 | CLI.CON-000001 |  |  | Approved
Red Sea Museum-Bab El-Bunt _K0003 | CLI.CON-000001 | 10.11.10 - 033540-P4-H | To internal floors | Approved
Red Sea Museum-Bab El-Bunt _K0003 | CLI.CON-000001 |  |  | Approved
Red Sea Museum-Bab El-Bunt _K0003 | CLI.CON-000001 | 10.16.11.14 - 085200-P16-K | Type We15A.101, approximate dimensions 1300mm wide x 1050mm high | Approved
Red Sea Museum-Bab El-Bunt _K0003 | CLI.CON-000001 |  |  | Approved
Red Sea Museum-Bab El-Bunt _K0003 | CLI.CON-000001 | 10.16.10.11 - 085200-P31-D | Type We6A.125, approximate dimensions 1300mm wide x 780mm high | Approved
Red Sea Museum-Bab El-Bunt _K0003 | CLI.CON-000001 |  |  | Approved
Red Sea Museum-Bab El-Bunt _K0003 | CLI.CON-000001 | 10.21 - GR-P19-C | The Contractor shall take all reasonable precautions to prevent damage to adjoining property and any damage caused shall be repaired to the satisfaction of the Employer and Owner of the property at the Contractor's own expense. | Approved
Red Sea Museum-Bab El-Bunt _K0003 | CLI.CON-000001 |  |  | Approved
Red Sea Museum-Bab El-Bunt _K0003 | CLI.CON-000001 | 10.15.10 - 075216-P3-A | Ref. WA05-1, 1600mm wide x 300mm high | Approved
Red Sea Museum-Bab El-Bunt _K0003 | CLI.CON-000001 |  |  | Approved
Red Sea Museum-Bab El-Bunt _K0003 | CLI.CON-000001 | 10.16.11.14 - 085200-P17-M | Type We15A.322, approximate dimensions 1300mm wide x 1050mm high | Approved
Red Sea Museum-Bab El-Bunt _K0003 | CLI.CON-000001 |  |  | Approved
Red Sea Museum-Bab El-Bunt _K0003 | CLI.CON-000001 | 10.16.10.11 - 085200-P26-B | Type We8C.310, approximate dimensions 1300mm wide x 860mm high | Approved
Red Sea Museum-Bab El-Bunt _K0003 | CLI.CON-000001 |  |  | Approved
Red Sea Museum-Bab El-Bunt _K0003 | CLI.CON-000001 | 10.16.10.11 - 085200-P32-L | Type Wi1D.100, approximate dimensions 1168mm wide x 2040mm high | Approved
Red Sea Museum-Bab El-Bunt _K0003 | CLI.CON-000001 |  |  | Approved
Red Sea Museum-Bab El-Bunt _K0003 | CLI.CON-000001 | 10.12.11 - 042200-P1-G | 250mm thick walls, to fill openings void at facades | Approved
Red Sea Museum-Bab El-Bunt _K0003 | CLI.CON-000001 |  |  | Approved
Red Sea Museum-Bab El-Bunt _K0003 | CLI.CON-000001 | 10.16.10.11 - 085200-P28-J | Type Wi1E.101, approximate dimensions 1500mm wide x 2040mm high | Approved
Red Sea Museum-Bab El-Bunt _K0003 | CLI.CON-000001 |  |  | Approved
Red Sea Museum-Bab El-Bunt _K0003 | CLI.CON-000001 | 10.11.11 - 033000-P4-C | Slab on grade, 250mm thick | Approved
Red Sea Museum-Bab El-Bunt _K0003 | CLI.CON-000001 |  |  | Approved
Red Sea Museum-Bab El-Bunt _K0003 | CLI.CON-000001 | 10.16.10.10 - 081416-P5-C | Type Di1.007, approximate dimensions 1140mm wide x 2478mm high | Approved
Red Sea Museum-Bab El-Bunt _K0003 | CLI.CON-000001 |  |  | Approved
Red Sea Museum-Bab El-Bunt _K0003 | CLI.CON-000001 | 10.16.10.11 - 085200-P30-G | Type We6A.116, approximate dimensions 1300mm wide x 780mm high | Approved
Red Sea Museum-Bab El-Bunt _K0003 | CLI.CON-000001 |  |  | Approved
Red Sea Museum-Bab El-Bunt _K0003 | CLI.CON-000001 | 10.16.11.14 - 085200-P13-M | Type We13.305, approximate dimensions 1300mm wide x 1100mm high | Approved
Red Sea Museum-Bab El-Bunt _K0003 | CLI.CON-000001 |  |  | Approved
Red Sea Museum-Bab El-Bunt _K0003 | CLI.CON-000001 | 10.11.11 - 033000-P2-K | Ditto, 750mm thick, curved | Approved
Red Sea Museum-Bab El-Bunt _K0003 | CLI.CON-000001 |  |  | Approved
Red Sea Museum-Bab El-Bunt _K0003 | CLI.CON-000001 | 10.16.10.11 - 085200-P29-M | Type We6A.109, approximate dimensions 1300mm wide x 780mm high | Approved
Red Sea Museum-Bab El-Bunt _K0003 | CLI.CON-000001 |  |  | Approved
Red Sea Museum-Bab El-Bunt _K0003 | CLI.CON-000001 | 10.16.11.13 - 085123-P10-F | Type We11A.412, approximate dimensions 702mm x 1650mm high | Approved
Red Sea Museum-Bab El-Bunt _K0003 | CLI.CON-000001 |  |  | Approved
Red Sea Museum-Bab El-Bunt _K0003 | CLI.CON-000001 | 10.10.10 - 024119-P4-K | Reinforced concrete slab on grade, 250mm thick, at ground floor (approximate quantity 885m²) | Approved
Red Sea Museum-Bab El-Bunt _K0003 | CLI.CON-000001 |  |  | Approved
Red Sea Museum-Bab El-Bunt _K0003 | CLI.CON-000001 | 10.16.10.11 - 085200-P25-B | Type We8B.305, approximate dimensions 1200mm wide x 860mm high | Approved
Red Sea Museum-Bab El-Bunt _K0003 | CLI.CON-000001 | 10.16.11.11 - 081416-P3-E | Type De5.100, approximate dimensions 900mm wide x 2050mm high, 1.5 hours fire rated | Approved
Red Sea Museum-Bab El-Bunt _K0003 | CLI.CON-000001 |  |  | Approved
Red Sea Museum-Bab El-Bunt _K0003 | CLI.CON-000001 | 10.16.11.14 - 085200-P13-L | Type We13.304, approximate dimensions 1300mm wide x 1100mm high | Approved
Red Sea Museum-Bab El-Bunt _K0003 | CLI.CON-000001 |  |  | Approved
Red Sea Museum-Bab El-Bunt _K0003 | CLI.CON-000001 | 10.13.10 - 055000-P3-A | At roof of main building, U shape, 260mm girth | Approved
Red Sea Museum-Bab El-Bunt _K0003 | CLI.CON-000001 |  |  | Approved
Red Sea Museum-Bab El-Bunt _K0003 | CLI.CON-000001 | 10.11.11 - 033000-P1-D | Ditto, 250mm thick | Approved
Red Sea Museum-Bab El-Bunt _K0003 | CLI.CON-000001 |  |  | Approved
Red Sea Museum-Bab El-Bunt _K0003 | CLI.CON-000001 | 10.16.11.10 - 081114-P1-F | Type Di3A.003, approximate dimensions 1060mm wide x 2155mm high | Approved
Red Sea Museum-Bab El-Bunt _K0003 | CLI.CON-000001 |  |  | Approved
Red Sea Museum-Bab El-Bunt _K0003 | CLI.CON-000001 | 10.17.11 - 095426-P7-Q | 400mm wide x 1965mm long | Approved
Red Sea Museum-Bab El-Bunt _K0003 | CLI.CON-000001 |  |  | Approved
Red Sea Museum-Bab El-Bunt _K0003 | CLI.CON-000001 | 10.11.11 - 033000-P3-E | Suspended solid slab for dome | Approved
Red Sea Museum-Bab El-Bunt _K0003 | CLI.CON-000001 |  |  | Approved
Red Sea Museum-Bab El-Bunt _K0003 | CLI.CON-000001 | 10.10.10 - 024119-P1-F | External walls (assumed blockwork) 100mm thick, at ground floor (approximate quantity 27m²) | Approved
Red Sea Museum-Bab El-Bunt _K0003 | CLI.CON-000001 |  |  | Approved
Red Sea Museum-Bab El-Bunt _K0003 | CLI.CON-000001 | 10.10.10 - 024119-P2-J | Stone walls 250mm thick, at first floor (approximate quantity 27m²) | Approved
Red Sea Museum-Bab El-Bunt _K0003 | CLI.CON-000001 |  |  | Approved
Red Sea Museum-Bab El-Bunt _K0003 | CLI.CON-000001 | 10.16.11.14 - 085200-P17-G | Type We15A.309, approximate dimensions 1300mm wide x 1050mm high | Approved
Red Sea Museum-Bab El-Bunt _K0003 | CLI.CON-000001 |  |  | Approved
Red Sea Museum-Bab El-Bunt _K0003 | CLI.CON-000001 | 10.16.11.14 - 085200-P21-G | 2150mm wide x 2600mm high, facade unit 5 | Approved
Red Sea Museum-Bab El-Bunt _K0003 | CLI.CON-000001 |  |  | Approved
Red Sea Museum-Bab El-Bunt _K0003 | CLI.CON-000001 | 10.17.11 - 095426-P6-R | 400mm wide x 1630mm long | Approved
Red Sea Museum-Bab El-Bunt _K0003 | CLI.CON-000001 |  |  | Approved
Red Sea Museum-Bab El-Bunt _K0003 | CLI.CON-000001 | 10.11.11 - 033000-P2-D | Walls 200mm thick | Approved
Red Sea Museum-Bab El-Bunt _K0003 | CLI.CON-000001 |  |  | Approved
Red Sea Museum-Bab El-Bunt _K0003 | CLI.CON-000001 | 10.16.10.11 - 085200-P28-L | Type Wi1E.103, approximate dimensions 1500mm wide x 2040mm high | Approved
Red Sea Museum-Bab El-Bunt _K0003 | CLI.CON-000001 |  |  | Approved
Red Sea Museum-Bab El-Bunt _K0003 | CLI.CON-000001 |  |  | Approved
Red Sea Museum-Bab El-Bunt _K0003 | CLI.CON-000001 | 10.16.10.11 - 085200-P30-A | Type We6A.110, approximate dimensions 1300mm wide x 780mm high | Approved
Red Sea Museum-Bab El-Bunt _K0003 | CLI.CON-000001 |  |  | Approved
Red Sea Museum-Bab El-Bunt _K0003 | CLI.CON-000001 | 10.16.11.14 - 085200-P16-N | Type We15A.302, approximate dimensions 1300mm wide x 1050mm high | Approved
Red Sea Museum-Bab El-Bunt _K0003 | CLI.CON-000001 |  |  | Approved
Red Sea Museum-Bab El-Bunt _K0003 | CLI.CON-000001 | 10.11.11 - 033000-P3-H | Stairs and landings | Approved
Red Sea Museum-Bab El-Bunt _K0003 | CLI.CON-000001 |  |  | Approved
Red Sea Museum-Bab El-Bunt _K0003 | CLI.CON-000001 | 10.17.11 - 093033-P4-A | To internal floors, limestone Ref. F02-01, variable dimensions: 150mm x150mm /150mm x 300mm/300mm x 300mm | Approved
Red Sea Museum-Bab El-Bunt _K0003 | CLI.CON-000001 |  |  | Approved
Red Sea Museum-Bab El-Bunt _K0003 | CLI.CON-000001 | 10.17.11 - 095426-P6-H | 380mm wide x 1530mm long | Approved
Red Sea Museum-Bab El-Bunt _K0003 | CLI.CON-000001 |  |  | Approved
Red Sea Museum-Bab El-Bunt _K0003 | CLI.CON-000001 | 10.16.10.11 - 085200-P32-F | Type Wi1C.105, approximate dimensions 1570mm wide x 2040mm high | Approved
Red Sea Museum-Bab El-Bunt _K0003 | CLI.CON-000001 |  |  | Approved
Red Sea Museum-Bab El-Bunt _K0003 | CLI.CON-000001 | 10.16.11.13 - 085123-P10-L | Type We11B.403, approximate dimensions 1000mm x 1650mm high | Approved
Red Sea Museum-Bab El-Bunt _K0003 | CLI.CON-000001 |  |  | Approved
Red Sea Museum-Bab El-Bunt _K0003 | CLI.CON-000001 | 10.13.10 - 055000-P3-C | To steps | Approved
Red Sea Museum-Bab El-Bunt _K0003 | CLI.CON-000001 |  |  | Approved
Red Sea Museum-Bab El-Bunt _K0003 | CLI.CON-000001 | 10.16.10.11 - 085200-P23-J | Type We8A.315, approximate dimensions 1200mm wide x 860mm high | Approved
Red Sea Museum-Bab El-Bunt _K0003 | CLI.CON-000001 |  |  | Approved
Red Sea Museum-Bab El-Bunt _K0003 | CLI.CON-000001 | 10.16.10.11 - 085200-P37-C | Type We7D.201, approximate dimensions 1000mm wide x 1500mm high | Approved
Red Sea Museum-Bab El-Bunt _K0003 | CLI.CON-000001 |  |  | Approved
Red Sea Museum-Bab El-Bunt _K0003 | CLI.CON-000001 | 10.15.10 - 075216-P4-A | Ref. WA05-20, 4500mm wide x 1800mm high | Approved
Red Sea Museum-Bab El-Bunt _K0003 | CLI.CON-000001 |  |  | Approved
Red Sea Museum-Bab El-Bunt _K0003 | CLI.CON-000001 | 10.16.11.14 - 085200-P12-N | Type We13.122, approximate dimensions 1300mm wide x 1100mm high | Approved
Red Sea Museum-Bab El-Bunt _K0003 | CLI.CON-000001 |  |  | Approved
Red Sea Museum-Bab El-Bunt _K0003 | CLI.CON-000001 | 10.17.11 - 092900-P2-B | Bulkhead, 160mm high | Approved
Red Sea Museum-Bab El-Bunt _K0003 | CLI.CON-000001 |  |  | Approved
Red Sea Museum-Bab El-Bunt _K0003 | CLI.CON-000001 | 10.16.10.11 - 085200-P27-L | Type Wi1B.102, approximate dimensions 1060mm wide x 2040mm high | Approved
Red Sea Museum-Bab El-Bunt _K0003 | CLI.CON-000001 |  |  | Approved
Red Sea Museum-Bab El-Bunt _K0003 | CLI.CON-000001 | 10.10.10 | Restoration | Approved
Red Sea Museum-Bab El-Bunt _K0003 | CLI.CON-000001 |  |  | Approved
Red Sea Museum-Bab El-Bunt _K0003 | CLI.CON-000001 | 10.17.11 - 092900-P3-A | Ref. P03-01, 120mm thick | Approved
Red Sea Museum-Bab El-Bunt _K0003 | CLI.CON-000001 |  |  | Approved
Red Sea Museum-Bab El-Bunt _K0003 | CLI.CON-000001 | 10.16.11.14 - 085200-P14-A | Type We13.306, approximate dimensions 1300mm wide x 1100mm high | Approved
Red Sea Museum-Bab El-Bunt _K0003 | CLI.CON-000001 |  |  | Approved
Red Sea Museum-Bab El-Bunt _K0003 | CLI.CON-000001 | 10.19.10 - 312000-P1-A | Excavation for new building (Allow for double handling due to lack of storage land) | Approved
Red Sea Museum-Bab El-Bunt _K0003 | CLI.CON-000001 |  |  | Approved
Red Sea Museum-Bab El-Bunt _K0003 | CLI.CON-000001 | 10.15.10 - 075216-P4-D | Ref. WA05-23, 5300mm wide x 1800mm high | Approved
Red Sea Museum-Bab El-Bunt _K0003 | CLI.CON-000001 |  |  | Approved
Red Sea Museum-Bab El-Bunt _K0003 | CLI.CON-000001 | 10.10.10 - 024119-P2-A | External walls (assumed blockwork) 200mm thick, at roof (approximate quantity 18m²) | Approved
Red Sea Museum-Bab El-Bunt _K0003 | CLI.CON-000001 |  |  | Approved
Red Sea Museum-Bab El-Bunt _K0003 | CLI.CON-000001 | 10.16.11.11 - 081416-P3-C | Type Di6.202, approximate dimensions 1000mm wide x 2085mm high | Approved
Red Sea Museum-Bab El-Bunt _K0003 | CLI.CON-000001 |  |  | Approved
Red Sea Museum-Bab El-Bunt _K0003 | CLI.CON-000001 | 10.16.11.14 - 085200-P15-D | Type We14A.006, approximate dimensions 1050mm wide x 1000mm high | Approved
Red Sea Museum-Bab El-Bunt _K0003 | CLI.CON-000001 |  |  | Approved
Red Sea Museum-Bab El-Bunt _K0003 | CLI.CON-000001 | 10.17.11 - 092523-P1-J | To external walls | Approved
Red Sea Museum-Bab El-Bunt _K0003 | CLI.CON-000001 |  |  | Approved
Red Sea Museum-Bab El-Bunt _K0003 | CLI.CON-000001 | 10.14.11 - 061063-P1-A | Rectangular columns, 150mm x 150mm | Approved
Red Sea Museum-Bab El-Bunt _K0003 | CLI.CON-000001 |  |  | Approved
Red Sea Museum-Bab El-Bunt _K0003 | CLI.CON-000001 | 10.10.10 - 024119-P3-L | Structural steel beams, at ground floor (approximate quantity 11,022Kg) | Approved
Red Sea Museum-Bab El-Bunt _K0003 | CLI.CON-000001 |  |  | Approved
Red Sea Museum-Bab El-Bunt _K0003 | CLI.CON-000001 | 10.12.10 - 040140-P1-B | To internal stone walls (approximate quantity 1,200m², assumed to 50% of existing walls, actual quantities to be assessed on site by Contractor) | Approved
Red Sea Museum-Bab El-Bunt _K0003 | CLI.CON-000001 |  |  | Approved
Red Sea Museum-Bab El-Bunt _K0003 | CLI.CON-000001 | 10.15.10 - 071613-P1-A | To floors of water tanks | Approved
Red Sea Museum-Bab El-Bunt _K0003 | CLI.CON-000001 |  |  | Approved
Red Sea Museum-Bab El-Bunt _K0003 | CLI.CON-000001 | 10.11.11 - 033000-P2-B | Suspended solid slab 360mm thick | Approved
Red Sea Museum-Bab El-Bunt _K0003 | CLI.CON-000001 |  |  | Approved
Red Sea Museum-Bab El-Bunt _K0003 | CLI.CON-000001 | 10.11.11 - 033000-P3-G | Ditto, 150mm thick | Approved
Red Sea Museum-Bab El-Bunt _K0003 | CLI.CON-000001 |  |  | Approved
Red Sea Museum-Bab El-Bunt _K0003 | CLI.CON-000001 | 10.16.11.14 - 085200-P16-E | Type We14D.202, approximate dimensions 2457mm wide x 2284mm high | Approved
Red Sea Museum-Bab El-Bunt _K0003 | CLI.CON-000001 |  |  | Approved
Red Sea Museum-Bab El-Bunt _K0003 | CLI.CON-000001 | 10.16.10.10 - 081416-P7-B | Type Di2B.113, approximate dimensions 1330mm wide x 2650mm high | Approved
Red Sea Museum-Bab El-Bunt _K0003 | CLI.CON-000001 |  |  | Approved
Red Sea Museum-Bab El-Bunt _K0003 | CLI.CON-000001 | 10.16.11.14 - 085200-P19-G | Type We15C2.204, approximate dimensions 1600mm wide x 2200mm high | Approved
Red Sea Museum-Bab El-Bunt _K0003 | CLI.CON-000001 |  |  | Approved
Red Sea Museum-Bab El-Bunt _K0003 | CLI.CON-000001 | 10.16.10.11 - 085200-P23-H | Type We8A.314, approximate dimensions 1200mm wide x 860mm high | Approved
Red Sea Museum-Bab El-Bunt _K0003 | CLI.CON-000001 |  |  | Approved
Red Sea Museum-Bab El-Bunt _K0003 | CLI.CON-000001 | 10.16.10.11 - 085200-P26-A | Type We8C.309, approximate dimensions 1300mm wide x 860mm high | Approved
Red Sea Museum-Bab El-Bunt _K0003 | CLI.CON-000001 |  |  | Approved
Red Sea Museum-Bab El-Bunt _K0003 | CLI.CON-000001 | 10.16.11.14 - 085200-P17-C | Type We15A.305, approximate dimensions 1300mm wide x 1050mm high | Approved
Red Sea Museum-Bab El-Bunt _K0003 | CLI.CON-000001 |  |  | Approved
Red Sea Museum-Bab El-Bunt _K0003 | CLI.CON-000001 | 10.10.10 - 024119-P3-A | Stone walls 500mm thick, at first floor (approximate quantity 4m²) | Approved
Red Sea Museum-Bab El-Bunt _K0003 | CLI.CON-000001 |  |  | Approved
Red Sea Museum-Bab El-Bunt _K0003 | CLI.CON-000001 | 10.21 - GR-P1-E | Monthly payments for General Requirements items shall only be made for those costs which are properly due and for which the Contractor has inserted prices against in this Section. Payment for all time related items will only start from the date of the Consultant's approval for the particular items in this Section. | Approved
Red Sea Museum-Bab El-Bunt _K0003 | CLI.CON-000001 |  |  | Approved
Red Sea Museum-Bab El-Bunt _K0003 | CLI.CON-000001 | 10.11.11 - 033000-P4-E | Steps | Approved
Red Sea Museum-Bab El-Bunt _K0003 | CLI.CON-000001 |  |  | Approved
Red Sea Museum-Bab El-Bunt _K0003 | CLI.CON-000001 | 10.16.11.14 - 085200-P11-F | Type We13.103, approximate dimensions 1300mm wide x 1100mm high | Approved
Red Sea Museum-Bab El-Bunt _K0003 | CLI.CON-000001 |  |  | Approved
Red Sea Museum-Bab El-Bunt _K0003 | CLI.CON-000001 | 10.15.10 - 075216-P3-K | Ref. WA05-10, 3450mm wide x 1800mm high | Approved
Red Sea Museum-Bab El-Bunt _K0003 | CLI.CON-000001 |  |  | Approved
Red Sea Museum-Bab El-Bunt _K0003 | CLI.CON-000001 | 10.15.10 - 075216-P2-K | To walls | Approved
Red Sea Museum-Bab El-Bunt _K0003 | CLI.CON-000001 |  |  | Approved
Red Sea Museum-Bab El-Bunt _K0003 | CLI.CON-000001 | 10.16.11.14 - 085200-P14-F | Type We13.311, approximate dimensions 1300mm wide x 1100mm high | Approved
Red Sea Museum-Bab El-Bunt _K0003 | CLI.CON-000001 |  |  | Approved
Red Sea Museum-Bab El-Bunt _K0003 | CLI.CON-000001 | 10.16.11.14 - 085200-P15-E | Type We14A.007, approximate dimensions 1050mm wide x 1000mm high | Approved
Red Sea Museum-Bab El-Bunt _K0003 | CLI.CON-000001 |  |  | Approved
Red Sea Museum-Bab El-Bunt _K0003 | CLI.CON-000001 | 10.17.11 - 095426-P7-S | 400mm wide x 2000mm long | Approved
Red Sea Museum-Bab El-Bunt _K0003 | CLI.CON-000001 |  |  | Approved
Red Sea Museum-Bab El-Bunt _K0003 | CLI.CON-000001 | 10.17.11 - 092523-P1-D | Ditto, curved | Approved
Red Sea Museum-Bab El-Bunt _K0003 | CLI.CON-000001 |  |  | Approved
Red Sea Museum-Bab El-Bunt _K0003 | CLI.CON-000001 | 10.17.11 - 093033-P5-E | Risers, 130mm high | Approved
Red Sea Museum-Bab El-Bunt _K0003 | CLI.CON-000001 |  |  | Approved
Red Sea Museum-Bab El-Bunt _K0003 | CLI.CON-000001 | 10.16.10.10 - 081416-P7-G | Allow for 5% extra materials for internal door hardware | Approved
Red Sea Museum-Bab El-Bunt _K0003 | CLI.CON-000001 |  |  | Approved
Red Sea Museum-Bab El-Bunt _K0003 | CLI.CON-000001 | 10.17.11 - 092400-P1-A | To new blockwalls, to receive paint | Approved
Red Sea Museum-Bab El-Bunt _K0003 | CLI.CON-000001 |  |  | Approved
Red Sea Museum-Bab El-Bunt _K0003 | CLI.CON-000001 | 10.16.10.11 - 085200-P34-C | Type We7C.202, approximate dimensions 1000mm wide x 1500mm high | Approved
Red Sea Museum-Bab El-Bunt _K0003 | CLI.CON-000001 |  |  | Approved
Red Sea Museum-Bab El-Bunt _K0003 | CLI.CON-000001 | 10.16.10.11 - 085200-P33-L | Type We7B.203, approximate dimensions 1000mm wide x 1500mm high | Approved
Red Sea Museum-Bab El-Bunt _K0003 | CLI.CON-000001 |  |  | Approved
Red Sea Museum-Bab El-Bunt _K0003 | CLI.CON-000001 | 10.15.10 - 075216-P3-F | Ref. WA05-6, 4500mm wide x 1800mm high | Approved
Red Sea Museum-Bab El-Bunt _K0003 | CLI.CON-000001 |  |  | Approved
Red Sea Museum-Bab El-Bunt _K0003 | CLI.CON-000001 | 10.16.11.14 - 085200-P12-C | Type We13.112, approximate dimensions 1300mm wide x 1100mm high | Approved
Red Sea Museum-Bab El-Bunt _K0003 | CLI.CON-000001 |  |  | Approved
Red Sea Museum-Bab El-Bunt _K0003 | CLI.CON-000001 | 10.16.11.14 - 085200-P19-N | Type We15C2.210, approximate dimensions 1600mm wide x 2200mm high | Approved
Red Sea Museum-Bab El-Bunt _K0003 | CLI.CON-000001 |  |  | Approved
Red Sea Museum-Bab El-Bunt _K0003 | CLI.CON-000001 | 10.16.10.11 - 085200-P30-L | Type We6A.120, approximate dimensions 1300mm wide x 780mm high | Approved
Red Sea Museum-Bab El-Bunt _K0003 | CLI.CON-000001 |  |  | Approved
Red Sea Museum-Bab El-Bunt _K0003 | CLI.CON-000001 | 10.21 - GR-P4-G | The Tenderer shall, during his study of the Tender, address his queries, if any, to the Engineer, who will clarify such queries | Approved
Red Sea Museum-Bab El-Bunt _K0003 | CLI.CON-000001 |  |  | Approved
Red Sea Museum-Bab El-Bunt _K0003 | CLI.CON-000001 | 10.16.10.11 - 085200-P27-H | Type Wi1A.108, approximate dimensions 1344mm wide x 2040mm high | Approved
Red Sea Museum-Bab El-Bunt _K0003 | CLI.CON-000001 |  |  | Approved
Red Sea Museum-Bab El-Bunt _K0003 | CLI.CON-000001 | 10.17.11 - 095426-P6-N | 400mm wide x 1290mm long | Approved
Red Sea Museum-Bab El-Bunt _K0003 | CLI.CON-000001 |  |  | Approved
Red Sea Museum-Bab El-Bunt _K0003 | CLI.CON-000001 | 10.16.10.11 - 085200-P28-D | Type Wi1B.107, approximate dimensions 1060mm wide x 2040mm high | Approved
Red Sea Museum-Bab El-Bunt _K0003 | CLI.CON-000001 |  |  | Approved
Red Sea Museum-Bab El-Bunt _K0003 | CLI.CON-000001 | 10.16.11.13 - 085123-P9-C | Type We10A.001, approximate dimensions 1860mm wide x 4430mm high | Approved
Red Sea Museum-Bab El-Bunt _K0003 | CLI.CON-000001 |  |  | Approved
Red Sea Museum-Bab El-Bunt _K0003 | CLI.CON-000001 |  |  | Approved
Red Sea Museum-Bab El-Bunt _K0003 | CLI.CON-000001 | 10.16.11.14 - 085200-P15-H | Type We14A.201, approximate dimensions 1050mm wide x 1000mm high | Approved
Red Sea Museum-Bab El-Bunt _K0003 | CLI.CON-000001 |  |  | Approved
Red Sea Museum-Bab El-Bunt _K0003 | CLI.CON-000001 | 10.16.10.11 - 085200-P27-J | Type Wi1B.100, approximate dimensions 1060mm wide x 2040mm high | Approved
Red Sea Museum-Bab El-Bunt _K0003 | CLI.CON-000001 |  |  | Approved
Red Sea Museum-Bab El-Bunt _K0003 | CLI.CON-000001 | 10.16.10.11 - 085200-P22-M | Type We8A.306, approximate dimensions 1200mm wide x 860mm high | Approved
Red Sea Museum-Bab El-Bunt _K0003 | CLI.CON-000001 |  |  | Approved
Red Sea Museum-Bab El-Bunt _K0003 | CLI.CON-000001 | 10.17.11 - 095426-P6-K | 380mm wide x 1940mm long | Approved
Red Sea Museum-Bab El-Bunt _K0003 | CLI.CON-000001 |  |  | Approved
Red Sea Museum-Bab El-Bunt _K0003 | CLI.CON-000001 | 10.21 - GR-P22-G | The Contractor shall take all reasonable and proper steps for the protection of all places on or about the Works which may be dangerous to his workmen or any other persons or to traffic. The Contractor shall provide and maintain signs, red warning lamps, signals and barricades as necessary in such places. | Approved
Red Sea Museum-Bab El-Bunt _K0003 | CLI.CON-000001 |  |  | Approved
Red Sea Museum-Bab El-Bunt _K0003 | CLI.CON-000001 | 10.18.10 - 102800-P1-B | Grab bar set, Normbau cavere or equivalent | Approved
Red Sea Museum-Bab El-Bunt _K0003 | CLI.CON-000001 |  |  | Approved
Red Sea Museum-Bab El-Bunt _K0003 | CLI.CON-000001 | 10.17.11 - 093033-P4-G | Treads of main entrance stair, 300mm wide | Approved
Red Sea Museum-Bab El-Bunt _K0003 | CLI.CON-000001 |  |  | Approved
Red Sea Museum-Bab El-Bunt _K0003 | CLI.CON-000001 | 10.17.11 - 093033-P4-N | Cover, 550mm x 600mm | Approved
Red Sea Museum-Bab El-Bunt _K0003 | CLI.CON-000001 |  |  | Approved
Red Sea Museum-Bab El-Bunt _K0003 | CLI.CON-000001 | 10.17.11 - 093033-P4-S | Facing, 450mm high | Approved
Red Sea Museum-Bab El-Bunt _K0003 | CLI.CON-000001 |  |  | Approved
Red Sea Museum-Bab El-Bunt _K0003 | CLI.CON-000001 | 10.16.10.11 - 085200-P35-H | Type We7C.219, approximate dimensions 1000mm wide x 1500mm high | Approved
Red Sea Museum-Bab El-Bunt _K0003 | CLI.CON-000001 |  |  | Approved
Red Sea Museum-Bab El-Bunt _K0003 | CLI.CON-000001 | 10.16.10.11 - 085200-P36-J | Type We7C.232, approximate dimensions 1000mm wide x 1500mm high | Approved
Red Sea Museum-Bab El-Bunt _K0003 | CLI.CON-000001 |  |  | Approved
Red Sea Museum-Bab El-Bunt _K0003 | CLI.CON-000001 | 10.15.10 - 075216-P4-C | Ref. WA05-22, 5300mm wide x 1800mm high | Approved
Red Sea Museum-Bab El-Bunt _K0003 | CLI.CON-000001 |  |  | Approved
Red Sea Museum-Bab El-Bunt _K0003 | CLI.CON-000001 | 10.16.10.11 - 085200-P22-D | Type We5D.103, approximate dimensions 2457mm wide x 920mm high | Approved
Red Sea Museum-Bab El-Bunt _K0003 | CLI.CON-000001 |  |  | Approved
Red Sea Museum-Bab El-Bunt _K0003 | CLI.CON-000001 | 10.16.10.10 - 081416-P5-E | Type Di1.016, approximate dimensions 1140mm wide x 2478mm high | Approved
Red Sea Museum-Bab El-Bunt _K0003 | CLI.CON-000001 |  |  | Approved
Red Sea Museum-Bab El-Bunt _K0003 | CLI.CON-000001 | 10.16.11.14 - 085200-P12-G | Type We13.116, approximate dimensions 1300mm wide x 1100mm high | Approved
Red Sea Museum-Bab El-Bunt _K0003 | CLI.CON-000001 |  |  | Approved
Red Sea Museum-Bab El-Bunt _K0003 | CLI.CON-000001 | 10.17.11 - 095426-P8-A | 400mm wide x 2050mm long | Approved
Red Sea Museum-Bab El-Bunt _K0003 | CLI.CON-000001 |  |  | Approved
Red Sea Museum-Bab El-Bunt _K0003 | CLI.CON-000001 | 10.16.11.15 - 088300-P41-D | 1450mm wide x 700mm high, composed of several modules | Approved
Red Sea Museum-Bab El-Bunt _K0003 | CLI.CON-000001 |  |  | Approved
Red Sea Museum-Bab El-Bunt _K0003 | CLI.CON-000001 | 10.16.10.11 - 085200-P34-B | Type We7C.201, approximate dimensions 1000mm wide x 1500mm high | Approved
Red Sea Museum-Bab El-Bunt _K0003 | CLI.CON-000001 |  |  | Approved
Red Sea Museum-Bab El-Bunt _K0003 | CLI.CON-000001 | 10.16.10.11 - 085200-P29-J | Type We6A.106, approximate dimensions 1300mm wide x 780mm high | Approved
Red Sea Museum-Bab El-Bunt _K0003 | CLI.CON-000001 |  |  | Approved
Red Sea Museum-Bab El-Bunt _K0003 | CLI.CON-000001 | 10.16.10.11 - 085200-P22-E | Type We5D.104, approximate dimensions 2457mm wide x 920mm high | Approved
Red Sea Museum-Bab El-Bunt _K0003 | CLI.CON-000001 |  |  | Approved
Red Sea Museum-Bab El-Bunt _K0003 | CLI.CON-000001 | 10.16.11.11 - 081416-P4-C | Type De2.100, approximate dimensions 1500mm wide x 2535mm high | Approved
Red Sea Museum-Bab El-Bunt _K0003 | CLI.CON-000001 |  |  | Approved
Red Sea Museum-Bab El-Bunt _K0003 | CLI.CON-000001 | 10.16.10.11 - 085200-P27-E | Type Wi1A.105, approximate dimensions 1344mm wide x 2040mm high | Approved
Red Sea Museum-Bab El-Bunt _K0003 | CLI.CON-000001 |  |  | Approved
Red Sea Museum-Bab El-Bunt _K0003 | CLI.CON-000001 | 10.16.11.10 - 081114-P2-D | Type Di3A.204, approximate dimensions 1060mm wide x 2155mm high | Approved
Red Sea Museum-Bab El-Bunt _K0003 | CLI.CON-000001 |  |  | Approved
Red Sea Museum-Bab El-Bunt _K0003 | CLI.CON-000001 | 10.16.10.11 - 085200-P37-J | Type We2A.006, approximate dimensions 1050mm wide x 2070mm high | Approved
Red Sea Museum-Bab El-Bunt _K0003 | CLI.CON-000001 |  |  | Approved
Red Sea Museum-Bab El-Bunt _K0003 | CLI.CON-000001 | 10.15.10 - 075216-P3-J | Ref. WA05-9, 3450mm wide x 1800mm high | Approved
Red Sea Museum-Bab El-Bunt _K0003 | CLI.CON-000001 |  |  | Approved
Red Sea Museum-Bab El-Bunt _K0003 | CLI.CON-000001 | 10.21 - GR-P25-C | The Contractor shall allow to coordinate, pay fees and follow up with the corresponding Ministries and Local Authorities, regarding connections of utilities, connections to infrastructure, access roads, temporary fencing, site notice boards, and shall report all these matters to the Engineer. | Approved
Red Sea Museum-Bab El-Bunt _K0003 | CLI.CON-000001 |  |  | Approved
Red Sea Museum-Bab El-Bunt _K0003 | CLI.CON-000001 | 10.11.11 - 033000-P4-D | Ditto, sloped | Approved
Red Sea Museum-Bab El-Bunt _K0003 | CLI.CON-000001 |  |  | Approved
Red Sea Museum-Bab El-Bunt _K0003 | CLI.CON-000001 | 10.21 - GR-P19-A | If at any time the Contractor requires access to, over or under any land or properties for the execution of the Works and which are not owned by the Employer, then the Contractor must obtain written permission from the Owners and/or Occupiers of such land or properties. The Contractor shall be responsible for undertaking all negotiations with Owners and/or Occupiers of adjacent land or properties to obtain such written permission for, but which is not limited to, access for personnel, plant, jibs of cranes, scaffolding or other temporary works, safety reasons or any other legitimate reason where access is required by the Contractor for the due and proper completion of the Works. | Approved
Red Sea Museum-Bab El-Bunt _K0003 | CLI.CON-000001 |  |  | Approved
Red Sea Museum-Bab El-Bunt _K0003 | CLI.CON-000001 | 10.16.11.14 - 085200-P13-B | Type We13.124, approximate dimensions 1300mm wide x 1100mm high | Approved
Red Sea Museum-Bab El-Bunt _K0003 | CLI.CON-000001 |  |  | Approved
Red Sea Museum-Bab El-Bunt _K0003 | CLI.CON-000001 | 10.16.11.14 - 085200-P18-L | Type We15B2.201, approximate dimension 1060mm wide x 2180mm high | Approved
Red Sea Museum-Bab El-Bunt _K0003 | CLI.CON-000001 |  |  | Approved
Red Sea Museum-Bab El-Bunt _K0003 | CLI.CON-000001 | 10.16.11.14 - 085200-P19-L | Type We15C2.208, approximate dimensions 1600mm wide x 2200mm high | Approved
Red Sea Museum-Bab El-Bunt _K0003 | CLI.CON-000001 |  |  | Approved
Red Sea Museum-Bab El-Bunt _K0003 | CLI.CON-000001 | 10.17.11 - 092900-P2-A | Suspended ceiling | Approved
Red Sea Museum-Bab El-Bunt _K0003 | CLI.CON-000001 |  |  | Approved
Red Sea Museum-Bab El-Bunt _K0003 | CLI.CON-000001 | 10.16.10.11 - 085200-P28-G | Type Wi1B.110, approximate dimensions 1060mm wide x 2040mm high | Approved
Red Sea Museum-Bab El-Bunt _K0003 | CLI.CON-000001 |  |  | Approved
Red Sea Museum-Bab El-Bunt _K0003 | CLI.CON-000001 | 10.21 - GR-P17-A | The Contractor shall allow herein for all the following items as described in the General Requirements and the Principles of Measurement (International) "POMI" and not included elsewhere:- a. Contractor's administrative arrangements b. Construction plant c. Temporary works d. Sundry items | Approved
Red Sea Museum-Bab El-Bunt _K0003 | CLI.CON-000001 |  |  | Approved
Red Sea Museum-Bab El-Bunt _K0003 | CLI.CON-000001 | 10.16.10.10 - 081416-P5-D | Type Di1.008, approximate dimensions 1140mm wide x 2478mm high | Approved
Red Sea Museum-Bab El-Bunt _K0003 | CLI.CON-000001 |  |  | Approved
Red Sea Museum-Bab El-Bunt _K0003 | CLI.CON-000001 | 10.16.11.15 - 088000-P40-B | Type Di8A.200, single leaf, approximate dimensions 1000mm wide x 2600mm high | Approved
Red Sea Museum-Bab El-Bunt _K0003 | CLI.CON-000001 |  |  | Approved
Red Sea Museum-Bab El-Bunt _K0003 | CLI.CON-000001 | 10.16.11.10 - 081114-P1-B | Type Di7.002, approximate dimensions 930mm wide x 2040mm high | Approved
Red Sea Museum-Bab El-Bunt _K0003 | CLI.CON-000001 |  |  | Approved
Red Sea Museum-Bab El-Bunt _K0003 | CLI.CON-000001 | 10.16.10.10 - 081416-P6-D | Type Di2B.102, approximate dimensions 1330mm wide x 2650mm high | Approved
Red Sea Museum-Bab El-Bunt _K0003 | CLI.CON-000001 |  |  | Approved
Red Sea Museum-Bab El-Bunt _K0003 | CLI.CON-000001 | 10.17.11 - 093033-P4-B | To external floors, Ref. F02-02 | Approved
Red Sea Museum-Bab El-Bunt _K0003 | CLI.CON-000001 |  |  | Approved
Red Sea Museum-Bab El-Bunt _K0003 | CLI.CON-000001 | 10.16.11.14 - 085200-P18-D | Type We15B.300, approximate dimensions 1650mm wide x 1000mm high | Approved
Red Sea Museum-Bab El-Bunt _K0003 | CLI.CON-000001 |  |  | Approved
Red Sea Museum-Bab El-Bunt _K0003 | CLI.CON-000001 | 10.16.10.11 - 085200-P36-G | Type We7C.230, approximate dimensions 1000mm wide x 1500mm high | Approved
Red Sea Museum-Bab El-Bunt _K0003 | CLI.CON-000001 |  |  | Approved
Red Sea Museum-Bab El-Bunt _K0003 | CLI.CON-000001 | 10.16.10.11 - 085200-P32-B | Type Wi1C.101, approximate dimensions 1570mm wide x 2040mm high | Approved
Red Sea Museum-Bab El-Bunt _K0003 | CLI.CON-000001 |  |  | Approved
Red Sea Museum-Bab El-Bunt _K0003 | CLI.CON-000001 | 10.16.11.11 - 081416-P4-D | Type De2.101, approximate dimensions 1500mm wide x 2535mm high | Approved
Red Sea Museum-Bab El-Bunt _K0003 | CLI.CON-000001 |  |  | Approved
Red Sea Museum-Bab El-Bunt _K0003 | CLI.CON-000001 | 10.15.10 - 075216-P4-F | Ref. WA05-25, 1800mm wide x 1800mm high | Approved
Red Sea Museum-Bab El-Bunt _K0003 | CLI.CON-000001 |  |  | Approved
Red Sea Museum-Bab El-Bunt _K0003 | CLI.CON-000001 | 10.10.10 - 024119-P1-B | At first floor, 560mm high, curved (approximate quantity 22m²) | Approved
Red Sea Museum-Bab El-Bunt _K0003 | CLI.CON-000001 |  |  | Approved
Red Sea Museum-Bab El-Bunt _K0003 | CLI.CON-000001 | 10.17.11 - 095426-P6-C | 380mm wide x 1304mm long | Approved
Red Sea Museum-Bab El-Bunt _K0003 | CLI.CON-000001 |  |  | Approved
Red Sea Museum-Bab El-Bunt _K0003 | CLI.CON-000001 | 10.15.10 - 071613-P1-C | To ceilings of water tanks | Approved
Red Sea Museum-Bab El-Bunt _K0003 | CLI.CON-000001 |  |  | Approved
Red Sea Museum-Bab El-Bunt _K0003 | CLI.CON-000001 | 10.13.10 - 055000-P2-A | Ref. P02-05, 104mm thick | Approved
Red Sea Museum-Bab El-Bunt _K0003 | CLI.CON-000001 |  |  | Approved
Red Sea Museum-Bab El-Bunt _K0003 | CLI.CON-000001 | 10.11.11 - 035300-P5-E | 70mm approximate thickness to receive waxed lime concrete at external terraces | Approved
Red Sea Museum-Bab El-Bunt _K0003 | CLI.CON-000001 |  |  | Approved
Red Sea Museum-Bab El-Bunt _K0003 | CLI.CON-000001 | 10.16.11.11 - 081416-P4-B | Type De2.002, approximate dimensions 1500mm wide x 2535mm high, 1.5 hours fire rated | Approved
Red Sea Museum-Bab El-Bunt _K0003 | CLI.CON-000001 |  |  | Approved
Red Sea Museum-Bab El-Bunt _K0003 | CLI.CON-000001 | 10.11.11 - 033000-P2-G | Walls 500mm thick | Approved
Red Sea Museum-Bab El-Bunt _K0003 | CLI.CON-000001 |  |  | Approved
Red Sea Museum-Bab El-Bunt _K0003 | CLI.CON-000001 | 10.16.10.11 - 085200-P39-A | Type We4B.201, approximate dimensions 1670mm wide x 1945mm high | Approved
Red Sea Museum-Bab El-Bunt _K0003 | CLI.CON-000001 |  |  | Approved
Red Sea Museum-Bab El-Bunt _K0003 | CLI.CON-000001 | 10.16.11.10 - 081114-P2-F | Type Di3B, approximate dimensions 1060mm wide x 2155mm high | Approved
Red Sea Museum-Bab El-Bunt _K0003 | CLI.CON-000001 |  |  | Approved
Red Sea Museum-Bab El-Bunt _K0003 | CLI.CON-000001 | 10.21 | Bill Number 1 | Approved
Red Sea Museum-Bab El-Bunt _K0003 | CLI.CON-000001 |  |  | Approved
Red Sea Museum-Bab El-Bunt _K0003 | CLI.CON-000001 | 10.11.11 - 033000-P4-F | Anchorage of reinforcing rods in stone walls to connect with the new walls underneath | Approved
Red Sea Museum-Bab El-Bunt _K0003 | CLI.CON-000001 |  |  | Approved
Red Sea Museum-Bab El-Bunt _K0003 | CLI.CON-000001 | 10.21 - GR-P3-A | If the Contractor believes that the project is not achievable in the given time frame stipulated, then they are to outline in their contract programme, to be issued with the technical and financial submissions, the timeframe / programme they feel is achievable for the execution of the works | Approved
Red Sea Museum-Bab El-Bunt _K0003 | CLI.CON-000001 | 10.16.10.10 - 081416-P5-G | Type Di2A.100, approximate dimensions 1230mm wide x 2700mm high | Approved
Red Sea Museum-Bab El-Bunt _K0003 | CLI.CON-000001 |  |  | Approved
Red Sea Museum-Bab El-Bunt _K0003 | CLI.CON-000001 | 10.16.11.14 - 085200-P12-F | Type We13.115, approximate dimensions 1300mm wide x 1100mm high | Approved
Red Sea Museum-Bab El-Bunt _K0003 | CLI.CON-000001 |  |  | Approved
Red Sea Museum-Bab El-Bunt _K0003 | CLI.CON-000001 | 10.16.10.11 - 085200-P33-A | Type Wi1D.102, approximate dimensions 1168mm wide x 2040mm high | Approved
Red Sea Museum-Bab El-Bunt _K0003 | CLI.CON-000001 |  |  | Approved
Red Sea Museum-Bab El-Bunt _K0003 | CLI.CON-000001 | 10.13.10 - 055000-P1-C | To risers, 160mm high | Approved
Red Sea Museum-Bab El-Bunt _K0003 | CLI.CON-000001 |  |  | Approved
Red Sea Museum-Bab El-Bunt _K0003 | CLI.CON-000001 | 10.16.10.11 - 085200-P39-M | Type We7B.205, approximate dimensions 1000mm wide x 1500mm high | Approved
Red Sea Museum-Bab El-Bunt _K0003 | CLI.CON-000001 |  |  | Approved
Red Sea Museum-Bab El-Bunt _K0003 | CLI.CON-000001 | 10.15.10 - 075216-P3-E | Ref. WA05-5, 1850mm wide x 500mm high | Approved
Red Sea Museum-Bab El-Bunt _K0003 | CLI.CON-000001 |  |  | Approved
Red Sea Museum-Bab El-Bunt _K0003 | CLI.CON-000001 | 10.16.10.10 - 081416-P6-K | Type Di2B.109, approximate dimensions 1330mm wide x 2650mm high | Approved
Red Sea Museum-Bab El-Bunt _K0003 | CLI.CON-000001 |  |  | Approved
Red Sea Museum-Bab El-Bunt _K0003 | CLI.CON-000001 | 10.16.10.11 - 085200-P26-C | Type We8C.312, approximate dimensions 1300mm wide x 860mm high | Approved
Red Sea Museum-Bab El-Bunt _K0003 | CLI.CON-000001 |  |  | Approved
Red Sea Museum-Bab El-Bunt _K0003 | CLI.CON-000001 | 10.16.10.11 - 085200-P28-M | Type Wi3.101, approximate dimensions 1300mm wide x 2742mm high | Approved
Red Sea Museum-Bab El-Bunt _K0003 | CLI.CON-000001 |  |  | Approved
Red Sea Museum-Bab El-Bunt _K0003 | CLI.CON-000001 | 10.17.11 - 095426-P7-K | 400mm wide x 1900mm long | Approved
Red Sea Museum-Bab El-Bunt _K0003 | CLI.CON-000001 |  |  | Approved
Red Sea Museum-Bab El-Bunt _K0003 | CLI.CON-000001 | 10.16.10.11 - 085200-P29-A | Type Wi3.102, approximate dimensions 1300mm wide x 2742mm high | Approved
Red Sea Museum-Bab El-Bunt _K0003 | CLI.CON-000001 |  |  | Approved
Red Sea Museum-Bab El-Bunt _K0003 | CLI.CON-000001 | 10.16.10.11 - 085200-P25-L | Type We8C.307, approximate dimensions 1300mm wide x 860mm high | Approved
Red Sea Museum-Bab El-Bunt _K0003 | CLI.CON-000001 |  |  | Approved
Red Sea Museum-Bab El-Bunt _K0003 | CLI.CON-000001 | 10.17.11 - 093033-P4-F | To landings of main entrance stair | Approved
Red Sea Museum-Bab El-Bunt _K0003 | CLI.CON-000001 |  |  | Approved
Red Sea Museum-Bab El-Bunt _K0003 | CLI.CON-000001 | 10.14.11 | New Scope | Approved
Red Sea Museum-Bab El-Bunt _K0003 | CLI.CON-000001 |  |  | Approved
Red Sea Museum-Bab El-Bunt _K0003 | CLI.CON-000001 | 10.15.10 - 075216-P3-U | Ref. WA05-19, 3600mm wide x 1800mm high | Approved
Red Sea Museum-Bab El-Bunt _K0003 | CLI.CON-000001 |  |  | Approved
Red Sea Museum-Bab El-Bunt _K0003 | CLI.CON-000001 | 10.16.11.14 - 085200-P13-K | Type We13.303, approximate dimensions 1300mm wide x 1100mm high | Approved
Red Sea Museum-Bab El-Bunt _K0003 | CLI.CON-000001 |  |  | Approved
Red Sea Museum-Bab El-Bunt _K0003 | CLI.CON-000001 | 10.16.10.11 - 085200-P27-B | Type Wi1A.102, approximate dimensions 1344mm wide x 2040mm high | Approved
Red Sea Museum-Bab El-Bunt _K0003 | CLI.CON-000001 |  |  | Approved
Red Sea Museum-Bab El-Bunt _K0003 | CLI.CON-000001 | 10.16.10.11 - 085200-P39-D | Type We4C.203, approximate dimensions 1675mm wide x 2158mm high | Approved
Red Sea Museum-Bab El-Bunt _K0003 | CLI.CON-000001 |  |  | Approved
Red Sea Museum-Bab El-Bunt _K0003 | CLI.CON-000001 | 10.10.10 - 024119-P4-N | Existing stair (approximate quantity 4m²) | Approved
Red Sea Museum-Bab El-Bunt _K0003 | CLI.CON-000001 |  |  | Approved
Red Sea Museum-Bab El-Bunt _K0003 | CLI.CON-000001 | 10.17.11 - 095426-P7-B | 400mm wide x 1700mm long | Approved
Red Sea Museum-Bab El-Bunt _K0003 | CLI.CON-000001 |  |  | Approved
Red Sea Museum-Bab El-Bunt _K0003 | CLI.CON-000001 | 10.16.11.10 - 081114-P2-C | Type Di3A.102, approximate dimensions 1060mm wide x 2155mm high | Approved
Red Sea Museum-Bab El-Bunt _K0003 | CLI.CON-000001 |  |  | Approved
Red Sea Museum-Bab El-Bunt _K0003 | CLI.CON-000001 | 10.16.11.13 - 085123-P10-A | Type We11A.407, approximate dimensions 702mm x 1650mm high | Approved
Red Sea Museum-Bab El-Bunt _K0003 | CLI.CON-000001 |  |  | Approved
Red Sea Museum-Bab El-Bunt _K0003 | CLI.CON-000001 | 10.16.11.14 - 085200-P19-B | Type We15C.200, approximate dimensions 2200mm wide x 1220mm high | Approved
Red Sea Museum-Bab El-Bunt _K0003 | CLI.CON-000001 |  |  | Approved
Red Sea Museum-Bab El-Bunt _K0003 | CLI.CON-000001 | 10.13.11 - 055000-P2-H | At temporary exhibition roof, 150mm overall thickness, arched shape | Approved
Red Sea Museum-Bab El-Bunt _K0003 | CLI.CON-000001 |  |  | Approved
Red Sea Museum-Bab El-Bunt _K0003 | CLI.CON-000001 | 10.16.10.11 - 085200-P35-B | Type We7C.213, approximate dimensions 1000mm wide x 1500mm high | Approved
Red Sea Museum-Bab El-Bunt _K0003 | CLI.CON-000001 |  |  | Approved
Red Sea Museum-Bab El-Bunt _K0003 | CLI.CON-000001 | 10.16.10.11 - 085200-P32-E | Type Wi1C.104, approximate dimensions 1570mm wide x 2040mm high | Approved
Red Sea Museum-Bab El-Bunt _K0003 | CLI.CON-000001 |  |  | Approved
Red Sea Museum-Bab El-Bunt _K0003 | CLI.CON-000001 | 10.12.11 - 042200-P2-A | 80mm thick walls | Approved
Red Sea Museum-Bab El-Bunt _K0003 | CLI.CON-000001 |  |  | Approved
Red Sea Museum-Bab El-Bunt _K0003 | CLI.CON-000001 | 10.13.10 - 055000-P2-F | To elevator doors | Approved
Red Sea Museum-Bab El-Bunt _K0003 | CLI.CON-000001 |  |  | Approved
Red Sea Museum-Bab El-Bunt _K0003 | CLI.CON-000001 | 10.16.11.15 - 088300-P41-G | 2400mm wide x 700mm high, composed of several modules | Approved
Red Sea Museum-Bab El-Bunt _K0003 | CLI.CON-000001 |  |  | Approved
Red Sea Museum-Bab El-Bunt _K0003 | CLI.CON-000001 | 10.17.11 - 093033-P4-D | Treads of external entrance stair, 300mm wide | Approved
Red Sea Museum-Bab El-Bunt _K0003 | CLI.CON-000001 |  |  | Approved
Red Sea Museum-Bab El-Bunt _K0003 | CLI.CON-000001 | 10.15.10 - 072100-P1-G | To floors, 30mm thick, under wood flooring Ref. F04; as shown on drawing 303.07 | Approved
Red Sea Museum-Bab El-Bunt _K0003 | CLI.CON-000001 |  |  | Approved
Red Sea Museum-Bab El-Bunt _K0003 | CLI.CON-000001 | 10.16.10.10 - 081416-P5-K | Type Di2A.113, approximate dimensions 1230mm wide x 2700mm high | Approved
Red Sea Museum-Bab El-Bunt _K0003 | CLI.CON-000001 |  |  | Approved
Red Sea Museum-Bab El-Bunt _K0003 | CLI.CON-000001 | 10.15.10 - 072100-P1-H | Behind wood cornice, vertical, 260mm high, at main building top of roof, as shown on drawing 302.24 | Approved
Red Sea Museum-Bab El-Bunt _K0003 | CLI.CON-000001 |  |  | Approved
Red Sea Museum-Bab El-Bunt _K0003 | CLI.CON-000001 | 10.16.11.10 - 081114-P2-E | Type Di3A.205, approximate dimensions 1060mm wide x 2155mm high | Approved
Red Sea Museum-Bab El-Bunt _K0003 | CLI.CON-000001 |  |  | Approved
Red Sea Museum-Bab El-Bunt _K0003 | CLI.CON-000001 | 10.10.10 - 024119-P2-M | Stone walls 350mm thick, at first floor (approximate quantity 3m²) | Approved
Red Sea Museum-Bab El-Bunt _K0003 | CLI.CON-000001 |  |  | Approved
Red Sea Museum-Bab El-Bunt _K0003 | CLI.CON-000001 | 10.21 - GR-P11-A | The Contractor shall comply with all the requirements and obligations, including but not limited to: (Cont'd): i) Fully maintained & serviced offices that include but are not limited to: (Cont'd) b. Welfare facilities for male and female staff, as well as canteen for the consumption and heating of food c. Site car with drivers as required daily d. Printers and plotters for printing A4 – A3 and A1 - A0 prints e. Office assistant for refreshments and general duties f. High speed internet connection g. Wifi / Lan connections for all parts of the office h. Telephone system to all offices and reception i. Stationary and consumables j. Canteen equipment, cups, glasses, microwave, plates, cutlery etc ii) Use Charges | Approved
Red Sea Museum-Bab El-Bunt _K0003 | CLI.CON-000001 |  |  | Approved
Red Sea Museum-Bab El-Bunt _K0003 | CLI.CON-000001 | 10.16.11.15 - 088000-P40-F | 220mm high | Approved
Red Sea Museum-Bab El-Bunt _K0003 | CLI.CON-000001 |  |  | Approved
Red Sea Museum-Bab El-Bunt _K0003 | CLI.CON-000001 | 10.11.11 - 033000-P4-A | Benches | Approved
Red Sea Museum-Bab El-Bunt _K0003 | CLI.CON-000001 |  |  | Approved
Red Sea Museum-Bab El-Bunt _K0003 | CLI.CON-000001 | 10.15.10 - 075216-P4-G | Ref. WA05-26, 1800mm wide x 1800mm high | Approved
Red Sea Museum-Bab El-Bunt _K0003 | CLI.CON-000001 |  |  | Approved
Red Sea Museum-Bab El-Bunt _K0003 | CLI.CON-000001 | 10.16.10.11 - 085200-P37-K | Type We2B.001, approximate dimensions 2460mm wide x 2250mm high | Approved
Red Sea Museum-Bab El-Bunt _K0003 | CLI.CON-000001 |  |  | Approved
Red Sea Museum-Bab El-Bunt _K0003 | CLI.CON-000001 | 10.21 - GR-P21-F | The Contractor shall be responsible for delivery to the site of all constructional plant which he needs to carry out the Works. This responsibility shall include shipment, customs clearance, off-loading, loading and handling and all transportation to site and the removal of all plant on completion of the Works. | Approved
Red Sea Museum-Bab El-Bunt _K0003 | CLI.CON-000001 |  |  | Approved
Red Sea Museum-Bab El-Bunt _K0003 | CLI.CON-000001 | 10.17.11 - 095426-P6-P | 400mm wide x 1440mm long | Approved
Red Sea Museum-Bab El-Bunt _K0003 | CLI.CON-000001 |  |  | Approved
Red Sea Museum-Bab El-Bunt _K0003 | CLI.CON-000001 | 10.17.11 - 099100-P9-H | To existing steel columns and beams | Approved
Red Sea Museum-Bab El-Bunt _K0003 | CLI.CON-000001 |  |  | Approved
Red Sea Museum-Bab El-Bunt _K0003 | CLI.CON-000001 | 10.21 - GR-P27-A | The Contractor shall separately List Below and price any other Conditions or Items considered to have a monetary value:- | Approved
Red Sea Museum-Bab El-Bunt _K0003 | CLI.CON-000001 |  |  | Approved
Red Sea Museum-Bab El-Bunt _K0003 | CLI.CON-000001 | 10.16.10.11 - 085200-P24-M | Type We8B.303, approximate dimensions 1200mm wide x 860mm high | Approved
Red Sea Museum-Bab El-Bunt _K0003 | CLI.CON-000001 |  |  | Approved
Red Sea Museum-Bab El-Bunt _K0003 | CLI.CON-000001 | 10.17.11 - 099100-P9-C | To gypsum board suspended ceilings | Approved
Red Sea Museum-Bab El-Bunt _K0003 | CLI.CON-000001 |  |  | Approved
Red Sea Museum-Bab El-Bunt _K0003 | CLI.CON-000001 | 10.14.11 - 064000-P2-G | At second floor, 2150mm wide x 950mm high, below windows | Approved
Red Sea Museum-Bab El-Bunt _K0003 | CLI.CON-000001 |  |  | Approved
Red Sea Museum-Bab El-Bunt _K0003 | CLI.CON-000001 | 10.16.11.14 - 085200-P15-C | Type We14A.005, approximate dimensions 1050mm wide x 1000mm high | Approved
Red Sea Museum-Bab El-Bunt _K0003 | CLI.CON-000001 |  |  | Approved
Red Sea Museum-Bab El-Bunt _K0003 | CLI.CON-000001 | 10.11.11 - 033000-P2-N | Ditto, 1050mm thick | Approved
Red Sea Museum-Bab El-Bunt _K0003 | CLI.CON-000001 |  |  | Approved
Red Sea Museum-Bab El-Bunt _K0003 | CLI.CON-000001 | 10.11.11 - 033000-P3-D | Ditto, 250mm thick | Approved
Red Sea Museum-Bab El-Bunt _K0003 | CLI.CON-000001 |  |  | Approved
Red Sea Museum-Bab El-Bunt _K0003 | CLI.CON-000001 | 10.17.11 - 099100-P9-G | Allow for 5% extra materials for mineral paint | Approved
Red Sea Museum-Bab El-Bunt _K0003 | CLI.CON-000001 |  |  | Approved
Red Sea Museum-Bab El-Bunt _K0003 | CLI.CON-000001 | 10.21 - GR-P1-D | Contractor is required to price every item contained herein individually. Contractor shall not enter any lump sums covering more than one or all items, clauses and sub-clauses. If any item is not priced by the Contractor, it shall be deemed to be executed by the Contractor but it has no monetary value. | Approved
Red Sea Museum-Bab El-Bunt _K0003 | CLI.CON-000001 |  |  | Approved
Red Sea Museum-Bab El-Bunt _K0003 | CLI.CON-000001 | 10.16.11.14 - 085200-P19-K | Type We15C2.207, approximate dimensions 1600mm wide x 2200mm high | Approved
Red Sea Museum-Bab El-Bunt _K0003 | CLI.CON-000001 |  |  | Approved
Red Sea Museum-Bab El-Bunt _K0003 | CLI.CON-000001 | 10.15.10 - 075216-P4-J | Ref. WA05-28, 1800mm wide x 1400mm high | Approved
Red Sea Museum-Bab El-Bunt _K0003 | CLI.CON-000001 |  |  | Approved
Red Sea Museum-Bab El-Bunt _K0003 | CLI.CON-000001 | 10.16.10.11 - 085200-P25-F | Type We8C.302, approximate dimensions 1300mm wide x 860mm high | Approved
Red Sea Museum-Bab El-Bunt _K0003 | CLI.CON-000001 |  |  | Approved
Red Sea Museum-Bab El-Bunt _K0003 | CLI.CON-000001 | 10.16.10.10 - 081416-P5-F | Type Di2A, approximate dimensions 1230mm wide x 2700mm high | Approved
Red Sea Museum-Bab El-Bunt _K0003 | CLI.CON-000001 |  |  | Approved
Red Sea Museum-Bab El-Bunt _K0003 | CLI.CON-000001 | 10.15.10 - 071416-P1-E | To floors and perimeter of basement, average 600mm high | Approved
Red Sea Museum-Bab El-Bunt _K0003 | CLI.CON-000001 |  |  | Approved
Red Sea Museum-Bab El-Bunt _K0003 | CLI.CON-000001 |  |  | Approved
Red Sea Museum-Bab El-Bunt _K0003 | CLI.CON-000001 | 10.16.10.11 - 085200-P29-E | Type We6A.102, approximate dimensions 1300mm wide x 780mm high | Approved
Red Sea Museum-Bab El-Bunt _K0003 | CLI.CON-000001 |  |  | Approved
Red Sea Museum-Bab El-Bunt _K0003 | CLI.CON-000001 | 10.16.10.11 - 085200-P36-L | Type We7C.234, approximate dimensions 1000mm wide x 1500mm high | Approved
Red Sea Museum-Bab El-Bunt _K0003 | CLI.CON-000001 |  |  | Approved
Red Sea Museum-Bab El-Bunt _K0003 | CLI.CON-000001 | 10.21 - GR-P2-J | The items of the Consultant Supervisions Services shall be priced with the sum of 1M SAR per month within their tender for the provision of the Consultants fees for the supervision of the project to be billed to the client and paid to the Consultant on a monthly basis. This fee is a provision for the contractors programme where the programme extends past the master programme issued with the tender documents | Approved
Red Sea Museum-Bab El-Bunt _K0003 | CLI.CON-000001 |  |  | Approved
Red Sea Museum-Bab El-Bunt _K0003 | CLI.CON-000001 | 10.21 - GR-P4-F | The Payment of any fees to the Consultant by the Contractor, does not nor will affect the Consultants rights under the contract to reject or condemn any works, not considered to be in keeping with the required quality standards as outlined in the design or specifications for the element. It is the Contractor sole responsibility, to provide works that are in keeping with all quality requirements under the contract or required by the authorities and this shall not be negated at any point | Approved
Red Sea Museum-Bab El-Bunt _K0003 | CLI.CON-000001 |  |  | Approved
Red Sea Museum-Bab El-Bunt _K0003 | CLI.CON-000001 | 10.16.10.11 - 085200-P38-C | Type We2B.004, approximate dimensions 2460mm wide x 2250mm high | Approved
Red Sea Museum-Bab El-Bunt _K0003 | CLI.CON-000001 |  |  | Approved
Red Sea Museum-Bab El-Bunt _K0003 | CLI.CON-000001 | 10.16.11.14 - 085200-P18-A | Type We15A2.202, approximate dimensions 950mm wide x 2180mm high | Approved
Red Sea Museum-Bab El-Bunt _K0003 | CLI.CON-000001 |  |  | Approved
Red Sea Museum-Bab El-Bunt _K0003 | CLI.CON-000001 | 10.16.10.11 - 085200-P35-E | Type We7C.216, approximate dimensions 1000mm wide x 1500mm high | Approved
Red Sea Museum-Bab El-Bunt _K0003 | CLI.CON-000001 |  |  | Approved
Red Sea Museum-Bab El-Bunt _K0003 | CLI.CON-000001 | 10.16.11.10 - 081114-P2-K | Allow for 5% for extra materials for internal door hardware | Approved
Red Sea Museum-Bab El-Bunt _K0003 | CLI.CON-000001 |  |  | Approved
Red Sea Museum-Bab El-Bunt _K0003 | CLI.CON-000001 | 10.11.11 - 033000-P1-B | Blinding bed 100mm thick | Approved
Red Sea Museum-Bab El-Bunt _K0003 | CLI.CON-000001 |  |  | Approved
Red Sea Museum-Bab El-Bunt _K0003 | CLI.CON-000001 | 10.16.11.10 - 081114-P1-G | Type Di3A.004, approximate dimensions 1060mm wide x 2155mm high | Approved
Red Sea Museum-Bab El-Bunt _K0003 | CLI.CON-000001 |  |  | Approved
Red Sea Museum-Bab El-Bunt _K0003 | CLI.CON-000001 | 10.16.11.15 | Glazing | Approved
Red Sea Museum-Bab El-Bunt _K0003 | CLI.CON-000001 |  |  | Approved
Red Sea Museum-Bab El-Bunt _K0003 | CLI.CON-000001 | 10.10.10 - 024119-P3-F | Stone walls in variable thickness, at ground floor (approximate quantity 5m3) | Approved
Red Sea Museum-Bab El-Bunt _K0003 | CLI.CON-000001 |  |  | Approved
Red Sea Museum-Bab El-Bunt _K0003 | CLI.CON-000001 | 10.14.11 - 064000-P2-F | At second floor, 460mm wide x 1760mm high | Approved
Red Sea Museum-Bab El-Bunt _K0003 | CLI.CON-000001 |  |  | Approved
Red Sea Museum-Bab El-Bunt _K0003 | CLI.CON-000001 | 10.15.10 | New Scope | Approved
Red Sea Museum-Bab El-Bunt _K0003 | CLI.CON-000001 |  |  | Approved
Red Sea Museum-Bab El-Bunt _K0003 | CLI.CON-000001 | 10.16.11.10 - 081114-P1-J | Type Di3A.006, approximate dimensions 1060mm wide x 2155mm high | Approved
Red Sea Museum-Bab El-Bunt _K0003 | CLI.CON-000001 |  |  | Approved
Red Sea Museum-Bab El-Bunt _K0003 | CLI.CON-000001 | 10.13.11 - 055000-P3-B | 1300mm wide x 150mm high | Approved
Red Sea Museum-Bab El-Bunt _K0003 | CLI.CON-000001 |  |  | Approved
Red Sea Museum-Bab El-Bunt _K0003 | CLI.CON-000001 | 10.10.10 - 024119-P2-D | External walls (assumed blockwork) 350mm thick, at ground floor (approximate quantity 5m²) | Approved
Red Sea Museum-Bab El-Bunt _K0003 | CLI.CON-000001 |  |  | Approved
Red Sea Museum-Bab El-Bunt _K0003 | CLI.CON-000001 | 10.16.11.13 - 085123-P10-E | Type We11A.411, approximate dimensions 702mm x 1650mm high | Approved
Red Sea Museum-Bab El-Bunt _K0003 | CLI.CON-000001 |  |  | Approved
Red Sea Museum-Bab El-Bunt _K0003 | CLI.CON-000001 | 10.16.11.14 - 085200-P14-G | Type We13.312, approximate dimensions 1300mm wide x 1100mm high | Approved
Red Sea Museum-Bab El-Bunt _K0003 | CLI.CON-000001 |  |  | Approved
Red Sea Museum-Bab El-Bunt _K0003 | CLI.CON-000001 | 10.10.10 - 024119-P5-H | Steel gate for canopy entrance, 5000mm length x 2200mm high (approximate quantity 1No) | Approved
Red Sea Museum-Bab El-Bunt _K0003 | CLI.CON-000001 |  |  | Approved
Red Sea Museum-Bab El-Bunt _K0003 | CLI.CON-000001 | 10.17.11 - 095426-P8-E | 400mm wide x 2120mm long | Approved
Red Sea Museum-Bab El-Bunt _K0003 | CLI.CON-000001 |  |  | Approved
Red Sea Museum-Bab El-Bunt _K0003 | CLI.CON-000001 | 10.16.11.14 - 085200-P18-E | Type We15B.301, approximate dimensions 1650mm wide x 1000mm high | Approved
Red Sea Museum-Bab El-Bunt _K0003 | CLI.CON-000001 |  |  | Approved
Red Sea Museum-Bab El-Bunt _K0003 | CLI.CON-000001 | 10.17.11 - 092523-P1-H | To risers | Approved
Red Sea Museum-Bab El-Bunt _K0003 | CLI.CON-000001 |  |  | Approved
Red Sea Museum-Bab El-Bunt _K0003 | CLI.CON-000001 | 10.16.11.14 - 085200-P12-B | Type We13.111, approximate dimensions 1300mm wide x 1100mm high | Approved
Red Sea Museum-Bab El-Bunt _K0003 | CLI.CON-000001 |  |  | Approved
Red Sea Museum-Bab El-Bunt _K0003 | CLI.CON-000001 | 10.16.10.11 - 085200-P33-H | Type We7A.202, approximate dimensions 730mm wide x 1980mm high | Approved
Red Sea Museum-Bab El-Bunt _K0003 | CLI.CON-000001 |  |  | Approved
Red Sea Museum-Bab El-Bunt _K0003 | CLI.CON-000001 | 10.17.11 - 099100-P9-M | To concrete walls of technical void | Approved
Red Sea Museum-Bab El-Bunt _K0003 | CLI.CON-000001 |  |  | Approved
Red Sea Museum-Bab El-Bunt _K0003 | CLI.CON-000001 | 10.12.11 - 042200-P2-C | 120mm thick walls | Approved
Red Sea Museum-Bab El-Bunt _K0003 | CLI.CON-000001 |  |  | Approved
Red Sea Museum-Bab El-Bunt _K0003 | CLI.CON-000001 | 10.17.11 - 093033-P4-C | To landings of external entrance stair | Approved
Red Sea Museum-Bab El-Bunt _K0003 | CLI.CON-000001 |  |  | Approved
Red Sea Museum-Bab El-Bunt _K0003 | CLI.CON-000001 | 10.10.10 - 024119-P3-G | Reinforced concrete walls 200mm thick, at ground floor (approximate quantity 50m²) | Approved
Red Sea Museum-Bab El-Bunt _K0003 | CLI.CON-000001 |  |  | Approved
Red Sea Museum-Bab El-Bunt _K0003 | CLI.CON-000001 | 10.16.10.11 - 085200-P25-A | Type We8B.304, approximate dimensions 1200mm wide x 860mm high | Approved
Red Sea Museum-Bab El-Bunt _K0003 | CLI.CON-000001 |  |  | Approved
Red Sea Museum-Bab El-Bunt _K0003 | CLI.CON-000001 | 10.11.11 - 035300-P5-B | 100mm thick above slab on grade, to protect waterproofing membrane | Approved
Red Sea Museum-Bab El-Bunt _K0003 | CLI.CON-000001 |  |  | Approved
Red Sea Museum-Bab El-Bunt _K0003 | CLI.CON-000001 | 10.16.11.15 - 088300-P41-A | 600mm wide x700mm high | Approved
Red Sea Museum-Bab El-Bunt _K0003 | CLI.CON-000001 |  |  | Approved
Red Sea Museum-Bab El-Bunt _K0003 | CLI.CON-000001 | 10.16.11.14 - 085200-P17-F | Type We15A.308, approximate dimensions 1300mm wide x 1050mm high | Approved
Red Sea Museum-Bab El-Bunt _K0003 | CLI.CON-000001 |  |  | Approved
Red Sea Museum-Bab El-Bunt _K0003 | CLI.CON-000001 | 10.16.10.11 - 085200-P26-E | Type We8D.301, approximate dimensions 1050mm wide x 1000mm high | Approved
Red Sea Museum-Bab El-Bunt _K0003 | CLI.CON-000001 |  |  | Approved
Red Sea Museum-Bab El-Bunt _K0003 | CLI.CON-000001 | 10.10.10 - 024119-P2-H | Stone walls 250mm thick, at ground floor (approximate quantity 36m²) | Approved
Red Sea Museum-Bab El-Bunt _K0003 | CLI.CON-000001 |  |  | Approved
Red Sea Museum-Bab El-Bunt _K0003 | CLI.CON-000001 | 10.11.11 - 033000-P3-B | Suspended solid slab 110mm thick | Approved
Red Sea Museum-Bab El-Bunt _K0003 | CLI.CON-000001 |  |  | Approved
Red Sea Museum-Bab El-Bunt _K0003 | CLI.CON-000001 | 10.16.11.14 - 085200-P13-J | Type We13.302, approximate dimensions 1300mm wide x 1100mm high | Approved
Red Sea Museum-Bab El-Bunt _K0003 | CLI.CON-000001 |  |  | Approved
Red Sea Museum-Bab El-Bunt _K0003 | CLI.CON-000001 | 10.16.10.10 - 081416-P5-H | Type Di2A.103, approximate dimensions 1230mm wide x 2700mm high | Approved
Red Sea Museum-Bab El-Bunt _K0003 | CLI.CON-000001 |  |  | Approved
Red Sea Museum-Bab El-Bunt _K0003 | CLI.CON-000001 | 10.16.10.11 - 085200-P32-K | Type Wi1C.109, approximate dimensions 1570mm wide x 2040mm high | Approved
Red Sea Museum-Bab El-Bunt _K0003 | CLI.CON-000001 |  |  | Approved
Red Sea Museum-Bab El-Bunt _K0003 | CLI.CON-000001 | 10.12.11 - 042200-P2-D | 150mm thick walls | Approved
Red Sea Museum-Bab El-Bunt _K0003 | CLI.CON-000001 |  |  | Approved
Red Sea Museum-Bab El-Bunt _K0003 | CLI.CON-000001 | 10.17.11 - 092523-P1-L | To copings | Approved
Red Sea Museum-Bab El-Bunt _K0003 | CLI.CON-000001 |  |  | Approved
Red Sea Museum-Bab El-Bunt _K0003 | CLI.CON-000001 | 10.17.11 - 093033-P5-A | Facing, 600mm high | Approved
Red Sea Museum-Bab El-Bunt _K0003 | CLI.CON-000001 |  |  | Approved
Red Sea Museum-Bab El-Bunt _K0003 | CLI.CON-000001 | 10.17.11 - 099100-P10-C | Allow for 5% extra materials for oil emulsion paint for metal works | Approved
Red Sea Museum-Bab El-Bunt _K0003 | CLI.CON-000001 |  |  | Approved
Red Sea Museum-Bab El-Bunt _K0003 | CLI.CON-000001 | 10.16.11.14 - 085200-P20-N | Type We15D.301, approximate dimensions 2455mm wide x 924mm high | Approved
Red Sea Museum-Bab El-Bunt _K0003 | CLI.CON-000001 |  |  | Approved
Red Sea Museum-Bab El-Bunt _K0003 | CLI.CON-000001 | 10.17.11 - 095426-P6-M | 400mm wide x 1370mm long | Approved
Red Sea Museum-Bab El-Bunt _K0003 | CLI.CON-000001 |  |  | Approved
Red Sea Museum-Bab El-Bunt _K0003 | CLI.CON-000001 | 10.16.10.11 - 085200-P35-F | Type We7C.217, approximate dimensions 1000mm wide x 1500mm high | Approved
Red Sea Museum-Bab El-Bunt _K0003 | CLI.CON-000001 |  |  | Approved
Red Sea Museum-Bab El-Bunt _K0003 | CLI.CON-000001 | 10.21 - GR-P5-A | The Contractor shall provide and maintain Insurances as stipulated in the Conditions of Contract. The Contractor shall include herein for all costs related to Insurances. | Approved
Red Sea Museum-Bab El-Bunt _K0003 | CLI.CON-000001 |  |  | Approved
Red Sea Museum-Bab El-Bunt _K0003 | CLI.CON-000001 | 10.11.11 - 033000-P1-E | Ditto, 350mm thick | Approved
Red Sea Museum-Bab El-Bunt _K0003 | CLI.CON-000001 |  |  | Approved
Red Sea Museum-Bab El-Bunt _K0003 | CLI.CON-000001 | 10.21 - GR-P1-A | The word "Contractor" herein shall mean "Tenderer" during Tendering Period. | Approved
Red Sea Museum-Bab El-Bunt _K0003 | CLI.CON-000001 |  |  | Approved
Red Sea Museum-Bab El-Bunt _K0003 | CLI.CON-000001 | 10.16.10.11 - 085200-P35-L | Type We7C.222, approximate dimensions 1000mm wide x 1500mm high | Approved
Red Sea Museum-Bab El-Bunt _K0003 | CLI.CON-000001 |  |  | Approved
Red Sea Museum-Bab El-Bunt _K0003 | CLI.CON-000001 | 10.16.10.10 - 081416-P6-B | Type Di2A.140, approximate dimensions 1230mm wide x 2700mm high | Approved
Red Sea Museum-Bab El-Bunt _K0003 | CLI.CON-000001 |  |  | Approved
Red Sea Museum-Bab El-Bunt _K0003 | CLI.CON-000001 | 10.11.11 - 033000-P2-H | Ditto, 600mm thick | Approved
Red Sea Museum-Bab El-Bunt _K0003 | CLI.CON-000001 |  |  | Approved
Red Sea Museum-Bab El-Bunt _K0003 | CLI.CON-000001 | 10.15.10 - 075216-P4-K | Ref. WA05-29, 1800mm wide x 1400mm high | Approved
Red Sea Museum-Bab El-Bunt _K0003 | CLI.CON-000001 |  |  | Approved
Red Sea Museum-Bab El-Bunt _K0003 | CLI.CON-000001 | 10.16.11.14 - 085200-P17-A | Type We15A.303, approximate dimensions 1300mm wide x 1050mm high | Approved
Red Sea Museum-Bab El-Bunt _K0003 | CLI.CON-000001 |  |  | Approved
Red Sea Museum-Bab El-Bunt _K0003 | CLI.CON-000001 | 10.16.10.11 - 085200-P26-D | Type We8D.300, approximate dimensions 1050mm wide x 1000mm high | Approved
Red Sea Museum-Bab El-Bunt _K0003 | CLI.CON-000001 |  |  | Approved
Red Sea Museum-Bab El-Bunt _K0003 | CLI.CON-000001 | 10.13.10 | Restoration | Approved
Red Sea Museum-Bab El-Bunt _K0003 | CLI.CON-000001 |  |  | Approved
Red Sea Museum-Bab El-Bunt _K0003 | CLI.CON-000001 | 10.15.10 - 075216-P4-P | Ref. WA05-33, 2600mm wide x 800mm high | Approved
Red Sea Museum-Bab El-Bunt _K0003 | CLI.CON-000001 |  |  | Approved
Red Sea Museum-Bab El-Bunt _K0003 | CLI.CON-000001 | 10.16.11.14 - 085200-P14-H | Type We13.313, approximate dimensions 1300mm wide x 1100mm high | Approved
Red Sea Museum-Bab El-Bunt _K0003 | CLI.CON-000001 |  |  | Approved
Red Sea Museum-Bab El-Bunt _K0003 | CLI.CON-000001 | 10.11.11 - 035300-P5-C | 60mm approximate thickness to receive Saudi limestone floor tiles | Approved
Red Sea Museum-Bab El-Bunt _K0003 | CLI.CON-000001 | 10.16.11.14 - 085200-P21-A | Type We15D.302, approximate dimensions 2455mm wide x 924mm high | Approved
Red Sea Museum-Bab El-Bunt _K0003 | CLI.CON-000001 |  |  | Approved
Red Sea Museum-Bab El-Bunt _K0003 | CLI.CON-000001 | 10.13.11 - 055100-P3-F | Steel staircase, rising 1 floor, 5710mm high, comprising 31 steps 1000mm long each and landing approximately 3m² | Approved
Red Sea Museum-Bab El-Bunt _K0003 | CLI.CON-000001 |  |  | Approved
Red Sea Museum-Bab El-Bunt _K0003 | CLI.CON-000001 | 10.14.11 - 064000-P2-A | 120mm diameter | Approved
Red Sea Museum-Bab El-Bunt _K0003 | CLI.CON-000001 |  |  | Approved
Red Sea Museum-Bab El-Bunt _K0003 | CLI.CON-000001 | 10.10.10 - 024119-P3-M | Structural steel beams, at first floor (approximate quantity 991Kg) | Approved
Red Sea Museum-Bab El-Bunt _K0003 | CLI.CON-000001 |  |  | Approved
Red Sea Museum-Bab El-Bunt _K0003 | CLI.CON-000001 | 10.11.11 - 033000-P3-M | Ditto, 200mm thick for dome including openings | Approved
Red Sea Museum-Bab El-Bunt _K0003 | CLI.CON-000001 |  |  | Approved
Red Sea Museum-Bab El-Bunt _K0003 | CLI.CON-000001 | 10.17.11 - 095426-P8-D | 400mm wide x 2095mm long | Approved
Red Sea Museum-Bab El-Bunt _K0003 | CLI.CON-000001 |  |  | Approved
Red Sea Museum-Bab El-Bunt _K0003 | CLI.CON-000001 | 10.12.10 | Restoration | Approved
Red Sea Museum-Bab El-Bunt _K0003 | CLI.CON-000001 |  |  | Approved
Red Sea Museum-Bab El-Bunt _K0003 | CLI.CON-000001 | 10.16.11.14 - 085200-P12-K | Type We13.119, approximate dimensions 1300mm wide x 1100mm high | Approved
Red Sea Museum-Bab El-Bunt _K0003 | CLI.CON-000001 |  |  | Approved
Red Sea Museum-Bab El-Bunt _K0003 | CLI.CON-000001 | 10.16.10.11 - 085200-P32-J | Type Wi1C.108, approximate dimensions 1570mm wide x 2040mm high | Approved
Red Sea Museum-Bab El-Bunt _K0003 | CLI.CON-000001 |  |  | Approved
Red Sea Museum-Bab El-Bunt _K0003 | CLI.CON-000001 | 10.15.10 - 075216-P3-R | Ref. WA05-16, 3450mm wide x 1800mm high | Approved
Red Sea Museum-Bab El-Bunt _K0003 | CLI.CON-000001 |  |  | Approved
Red Sea Museum-Bab El-Bunt _K0003 | CLI.CON-000001 | 10.16.10.10 - 081416-P6-H | Type Di2B.106, approximate dimensions 1330mm wide x 2650mm high | Approved
Red Sea Museum-Bab El-Bunt _K0003 | CLI.CON-000001 |  |  | Approved
Red Sea Museum-Bab El-Bunt _K0003 | CLI.CON-000001 | 10.16.11.14 - 085200-P14-B | Type We13.307, approximate dimensions 1300mm wide x 1100mm high | Approved
Red Sea Museum-Bab El-Bunt _K0003 | CLI.CON-000001 |  |  | Approved
Red Sea Museum-Bab El-Bunt _K0003 | CLI.CON-000001 | 10.16.11.14 - 085200-P13-A | Type We13.123, approximate dimensions 1300mm wide x 1100mm high | Approved
Red Sea Museum-Bab El-Bunt _K0003 | CLI.CON-000001 |  |  | Approved
Red Sea Museum-Bab El-Bunt _K0003 | CLI.CON-000001 | 10.20.10 - 323223-P1-B | Waterproofing and protection to diaphragm wall, 170mm thick | Approved
Red Sea Museum-Bab El-Bunt _K0003 | CLI.CON-000001 |  |  | Approved
Red Sea Museum-Bab El-Bunt _K0003 | CLI.CON-000001 | 10.10.10 - 024119-P3-J | Structural steel columns, at ground floor (approximate quantity 25,574Kg) | Approved
Red Sea Museum-Bab El-Bunt _K0003 | CLI.CON-000001 |  |  | Approved
Red Sea Museum-Bab El-Bunt _K0003 | CLI.CON-000001 | 10.16.11.13 - 085123-P10-B | Type We11A.408, approximate dimensions 702mm x 1650mm high | Approved
Red Sea Museum-Bab El-Bunt _K0003 | CLI.CON-000001 |  |  | Approved
Red Sea Museum-Bab El-Bunt _K0003 | CLI.CON-000001 | 10.16.10.11 - 085200-P32-G | Type Wi1C.106, approximate dimensions 1570mm wide x 2040mm high | Approved
Red Sea Museum-Bab El-Bunt _K0003 | CLI.CON-000001 |  |  | Approved
Red Sea Museum-Bab El-Bunt _K0003 | CLI.CON-000001 | 10.11.11 - 033000-P3-P | Rectangular columns | Approved
Red Sea Museum-Bab El-Bunt _K0003 | CLI.CON-000001 |  |  | Approved
Red Sea Museum-Bab El-Bunt _K0003 | CLI.CON-000001 | 10.17.11 - 099100-P9-E | To external walls, Ref. FA03, Keim type or equivalent | Approved
Red Sea Museum-Bab El-Bunt _K0003 | CLI.CON-000001 |  |  | Approved
Red Sea Museum-Bab El-Bunt _K0003 | CLI.CON-000001 | 10.16.10.11 - 085200-P36-E | Type We7C.228, approximate dimensions 1000mm wide x 1500mm high | Approved
Red Sea Museum-Bab El-Bunt _K0003 | CLI.CON-000001 |  |  | Approved
Red Sea Museum-Bab El-Bunt _K0003 | CLI.CON-000001 | 10.17.11 - 095426-P6-A | Suspended ceiling, Ref. C02 | Approved
Red Sea Museum-Bab El-Bunt _K0003 | CLI.CON-000001 |  |  | Approved
Red Sea Museum-Bab El-Bunt _K0003 | CLI.CON-000001 | 10.16.11.14 - 085200-P15-L | Type We14A.300, approximate dimensions 1050mm wide x 1000mm high | Approved
Red Sea Museum-Bab El-Bunt _K0003 | CLI.CON-000001 |  |  | Approved
Red Sea Museum-Bab El-Bunt _K0003 | CLI.CON-000001 | 10.13.10 - 055213-P4-B | Inclined, wall mounted | Approved
Red Sea Museum-Bab El-Bunt _K0003 | CLI.CON-000001 |  |  | Approved
Red Sea Museum-Bab El-Bunt _K0003 | CLI.CON-000001 | 10.16.11.13 - 085123-P11-B | Type We11C.401, approximate dimensions 1150mm x 1650mm high | Approved
Red Sea Museum-Bab El-Bunt _K0003 | CLI.CON-000001 |  |  | Approved
Red Sea Museum-Bab El-Bunt _K0003 | CLI.CON-000001 | 10.17.11 - 093033-P4-R | Facing, 300mm high | Approved
Red Sea Museum-Bab El-Bunt _K0003 | CLI.CON-000001 |  |  | Approved
Red Sea Museum-Bab El-Bunt _K0003 | CLI.CON-000001 | 10.16.11.13 - 085123-P9-B | Type De4.002, approximate dimensions 1860mm wide x 4835mm high, including single leaf door, 905mm wide x 2050mm high, 1.5 hours fire rated | Approved
Red Sea Museum-Bab El-Bunt _K0003 | CLI.CON-000001 |  |  | Approved
Red Sea Museum-Bab El-Bunt _K0003 | CLI.CON-000001 | 10.17.11 - 092900-P2-C | Suspended ceiling, moisture resistant, in wet areas | Approved
Red Sea Museum-Bab El-Bunt _K0003 | CLI.CON-000001 |  |  | Approved
Red Sea Museum-Bab El-Bunt _K0003 | CLI.CON-000001 | 10.21 - GR-P3-D | Failure to abide by this provision within the contract will not negate the Contractors responsibility to pay said fees to the Consultant on a monthly basis and if not included in the cost and schedule will not be recoverable from the Client. The fees should be easily identifiable as a provision within the BOQ and in the schedule as payment milestones also to be easily identifiable for audit purposes | Approved
Red Sea Museum-Bab El-Bunt _K0003 | CLI.CON-000001 |  |  | Approved
Red Sea Museum-Bab El-Bunt _K0003 | CLI.CON-000001 | 10.16.11.14 - 085200-P12-M | Type We13.121, approximate dimensions 1300mm wide x 1100mm high | Approved
Red Sea Museum-Bab El-Bunt _K0003 | CLI.CON-000001 |  |  | Approved
Red Sea Museum-Bab El-Bunt _K0003 | CLI.CON-000001 | 10.16.10.11 - 085200-P37-F | Type We2A.003, approximate dimensions 700mm wide x 2070mm high | Approved
Red Sea Museum-Bab El-Bunt _K0003 | CLI.CON-000001 |  |  | Approved
Red Sea Museum-Bab El-Bunt _K0003 | CLI.CON-000001 | 10.16.10.11 - 085200-P36-A | Type We7C.224, approximate dimensions 1000mm wide x 1500mm high | Approved
Red Sea Museum-Bab El-Bunt _K0003 | CLI.CON-000001 |  |  | Approved
Red Sea Museum-Bab El-Bunt _K0003 | CLI.CON-000001 | 10.15.10 - 075216-P3-P | Ref. WA05-14, 5300mm wide x 1800mm high | Approved
Red Sea Museum-Bab El-Bunt _K0003 | CLI.CON-000001 |  |  | Approved
Red Sea Museum-Bab El-Bunt _K0003 | CLI.CON-000001 | 10.16.10.11 - 085200-P36-C | Type We7C.226, approximate dimensions 1000mm wide x 1500mm high | Approved
Red Sea Museum-Bab El-Bunt _K0003 | CLI.CON-000001 |  |  | Approved
Red Sea Museum-Bab El-Bunt _K0003 | CLI.CON-000001 | 10.16.11.14 - 085200-P19-M | Type We15C2.209, approximate dimensions 1600mm wide x 2200mm high | Approved
Red Sea Museum-Bab El-Bunt _K0003 | CLI.CON-000001 |  |  | Approved
Red Sea Museum-Bab El-Bunt _K0003 | CLI.CON-000001 | 10.16.10.10 - 081416-P5-J | Type Di2A.110, approximate dimensions 1230mm wide x 2700mm high | Approved
Red Sea Museum-Bab El-Bunt _K0003 | CLI.CON-000001 |  |  | Approved
Red Sea Museum-Bab El-Bunt _K0003 | CLI.CON-000001 | 10.11.11 - 033000-P1-C | Slab on grade, 200mm thick | Approved
Red Sea Museum-Bab El-Bunt _K0003 | CLI.CON-000001 |  |  | Approved
Red Sea Museum-Bab El-Bunt _K0003 | CLI.CON-000001 | 10.16.10.10 | Wood Doors Restoration | Approved
Red Sea Museum-Bab El-Bunt _K0003 | CLI.CON-000001 |  |  | Approved
Red Sea Museum-Bab El-Bunt _K0003 | CLI.CON-000001 | 10.16.10.11 - 085200-P25-H | Type We8C.304, approximate dimensions 1300mm wide x 860mm high | Approved
Red Sea Museum-Bab El-Bunt _K0003 | CLI.CON-000001 |  |  | Approved
Red Sea Museum-Bab El-Bunt _K0003 | CLI.CON-000001 | 10.16.10.10 - 081416-P5-L | Type Di2A.115, approximate dimensions 1230mm wide x 2700mm high | Approved
Red Sea Museum-Bab El-Bunt _K0003 | CLI.CON-000001 |  |  | Approved
Red Sea Museum-Bab El-Bunt _K0003 | CLI.CON-000001 | 10.16.10.11 - 085200-P29-F | Type We6A.103, approximate dimensions 1300mm wide x 780mm high | Approved
Red Sea Museum-Bab El-Bunt _K0003 | CLI.CON-000001 |  |  | Approved
Red Sea Museum-Bab El-Bunt _K0003 | CLI.CON-000001 | 10.22 | Indirect - Red Sea Muesum | Approved
Red Sea Museum-Bab El-Bunt _K0003 | CLI.CON-000001 |  |  | Approved
Red Sea Museum-Bab El-Bunt _K0003 | CLI.CON-000001 | 10.21 - GR-P18-D | The Contractor shall take all reasonable and proper steps for the protection of all places on or about the Works which may be dangerous to his workmen or any other persons or to traffic. The Contractor shall provide and maintain signs, red warning lamps, signals and barricades as necessary in such places. | Approved
Red Sea Museum-Bab El-Bunt _K0003 | CLI.CON-000001 |  |  | Approved
Red Sea Museum-Bab El-Bunt _K0003 | CLI.CON-000001 | 10.16.11.14 - 085200-P17-J | Type We15A.311, approximate dimensions 1300mm wide x 1050mm high | Approved
Red Sea Museum-Bab El-Bunt _K0003 | CLI.CON-000001 |  |  | Approved
Red Sea Museum-Bab El-Bunt _K0003 | CLI.CON-000001 | 10.16.10.11 - 085200-P22-G | Type We8A.300, approximate dimensions 1200mm wide x 860mm high | Approved
Red Sea Museum-Bab El-Bunt _K0003 | CLI.CON-000001 |  |  | Approved
Red Sea Museum-Bab El-Bunt _K0003 | CLI.CON-000001 | 10.11.11 - 033000-P3-C | Ditto, 200mm thick | Approved
Red Sea Museum-Bab El-Bunt _K0003 | CLI.CON-000001 |  |  | Approved
Red Sea Museum-Bab El-Bunt _K0003 | CLI.CON-000001 | 10.16.10.11 - 085200-P31-H | Type We6A.129, approximate dimensions 1300mm wide x 780mm high | Approved
Red Sea Museum-Bab El-Bunt _K0003 | CLI.CON-000001 |  |  | Approved
Red Sea Museum-Bab El-Bunt _K0003 | CLI.CON-000001 | 10.16.11.13 - 085123-P9-H | Type We11A.403, approximate dimensions 702mm x 1650mm high | Approved
Red Sea Museum-Bab El-Bunt _K0003 | CLI.CON-000001 |  |  | Approved
Red Sea Museum-Bab El-Bunt _K0003 | CLI.CON-000001 | 10.16.11.13 - 085123-P11-A | Type We11B.405, approximate dimensions 1000mm x 1650mm high | Approved
Red Sea Museum-Bab El-Bunt _K0003 | CLI.CON-000001 |  |  | Approved
Red Sea Museum-Bab El-Bunt _K0003 | CLI.CON-000001 | 10.11.11 - 033000-P2-A | Suspended solid slab 200mm thick | Approved
Red Sea Museum-Bab El-Bunt _K0003 | CLI.CON-000001 |  |  | Approved
Red Sea Museum-Bab El-Bunt _K0003 | CLI.CON-000001 | 10.14.11 - 064000-P2-C | 725mm wide x 350mm deep x 2325mm high | Approved
Red Sea Museum-Bab El-Bunt _K0003 | CLI.CON-000001 |  |  | Approved
Red Sea Museum-Bab El-Bunt _K0003 | CLI.CON-000001 | 10.16.11.14 - 085200-P13-E | Type We13.128, approximate dimensions 1300mm wide x 1100mm high | Approved
Red Sea Museum-Bab El-Bunt _K0003 | CLI.CON-000001 |  |  | Approved
Red Sea Museum-Bab El-Bunt _K0003 | CLI.CON-000001 | 10.16.10.11 | Wood Windows Restoration | Approved
Red Sea Museum-Bab El-Bunt _K0003 | CLI.CON-000001 |  |  | Approved
Red Sea Museum-Bab El-Bunt _K0003 | CLI.CON-000001 | 10.17.11 - 099100-P9-D | Allow for 5% extra materials for acrylic paint | Approved
Red Sea Museum-Bab El-Bunt _K0003 | CLI.CON-000001 |  |  | Approved
Red Sea Museum-Bab El-Bunt _K0003 | CLI.CON-000001 | 10.16.10.11 - 085200-P31-G | Type We6A.128, approximate dimensions 1300mm wide x 780mm high | Approved
Red Sea Museum-Bab El-Bunt _K0003 | CLI.CON-000001 |  |  | Approved
Red Sea Museum-Bab El-Bunt _K0003 | CLI.CON-000001 | 10.16.10.11 - 085200-P24-F | Type We8A.325, approximate dimensions 1200mm wide x 860mm high | Approved
Red Sea Museum-Bab El-Bunt _K0003 | CLI.CON-000001 |  |  | Approved
Red Sea Museum-Bab El-Bunt _K0003 | CLI.CON-000001 | 10.14.11 - 064000-P2-D | L-shape, 3400mm girth x depth ranging between 240mm and 720mm x 2325mm high | Approved
Red Sea Museum-Bab El-Bunt _K0003 | CLI.CON-000001 |  |  | Approved
Red Sea Museum-Bab El-Bunt _K0003 | CLI.CON-000001 | 10.15.10 - 072100-P2-A | To floors of terraces, 70mm approximate thickness | Approved
Red Sea Museum-Bab El-Bunt _K0003 | CLI.CON-000001 |  |  | Approved
Red Sea Museum-Bab El-Bunt _K0003 | CLI.CON-000001 | 10.15.10 - 075216-P3-C | Ref. WA05-3, 1500mm wide x 1800mm high | Approved
Red Sea Museum-Bab El-Bunt _K0003 | CLI.CON-000001 |  |  | Approved
Red Sea Museum-Bab El-Bunt _K0003 | CLI.CON-000001 | 10.16.11.14 - 085200-P13-H | Type We13.301, approximate dimensions 1300mm wide x 1100mm high | Approved
Red Sea Museum-Bab El-Bunt _K0003 | CLI.CON-000001 |  |  | Approved
Red Sea Museum-Bab El-Bunt _K0003 | CLI.CON-000001 | 10.11.11 - 033000-P2-F | Walls 300mm thick | Approved
Red Sea Museum-Bab El-Bunt _K0003 | CLI.CON-000001 |  |  | Approved
Red Sea Museum-Bab El-Bunt _K0003 | CLI.CON-000001 | 10.17.11 - 095426-P8-B | 400mm wide x 2070mm long | Approved
Red Sea Museum-Bab El-Bunt _K0003 | CLI.CON-000001 |  |  | Approved
Red Sea Museum-Bab El-Bunt _K0003 | CLI.CON-000001 | 10.16.11.10 - 081114-P1-C | Type Di7.003, approximate dimensions 930mm wide x 2040mm high | Approved
Red Sea Museum-Bab El-Bunt _K0003 | CLI.CON-000001 |  |  | Approved
Red Sea Museum-Bab El-Bunt _K0003 | CLI.CON-000001 | 10.16.11.10 - 081114-P2-J | Type Di3B.200, approximate dimensions 1060mm wide x 2155mm high | Approved
Red Sea Museum-Bab El-Bunt _K0003 | CLI.CON-000001 |  |  | Approved
Red Sea Museum-Bab El-Bunt _K0003 | CLI.CON-000001 | 10.14.11 - 061063-P1-D | Rectangular beams, 150mm x 270mm | Approved
Red Sea Museum-Bab El-Bunt _K0003 | CLI.CON-000001 |  |  | Approved
Red Sea Museum-Bab El-Bunt _K0003 | CLI.CON-000001 | 10.16.11.14 - 085200-P17-K | Type We15A.315, approximate dimensions 1300mm wide x 1050mm high | Approved
Red Sea Museum-Bab El-Bunt _K0003 | CLI.CON-000001 |  |  | Approved
Red Sea Museum-Bab El-Bunt _K0003 | CLI.CON-000001 | 10.16.11.14 - 085200-P19-D | Type We15C2.200, approximate dimensions 1600mm wide x 2200mm high | Approved
Red Sea Museum-Bab El-Bunt _K0003 | CLI.CON-000001 |  |  | Approved
Red Sea Museum-Bab El-Bunt _K0003 | CLI.CON-000001 | 10.16.11.14 - 085200-P16-G | Type We14D.204, approximate dimensions 2457mm wide x 2284mm high | Approved
Red Sea Museum-Bab El-Bunt _K0003 | CLI.CON-000001 |  |  | Approved
Red Sea Museum-Bab El-Bunt _K0003 | CLI.CON-000001 | 10.16.11.14 - 085200-P20-D | Type We15C2.216, approximate dimensions 1600mm wide x 2200mm high | Approved
Red Sea Museum-Bab El-Bunt _K0003 | CLI.CON-000001 |  |  | Approved
Red Sea Museum-Bab El-Bunt _K0003 | CLI.CON-000001 | 10.21 - GR-P17-B | Other items in the Specifications which the Contractor considers to be of value and for which he has not included elsewhere and wishes to include in his Tender (list below):- | Approved
Red Sea Museum-Bab El-Bunt _K0003 | CLI.CON-000001 |  |  | Approved
Red Sea Museum-Bab El-Bunt _K0003 | CLI.CON-000001 | 10.16.10.11 - 085200-P29-G | Type We6A.104, approximate dimensions 1300mm wide x 780mm high | Approved
Red Sea Museum-Bab El-Bunt _K0003 | CLI.CON-000001 |  |  | Approved
Red Sea Museum-Bab El-Bunt _K0003 | CLI.CON-000001 | 10.16.11.14 | Wood Windows | Approved
Red Sea Museum-Bab El-Bunt _K0003 | CLI.CON-000001 |  |  | Approved
Red Sea Museum-Bab El-Bunt _K0003 | CLI.CON-000001 | 10.17.11 - 099100-P10-A | Allow for 5% extra materials for intumescent steel coating for metal frame | Approved
Red Sea Museum-Bab El-Bunt _K0003 | CLI.CON-000001 |  |  | Approved
Red Sea Museum-Bab El-Bunt _K0003 | CLI.CON-000001 | 10.16.11.11 | Wood Doors | Approved
Red Sea Museum-Bab El-Bunt _K0003 | CLI.CON-000001 |  |  | Approved
Red Sea Museum-Bab El-Bunt _K0003 | CLI.CON-000001 | 10.16.11.14 - 085200-P18-J | Type We15B2.100, approximate dimension 1060mm wide x 2180mm high | Approved
Red Sea Museum-Bab El-Bunt _K0003 | CLI.CON-000001 |  |  | Approved
Red Sea Museum-Bab El-Bunt _K0003 | CLI.CON-000001 | 10.17.11 - 093033-P4-H | Risers of main entrance stair, 150mm high | Approved
Red Sea Museum-Bab El-Bunt _K0003 | CLI.CON-000001 |  |  | Approved
Red Sea Museum-Bab El-Bunt _K0003 | CLI.CON-000001 | 10.15.10 - 075216-P2-J | At second floor terrace and first floor balcony | Approved
Red Sea Museum-Bab El-Bunt _K0003 | CLI.CON-000001 |  |  | Approved
Red Sea Museum-Bab El-Bunt _K0003 | CLI.CON-000001 | 10.16.11.15 - 088300-P41-H | To walls, around mirror cabinets | Approved
Red Sea Museum-Bab El-Bunt _K0003 | CLI.CON-000001 |  |  | Approved
Red Sea Museum-Bab El-Bunt _K0003 | CLI.CON-000001 | 10.16.11.11 - 081416-P3-H | Type Di5.100, approximate dimensions 900mm wide x 2050mm high | Approved
Red Sea Museum-Bab El-Bunt _K0003 | CLI.CON-000001 |  |  | Approved
Red Sea Museum-Bab El-Bunt _K0003 | CLI.CON-000001 | 10.13.10 - 055000-P2-D | 350mm high, inclined | Approved
Red Sea Museum-Bab El-Bunt _K0003 | CLI.CON-000001 |  |  | Approved
Red Sea Museum-Bab El-Bunt _K0003 | CLI.CON-000001 | 10.16.10.11 - 085200-P32-D | Type Wi1C.103, approximate dimensions 1570mm wide x 2040mm high | Approved
Red Sea Museum-Bab El-Bunt _K0003 | CLI.CON-000001 |  |  | Approved
Red Sea Museum-Bab El-Bunt _K0003 | CLI.CON-000001 | 10.17.11 - 092900-P2-F | Ref. P03-02, 74mm thick | Approved
Red Sea Museum-Bab El-Bunt _K0003 | CLI.CON-000001 |  |  | Approved
Red Sea Museum-Bab El-Bunt _K0003 | CLI.CON-000001 | 10.16.11.13 - 085123-P9-K | Type We11A.405, approximate dimensions 702mm x 1650mm high | Approved
Red Sea Museum-Bab El-Bunt _K0003 | CLI.CON-000001 |  |  | Approved
Red Sea Museum-Bab El-Bunt _K0003 | CLI.CON-000001 | 10.10.10 - 024119-P4-C | External zinc cover, at ground floor (approximate quantity 9m²) | Approved
Red Sea Museum-Bab El-Bunt _K0003 | CLI.CON-000001 |  |  | Approved
Red Sea Museum-Bab El-Bunt _K0003 | CLI.CON-000001 | 10.15.10 - 075216-P3-L | Ref. WA05-11, 3700mm wide x 1800mm high | Approved
Red Sea Museum-Bab El-Bunt _K0003 | CLI.CON-000001 |  |  | Approved
Red Sea Museum-Bab El-Bunt _K0003 | CLI.CON-000001 | 10.17.11 - 093033-P5-D | Treads, 300mm wide | Approved
Red Sea Museum-Bab El-Bunt _K0003 | CLI.CON-000001 |  |  | Approved
Red Sea Museum-Bab El-Bunt _K0003 | CLI.CON-000001 | 10.16.10.11 - 085200-P36-H | Type We7C.231, approximate dimensions 1000mm wide x 1500mm high | Approved
Red Sea Museum-Bab El-Bunt _K0003 | CLI.CON-000001 |  |  | Approved
Red Sea Museum-Bab El-Bunt _K0003 | CLI.CON-000001 | 10.16.10.11 - 085200-P39-E | Type We4C.204, approximate dimensions 1675mm wide x 2158mm high | Approved
Red Sea Museum-Bab El-Bunt _K0003 | CLI.CON-000001 |  |  | Approved
Red Sea Museum-Bab El-Bunt _K0003 | CLI.CON-000001 | 10.16.11.14 - 085200-P16-L | Type We15A.300, approximate dimensions 1300mm wide x 1050mm high | Approved
Red Sea Museum-Bab El-Bunt _K0003 | CLI.CON-000001 |  |  | Approved
Red Sea Museum-Bab El-Bunt _K0003 | CLI.CON-000001 | 10.21 - GR-P21-B | In the event that a reference point is disturbed or needs to be relocated to permit construction work to proceed, then the Contractor shall inform the Engineer immediately as soon as the problem is known and submit his proposals for repair and/or relocation. The Engineer will either accept or modify the proposals or issue alternative instructions. | Approved
Red Sea Museum-Bab El-Bunt _K0003 | CLI.CON-000001 |  |  | Approved
Red Sea Museum-Bab El-Bunt _K0003 | CLI.CON-000001 | 10.16.10.10 - 081416-P7-C | Type Di2B.114, approximate dimensions 1330mm wide x 2650mm high | Approved
Red Sea Museum-Bab El-Bunt _K0003 | CLI.CON-000001 |  |  | Approved
Red Sea Museum-Bab El-Bunt _K0003 | CLI.CON-000001 | 10.17.11 - 092900-P2-D | Ref. P02-04, 100mm thick | Approved
Red Sea Museum-Bab El-Bunt _K0003 | CLI.CON-000001 |  |  | Approved
Red Sea Museum-Bab El-Bunt _K0003 | CLI.CON-000001 | 10.15.10 - 075216-P4-N | Ref. WA05-32, 1800mm wide x 800mm high | Approved
Red Sea Museum-Bab El-Bunt _K0003 | CLI.CON-000001 |  |  | Approved
Red Sea Museum-Bab El-Bunt _K0003 | CLI.CON-000001 | 10.10.10 - 024119-P4-L | Reinforced concrete canopy cover slab including parapets (approximate quantity 45m²) | Approved
Red Sea Museum-Bab El-Bunt _K0003 | CLI.CON-000001 |  |  | Approved
Red Sea Museum-Bab El-Bunt _K0003 | CLI.CON-000001 | 10.16.11.14 - 085200-P21-C | Type We15D.304, approximate dimensions 2455mm wide x 924mm high | Approved
Red Sea Museum-Bab El-Bunt _K0003 | CLI.CON-000001 |  |  | Approved
Red Sea Museum-Bab El-Bunt _K0003 | CLI.CON-000001 | 10.15.10 - 075216-P3-S | Ref. WA05-17, 3450mm wide x 1800mm high | Approved
Red Sea Museum-Bab El-Bunt _K0003 | CLI.CON-000001 |  |  | Approved
Red Sea Museum-Bab El-Bunt _K0003 | CLI.CON-000001 | 10.16.10.11 - 085200-P24-L | Type We8B.302, approximate dimensions 1200mm wide x 860mm high | Approved
Red Sea Museum-Bab El-Bunt _K0003 | CLI.CON-000001 |  |  | Approved
Red Sea Museum-Bab El-Bunt _K0003 | CLI.CON-000001 | 10.17.11 - 095426-P7-F | 400mm wide x 1840mm long | Approved
Red Sea Museum-Bab El-Bunt _K0003 | CLI.CON-000001 |  |  | Approved
Red Sea Museum-Bab El-Bunt _K0003 | CLI.CON-000001 | 10.16.11.14 - 085200-P11-E | Type We13.102, approximate dimensions 1300mm wide x 1100mm high | Approved
Red Sea Museum-Bab El-Bunt _K0003 | CLI.CON-000001 |  |  | Approved
Red Sea Museum-Bab El-Bunt _K0003 | CLI.CON-000001 | 10.16.10.11 - 085200-P38-G | Type We3B.104, approximate dimensions 2200mm wide x 1230mm high | Approved
Red Sea Museum-Bab El-Bunt _K0003 | CLI.CON-000001 |  |  | Approved
Red Sea Museum-Bab El-Bunt _K0003 | CLI.CON-000001 | 10.16.11.11 - 081416-P3-A | Type Di6.200, approximate dimensions 1000mm wide x 2085mm high | Approved
Red Sea Museum-Bab El-Bunt _K0003 | CLI.CON-000001 |  |  | Approved
Red Sea Museum-Bab El-Bunt _K0003 | CLI.CON-000001 | 10.11.10 - 033540-P4-J | To staircase landings, treads and risers | Approved
Red Sea Museum-Bab El-Bunt _K0003 | CLI.CON-000001 |  |  | Approved
Red Sea Museum-Bab El-Bunt _K0003 | CLI.CON-000001 | 10.16.10.11 - 085200-P35-G | Type We7C.218, approximate dimensions 1000mm wide x 1500mm high | Approved
Red Sea Museum-Bab El-Bunt _K0003 | CLI.CON-000001 |  |  | Approved
Red Sea Museum-Bab El-Bunt _K0003 | CLI.CON-000001 | 10.16.11.14 - 085200-P18-H | Type We15B.305, approximate dimensions 1650mm wide x 1000mm high | Approved
Red Sea Museum-Bab El-Bunt _K0003 | CLI.CON-000001 |  |  | Approved
Red Sea Museum-Bab El-Bunt _K0003 | CLI.CON-000001 | 10.10.10 - 024119-P5-F | External single leaf doors, at roof (approximate quantity 1No) | Approved
Red Sea Museum-Bab El-Bunt _K0003 | CLI.CON-000001 |  |  | Approved
Red Sea Museum-Bab El-Bunt _K0003 | CLI.CON-000001 | 10.12.11 - 042200-P1-D | 100mm thick walls | Approved
Red Sea Museum-Bab El-Bunt _K0003 | CLI.CON-000001 |  |  | Approved
Red Sea Museum-Bab El-Bunt _K0003 | CLI.CON-000001 | 10.16.10.11 - 085200-P27-C | Type Wi1A.103, approximate dimensions 1344mm wide x 2040mm high | Approved
Red Sea Museum-Bab El-Bunt _K0003 | CLI.CON-000001 |  |  | Approved
Red Sea Museum-Bab El-Bunt _K0003 | CLI.CON-000001 | 10.17.11 - 096400-P8-G | To floors, Ref. F04 | Approved
Red Sea Museum-Bab El-Bunt _K0003 | CLI.CON-000001 |  |  | Approved
Red Sea Museum-Bab El-Bunt _K0003 | CLI.CON-000001 | 10.16.11.11 - 081416-P3-D | Type Di6.203, approximate dimensions 1000mm wide x 2085mm high | Approved
Red Sea Museum-Bab El-Bunt _K0003 | CLI.CON-000001 |  |  | Approved
Red Sea Museum-Bab El-Bunt _K0003 | CLI.CON-000001 | 10.11.11 - 033000-P3-K | Walls 200mm thick | Approved
Red Sea Museum-Bab El-Bunt _K0003 | CLI.CON-000001 |  |  | Approved
Red Sea Museum-Bab El-Bunt _K0003 | CLI.CON-000001 | 10.16.10.11 - 085200-P23-F | Type We8A.312, approximate dimensions 1200mm wide x 860mm high | Approved
Red Sea Museum-Bab El-Bunt _K0003 | CLI.CON-000001 |  |  | Approved
Red Sea Museum-Bab El-Bunt _K0003 | CLI.CON-000001 | 10.16.10.11 - 085200-P33-G | Type We7A.201, approximate dimensions 730mm wide x 1980mm high | Approved
Red Sea Museum-Bab El-Bunt _K0003 | CLI.CON-000001 |  |  | Approved
Red Sea Museum-Bab El-Bunt _K0003 | CLI.CON-000001 | 10.16.10.10 - 081416-P6-E | Type Di2B.103, approximate dimensions 1330mm wide x 2650mm high | Approved
Red Sea Museum-Bab El-Bunt _K0003 | CLI.CON-000001 |  |  | Approved
Red Sea Museum-Bab El-Bunt _K0003 | CLI.CON-000001 | 10.17.11 - 092900-P2-E | Ref. P02-03, 122mm thick | Approved
Red Sea Museum-Bab El-Bunt _K0003 | CLI.CON-000001 |  |  | Approved
Red Sea Museum-Bab El-Bunt _K0003 | CLI.CON-000001 | 10.15.10 - 075216-P3-D | Ref. WA05-4, 1850mm wide x 500mm high | Approved
Red Sea Museum-Bab El-Bunt _K0003 | CLI.CON-000001 |  |  | Approved
Red Sea Museum-Bab El-Bunt _K0003 | CLI.CON-000001 | 10.16.10.11 - 085200-P23-L | Type We8A.317, approximate dimensions 1200mm wide x 860mm high | Approved
Red Sea Museum-Bab El-Bunt _K0003 | CLI.CON-000001 |  |  | Approved
Red Sea Museum-Bab El-Bunt _K0003 | CLI.CON-000001 | 10.21 - GR-P23-B | The Contractor and all persons employed by him on the site in or about the execution of the Works shall comply in all respects with the provisions of all Acts, Orders, Laws and Regulations concerning the safety, health or welfare of persons working on the Site. The Engineer may require the immediate removal from the Works of any person who in the opinion of the Engineer fails properly to observe the provisions of this Clause. | Approved
Red Sea Museum-Bab El-Bunt _K0003 | CLI.CON-000001 |  |  | Approved
Red Sea Museum-Bab El-Bunt _K0003 | CLI.CON-000001 | 10.17.11 - 099100-P9-L | To concrete ceilings of technical void | Approved
Red Sea Museum-Bab El-Bunt _K0003 | CLI.CON-000001 |  |  | Approved
Red Sea Museum-Bab El-Bunt _K0003 | CLI.CON-000001 | 10.13.10 - 055000-P2-G | To walls | Approved
Red Sea Museum-Bab El-Bunt _K0003 | CLI.CON-000001 |  |  | Approved
Red Sea Museum-Bab El-Bunt _K0003 | CLI.CON-000001 | 10.10.10 - 024119-P1-E | External metal mesh fence, at ground floor (approximate quantity 15m²) | Approved
Red Sea Museum-Bab El-Bunt _K0003 | CLI.CON-000001 |  |  | Approved
Red Sea Museum-Bab El-Bunt _K0003 | CLI.CON-000001 | 10.17.11 - 092523-P1-F | To existing moucharabieh, Ref.W2_01 | Approved
Red Sea Museum-Bab El-Bunt _K0003 | CLI.CON-000001 |  |  | Approved
Red Sea Museum-Bab El-Bunt _K0003 | CLI.CON-000001 | 10.16.11.14 - 085200-P16-A | Type We14D.003, approximate dimensions 2457mm wide x 2284mm high | Approved
Red Sea Museum-Bab El-Bunt _K0003 | CLI.CON-000001 |  |  | Approved
Red Sea Museum-Bab El-Bunt _K0003 | CLI.CON-000001 | 10.15.10 - 075216-P2-G | To receive waterproofing membrane at top of roof, 30mm thick, vertical | Approved
Red Sea Museum-Bab El-Bunt _K0003 | CLI.CON-000001 |  |  | Approved
Red Sea Museum-Bab El-Bunt _K0003 | CLI.CON-000001 | 10.11.11 - 033000-P4-B | Concrete posts | Approved
Red Sea Museum-Bab El-Bunt _K0003 | CLI.CON-000001 |  |  | Approved
Red Sea Museum-Bab El-Bunt _K0003 | CLI.CON-000001 | 10.16.10.11 - 085200-P22-A | Type We5B.301, approximate dimensions 1180mm wide x 920mm high | Approved
Red Sea Museum-Bab El-Bunt _K0003 | CLI.CON-000001 |  |  | Approved
Red Sea Museum-Bab El-Bunt _K0003 | CLI.CON-000001 | 10.16.11.11 - 081416-P3-G | Type Di5.01, approximate dimensions 900mm wide x 2050mm high | Approved
Red Sea Museum-Bab El-Bunt _K0003 | CLI.CON-000001 |  |  | Approved
Red Sea Museum-Bab El-Bunt _K0003 | CLI.CON-000001 | 10.17.11 - 095426-P6-Q | 400mm wide x 1600mm long | Approved
Red Sea Museum-Bab El-Bunt _K0003 | CLI.CON-000001 |  |  | Approved
Red Sea Museum-Bab El-Bunt _K0003 | CLI.CON-000001 | 10.17.11 - 092900-P3-B | 1275mm wide x 2280mm high | Approved
Red Sea Museum-Bab El-Bunt _K0003 | CLI.CON-000001 |  |  | Approved
Red Sea Museum-Bab El-Bunt _K0003 | CLI.CON-000001 | 10.16.10.10 - 081416-P6-G | Type Di2B.105, approximate dimensions 1330mm wide x 2650mm high | Approved
Red Sea Museum-Bab El-Bunt _K0003 | CLI.CON-000001 |  |  | Approved
Red Sea Museum-Bab El-Bunt _K0003 | CLI.CON-000001 | 10.16.10.10 - 081416-P7-A | Type Di2B.112, approximate dimensions 1330mm wide x 2650mm high | Approved
Red Sea Museum-Bab El-Bunt _K0003 | CLI.CON-000001 |  |  | Approved
Red Sea Museum-Bab El-Bunt _K0003 | CLI.CON-000001 | 10.15.10 - 075216-P2-E | Allow for work around pipes, gutters, drains, etc… in waterproofing system | Approved
Red Sea Museum-Bab El-Bunt _K0003 | CLI.CON-000001 |  |  | Approved
Red Sea Museum-Bab El-Bunt _K0003 | CLI.CON-000001 | 10.10.10 - 024119-P1-C | At temporary exhibition facades | Approved
Red Sea Museum-Bab El-Bunt _K0003 | CLI.CON-000001 |  |  | Approved
Red Sea Museum-Bab El-Bunt _K0003 | CLI.CON-000001 | 10.17.11 - 095426-P7-P | 400mm wide x 1935mm long | Approved
Red Sea Museum-Bab El-Bunt _K0003 | CLI.CON-000001 |  |  | Approved
Red Sea Museum-Bab El-Bunt _K0003 | CLI.CON-000001 | 10.21 - GR-P21-A | The Contractor shall protect the reference points throughout the duration of the Contract and shall make no amendment to them unless the change is approved in writing by the Engineer. | Approved
Red Sea Museum-Bab El-Bunt _K0003 | CLI.CON-000001 |  |  | Approved
Red Sea Museum-Bab El-Bunt _K0003 | CLI.CON-000001 | 10.16.10.11 - 085200-P34-A | Type We7B.204, approximate dimensions 1000mm wide x 1500mm high | Approved
Red Sea Museum-Bab El-Bunt _K0003 | CLI.CON-000001 |  |  | Approved
Red Sea Museum-Bab El-Bunt _K0003 | CLI.CON-000001 | 10.10.10 - 024119-P2-G | Stone walls 200mm thick, at first floor (approximate quantity 3m²) | Approved
Red Sea Museum-Bab El-Bunt _K0003 | CLI.CON-000001 |  |  | Approved
Red Sea Museum-Bab El-Bunt _K0003 | CLI.CON-000001 | 10.16.10.11 - 085200-P38-D | Type We3B.101, approximate dimensions 2200mm wide x 1230mm high | Approved
Red Sea Museum-Bab El-Bunt _K0003 | CLI.CON-000001 |  |  | Approved
Red Sea Museum-Bab El-Bunt _K0003 | CLI.CON-000001 | 10.21 - GR-P25-A | The Contractor shall provide such labour and materials as the Engineer may require to assist him in carrying out tests and checks on materials and workmanship and setting out. Safety helmets, boots and measuring tapes as selected by the Engineer shall be supplied by the Contractor for the use of the Engineer and his staff. | Approved
Red Sea Museum-Bab El-Bunt _K0003 | CLI.CON-000001 |  |  | Approved
Red Sea Museum-Bab El-Bunt _K0003 | CLI.CON-000001 | 10.11.11 - 033000-P2-C | Drop beams | Approved
Red Sea Museum-Bab El-Bunt _K0003 | CLI.CON-000001 |  |  | Approved
Red Sea Museum-Bab El-Bunt _K0003 | CLI.CON-000001 | 10.10.10 - 024119-P5-E | External single leaf doors, at ground floor (approximate quantity 1No) | Approved
Red Sea Museum-Bab El-Bunt _K0003 | CLI.CON-000001 |  |  | Approved
Red Sea Museum-Bab El-Bunt _K0003 | CLI.CON-000001 | 10.16.10.11 - 085200-P35-A | Type We7C.212, approximate dimensions 1000mm wide x 1500mm high | Approved
Red Sea Museum-Bab El-Bunt _K0003 | CLI.CON-000001 |  |  | Approved
Red Sea Museum-Bab El-Bunt _K0003 | CLI.CON-000001 | 10.17.11 - 099100-P9-F | To concrete ceilings, Ref. C04-2 | Approved
Red Sea Museum-Bab El-Bunt _K0003 | CLI.CON-000001 |  |  | Approved
Red Sea Museum-Bab El-Bunt _K0003 | CLI.CON-000001 | 10.16.11.13 - 085123-P10-D | Type We11A.410, approximate dimensions 702mm x 1650mm high | Approved
Red Sea Museum-Bab El-Bunt _K0003 | CLI.CON-000001 |  |  | Approved
Red Sea Museum-Bab El-Bunt _K0003 | CLI.CON-000001 | 10.16.11.14 - 085200-P11-G | Type We13.104, approximate dimensions 1300mm wide x 1100mm high | Approved
Red Sea Museum-Bab El-Bunt _K0003 | CLI.CON-000001 |  |  | Approved
Red Sea Museum-Bab El-Bunt _K0003 | CLI.CON-000001 | 10.16.10.11 - 085200-P24-A | Type We8A.319, approximate dimensions 1200mm wide x 860mm high | Approved
Red Sea Museum-Bab El-Bunt _K0003 | CLI.CON-000001 |  |  | Approved
Red Sea Museum-Bab El-Bunt _K0003 | CLI.CON-000001 | 10.15.10 - 075216-P3-B | Ref. WA05-2, 1500mm wide x 800mm high | Approved
Red Sea Museum-Bab El-Bunt _K0003 | CLI.CON-000001 |  |  | Approved
Red Sea Museum-Bab El-Bunt _K0003 | CLI.CON-000001 | 10.10.10 - 024119-P4-D | External suspended slab, approximate thickness 140mm thick, at roof (approximate quantity 15m²) | Approved
Red Sea Museum-Bab El-Bunt _K0003 | CLI.CON-000001 |  |  | Approved
Red Sea Museum-Bab El-Bunt _K0003 | CLI.CON-000001 | 10.16.10.10 - 081416-P6-C | Type Di2B.101, approximate dimensions 1330mm wide x 2650mm high | Approved
Red Sea Museum-Bab El-Bunt _K0003 | CLI.CON-000001 |  |  | Approved
Red Sea Museum-Bab El-Bunt _K0003 | CLI.CON-000001 | 10.10.10 - 024119-P5-L | External windows, approximately 1200mm wide x 1200mm high, at roof staircase (approximate quantity 2No) | Approved
Red Sea Museum-Bab El-Bunt _K0003 | CLI.CON-000001 |  |  | Approved
Red Sea Museum-Bab El-Bunt _K0003 | CLI.CON-000001 | 10.11.11 - 033000-P4-G | Allow for anchoring and connection between existing walls and new slabs | Approved
Red Sea Museum-Bab El-Bunt _K0003 | CLI.CON-000001 |  |  | Approved
Red Sea Museum-Bab El-Bunt _K0003 | CLI.CON-000001 | 10.16.10.11 - 085200-P39-C | Type We4C.202, approximate dimensions 1675mm wide x 2158mm high | Approved
Red Sea Museum-Bab El-Bunt _K0003 | CLI.CON-000001 |  |  | Approved
Red Sea Museum-Bab El-Bunt _K0003 | CLI.CON-000001 | 10.16.11.14 - 085200-P14-C | Type We13.308, approximate dimensions 1300mm wide x 1100mm high | Approved
Red Sea Museum-Bab El-Bunt _K0003 | CLI.CON-000001 |  |  | Approved
Red Sea Museum-Bab El-Bunt _K0003 | CLI.CON-000001 | 10.16.10.11 - 085200-P28-A | Type Wi1B.104, approximate dimensions 1060mm wide x 2040mm high | Approved
Red Sea Museum-Bab El-Bunt _K0003 | CLI.CON-000001 |  |  | Approved
Red Sea Museum-Bab El-Bunt _K0003 | CLI.CON-000001 | 10.16.11.12 | Aluminum | Approved
Red Sea Museum-Bab El-Bunt _K0003 | CLI.CON-000001 |  |  | Approved
Red Sea Museum-Bab El-Bunt _K0003 | CLI.CON-000001 | 10.16.11.14 - 085200-P14-J | Type We13a.108, approximate dimensions 1300mm wide x 1100mm high | Approved
Red Sea Museum-Bab El-Bunt _K0003 | CLI.CON-000001 |  |  | Approved
Red Sea Museum-Bab El-Bunt _K0003 | CLI.CON-000001 | 10.17.11 - 092523-P1-K | Ditto, curved | Approved
Red Sea Museum-Bab El-Bunt _K0003 | CLI.CON-000001 |  |  | Approved
Red Sea Museum-Bab El-Bunt _K0003 | CLI.CON-000001 | 10.16.11.10 - 081114-P1-A | Type Di7.001, approximate dimensions 930mm wide x 2040mm high | Approved
Red Sea Museum-Bab El-Bunt _K0003 | CLI.CON-000001 |  |  | Approved
Red Sea Museum-Bab El-Bunt _K0003 | CLI.CON-000001 | 10.16.11.14 - 085200-P14-L | Type We13a.110, approximate dimensions 1300mm wide x 1100mm high | Approved
Red Sea Museum-Bab El-Bunt _K0003 | CLI.CON-000001 |  |  | Approved
Red Sea Museum-Bab El-Bunt _K0003 | CLI.CON-000001 | 10.16.11.14 - 085200-P17-N | Type We15A2.201, approximate dimensions 950mm wide x 2180mm high | Approved
Red Sea Museum-Bab El-Bunt _K0003 | CLI.CON-000001 |  |  | Approved
Red Sea Museum-Bab El-Bunt _K0003 | CLI.CON-000001 | 10.16.11.14 - 085200-P11-C | Type We13.100, approximate dimensions 1300mm wide x 1100mm high | Approved
Red Sea Museum-Bab El-Bunt _K0003 | CLI.CON-000001 |  |  | Approved
Red Sea Museum-Bab El-Bunt _K0003 | CLI.CON-000001 | 10.16.10.11 - 085200-P35-C | Type We7C.214, approximate dimensions 1000mm wide x 1500mm high | Approved
Red Sea Museum-Bab El-Bunt _K0003 | CLI.CON-000001 |  |  | Approved
Red Sea Museum-Bab El-Bunt _K0003 | CLI.CON-000001 | 10.16.10.11 - 085200-P27-M | Type Wi1B.103, approximate dimensions 1060mm wide x 2040mm high | Approved
Red Sea Museum-Bab El-Bunt _K0003 | CLI.CON-000001 |  |  | Approved
Red Sea Museum-Bab El-Bunt _K0003 | CLI.CON-000001 | 10.13.11 - 051200-P1-A | IPE 600 | Approved
Red Sea Museum-Bab El-Bunt _K0003 | CLI.CON-000001 |  |  | Approved
Red Sea Museum-Bab El-Bunt _K0003 | CLI.CON-000001 | 10.16.11.14 - 085200-P13-G | Type We13.300, approximate dimensions 1300mm wide x 1100mm high | Approved
Red Sea Museum-Bab El-Bunt _K0003 | CLI.CON-000001 |  |  | Approved
Red Sea Museum-Bab El-Bunt _K0003 | CLI.CON-000001 | 10.16.11.13 - 085123-P10-G | Type We11A.413, approximate dimensions 702mm x 1650mm high | Approved
Red Sea Museum-Bab El-Bunt _K0003 | CLI.CON-000001 |  |  | Approved
Red Sea Museum-Bab El-Bunt _K0003 | CLI.CON-000001 | 10.16.10.11 - 085200-P36-K | Type We7C.233, approximate dimensions 1000mm wide x 1500mm high | Approved
Red Sea Museum-Bab El-Bunt _K0003 | CLI.CON-000001 |  |  | Approved
Red Sea Museum-Bab El-Bunt _K0003 | CLI.CON-000001 | 10.15.10 - 072100-P1-J | To floors, 100mm thick, at main building top of roof, as shown on drawing 302.24 | Approved
Red Sea Museum-Bab El-Bunt _K0003 | CLI.CON-000001 |  |  | Approved
Red Sea Museum-Bab El-Bunt _K0003 | CLI.CON-000001 | 10.11.11 - 033000-P1-G | Solid slab, 150mm thick to protect waterproofing membrane | Approved
Red Sea Museum-Bab El-Bunt _K0003 | CLI.CON-000001 |  |  | Approved
Red Sea Museum-Bab El-Bunt _K0003 | CLI.CON-000001 | 10.16.10.11 - 085200-P33-F | Type Wi2C.003, approximate dimensions 1400mm wide x 2000mm high | Approved
Red Sea Museum-Bab El-Bunt _K0003 | CLI.CON-000001 |  |  | Approved
Red Sea Museum-Bab El-Bunt _K0003 | CLI.CON-000001 | 10.16.10.11 - 085200-P37-H | Type We2A.005, approximate dimensions 700mm wide x 2070mm high | Approved
Red Sea Museum-Bab El-Bunt _K0003 | CLI.CON-000001 |  |  | Approved
Red Sea Museum-Bab El-Bunt _K0003 | CLI.CON-000001 | 10.16.10.11 - 085200-P36-B | Type We7C.225, approximate dimensions 1000mm wide x 1500mm high | Approved
Red Sea Museum-Bab El-Bunt _K0003 | CLI.CON-000001 |  |  | Approved
Red Sea Museum-Bab El-Bunt _K0003 | CLI.CON-000001 | 10.16.10.11 - 085200-P25-C | Type We8B.306, approximate dimensions 1200mm wide x 860mm high | Approved
Red Sea Museum-Bab El-Bunt _K0003 | CLI.CON-000001 |  |  | Approved
Red Sea Museum-Bab El-Bunt _K0003 | CLI.CON-000001 | 10.21 - GR-P5-B | The Contractor shall be required to furnish a Performance Guarantee as stipulated in the Conditions of Contract. The Contractor shall allow herein for all costs related to Performance Guarantee. | Approved
Red Sea Museum-Bab El-Bunt _K0003 | CLI.CON-000001 |  |  | Approved
Red Sea Museum-Bab El-Bunt _K0003 | CLI.CON-000001 | 10.16.10.11 - 085200-P23-A | Type We8A.307, approximate dimensions 1200mm wide x 860mm high | Approved
Red Sea Museum-Bab El-Bunt _K0003 | CLI.CON-000001 |  |  | Approved
Red Sea Museum-Bab El-Bunt _K0003 | CLI.CON-000001 | 10.13.10 - 055213-P4-A | Horizontal, wall mounted | Approved
Red Sea Museum-Bab El-Bunt _K0003 | CLI.CON-000001 |  |  | Approved
Red Sea Museum-Bab El-Bunt _K0003 | CLI.CON-000001 | 10.16.11.14 - 085200-P18-N | Type We15B2.203, approximate dimension 1060mm wide x 2180mm high | Approved
Red Sea Museum-Bab El-Bunt _K0003 | CLI.CON-000001 |  |  | Approved
Red Sea Museum-Bab El-Bunt _K0003 | CLI.CON-000001 | 10.11.11 - 033000-P3-L | Ditto, curved | Approved
Red Sea Museum-Bab El-Bunt _K0003 | CLI.CON-000001 |  |  | Approved
Red Sea Museum-Bab El-Bunt _K0003 | CLI.CON-000001 | 10.16.11.12 - 084413-P8-C | Fixed curtain wall, approximately 5300mm wide x 2935mm high | Approved
Red Sea Museum-Bab El-Bunt _K0003 | CLI.CON-000001 |  |  | Approved
Red Sea Museum-Bab El-Bunt _K0003 | CLI.CON-000001 | 10.14.11 - 064000-P2-B | 1200mm x 600mm, when closed | Approved
Red Sea Museum-Bab El-Bunt _K0003 | CLI.CON-000001 |  |  | Approved
Red Sea Museum-Bab El-Bunt _K0003 | CLI.CON-000001 | 10.21 - GR-P3-E | The above clause within the contract, does not negate, affect or nullify the additional provision within the contract, should the Contractor fail to achieve the agreed handover date for the project at their own cause. Then the contractor is responsible for the consultants monthly fees including any overtime or out of hours works requested by the contractor | Approved
Red Sea Museum-Bab El-Bunt _K0003 | CLI.CON-000001 |  |  | Approved
Red Sea Museum-Bab El-Bunt _K0003 | CLI.CON-000001 | 10.17.11 - 099100-P9-N | To floors of technical void (partial) | Approved
Red Sea Museum-Bab El-Bunt _K0003 | CLI.CON-000001 |  |  | Approved
Red Sea Museum-Bab El-Bunt _K0003 | CLI.CON-000001 | 10.10.10 - 024119-P3-N | Balustrade at canopy including parapet, 2000mm high (approximate quantity 50m) | Approved
Red Sea Museum-Bab El-Bunt _K0003 | CLI.CON-000001 |  |  | Approved
Red Sea Museum-Bab El-Bunt _K0003 | CLI.CON-000001 | 10.16.11.14 - 085200-P14-D | Type We13.309, approximate dimensions 1300mm wide x 1100mm high | Approved
Red Sea Museum-Bab El-Bunt _K0003 | CLI.CON-000001 |  |  | Approved
Red Sea Museum-Bab El-Bunt _K0003 | CLI.CON-000001 | 10.13.10 - 055313-P4-C | 150mm wide, at roof | Approved
Red Sea Museum-Bab El-Bunt _K0003 | CLI.CON-000001 |  |  | Approved
Red Sea Museum-Bab El-Bunt _K0003 | CLI.CON-000001 | 10.15.10 - 075216-P2-C | To top of foundations and slabs | Approved
Red Sea Museum-Bab El-Bunt _K0003 | CLI.CON-000001 |  |  | Approved
Red Sea Museum-Bab El-Bunt _K0003 | CLI.CON-000001 | 10.13.10 - 055000-P2-C | 350mm high, curved | Approved
Red Sea Museum-Bab El-Bunt _K0003 | CLI.CON-000001 |  |  | Approved
Red Sea Museum-Bab El-Bunt _K0003 | CLI.CON-000001 | 10.16.10.11 - 085200-P36-F | Type We7C.229, approximate dimensions 1000mm wide x 1500mm high | Approved
Red Sea Museum-Bab El-Bunt _K0003 | CLI.CON-000001 |  |  | Approved
Red Sea Museum-Bab El-Bunt _K0003 | CLI.CON-000001 | 10.15.10 - 075216-P4-E | Ref. WA05-24, 1800mm wide x 1800mm high | Approved
Red Sea Museum-Bab El-Bunt _K0003 | CLI.CON-000001 |  |  | Approved
Red Sea Museum-Bab El-Bunt _K0003 | CLI.CON-000001 | 10.16.10.11 - 085200-P34-G | Type We7C.206, approximate dimensions 1000mm wide x 1500mm high | Approved
Red Sea Museum-Bab El-Bunt _K0003 | CLI.CON-000001 |  |  | Approved
Red Sea Museum-Bab El-Bunt _K0003 | CLI.CON-000001 | 10.16.10.11 - 085200-P28-H | Type Wi1E.100, approximate dimensions 1500mm wide x 2040mm high | Approved
Red Sea Museum-Bab El-Bunt _K0003 | CLI.CON-000001 |  |  | Approved
Red Sea Museum-Bab El-Bunt _K0003 | CLI.CON-000001 | 10.21 - GR-P1-G | The Contractor shall be required to include in his tender BOQ and Schedule for the project an item for Consultant Supervision Services. | Approved
Red Sea Museum-Bab El-Bunt _K0003 | CLI.CON-000001 |  |  | Approved
Red Sea Museum-Bab El-Bunt _K0003 | CLI.CON-000001 | 10.16.11.14 - 085200-P11-J | Type We13.106, approximate dimensions 1300mm wide x 1100mm high | Approved
Red Sea Museum-Bab El-Bunt _K0003 | CLI.CON-000001 |  |  | Approved
Red Sea Museum-Bab El-Bunt _K0003 | CLI.CON-000001 | 10.15.10 - 075216-P3-T | Ref. WA05-18, 3400mm wide x 1800mm high | Approved
Red Sea Museum-Bab El-Bunt _K0003 | CLI.CON-000001 |  |  | Approved
Red Sea Museum-Bab El-Bunt _K0003 | CLI.CON-000001 | 10.17.11 - 095426-P6-L | 395mm wide x 1290mm long | Approved
Red Sea Museum-Bab El-Bunt _K0003 | CLI.CON-000001 |  |  | Approved
Red Sea Museum-Bab El-Bunt _K0003 | CLI.CON-000001 | 10.17.11 - 093033-P4-M | Coping, 450mm wide | Approved
Red Sea Museum-Bab El-Bunt _K0003 | CLI.CON-000001 |  |  | Approved
Red Sea Museum-Bab El-Bunt _K0003 | CLI.CON-000001 | 10.11.11 - 035300-P5-A | 65mm thick above slab on grade, to cover cabling | Approved
Red Sea Museum-Bab El-Bunt _K0003 | CLI.CON-000001 |  |  | Approved
Red Sea Museum-Bab El-Bunt _K0003 | CLI.CON-000001 | 10.16.11.14 - 085200-P16-M | Type We15A.301, approximate dimensions 1300mm wide x 1050mm high | Approved
Red Sea Museum-Bab El-Bunt _K0003 | CLI.CON-000001 |  |  | Approved
Red Sea Museum-Bab El-Bunt _K0003 | CLI.CON-000001 | 10.16.11.14 - 085200-P15-J | Type We14A.202, approximate dimensions 1050mm wide x 1000mm high | Approved
Red Sea Museum-Bab El-Bunt _K0003 | CLI.CON-000001 |  |  | Approved
Red Sea Museum-Bab El-Bunt _K0003 | CLI.CON-000001 | 10.10.10 - 024119-P5-A | Internal double leaf doors, at ground floor (approximate quantity 15No) | Approved
Red Sea Museum-Bab El-Bunt _K0003 | CLI.CON-000001 |  |  | Approved
Red Sea Museum-Bab El-Bunt _K0003 | CLI.CON-000001 | 10.16.10.11 - 085200-P25-G | Type We8C.303, approximate dimensions 1300mm wide x 860mm high | Approved
Red Sea Museum-Bab El-Bunt _K0003 | CLI.CON-000001 |  |  | Approved
Red Sea Museum-Bab El-Bunt _K0003 | CLI.CON-000001 | 10.16.11.15 - 088000-P40-E | Allow for 5% for extra materials for internal door hardware | Approved
Red Sea Museum-Bab El-Bunt _K0003 | CLI.CON-000001 |  |  | Approved
Red Sea Museum-Bab El-Bunt _K0003 | CLI.CON-000001 | 10.16.10.11 - 085200-P28-F | Type Wi1B.109, approximate dimensions 1060mm wide x 2040mm high | Approved
Red Sea Museum-Bab El-Bunt _K0003 | CLI.CON-000001 |  |  | Approved
Red Sea Museum-Bab El-Bunt _K0003 | CLI.CON-000001 | 10.16.10.11 - 085200-P35-M | Type We7C.223, approximate dimensions 1000mm wide x 1500mm high | Approved
Red Sea Museum-Bab El-Bunt _K0003 | CLI.CON-000001 |  |  | Approved
Red Sea Museum-Bab El-Bunt _K0003 | CLI.CON-000001 | 10.21 - GR-P23-D | If any claim is made by anyone against the Contractor or any Sub-Contractor, the Contractor shall promptly report the facts in writing to the Engineer giving full details of the claim. | Approved
Red Sea Museum-Bab El-Bunt _K0003 | CLI.CON-000001 |  |  | Approved
Red Sea Museum-Bab El-Bunt _K0003 | CLI.CON-000001 | 10.16.10.11 - 085200-P22-J | Type We8A.302, approximate dimensions 1200mm wide x 860mm high | Approved
Red Sea Museum-Bab El-Bunt _K0003 | CLI.CON-000001 |  |  | Approved
Red Sea Museum-Bab El-Bunt _K0003 | CLI.CON-000001 | 10.16.11.13 | Steel Windows | Approved
Red Sea Museum-Bab El-Bunt _K0003 | CLI.CON-000001 |  |  | Approved
Red Sea Museum-Bab El-Bunt _K0003 | CLI.CON-000001 | 10.16.10.11 - 085200-P28-B | Type Wi1B.105, approximate dimensions 1060mm wide x 2040mm high | Approved
Red Sea Museum-Bab El-Bunt _K0003 | CLI.CON-000001 |  |  | Approved
Red Sea Museum-Bab El-Bunt _K0003 | CLI.CON-000001 | 10.16.10.11 - 085200-P37-A | Type We7C.235, approximate dimensions 1000mm wide x 1500mm high | Approved
Red Sea Museum-Bab El-Bunt _K0003 | CLI.CON-000001 |  |  | Approved
Red Sea Museum-Bab El-Bunt _K0003 | CLI.CON-000001 | 10.18.10 - 105113-P1-C | 2300mm wide x 500mm deep x 2460mm high | Approved
Red Sea Museum-Bab El-Bunt _K0003 | CLI.CON-000001 |  |  | Approved
Red Sea Museum-Bab El-Bunt _K0003 | CLI.CON-000001 | 10.10.10 - 024119-P4-E | Treads, risers and landings to existing stairs (approximate quantity 52m²) | Approved
Red Sea Museum-Bab El-Bunt _K0003 | CLI.CON-000001 |  |  | Approved
Red Sea Museum-Bab El-Bunt _K0003 | CLI.CON-000001 | 10.10.10 - 024119-P1-G | External walls (assumed blockwork) 200mm thick, at ground floor (approximate quantity 217m²) | Approved
Red Sea Museum-Bab El-Bunt _K0003 | CLI.CON-000001 |  |  | Approved
Red Sea Museum-Bab El-Bunt _K0003 | CLI.CON-000001 | 10.16.11.13 - 085123-P9-D | Type We10A.002, approximate dimensions 1860mm wide x 4430mm high | Approved
Red Sea Museum-Bab El-Bunt _K0003 | CLI.CON-000001 |  |  | Approved
Red Sea Museum-Bab El-Bunt _K0003 | CLI.CON-000001 | 10.16.10.10 - 081416-P5-A | Type Di1.001, approximate dimensions 1140mm wide x 2478mm high | Approved
Red Sea Museum-Bab El-Bunt _K0003 | CLI.CON-000001 |  |  | Approved
Red Sea Museum-Bab El-Bunt _K0003 | CLI.CON-000001 | 10.16.10.11 - 085200-P25-J | Type We8C.305, approximate dimensions 1300mm wide x 860mm high | Approved
Red Sea Museum-Bab El-Bunt _K0003 | CLI.CON-000001 |  |  | Approved
Red Sea Museum-Bab El-Bunt _K0003 | CLI.CON-000001 | 10.10.10 - 024119-P4-A | Dome approximate thickness 300mm (approximate quantity 77m²) | Approved
Red Sea Museum-Bab El-Bunt _K0003 | CLI.CON-000001 |  |  | Approved
Red Sea Museum-Bab El-Bunt _K0003 | CLI.CON-000001 | 10.17.11 - 095426-P7-A | 400mm wide x 1640mm long | Approved
Red Sea Museum-Bab El-Bunt _K0003 | CLI.CON-000001 |  |  | Approved
Red Sea Museum-Bab El-Bunt _K0003 | CLI.CON-000001 | 10.16.10.11 - 085200-P35-J | Type We7C.220, approximate dimensions 1000mm wide x 1500mm high | Approved
Red Sea Museum-Bab El-Bunt _K0003 | CLI.CON-000001 | 10.16.10.11 - 085200-P38-J | Type We4A.202, approximate dimensions 700mm wide x 2100mm high | Approved
Red Sea Museum-Bab El-Bunt _K0003 | CLI.CON-000001 |  |  | Approved
Red Sea Museum-Bab El-Bunt _K0003 | CLI.CON-000001 | 10.16.11.14 - 085200-P15-M | Type We14A.301, approximate dimensions 1050mm wide x 1000mm high | Approved
Red Sea Museum-Bab El-Bunt _K0003 | CLI.CON-000001 |  |  | Approved
Red Sea Museum-Bab El-Bunt _K0003 | CLI.CON-000001 | 10.16.11.14 - 085200-P16-H | Type We14D.205, approximate dimensions 2457mm wide x 2284mm high | Approved
Red Sea Museum-Bab El-Bunt _K0003 | CLI.CON-000001 |  |  | Approved
Red Sea Museum-Bab El-Bunt _K0003 | CLI.CON-000001 | 10.16.10.11 - 085200-P24-G | Type We8A.326, approximate dimensions 1200mm wide x 860mm high | Approved
Red Sea Museum-Bab El-Bunt _K0003 | CLI.CON-000001 |  |  | Approved
Red Sea Museum-Bab El-Bunt _K0003 | CLI.CON-000001 | 10.21 - GR-P3-B | The proposed alternative schedule should be the minimum time the contractor believes the works can be carried out successfully, inclusive of all elements of the works from the underpinning, dewatering and subsequent foundations of the project to the testing and commissioning and handover to the client | Approved
Red Sea Museum-Bab El-Bunt _K0003 | CLI.CON-000001 |  |  | Approved
Red Sea Museum-Bab El-Bunt _K0003 | CLI.CON-000001 | 10.16.11.14 - 085200-P18-C | Type We15B.100, approximate dimensions 1650mm wide x 1000mm high | Approved
Red Sea Museum-Bab El-Bunt _K0003 | CLI.CON-000001 |  |  | Approved
Red Sea Museum-Bab El-Bunt _K0003 | CLI.CON-000001 | 10.16.11.15 - 088000-P40-C | Type Di8B.200, double leaf, approximate dimensions 2150mm wide x 2600mm high | Approved
Red Sea Museum-Bab El-Bunt _K0003 | CLI.CON-000001 |  |  | Approved
Red Sea Museum-Bab El-Bunt _K0003 | CLI.CON-000001 | 10.16.10.11 - 085200-P31-J | Type We6A.130, approximate dimensions 1300mm wide x 780mm high | Approved
Red Sea Museum-Bab El-Bunt _K0003 | CLI.CON-000001 |  |  | Approved
Red Sea Museum-Bab El-Bunt _K0003 | CLI.CON-000001 | 10.16.10.11 - 085200-P30-D | Type We6A.113, approximate dimensions 1300mm wide x 780mm high | Approved
Red Sea Museum-Bab El-Bunt _K0003 | CLI.CON-000001 |  |  | Approved
Red Sea Museum-Bab El-Bunt _K0003 | CLI.CON-000001 | 10.16.11.14 - 085200-P16-C | Type We14D.009, approximate dimensions 2457mm wide x 2284mm high | Approved
Red Sea Museum-Bab El-Bunt _K0003 | CLI.CON-000001 |  |  | Approved
Red Sea Museum-Bab El-Bunt _K0003 | CLI.CON-000001 | 10.17.11 - 093033-P4-K | Coping, 150mm wide | Approved
Red Sea Museum-Bab El-Bunt _K0003 | CLI.CON-000001 |  |  | Approved
Red Sea Museum-Bab El-Bunt _K0003 | CLI.CON-000001 | 10.16.11.14 - 085200-P18-B | Type We15A2.205, approximate dimensions 950mm wide x 2180mm high | Approved
Red Sea Museum-Bab El-Bunt _K0003 | CLI.CON-000001 |  |  | Approved
Red Sea Museum-Bab El-Bunt _K0003 | CLI.CON-000001 | 10.21 - GR-P21-D | The Contractor shall provide all constructional plant, lifting equipment, transport facilities, tools and services, required for the proper execution of the Works. Submit details for establishment, maintenance and removal of plant. | Approved
Red Sea Museum-Bab El-Bunt _K0003 | CLI.CON-000001 |  |  | Approved
Red Sea Museum-Bab El-Bunt _K0003 | CLI.CON-000001 | 10.10.10 - 024119-P3-B | Stone walls 540mm thick, curved at ground floor (approximate quantity 52m²) | Approved
Red Sea Museum-Bab El-Bunt _K0003 | CLI.CON-000001 |  |  | Approved
Red Sea Museum-Bab El-Bunt _K0003 | CLI.CON-000001 | 10.16.10.11 - 085200-P30-E | Type We6A.114, approximate dimensions 1300mm wide x 780mm high | Approved
Red Sea Museum-Bab El-Bunt _K0003 | CLI.CON-000001 |  |  | Approved
Red Sea Museum-Bab El-Bunt _K0003 | CLI.CON-000001 | 10.17.11 - 092400-P1-B | To new brick, to receive paint | Approved
Red Sea Museum-Bab El-Bunt _K0003 | CLI.CON-000001 |  |  | Approved
Red Sea Museum-Bab El-Bunt _K0003 | CLI.CON-000001 | 10.16.10.11 - 085200-P34-E | Type We7C.204, approximate dimensions 1000mm wide x 1500mm high | Approved
Red Sea Museum-Bab El-Bunt _K0003 | CLI.CON-000001 |  |  | Approved
Red Sea Museum-Bab El-Bunt _K0003 | CLI.CON-000001 | 10.21 - GR-P1-C | N.B. General Requirements section must be priced separately. It is not acceptable to state that the costs of General Requirements are included in the rates for construction items. | Approved
Red Sea Museum-Bab El-Bunt _K0003 | CLI.CON-000001 |  |  | Approved
Red Sea Museum-Bab El-Bunt _K0003 | CLI.CON-000001 |  |  | Approved
Red Sea Museum-Bab El-Bunt _K0003 | CLI.CON-000001 | 10.16.10.11 - 085200-P24-K | Type We8B.301, approximate dimensions 1200mm wide x 860mm high | Approved
Red Sea Museum-Bab El-Bunt _K0003 | CLI.CON-000001 |  |  | Approved
Red Sea Museum-Bab El-Bunt _K0003 | CLI.CON-000001 | 10.15.10 - 075216-P4-H | Ref. WA05-27, 1000mm wide x 1400mm high | Approved
Red Sea Museum-Bab El-Bunt _K0003 | CLI.CON-000001 |  |  | Approved
Red Sea Museum-Bab El-Bunt _K0003 | CLI.CON-000001 | 10.10.10 - 024119-P5-J | Internal windows dimensions ranging between 1050mmx700mm and 1400mmx2000mm, at ground floor (approximate quantity 12No) | Approved
Red Sea Museum-Bab El-Bunt _K0003 | CLI.CON-000001 |  |  | Approved
Red Sea Museum-Bab El-Bunt _K0003 | CLI.CON-000001 | 10.16.11.14 - 085200-P17-D | Type We15A.306, approximate dimensions 1300mm wide x 1050mm high | Approved
Red Sea Museum-Bab El-Bunt _K0003 | CLI.CON-000001 |  |  | Approved
Red Sea Museum-Bab El-Bunt _K0003 | CLI.CON-000001 | 10.16.10.11 - 085200-P29-K | Type We6A.107, approximate dimensions 1300mm wide x 780mm high | Approved
Red Sea Museum-Bab El-Bunt _K0003 | CLI.CON-000001 |  |  | Approved
Red Sea Museum-Bab El-Bunt _K0003 | CLI.CON-000001 | 10.16.10.11 - 085200-P33-D | Type Wi2C.001, approximate dimensions 1400mm wide x 2000mm high | Approved
Red Sea Museum-Bab El-Bunt _K0003 | CLI.CON-000001 |  |  | Approved
Red Sea Museum-Bab El-Bunt _K0003 | CLI.CON-000001 | 10.16.11.13 - 085123-P10-H | Type We11A.414, approximate dimensions 702mm x 1650mm high | Approved
Red Sea Museum-Bab El-Bunt _K0003 | CLI.CON-000001 |  |  | Approved
Red Sea Museum-Bab El-Bunt _K0003 | CLI.CON-000001 | 10.15.10 - 075216-P3-M | Ref. WA05-12, 5300mm wide x 1800mm high | Approved
Red Sea Museum-Bab El-Bunt _K0003 | CLI.CON-000001 |  |  | Approved
Red Sea Museum-Bab El-Bunt _K0003 | CLI.CON-000001 | 10.16.10.11 - 085200-P38-E | Type We3B.102, approximate dimensions 2200mm wide x 1230mm high | Approved
Red Sea Museum-Bab El-Bunt _K0003 | CLI.CON-000001 |  |  | Approved
Red Sea Museum-Bab El-Bunt _K0003 | CLI.CON-000001 | 10.21 - GR-P7-A | The Contractor shall comply with all the requirements and obligations, including but not limited to: a. Scope b. Work covered by Contract documents c. Type of Contract d. Work phases e. Use of premises f. Performance and standards g. Fire and safety aspects h. Work restrictions i. Specification format and conventions j. Pricing and measurement issues Project Management and Coordination a. Coordination b. Administrative and supervision personnel c. Project meetings d. Requests for Interpretation (RFIs) Construction Progress Documentation a. Submittals Schedule b. Preliminary Construction Schedule c. Contractor's Construction Schedule d. Daily construction reports e. Materials location reports f. Field conditions reports g. Special reports Photographic Documentation a. Preconstruction photographs b. Periodic construction photographs c. Final Completion construction photographs d. Preconstruction digital movies e. Periodic digital movies f. Time-lapse sequence digital movies | Approved
Red Sea Museum-Bab El-Bunt _K0003 | CLI.CON-000001 |  |  | Approved
Red Sea Museum-Bab El-Bunt _K0003 | CLI.CON-000001 | 10.16.11.14 - 085200-P14-M | Type We13a.125, approximate dimensions 1300mm wide x 1100mm high | Approved
Red Sea Museum-Bab El-Bunt _K0003 | CLI.CON-000001 |  |  | Approved
Red Sea Museum-Bab El-Bunt _K0003 | CLI.CON-000001 | 10.10.10 - 024119-P3-H | Reinforced concrete columns, at ground floor canopy (approximate quantity 28m³) | Approved
Red Sea Museum-Bab El-Bunt _K0003 | CLI.CON-000001 |  |  | Approved
Red Sea Museum-Bab El-Bunt _K0003 | CLI.CON-000001 | 10.16.11.14 - 085200-P17-B | Type We15A.304, approximate dimensions 1300mm wide x 1050mm high | Approved
Red Sea Museum-Bab El-Bunt _K0003 | CLI.CON-000001 |  |  | Approved
Red Sea Museum-Bab El-Bunt _K0003 | CLI.CON-000001 | 10.13.11 - 055000-P2-J | At roof of main building, 150mm overall thickness, sloped | Approved
Red Sea Museum-Bab El-Bunt _K0003 | CLI.CON-000001 |  |  | Approved
Red Sea Museum-Bab El-Bunt _K0003 | CLI.CON-000001 | 10.16.10.11 - 085200-P38-M | Type We4A.205, approximate dimensions 700mm wide x 2100mm high | Approved
Red Sea Museum-Bab El-Bunt _K0003 | CLI.CON-000001 |  |  | Approved
Red Sea Museum-Bab El-Bunt _K0003 | CLI.CON-000001 | 10.16.10.11 - 085200-P32-C | Type Wi1C.102, approximate dimensions 1570mm wide x 2040mm high | Approved
Red Sea Museum-Bab El-Bunt _K0003 | CLI.CON-000001 |  |  | Approved
Red Sea Museum-Bab El-Bunt _K0003 | CLI.CON-000001 | 10.17.11 - 099100-P9-J | Allow for 5% extra materials for intumescent paint | Approved
Red Sea Museum-Bab El-Bunt _K0003 | CLI.CON-000001 |  |  | Approved
Red Sea Museum-Bab El-Bunt _K0003 | CLI.CON-000001 | 10.16.10.11 - 085200-P36-D | Type We7C.227, approximate dimensions 1000mm wide x 1500mm high | Approved
Red Sea Museum-Bab El-Bunt _K0003 | CLI.CON-000001 |  |  | Approved
Red Sea Museum-Bab El-Bunt _K0003 | CLI.CON-000001 | 10.16.11.14 - 085200-P18-M | Type We15B2.202, approximate dimension 1060mm wide x 2180mm high | Approved
Red Sea Museum-Bab El-Bunt _K0003 | CLI.CON-000001 |  |  | Approved
Red Sea Museum-Bab El-Bunt _K0003 | CLI.CON-000001 | 10.10.10 - 024119-P2-C | External walls (assumed blockwork) 250mm thick, at roof (approximate quantity 53m²) | Approved
Red Sea Museum-Bab El-Bunt _K0003 | CLI.CON-000001 |  |  | Approved
Red Sea Museum-Bab El-Bunt _K0003 | CLI.CON-000001 | 10.16.10.11 - 085200-P27-D | Type Wi1A.104, approximate dimensions 1344mm wide x 2040mm high | Approved
Red Sea Museum-Bab El-Bunt _K0003 | CLI.CON-000001 |  |  | Approved
Red Sea Museum-Bab El-Bunt _K0003 | CLI.CON-000001 | 10.10.10 - 024119-P6-C | External window, approximately 1100mm wide x 850mm high, at first floor (approximate quantity 2No) | Approved
Red Sea Museum-Bab El-Bunt _K0003 | CLI.CON-000001 |  |  | Approved
Red Sea Museum-Bab El-Bunt _K0003 | CLI.CON-000001 | 10.17.11 - 095426-P7-R | 400mm wide x 2025mm long | Approved
Red Sea Museum-Bab El-Bunt _K0003 | CLI.CON-000001 |  |  | Approved
Red Sea Museum-Bab El-Bunt _K0003 | CLI.CON-000001 | 10.16.10.10 - 081416-P6-A | Type Di2A.124, approximate dimensions 1230mm wide x 2700mm high | Approved
Red Sea Museum-Bab El-Bunt _K0003 | CLI.CON-000001 |  |  | Approved
Red Sea Museum-Bab El-Bunt _K0003 | CLI.CON-000001 | 10.12.11 - 042200-P1-E | 150mm thick walls, at roof edge, to stop insulation | Approved
Red Sea Museum-Bab El-Bunt _K0003 | CLI.CON-000001 |  |  | Approved
Red Sea Museum-Bab El-Bunt _K0003 | CLI.CON-000001 | 10.17.11 - 092523-P1-E | To plasterboard walls, Ref.W2_01 | Approved
Red Sea Museum-Bab El-Bunt _K0003 | CLI.CON-000001 |  |  | Approved
Red Sea Museum-Bab El-Bunt _K0003 | CLI.CON-000001 | 10.16.11.11 - 081416-P4-A | Type De2.001, approximate dimensions 1500mm wide x 2535mm high | Approved
Red Sea Museum-Bab El-Bunt _K0003 | CLI.CON-000001 |  |  | Approved
Red Sea Museum-Bab El-Bunt _K0003 | CLI.CON-000001 | 10.16.10.11 - 085200-P29-D | Type We6A.101, approximate dimensions 1300mm wide x 780mm high | Approved
Red Sea Museum-Bab El-Bunt _K0003 | CLI.CON-000001 |  |  | Approved
Red Sea Museum-Bab El-Bunt _K0003 | CLI.CON-000001 | 10.16.11.15 - 088300-P41-B | 800mm wide x 700mm high | Approved
Red Sea Museum-Bab El-Bunt _K0003 | CLI.CON-000001 |  |  | Approved
Red Sea Museum-Bab El-Bunt _K0003 | CLI.CON-000001 | 10.17.11 - 092523-P1-C | To walls, Ref.W2_01 | Approved
Red Sea Museum-Bab El-Bunt _K0003 | CLI.CON-000001 |  |  | Approved
Red Sea Museum-Bab El-Bunt _K0003 | CLI.CON-000001 | 10.21 - GR-P5-D | The Contractor shall comply in all respects with the Conditions of Contract and shall describe, list below and price any obligation for which he has not allowed elsewhere and wishes to price separately:- | Approved
Red Sea Museum-Bab El-Bunt _K0003 | CLI.CON-000001 |  |  | Approved
Red Sea Museum-Bab El-Bunt _K0003 | CLI.CON-000001 | 10.17.11 - 095426-P7-J | 400mm wide x 1860mm long | Approved
Red Sea Museum-Bab El-Bunt _K0003 | CLI.CON-000001 |  |  | Approved
Red Sea Museum-Bab El-Bunt _K0003 | CLI.CON-000001 | 10.16.10.11 - 085200-P34-H | Type We7C.207, approximate dimensions 1000mm wide x 1500mm high | Approved
Red Sea Museum-Bab El-Bunt _K0003 | CLI.CON-000001 |  |  | Approved
Red Sea Museum-Bab El-Bunt _K0003 | CLI.CON-000001 | 10.11.11 - 033000-P2-J | Ditto, 750mm thick | Approved
Red Sea Museum-Bab El-Bunt _K0003 | CLI.CON-000001 |  |  | Approved
Red Sea Museum-Bab El-Bunt _K0003 | CLI.CON-000001 | 10.16.10.11 - 085200-P31-B | Type We6A.123, approximate dimensions 1300mm wide x 780mm high | Approved
Red Sea Museum-Bab El-Bunt _K0003 | CLI.CON-000001 |  |  | Approved
Red Sea Museum-Bab El-Bunt _K0003 | CLI.CON-000001 | 10.11.11 - 035300-P5-G | Thickness ranging between 30mm and 130mm, protection to waterproofing membrane at top of roof | Approved
Red Sea Museum-Bab El-Bunt _K0003 | CLI.CON-000001 |  |  | Approved
Red Sea Museum-Bab El-Bunt _K0003 | CLI.CON-000001 | 10.16.11.14 - 085200-P20-B | Type We15C2.213, approximate dimensions 1600mm wide x 2200mm high | Approved
Red Sea Museum-Bab El-Bunt _K0003 | CLI.CON-000001 |  |  | Approved
Red Sea Museum-Bab El-Bunt _K0003 | CLI.CON-000001 | 10.10.10 - 024119-P2-K | Stone walls 280mm thick, at ground floor (approximate quantity 140m²) | Approved
Red Sea Museum-Bab El-Bunt _K0003 | CLI.CON-000001 |  |  | Approved
Red Sea Museum-Bab El-Bunt _K0003 | CLI.CON-000001 | 10.21 - GR-P1-B | Items included in these General Requirements are listed under different headings for reference purpose only, even if they relate to different documents in the Contract. | Approved
Red Sea Museum-Bab El-Bunt _K0003 | CLI.CON-000001 |  |  | Approved
Red Sea Museum-Bab El-Bunt _K0003 | CLI.CON-000001 | 10.13.10 - 055000-P1-E | Type 1, Ref. F07-01, 550mm wide | Approved
Red Sea Museum-Bab El-Bunt _K0003 | CLI.CON-000001 |  |  | Approved
Red Sea Museum-Bab El-Bunt _K0003 | CLI.CON-000001 | 10.16.10.11 - 085200-P39-K | Type We5A.305, approximate dimensions 700mm wide x 710mm high | Approved
Red Sea Museum-Bab El-Bunt _K0003 | CLI.CON-000001 |  |  | Approved
Red Sea Museum-Bab El-Bunt _K0003 | CLI.CON-000001 | 10.16.10.11 - 085200-P29-C | Type Wi4A.201, approximate dimensions 1060mm wide x 2040mm high | Approved
Red Sea Museum-Bab El-Bunt _K0003 | CLI.CON-000001 |  |  | Approved
Red Sea Museum-Bab El-Bunt _K0003 | CLI.CON-000001 | 10.16.11.14 - 085200-P20-K | Type We15C2.224, approximate dimensions 1600mm wide x 2200mm high | Approved
Red Sea Museum-Bab El-Bunt _K0003 | CLI.CON-000001 |  |  | Approved
Red Sea Museum-Bab El-Bunt _K0003 | CLI.CON-000001 | 10.13.10 - 055000-P3-E | To landings of external stairs | Approved
Red Sea Museum-Bab El-Bunt _K0003 | CLI.CON-000001 |  |  | Approved
Red Sea Museum-Bab El-Bunt _K0003 | CLI.CON-000001 | 10.16.10.11 - 085200-P35-K | Type We7C.221, approximate dimensions 1000mm wide x 1500mm high | Approved
Red Sea Museum-Bab El-Bunt _K0003 | CLI.CON-000001 |  |  | Approved
Red Sea Museum-Bab El-Bunt _K0003 | CLI.CON-000001 | 10.16.11.14 - 085200-P21-D | 950mm wide x 2600mm high, facade unit 6 | Approved
Red Sea Museum-Bab El-Bunt _K0003 | CLI.CON-000001 |  |  | Approved
Red Sea Museum-Bab El-Bunt _K0003 | CLI.CON-000001 | 10.15.10 - 075216-P3-G | Ref. WA05-7, 3600mm wide x 1800mm high | Approved
Red Sea Museum-Bab El-Bunt _K0003 | CLI.CON-000001 |  |  | Approved
Red Sea Museum-Bab El-Bunt _K0003 | CLI.CON-000001 | 10.16.10.11 - 085200-P34-J | Type We7C.208, approximate dimensions 1000mm wide x 1500mm high | Approved
Red Sea Museum-Bab El-Bunt _K0003 | CLI.CON-000001 |  |  | Approved
Red Sea Museum-Bab El-Bunt _K0003 | CLI.CON-000001 | 10.16.10.11 - 085200-P24-D | Type We8A.322, approximate dimensions 1200mm wide x 860mm high | Approved
Red Sea Museum-Bab El-Bunt _K0003 | CLI.CON-000001 |  |  | Approved
Red Sea Museum-Bab El-Bunt _K0003 | CLI.CON-000001 | 10.16.11.10 - 081114-P2-A | Type Di3A.100, approximate dimensions 1060mm wide x 2155mm high | Approved
Red Sea Museum-Bab El-Bunt _K0003 | CLI.CON-000001 |  |  | Approved
Red Sea Museum-Bab El-Bunt _K0003 | CLI.CON-000001 | 10.16.10.11 - 085200-P33-C | Type Wi2B.100, approximate dimensions 1050mm wide x 2100mm high | Approved
Red Sea Museum-Bab El-Bunt _K0003 | CLI.CON-000001 |  |  | Approved
Red Sea Museum-Bab El-Bunt _K0003 | CLI.CON-000001 | 10.16.11.10 - 081114-P1-D | Type Di3A.001, approximate dimensions 1060mm wide x 2155mm high | Approved
Red Sea Museum-Bab El-Bunt _K0003 | CLI.CON-000001 |  |  | Approved
Red Sea Museum-Bab El-Bunt _K0003 | CLI.CON-000001 | 10.16.10.10 - 081416-P6-J | Type Di2B.108, approximate dimensions 1330mm wide x 2650mm high | Approved
Red Sea Museum-Bab El-Bunt _K0003 | CLI.CON-000001 |  |  | Approved
Red Sea Museum-Bab El-Bunt _K0003 | CLI.CON-000001 | 10.10.10 - 024119-P2-F | Stone walls 200mm thick, at ground floor (approximate quantity 3m²) | Approved
Red Sea Museum-Bab El-Bunt _K0003 | CLI.CON-000001 |  |  | Approved
Red Sea Museum-Bab El-Bunt _K0003 | CLI.CON-000001 | 10.21 - GR-P25-D | The Contractor shall allow for giving access to workmen employed by the Local Authorities and providing them with attendance as required. | Approved
Red Sea Museum-Bab El-Bunt _K0003 | CLI.CON-000001 |  |  | Approved
Red Sea Museum-Bab El-Bunt _K0003 | CLI.CON-000001 | 10.16.11.14 - 085200-P19-A | Type We15B2.204, approximate dimensions 1060mm wide x 2180mm high | Approved
Red Sea Museum-Bab El-Bunt _K0003 | CLI.CON-000001 |  |  | Approved
Red Sea Museum-Bab El-Bunt _K0003 | CLI.CON-000001 | 10.16.11.14 - 085200-P16-D | Type We14D.201, approximate dimensions 2457mm wide x 2284mm high | Approved
Red Sea Museum-Bab El-Bunt _K0003 | CLI.CON-000001 |  |  | Approved
Red Sea Museum-Bab El-Bunt _K0003 | CLI.CON-000001 | 10.16.11.14 - 085200-P19-C | Type We15C.201, approximate dimensions 2200mm wide x 1220mm high | Approved
Red Sea Museum-Bab El-Bunt _K0003 | CLI.CON-000001 |  |  | Approved
Red Sea Museum-Bab El-Bunt _K0003 | CLI.CON-000001 | 10.11.11 - 033000-P2-L | Walls 810mm thick | Approved
Red Sea Museum-Bab El-Bunt _K0003 | CLI.CON-000001 |  |  | Approved
Red Sea Museum-Bab El-Bunt _K0003 | CLI.CON-000001 | 10.16.10.11 - 085200-P22-L | Type We8A.305, approximate dimensions 1200mm wide x 860mm high | Approved
Red Sea Museum-Bab El-Bunt _K0003 | CLI.CON-000001 |  |  | Approved
Red Sea Museum-Bab El-Bunt _K0003 | CLI.CON-000001 | 10.16.10.11 - 085200-P22-H | Type We8A.301, approximate dimensions 1200mm wide x 860mm high | Approved
Red Sea Museum-Bab El-Bunt _K0003 | CLI.CON-000001 |  |  | Approved
Red Sea Museum-Bab El-Bunt _K0003 | CLI.CON-000001 | 10.15.10 - 075216-P2-H | At terraces | Approved
Red Sea Museum-Bab El-Bunt _K0003 | CLI.CON-000001 |  |  | Approved
Red Sea Museum-Bab El-Bunt _K0003 | CLI.CON-000001 | 10.15.10 - 071613-P1-B | To walls of water tanks | Approved
Red Sea Museum-Bab El-Bunt _K0003 | CLI.CON-000001 |  |  | Approved
Red Sea Museum-Bab El-Bunt _K0003 | CLI.CON-000001 | 10.16.11.14 - 085200-P18-F | Type We15B.303, approximate dimensions 1650mm wide x 1000mm high | Approved
Red Sea Museum-Bab El-Bunt _K0003 | CLI.CON-000001 |  |  | Approved
Red Sea Museum-Bab El-Bunt _K0003 | CLI.CON-000001 | 10.19.11 | New Scope | Approved
Red Sea Museum-Bab El-Bunt _K0003 | CLI.CON-000001 |  |  | Approved
Red Sea Museum-Bab El-Bunt _K0003 | CLI.CON-000001 | 10.16.11.11 - 081416-P4-F | Type Di4.201, approximate dimensions 1000mm wide x 2050mm high | Approved
Red Sea Museum-Bab El-Bunt _K0003 | CLI.CON-000001 |  |  | Approved
Red Sea Museum-Bab El-Bunt _K0003 | CLI.CON-000001 | 10.17.11 - 095426-P7-C | 400mm wide x 1725mm long | Approved
Red Sea Museum-Bab El-Bunt _K0003 | CLI.CON-000001 |  |  | Approved
Red Sea Museum-Bab El-Bunt _K0003 | CLI.CON-000001 | 10.16.11.15 - 088300-P41-F | 1600mm wide x 700mm high, composed of several modules | Approved
Red Sea Museum-Bab El-Bunt _K0003 | CLI.CON-000001 |  |  | Approved
Red Sea Museum-Bab El-Bunt _K0003 | CLI.CON-000001 | 10.16.11.13 - 085123-P10-M | Type We11B.404, approximate dimensions 1000mm x 1650mm high | Approved
Red Sea Museum-Bab El-Bunt _K0003 | CLI.CON-000001 |  |  | Approved
Red Sea Museum-Bab El-Bunt _K0003 | CLI.CON-000001 | 10.10.10 - 024119-P3-D | Stone walls 600mm thick, at ground floor (approximate quantity 13m²) | Approved
Red Sea Museum-Bab El-Bunt _K0003 | CLI.CON-000001 |  |  | Approved
Red Sea Museum-Bab El-Bunt _K0003 | CLI.CON-000001 | 10.13.11 | New Scope | Approved
Red Sea Museum-Bab El-Bunt _K0003 | CLI.CON-000001 |  |  | Approved
Red Sea Museum-Bab El-Bunt _K0003 | CLI.CON-000001 | 10.16.11.14 - 085200-P20-M | Type We15D.300, approximate dimensions 2455mm wide x 924mm high | Approved
Red Sea Museum-Bab El-Bunt _K0003 | CLI.CON-000001 |  |  | Approved
Red Sea Museum-Bab El-Bunt _K0003 | CLI.CON-000001 | 10.16.11.13 - 085123-P9-J | Type We11A.404, approximate dimensions 702mm x 1650mm high | Approved
Red Sea Museum-Bab El-Bunt _K0003 | CLI.CON-000001 |  |  | Approved
Red Sea Museum-Bab El-Bunt _K0003 | CLI.CON-000001 | 10.16.10.11 - 085200-P23-M | Type We8A.318, approximate dimensions 1200mm wide x 860mm high | Approved
Red Sea Museum-Bab El-Bunt _K0003 | CLI.CON-000001 |  |  | Approved
Red Sea Museum-Bab El-Bunt _K0003 | CLI.CON-000001 | 10.15.10 - 075216-P4-Q | Ref. WA05-34, 1000mm wide x 800mm high | Approved
Red Sea Museum-Bab El-Bunt _K0003 | CLI.CON-000001 |  |  | Approved
Red Sea Museum-Bab El-Bunt _K0003 | CLI.CON-000001 | 10.16.11.14 - 085200-P20-A | Type We15C2.211, approximate dimensions 1600mm wide x 2200mm high | Approved
Rabigh PP - Piling Works_K0004 | CLI.CON-000001 | 10 | CP02 | Approved
Rabigh PP - Piling Works_K0004 | CLI.CON-000001 |  |  | Approved
Rabigh PP - Piling Works_K0004 | CLI.CON-000001 | 0010-10-11T19:56 | Pile performance check | Approved
Rabigh PP - Piling Works_K0004 | CLI.CON-000001 |  |  | Approved
Rabigh PP - Piling Works_K0004 | CLI.CON-000001 | 10.10.10 - CP-02 Pile-main scope NEW-31 08 13 PT-0023 | Performing; static load test; on preliminary test piles; to bored concrete piles; 800mm nominal diameter; by static tension load on piles; using 2 times of working load. | Approved
Rabigh PP - Piling Works_K0004 | CLI.CON-000001 |  |  | Approved
Rabigh PP - Piling Works_K0004 | CLI.CON-000001 | 10.10.14 - CP-02 Main Scope Pile-Testing N-03 21 00 BCP-0004 | Supplying; fabricating; installing; high tensile; uncoated; deformed rebars; Grade 60 as per ASTM Standard A615 A/M; to piles; nominal diameter (Var)mm. | Approved
Rabigh PP - Piling Works_K0004 | CLI.CON-000001 |  |  | Approved
Rabigh PP - Piling Works_K0004 | CLI.CON-000001 | 10.10.11 - CP-02 Pile-main scope NEW-31 08 16 PT-0013 | Performing; pile performance check; to bored concrete piles; 600mm nominal diameter. | Approved
Rabigh PP - Piling Works_K0004 | CLI.CON-000001 |  |  | Approved
Rabigh PP - Piling Works_K0004 | CLI.CON-000001 | 0010-12-10T19:56 | Pile Load Testing | Approved
Rabigh PP - Piling Works_K0004 | CLI.CON-000001 |  |  | Approved
Rabigh PP - Piling Works_K0004 | CLI.CON-000001 | 10.10.13 - CP-02 Pile-main scope NEW-31 63 23 EO-0007 | Cutting; pile head; bored concrete piles; 600mm nominal diameter. | Approved
Rabigh PP - Piling Works_K0004 | CLI.CON-000001 |  |  | Approved
Rabigh PP - Piling Works_K0004 | CLI.CON-000001 | 10.12.11 - CP-02 Pile-Optional scope New-31 08 16 PT-0013 | Performing; pile performance check; to bored concrete piles; 600mm nominal diameter. | Approved
Rabigh PP - Piling Works_K0004 | CLI.CON-000001 |  |  | Approved
Rabigh PP - Piling Works_K0004 | CLI.CON-000001 | 10.12.10 - CP-02 Pile-Optional scope New-31 08 13 PT-0025 | Performing; pile Integrity test; to bored concrete piles; 600mm nominal diameter. | Approved
Rabigh PP - Piling Works_K0004 | CLI.CON-000001 |  |  | Approved
Rabigh PP - Piling Works_K0004 | CLI.CON-000001 | 10.12.10 - CP-02 Option Scope Pile-Testing-31 08 13 PT-0031 | Performing; static load test; on preliminary test piles; to bored concrete piles; 600mm nominal diameter; by static tension load on piles; using 2 times of working load. | Approved
Rabigh PP - Piling Works_K0004 | CLI.CON-000001 |  |  | Approved
Rabigh PP - Piling Works_K0004 | CLI.CON-000001 | 10.12.14 - CP-02 Option Scope Pile-Testing-03 21 00 BCP-0004 | Supplying; fabricating; installing; high tensile; uncoated; deformed rebars; Grade 60 as per ASTM Standard A615 A/M; to piles; nominal diameter (Var)mm. | Approved
Rabigh PP - Piling Works_K0004 | CLI.CON-000001 |  |  | Approved
Rabigh PP - Piling Works_K0004 | CLI.CON-000001 | 10.10.10 - CP-02 Pile-main scope NEW-31 08 13 PT-0025 | Performing; pile Integrity test; to bored concrete piles; 600mm nominal diameter. | Approved
Rabigh PP - Piling Works_K0004 | CLI.CON-000001 |  |  | Approved
Rabigh PP - Piling Works_K0004 | CLI.CON-000001 | 10.12.11 - CP-02 Pile-Optional scope New-31 08 16 PT-0012 | Performing; pile performance check; to bored concrete piles; 800mm nominal diameter. | Approved
Rabigh PP - Piling Works_K0004 | CLI.CON-000001 |  |  | Approved
Rabigh PP - Piling Works_K0004 | CLI.CON-000001 | 10.10.14 - CP-02 Pile-main scope NEW-03 21 00 BCP-0004 | Supplying; fabricating; installing; high tensile; uncoated; deformed rebars; Grade 60 as per ASTM Standard A615 A/M; to piles; nominal diameter (Var)mm. | Approved
Rabigh PP - Piling Works_K0004 | CLI.CON-000001 |  |  | Approved
Rabigh PP - Piling Works_K0004 | CLI.CON-000001 | 10.10.16.10 - CP-02 Platform-42 08 13 EO-0028 | supply and apply a crushed stone for one ramp 7.5 m wideth to access the gas trubine platform from +2.50 to 3.70 slope 4% | Approved
Rabigh PP - Piling Works_K0004 | CLI.CON-000001 |  |  | Approved
Rabigh PP - Piling Works_K0004 | CLI.CON-000001 | 10.10.15 - CP-02 Pile-main scope NEW-03 30 00 MOB-0001 | Mobilization and demobilization including all needed equipment | Approved
Rabigh PP - Piling Works_K0004 | CLI.CON-000001 |  |  | Approved
Rabigh PP - Piling Works_K0004 | CLI.CON-000001 | 10.10.16.10 - CP-02 Platform-46 08 13 EO-0032 | Cut and removal of platform crushed stone to stock plie area of max distance 1 km from job site | Approved
Rabigh PP - Piling Works_K0004 | CLI.CON-000001 |  |  | Approved
Rabigh PP - Piling Works_K0004 | CLI.CON-000001 | 10.12.10 - CP-02 Option Scope Pile-Testing-31 08 13 PT-0024 | Performing; static load test; on preliminary test piles; to bored concrete piles; 800mm nominal diameter; by static lateral load on piles; using 2 times of working load. | Approved
Rabigh PP - Piling Works_K0004 | CLI.CON-000001 |  |  | Approved
Rabigh PP - Piling Works_K0004 | CLI.CON-000001 | 10.10.13 - CP-02 Pile-main scope NEW-31 63 23 BPL-0004 | Forming; assembling; placing; constructing; of cast In-situ concrete bored piles; 800mm nominal diameter; total bored length16m; total concreted length 18m; using concrete grade C35/45 (Cylinder / Cube) as per ASTM C150; Type I—ordinary portland cement; temporary casing. | Approved
Rabigh PP - Piling Works_K0004 | CLI.CON-000001 |  |  | Approved
Rabigh PP - Piling Works_K0004 | CLI.CON-000001 | 10.10.13 - CP-02 Main Scope Pile-Testing N-31 63 23 BPL-000 | Forming; assembling; placing; constructing; of cast In-situ concrete bored Test piles; 800mm nominal diameter; total bored length16m; total concreted length 18m; using concrete grade C35/45 (Cylinder / Cube) as per ASTM C150; Type I—ordinary portland cement; temporary casing. | Approved
Rabigh PP - Piling Works_K0004 | CLI.CON-000001 |  |  | Approved
Rabigh PP - Piling Works_K0004 | CLI.CON-000001 | 0010-12-12T19:56 | Site Clearing | Approved
Rabigh PP - Piling Works_K0004 | CLI.CON-000001 |  |  | Approved
Rabigh PP - Piling Works_K0004 | CLI.CON-000001 | 10.13 | Indirect Cost | Approved
Rabigh PP - Piling Works_K0004 | CLI.CON-000001 |  |  | Approved
Rabigh PP - Piling Works_K0004 | CLI.CON-000001 | 10.12.10 - CP-02 Option Scope Pile-Testing-31 08 13 PT-0032 | Performing; static load test; on preliminary test piles; to bored concrete piles; 600mm nominal diameter; by static lateral load on piles; using 2 times of working load. | Approved
Rabigh PP - Piling Works_K0004 | CLI.CON-000001 |  |  | Approved
Rabigh PP - Piling Works_K0004 | CLI.CON-000001 | 10.10.16.10 - CP-02 Platform-41 08 13 EO-0027 | supply and apply a crushed stone to platform for gas trubine from +3.50 to 3.70 | Approved
Rabigh PP - Piling Works_K0004 | CLI.CON-000001 |  |  | Approved
Rabigh PP - Piling Works_K0004 | CLI.CON-000001 | 10.12.13 - CP-02 Pile-Optional scope New-31 63 23 EO-0007 | Cutting; pile head; bored concrete piles; 600mm nominal diameter. | Approved
Rabigh PP - Piling Works_K0004 | CLI.CON-000001 |  |  | Approved
Rabigh PP - Piling Works_K0004 | CLI.CON-000001 | 0010-12-14T19:56 | Concrete Reinforcing | Approved
Rabigh PP - Piling Works_K0004 | CLI.CON-000001 |  |  | Approved
Rabigh PP - Piling Works_K0004 | CLI.CON-000001 | 10.12.10 - CP-02 Option Scope Pile-Testing-31 08 13 PT-0023 | Performing; static load test; on preliminary test piles; to bored concrete piles; 800mm nominal diameter; by static tension load on piles; using 2 times of working load. | Approved
Rabigh PP - Piling Works_K0004 | CLI.CON-000001 |  |  | Approved
Rabigh PP - Piling Works_K0004 | CLI.CON-000001 | 10.10.16.10 - CP-02 Platform-44 08 13 EO-0030 | supply and apply a crushed stone platform for Steam Turbine from +2.50 to +3.40 | Approved
Rabigh PP - Piling Works_K0004 | CLI.CON-000001 |  |  | Approved
Rabigh PP - Piling Works_K0004 | CLI.CON-000001 | 10.12.13 - CP-02 Option Scope Pile-Testing-31 63 23 BPL-000 | Forming; assembling; placing; constructing; of cast In-situ concrete bored Test piles; 800mm nominal diameter; total bored length16m; total concreted length 18m; using concrete grade C35/45 (Cylinder / Cube) as per ASTM C150; Type I—ordinary portland cement; temporary casing. | Approved
Rabigh PP - Piling Works_K0004 | CLI.CON-000001 |  |  | Approved
Rabigh PP - Piling Works_K0004 | CLI.CON-000001 | 10.12.14 - CP-02 Pile-Optional scope New-03 21 00 BCP-0004 | Supplying; fabricating; installing; high tensile; uncoated; deformed rebars; Grade 60 as per ASTM Standard A615 A/M; to piles; nominal diameter (Var)mm. | Approved
Rabigh PP - Piling Works_K0004 | CLI.CON-000001 |  |  | Approved
Rabigh PP - Piling Works_K0004 | CLI.CON-000001 | 10.12.12 - CP-02 Pile-Optional scope New-31 11 00 DSP-0012 | Disposal of drilled out materials to approved dumping area out of site. | Approved
Rabigh PP - Piling Works_K0004 | CLI.CON-000001 |  |  | Approved
Rabigh PP - Piling Works_K0004 | CLI.CON-000001 | 0010-10-14T19:56 | Concrete Reinforcing | Approved
Rabigh PP - Piling Works_K0004 | CLI.CON-000001 |  |  | Approved
Rabigh PP - Piling Works_K0004 | CLI.CON-000001 | 0010-10-15T19:56 | Mobilization & Demobilization | Approved
Rabigh PP - Piling Works_K0004 | CLI.CON-000001 |  |  | Approved
Rabigh PP - Piling Works_K0004 | CLI.CON-000001 | 10.10.16.10 - CP-02 Platform-47 08 13 EO-0033 | supply and apply a crushed stone for platform for pipe rack from +2.50 to +4.45 | Approved
Rabigh PP - Piling Works_K0004 | CLI.CON-000001 |  |  | Approved
Rabigh PP - Piling Works_K0004 | CLI.CON-000001 | 10.10.12 - CP-02 Main Scope Pile-Testing N-31 11 00 DSP-0012 | Disposal of drilled out materials to approved dumping area out of site. | Approved
Rabigh PP - Piling Works_K0004 | CLI.CON-000001 |  |  | Approved
Rabigh PP - Piling Works_K0004 | CLI.CON-000001 | 10.10.10 - CP-02 Pile-main scope NEW-31 08 13 PT-0017 | Performing; static load test; on working piles; to bored concrete piles; 800mm nominal diameter; using 1.5 times of working load. | Approved
Rabigh PP - Piling Works_K0004 | CLI.CON-000001 |  |  | Approved
Rabigh PP - Piling Works_K0004 | CLI.CON-000001 | 10.12.13 - CP-02 Pile-Optional scope New-31 63 23 BPL-005 | Forming; assembling; placing; constructing; of cast In-situ concrete bored piles; 600mm nominal diameter; total bored length10.5m; total concreted length 12m; using concrete grade C35/45 (Cylinder / Cube) as per ASTM C150; Type I—ordinary portland cement; temporary casing. | Approved
Rabigh PP - Piling Works_K0004 | CLI.CON-000001 |  |  | Approved
Rabigh PP - Piling Works_K0004 | CLI.CON-000001 | 10.10.12 - CP-02 Pile-main scope NEW-31 11 00 DSP-0012 | Disposal of drilled out materials to approved dumping area out of site. | Approved
Rabigh PP - Piling Works_K0004 | CLI.CON-000001 |  |  | Approved
Rabigh PP - Piling Works_K0004 | CLI.CON-000001 | 10.10.16.10 - CP-02 Platform-45 08 13 EO-0031 | supply and apply a crushed stone for one ramp 7.5 m wideth to access the steam trubine platform from +2.50 to 3.40 slope 4% | Approved
Rabigh PP - Piling Works_K0004 | CLI.CON-000001 |  |  | Approved
Rabigh PP - Piling Works_K0004 | CLI.CON-000001 | 0010-12-11T19:56 | Pile performance check | Approved
Rabigh PP - Piling Works_K0004 | CLI.CON-000001 |  |  | Approved
Rabigh PP - Piling Works_K0004 | CLI.CON-000001 | 10.12.10 - CP-02 Pile-Optional scope New-31 08 13 PT-0026 | Performing; static load test; on working piles; to bored concrete piles; 600mm nominal diameter; by working load on piles; using 1.5 times of working load | Approved
Rabigh PP - Piling Works_K0004 | CLI.CON-000001 |  |  | Approved
Rabigh PP - Piling Works_K0004 | CLI.CON-000001 | 10.12.10 - CP-02 Pile-Optional scope New-31 08 13 PT-0016 | Performing; pile Integrity test; to bored concrete piles; 800mm nominal diameter. | Approved
Rabigh PP - Piling Works_K0004 | CLI.CON-000001 |  |  | Approved
Rabigh PP - Piling Works_K0004 | CLI.CON-000001 | 10.12.10 - CP-02 Pile-Optional scope New-31 08 13 PT-0017 | Performing; static load test; on working piles; to bored concrete piles; 800mm nominal diameter; using 1.5 times of working load. | Approved
Rabigh PP - Piling Works_K0004 | CLI.CON-000001 |  |  | Approved
Rabigh PP - Piling Works_K0004 | CLI.CON-000001 | 0010-10-10T19:56 | Pile Load Testing | Approved
Rabigh PP - Piling Works_K0004 | CLI.CON-000001 |  |  | Approved
Rabigh PP - Piling Works_K0004 | CLI.CON-000001 | 10.10.10 - CP-02 Main Scope Pile-Testing N-31 08 13 PT-0022 | Performing; dynamic testing; on preliminary test piles; to bored concrete piles; 800mm nominal diameter. | Approved
Rabigh PP - Piling Works_K0004 | CLI.CON-000001 |  |  | Approved
Rabigh PP - Piling Works_K0004 | CLI.CON-000001 | 10.10.11 - CP-02 Pile-main scope NEW-31 08 16 PT-0012 | Performing; pile performance check; to bored concrete piles; 800mm nominal diameter. | Approved
Rabigh PP - Piling Works_K0004 | CLI.CON-000001 |  |  | Approved
Rabigh PP - Piling Works_K0004 | CLI.CON-000001 | 10.10.10 - CP-02 Main Scope Pile-Testing N-31 08 13 PT-0027 | Performing; static load test; on preliminary test piles; to bored concrete piles; 800mm nominal diameter; by static compression load on piles; using 2 times of working load. | Approved
Rabigh PP - Piling Works_K0004 | CLI.CON-000001 |  |  | Approved
Rabigh PP - Piling Works_K0004 | CLI.CON-000001 | 0010-12-13T19:56 | Special Foundations and load bearing | Approved
Rabigh PP - Piling Works_K0004 | CLI.CON-000001 |  |  | Approved
Rabigh PP - Piling Works_K0004 | CLI.CON-000001 | 10.12.12 - CP-02 Option Scope Pile-Testing-31 11 00 DSP-0012 | Disposal of drilled out materials to approved dumping area out of site. | Approved
Rabigh PP - Piling Works_K0004 | CLI.CON-000001 |  |  | Approved
Rabigh PP - Piling Works_K0004 | CLI.CON-000001 | 0010-10-12T19:56 | Site Clearing | Approved
Rabigh PP - Piling Works_K0004 | CLI.CON-000001 |  |  | Approved
Rabigh PP - Piling Works_K0004 | CLI.CON-000001 | 10.10.16.10 - CP-02 Platform-43 08 13 EO-0029 | supply and apply a crushed stone platform for HRSG from +3.5 to +4.45 | Approved
Rabigh PP - Piling Works_K0004 | CLI.CON-000001 |  |  | Approved
Rabigh PP - Piling Works_K0004 | CLI.CON-000001 | 10.10.13 - CP-02 Pile-main scope NEW-31 63 23 BPL-005 | Forming; assembling; placing; constructing; of cast In-situ concrete bored piles; 600mm nominal diameter; total bored length10.5m; total concreted length 12m; using concrete grade C35/45 (Cylinder / Cube) as per ASTM C150; Type I—ordinary portland cement; temporary casing. | Approved
Rabigh PP - Piling Works_K0004 | CLI.CON-000001 |  |  | Approved
Rabigh PP - Piling Works_K0004 | CLI.CON-000001 | 10.10.10 - CP-02 Pile-main scope NEW-31 08 13 PT-0026 | Performing; static load test; on working piles; to bored concrete piles; 600mm nominal diameter; by working load on piles; using 1.5 times of working load | Approved
Rabigh PP - Piling Works_K0004 | CLI.CON-000001 |  |  | Approved
Rabigh PP - Piling Works_K0004 | CLI.CON-000001 | 10.12.10 - CP-02 Option Scope Pile-Testing-31 08 13 PT-0027 | Performing; static load test; on preliminary test piles; to bored concrete piles; 800mm nominal diameter; by static compression load on piles; using 2 times of working load. | Approved
Rabigh PP - Piling Works_K0004 | CLI.CON-000001 |  |  | Approved
Rabigh PP - Piling Works_K0004 | CLI.CON-000001 | 10.10.15 - CP-02 Main Scope Pile-Testing N-03 30 00 MOB-0001 | Mobilization and demobilization including all needed equipment | Approved
Rabigh PP - Piling Works_K0004 | CLI.CON-000001 |  |  | Approved
Rabigh PP - Piling Works_K0004 | CLI.CON-000001 | 10.12.13 - CP-02 Pile-Optional scope New-31 63 23 BPL-0004 | Forming; assembling; placing; constructing; of cast In-situ concrete bored piles; 800mm nominal diameter; total bored length16m; total concreted length 18m; using concrete grade C35/45 (Cylinder / Cube) as per ASTM C150; Type I—ordinary portland cement; temporary casing. | Approved
Rabigh PP - Piling Works_K0004 | CLI.CON-000001 |  |  | Approved
Rabigh PP - Piling Works_K0004 | CLI.CON-000001 | 10.12.13 - CP-02 Option Scope Pile-Testing-31 63 23 BPL-005 | Forming; assembling; placing; constructing; of cast In-situ concrete bored piles; 600mm nominal diameter; total bored length10.5m; total concreted length 12m; using concrete grade C35/45 (Cylinder / Cube) as per ASTM C150; Type I—ordinary portland cement; temporary casing. | Approved
Rabigh PP - Piling Works_K0004 | CLI.CON-000001 |  |  | Approved
Rabigh PP - Piling Works_K0004 | CLI.CON-000001 | 10.13 | Indirect Cost | Approved
Rabigh PP - Piling Works_K0004 | CLI.CON-000001 |  |  | Approved
Rabigh PP - Piling Works_K0004 | CLI.CON-000001 | 10.10.10 - CP-02 Pile-main scope NEW-31 08 13 PT-0016 | Performing; pile Integrity test; to bored concrete piles; 800mm nominal diameter. | Approved
Rabigh PP - Piling Works_K0004 | CLI.CON-000001 |  |  | Approved
Rabigh PP - Piling Works_K0004 | CLI.CON-000001 | 10.12.10 - CP-02 Option Scope Pile-Testing-31 08 13 PT-0030 | Performing; static load test; on preliminary test piles; to bored concrete piles; 600mm nominal diameter; by static compression load on piles; using 2 times of working load. | Approved
Rabigh PP - Piling Works_K0004 | CLI.CON-000001 |  |  | Approved
Rabigh PP - Piling Works_K0004 | CLI.CON-000001 | 10.10.13 - CP-02 Pile-main scope NEW-31 63 23 EO-0005 | Cutting; pile head; bored concrete piles; 800mm nominal diameter. | Approved
Rabigh PP - Piling Works_K0004 | CLI.CON-000001 |  |  | Approved
Rabigh PP - Piling Works_K0004 | CLI.CON-000001 | 10.10.10 - CP-02 Pile-main scope NEW-31 08 13 PT-0021 | Performing; dynamic testing; on working piles; to bored concrete piles; 800mm nominal diameter. | Approved
Rabigh PP - Piling Works_K0004 | CLI.CON-000001 |  |  | Approved
Rabigh PP - Piling Works_K0004 | CLI.CON-000001 | 10.10.16.10 | Commissioning of Earthwork | Approved
Rabigh PP - Piling Works_K0004 | CLI.CON-000001 |  |  | Approved
Rabigh PP - Piling Works_K0004 | CLI.CON-000001 | 0010-10-13T19:56 | Special Foundations and load bearing | Approved
Rabigh PP - Piling Works_K0004 | CLI.CON-000001 |  |  | Approved
Rabigh PP - Piling Works_K0004 | CLI.CON-000001 | 10.10.10 - CP-02 Main Scope Pile-Testing N-31 08 13 PT-0024 | Performing; static load test; on preliminary test piles; to bored concrete piles; 800mm nominal diameter; by static lateral load on piles; using 2 times of working load. | Approved
Rabigh PP - Piling Works_K0004 | CLI.CON-000001 |  |  | Approved
Rabigh PP - Piling Works_K0004 | CLI.CON-000001 | 10.12.13 - CP-02 Pile-Optional scope New-31 63 23 EO-0005 | Cutting; pile head; bored concrete piles; 800mm nominal diameter. | Approved
Rabigh PP - Piling Works_K0004 | CLI.CON-000001 |  |  | Approved
Damietta Container Terminal-Infra & Bldgs _0216 | CLI.CON-000001 | 10 | Infrastructure Package | Approved
Damietta Container Terminal-Infra & Bldgs _0216 | CLI.CON-000001 |  |  | Approved
Damietta Container Terminal-Infra & Bldgs _0216 | CLI.CON-000001 | 10.18 - Infrastrucure-Sewage System-15133-3.6.1 | lift station, pumping head 10 bar and 10.5 m³/h | Approved
Damietta Container Terminal-Infra & Bldgs _0216 | CLI.CON-000001 |  |  | Approved
Damietta Container Terminal-Infra & Bldgs _0216 | CLI.CON-000001 | 10.17 - Infrastrucure-Freshwater System-02510-4.5.1 | Ø 50 mm water pipe Buried Valve Supply, install and test buried valve for ship supply cope line complete with all accessories, fitting for operation as shown on drawing. | Approved
Damietta Container Terminal-Infra & Bldgs _0216 | CLI.CON-000001 |  |  | Approved
Damietta Container Terminal-Infra & Bldgs _0216 | CLI.CON-000001 | 10.19 - Infrastrucure-Stormwater Network-02630-2.7.3.2 | Reinforcement for item 2.7.3.1 | Approved
Damietta Container Terminal-Infra & Bldgs _0216 | CLI.CON-000001 |  |  | Approved
Damietta Container Terminal-Infra & Bldgs _0216 | CLI.CON-000001 | 10.17 - Infrastrucure-Freshwater System-02510-4.4.2 | Concrete Valve Manhole with cover and auxiliaries for air bleeders | Approved
Damietta Container Terminal-Infra & Bldgs _0216 | CLI.CON-000001 |  |  | Approved
Damietta Container Terminal-Infra & Bldgs _0216 | CLI.CON-000001 | 10.19 - Infrastrucure-Stormwater Network-02630-2.7.2 | Ø300 mm with foundation for Bus Bar System | Approved
Damietta Container Terminal-Infra & Bldgs _0216 | CLI.CON-000001 |  |  | Approved
Damietta Container Terminal-Infra & Bldgs _0216 | CLI.CON-000001 | 10.22 - Infrastructure Package-9_Pavement-02895-9.6.4 | special markings for concrete areas (Dangerous Goods, Fuel Station, No-Parking, Gate,…), white, yellow, red, reflecting and wear resistant color | Approved
Damietta Container Terminal-Infra & Bldgs _0216 | CLI.CON-000001 |  |  | Approved
Damietta Container Terminal-Infra & Bldgs _0216 | CLI.CON-000001 | 10.13 - Infrastructure Package - 6_Cable Conduit-02550- 6.3.6 | Manhole Type 6 - Connection to eRTG | Approved
Damietta Container Terminal-Infra & Bldgs _0216 | CLI.CON-000001 |  |  | Approved
Damietta Container Terminal-Infra & Bldgs _0216 | CLI.CON-000001 | 10.19 - Infrastrucure-Stormwater Network-02630-2.3.1 | Manhole concrete (Type-1) for pipes with a diameter up to 400 mm and with a depth of 1.20 m to 2.50m. | Approved
Damietta Container Terminal-Infra & Bldgs _0216 | CLI.CON-000001 |  |  | Approved
Damietta Container Terminal-Infra & Bldgs _0216 | CLI.CON-000001 | 10.10 - Infrastructure Package-1_General Items-1.5.7-1.3.1.1 | Providing four wheeled drive, air conditioned new Pick-Up's (e.g. Toyota Hilux make or equivalent) for Resident Engineer and Deputy Resident Engineer. | Approved
Damietta Container Terminal-Infra & Bldgs _0216 | CLI.CON-000001 |  |  | Approved
Damietta Container Terminal-Infra & Bldgs _0216 | CLI.CON-000001 | 10.2 | Foundations | Approved
Damietta Container Terminal-Infra & Bldgs _0216 | CLI.CON-000001 |  |  | Approved
Damietta Container Terminal-Infra & Bldgs _0216 | CLI.CON-000001 | 10.17 - Infrastrucure-Freshwater System-02510-4.1.8 | Reducers (80/20, 80/65, 65/50) elbows, flanges, clamps, sleeves etc. Buried Valves Supply, install and test buried valve complete with all accessories, fitting for operation as shown on drawing. Optional gate or flap valves in manholes for Load Class EN 1433 D400/E600/F900, whatever required in the installation area. | Approved
Damietta Container Terminal-Infra & Bldgs _0216 | CLI.CON-000001 |  |  | Approved
Damietta Container Terminal-Infra & Bldgs _0216 | CLI.CON-000001 | 10.22 - Infrastructure Package-9_Pavement-02780-9.4.1 | In meter square supply and install precast interlock thickness 10 cm 490kg /cm2 strength for roads as per approved sample. Rate to include 3 cm thick sand setting bed for leveling, filling joints and vibratory compaction. All complete as per the specs and direction of engineer, Samples must be submitted for approval prior to starting work. | Approved
Damietta Container Terminal-Infra & Bldgs _0216 | CLI.CON-000001 |  |  | Approved
Damietta Container Terminal-Infra & Bldgs _0216 | CLI.CON-000001 | 10.19 - Infrastrucure-Stormwater Network-02630-2.1.2 | Ø250 mm pipe. | Approved
Damietta Container Terminal-Infra & Bldgs _0216 | CLI.CON-000001 |  |  | Approved
Damietta Container Terminal-Infra & Bldgs _0216 | CLI.CON-000001 | 10.19 - Infrastrucure-Stormwater Network-02630-2.7.1 | Ø300 mm | Approved
Damietta Container Terminal-Infra & Bldgs _0216 | CLI.CON-000001 |  |  | Approved
Damietta Container Terminal-Infra & Bldgs _0216 | CLI.CON-000001 | 10.10 - Infrastructure Package-1_General Items-1.5.7-1.3.2 | Personal Protective Equipment | Approved
Damietta Container Terminal-Infra & Bldgs _0216 | CLI.CON-000001 |  |  | Approved
Damietta Container Terminal-Infra & Bldgs _0216 | CLI.CON-000001 | 10.11 | Earthworks for Cable Conduits | Approved
Damietta Container Terminal-Infra & Bldgs _0216 | CLI.CON-000001 |  |  | Approved
Damietta Container Terminal-Infra & Bldgs _0216 | CLI.CON-000001 | 10.17 - Infrastrucure-Freshwater System-02510-4.1.3 | Ø 32 mm water pipe | Approved
Damietta Container Terminal-Infra & Bldgs _0216 | CLI.CON-000001 |  |  | Approved
Damietta Container Terminal-Infra & Bldgs _0216 | CLI.CON-000001 | 10.19 - Infrastrucure-Stormwater Network-02630-2.1.5 | Ø400 mm pipe. | Approved
Damietta Container Terminal-Infra & Bldgs _0216 | CLI.CON-000001 |  |  | Approved
Damietta Container Terminal-Infra & Bldgs _0216 | CLI.CON-000001 | 10.17 - Infrastrucure-Freshwater System-02510-4.1.2 | Ø 25 mm water pipe | Approved
Damietta Container Terminal-Infra & Bldgs _0216 | CLI.CON-000001 |  |  | Approved
Damietta Container Terminal-Infra & Bldgs _0216 | CLI.CON-000001 | 10.13 - Infrastructure Package - 6_Cable Conduit-02550- 6.3.3 | Manhole Type 3, 6 x 3 m, casted manhole | Approved
Damietta Container Terminal-Infra & Bldgs _0216 | CLI.CON-000001 |  |  | Approved
Damietta Container Terminal-Infra & Bldgs _0216 | CLI.CON-000001 | 10.16 - Infrastrucure-FIRE FIGHTING-15300-5.11.1 | Supply loose equipment ISO 20' container for safety tools (e.g. first attack fire fighting equipment, hoses, nozzles, PPE etc. - funiture and inventory not part of delivery scope), side doors, segregated into two (2) rooms, painted in signalling color with sign "FIREFIGHTING" and pictogram | Approved
Damietta Container Terminal-Infra & Bldgs _0216 | CLI.CON-000001 |  |  | Approved
Damietta Container Terminal-Infra & Bldgs _0216 | CLI.CON-000001 | 10.16 - Infrastrucure-FIRE FIGHTING-15310-5.9.1 | Ø 200 mm Manholes | Approved
Damietta Container Terminal-Infra & Bldgs _0216 | CLI.CON-000001 |  |  | Approved
Damietta Container Terminal-Infra & Bldgs _0216 | CLI.CON-000001 | 10.18 - Infrastrucure-Sewage System-02530-3.3.1 | IC 600X600 | Approved
Damietta Container Terminal-Infra & Bldgs _0216 | CLI.CON-000001 |  |  | Approved
Damietta Container Terminal-Infra & Bldgs _0216 | CLI.CON-000001 | 10.20 - Infrastructure Package-7_Foundations-03100 / 03200 / 03300-7.1.4 | For 10x 4x Reefer Rack Foundation, casted in situ | Approved
Damietta Container Terminal-Infra & Bldgs _0216 | CLI.CON-000001 |  |  | Approved
Damietta Container Terminal-Infra & Bldgs _0216 | CLI.CON-000001 | 10.19 - Infrastrucure-Stormwater Network-02630-2.1.4 | Ø355 mm pipe. | Approved
Damietta Container Terminal-Infra & Bldgs _0216 | CLI.CON-000001 |  |  | Approved
Damietta Container Terminal-Infra & Bldgs _0216 | CLI.CON-000001 | 10.16 - Infrastrucure-FIRE FIGHTING-15310-5.5.6 | Ø 350 mm Supply and install galvanized steel pipe for fire pump connection and in trenches as required by the manufacturer of Fire Pump System, including all accessories and flanges to connect with HDPE pielines | Approved
Damietta Container Terminal-Infra & Bldgs _0216 | CLI.CON-000001 |  |  | Approved
Damietta Container Terminal-Infra & Bldgs _0216 | CLI.CON-000001 | 10.10 - Infrastructure Package-1_General Items-1.5.7-1.3.1.3 | Providing four wheeled drive, air conditioned new Pick-Up's (e.g. Toyota Hilux make or equivalent) for Resident Engineer and Deputy Resident Engineer. | Approved
Damietta Container Terminal-Infra & Bldgs _0216 | CLI.CON-000001 |  |  | Approved
Damietta Container Terminal-Infra & Bldgs _0216 | CLI.CON-000001 | 10.10 - Infrastructure Package-1_General Items-1.5.7-1.3.1.2 | Fuel, maintenance, insurance, tax, registration, driver, services, etc. as per Specification for above vehicle, each. | Approved
Damietta Container Terminal-Infra & Bldgs _0216 | CLI.CON-000001 |  |  | Approved
Damietta Container Terminal-Infra & Bldgs _0216 | CLI.CON-000001 | 10.19 - Infrastrucure-Stormwater Network-02630-2.1.6 | Ø450 mm pipe. | Approved
Damietta Container Terminal-Infra & Bldgs _0216 | CLI.CON-000001 |  |  | Approved
Damietta Container Terminal-Infra & Bldgs _0216 | CLI.CON-000001 | 10.17 - Infrastrucure-Freshwater System-02510-4.6.1 | for DN 50 mm water pipe Tapping Saddle Supply, install and test UPVC pressurized tapping saddles for water network with working pressure. | Approved
Damietta Container Terminal-Infra & Bldgs _0216 | CLI.CON-000001 |  |  | Approved
Damietta Container Terminal-Infra & Bldgs _0216 | CLI.CON-000001 | 10.20 - Infrastructure Package-7_Foundations-03100 / 03200 / 03300-7.1.2 | Foundation for 12 m Lighting poles, pre-casted, at fence 85x, for flange assembly | Approved
Damietta Container Terminal-Infra & Bldgs _0216 | CLI.CON-000001 |  |  | Approved
Damietta Container Terminal-Infra & Bldgs _0216 | CLI.CON-000001 | 10.22 - Infrastructure Package-9_Pavement-02315-9.1.1 | Excavation in any type of soil except rocks till reach the design levels of pavement as shown on the drawings and use the execavated material in the backfilling | Approved
Damietta Container Terminal-Infra & Bldgs _0216 | CLI.CON-000001 |  |  | Approved
Damietta Container Terminal-Infra & Bldgs _0216 | CLI.CON-000001 | 10.16 - Infrastrucure-FIRE FIGHTING-15320 & Annex A-5.1.1 | Containerised Fire Pump Station Automatic Air Vent | Approved
Damietta Container Terminal-Infra & Bldgs _0216 | CLI.CON-000001 |  |  | Approved
Damietta Container Terminal-Infra & Bldgs _0216 | CLI.CON-000001 | 10.13 - Infrastructure Package - 6_Cable Conduit-02550- 6.3.1 | Manhole Type 1, 3 x 3 m, casted manhole | Approved
Damietta Container Terminal-Infra & Bldgs _0216 | CLI.CON-000001 |  |  | Approved
Damietta Container Terminal-Infra & Bldgs _0216 | CLI.CON-000001 | 10.17 - Infrastrucure-Freshwater System-02510-4.4.1 | Concrete Valve Manhole with cover and auxiliaries | Approved
Damietta Container Terminal-Infra & Bldgs _0216 | CLI.CON-000001 |  |  | Approved
Damietta Container Terminal-Infra & Bldgs _0216 | CLI.CON-000001 | 10.20 - Infrastructure Package-7_Foundations-03100 / 03200 / 03300-7.2.3 | Cable conduit risers, steel type, thermal zinc coated, 2x 4x ellbows + riser pipes per foundation, 160 mm | Approved
Damietta Container Terminal-Infra & Bldgs _0216 | CLI.CON-000001 |  |  | Approved
Damietta Container Terminal-Infra & Bldgs _0216 | CLI.CON-000001 | 10.21 | Fencing | Approved
Damietta Container Terminal-Infra & Bldgs _0216 | CLI.CON-000001 |  |  | Approved
Damietta Container Terminal-Infra & Bldgs _0216 | CLI.CON-000001 | 10.12 - Infrastructure Package - 6_Cable Conduit-02550- 6.2.3 | 90° riser elbow for Cable Conduit DN 40 in lamp foundation, made from plastic or galvanized steel, including riser pipe according to foundation design | Approved
Damietta Container Terminal-Infra & Bldgs _0216 | CLI.CON-000001 |  |  | Approved
Damietta Container Terminal-Infra & Bldgs _0216 | CLI.CON-000001 | 10.14 - Infrastructure Package - 6_Cable Conduit-02550- 6.4.3 | Container foundation 40' ISO station (for 0-ELT-MVSS.X.x) with crane feeder | Approved
Damietta Container Terminal-Infra & Bldgs _0216 | CLI.CON-000001 |  |  | Approved
Damietta Container Terminal-Infra & Bldgs _0216 | CLI.CON-000001 | 10.21 - Infrastructure Package-8_Fencing-05520-8.1.1 | Fence: Manufacture, Supply, and Deliver steel fence consists of Steel Bars, Steel columns, including fence and light poles Foundation (Plain & Reinforced concrete) according to Drawings and Specification. The work includes all elements and Accessories required for complete work. including contionuous barbed wire topping (helix arrangement, see NEW fence drawings). | Approved
Damietta Container Terminal-Infra & Bldgs _0216 | CLI.CON-000001 |  |  | Approved
Damietta Container Terminal-Infra & Bldgs _0216 | CLI.CON-000001 | 10.22 - Infrastructure Package-9_Pavement-02895-9.6.1 | white broken lines (2-6-2) with width of 10 cm for centre lines | Approved
Damietta Container Terminal-Infra & Bldgs _0216 | CLI.CON-000001 |  |  | Approved
Damietta Container Terminal-Infra & Bldgs _0216 | CLI.CON-000001 | 10.16 - Infrastrucure-FIRE FIGHTING-15311-5.2.1 | Supply and install Automatic Air valve inside chamber consist of float valve cone type, air vent valve size DIN 50 mm dia PN 20 with isolation valve, install inside concret chamber with cover heavy duty 100*100 , it is shall be UL/FM. see detail drawing. NRS or Gate Valve Supply and install NRS valve or Gate Valve in manhole with wheel and cover Class F900 EN 1433 for network with control for operation and maintance complete with all accessories , as per specification and drawing UL / FM. NRS valves only aplocable if load Class F900 available. | Approved
Damietta Container Terminal-Infra & Bldgs _0216 | CLI.CON-000001 |  |  | Approved
Damietta Container Terminal-Infra & Bldgs _0216 | CLI.CON-000001 | 10.20 - Infrastructure Package-7_Foundations-02315-7.0.1 | For 28m / 35m Lighting (86 masts, 3.5 x 3.5 m footprint) | Approved
Damietta Container Terminal-Infra & Bldgs _0216 | CLI.CON-000001 |  |  | Approved
Damietta Container Terminal-Infra & Bldgs _0216 | CLI.CON-000001 | 10.19 - Infrastrucure-Stormwater Network-02630-2.1.1 | Ø200 mm pipe. | Approved
Damietta Container Terminal-Infra & Bldgs _0216 | CLI.CON-000001 |  |  | Approved
Damietta Container Terminal-Infra & Bldgs _0216 | CLI.CON-000001 | 10.22 - Infrastructure Package-9_Pavement-02895-9.8.1 | Cutouts for Storm Water Outlets (outlet access, manhole access) according to Storm Water Drainage drawings and cutout drawing | Approved
Damietta Container Terminal-Infra & Bldgs _0216 | CLI.CON-000001 |  |  | Approved
Damietta Container Terminal-Infra & Bldgs _0216 | CLI.CON-000001 | 10.22 - Infrastructure Package-9_Pavement-02895-9.7.2 | transition slab hinge beam, mounted to quay wall backside (according to pavement drawings) | Approved
Damietta Container Terminal-Infra & Bldgs _0216 | CLI.CON-000001 |  |  | Approved
Damietta Container Terminal-Infra & Bldgs _0216 | CLI.CON-000001 | 10.22 - Infrastructure Package-9_Pavement-02895-9.8.2 | Cutouts for Fire Figthing Pipelines and optional Fresh Water Supply (trench access) according to existing apron and cutout drawing | Approved
Damietta Container Terminal-Infra & Bldgs _0216 | CLI.CON-000001 |  |  | Approved
Damietta Container Terminal-Infra & Bldgs _0216 | CLI.CON-000001 | 10.14 - Infrastructure Package - 6_Cable Conduit-02550- 6.4.4 | Block transformer foundation (for 0-ELT-Tr.x) | Approved
Damietta Container Terminal-Infra & Bldgs _0216 | CLI.CON-000001 |  |  | Approved
Damietta Container Terminal-Infra & Bldgs _0216 | CLI.CON-000001 | 10.20 - Infrastructure Package-7_Foundations-02315-7.0.2 | For fence fundation Backfilling Note: 1) Backfilling around and above the foundations inside and outside the building should be carried out using material according to Geotechnical Report and specification. The compaction procedure for the backfill around the foundation and above it shall be done as recommended by the geotechnical report and the instructions of the supervision engineer. | Approved
Damietta Container Terminal-Infra & Bldgs _0216 | CLI.CON-000001 |  |  | Approved
Damietta Container Terminal-Infra & Bldgs _0216 | CLI.CON-000001 | 10.10 - Infrastructure Package-1_General Items-1.5.7-1.3.1.8 | Fuel, maintenance, insurance, tax, registration, driver, services, etc. as per Specification for above vehicle, each. | Approved
Damietta Container Terminal-Infra & Bldgs _0216 | CLI.CON-000001 |  |  | Approved
Damietta Container Terminal-Infra & Bldgs _0216 | CLI.CON-000001 | 10.16 - Infrastrucure-FIRE FIGHTING-15311-5.3.1 | Ø 250 mm | Approved
Damietta Container Terminal-Infra & Bldgs _0216 | CLI.CON-000001 |  |  | Approved
Damietta Container Terminal-Infra & Bldgs _0216 | CLI.CON-000001 | 10.19 - Infrastrucure-Stormwater Network-02630-2.3.3 | Manhole concrete (Type-3) for pipes with a diameter of from 450 mm to 630 and with a depth of up to 3.00m. | Approved
Damietta Container Terminal-Infra & Bldgs _0216 | CLI.CON-000001 |  |  | Approved
Damietta Container Terminal-Infra & Bldgs _0216 | CLI.CON-000001 | 10.20 - Infrastructure Package-7_Foundations-03100 / 03200 / 03300-7.1.3 | for fence foundaton L-shape continuous retaining wall | Approved
Damietta Container Terminal-Infra & Bldgs _0216 | CLI.CON-000001 |  |  | Approved
Damietta Container Terminal-Infra & Bldgs _0216 | CLI.CON-000001 | 10.10 - Infrastructure Package-1_General Items--1.1.2 | Insurances | Approved
Damietta Container Terminal-Infra & Bldgs _0216 | CLI.CON-000001 |  |  | Approved
Damietta Container Terminal-Infra & Bldgs _0216 | CLI.CON-000001 | 10.20 - Infrastructure Package-7_Foundations-03100 / 03200 / 03300-7.1.1 | Foundations cast-in-situ for 28m / 35m Lighting Poles, 86 masts, for flange assembly | Approved
Damietta Container Terminal-Infra & Bldgs _0216 | CLI.CON-000001 |  |  | Approved
Damietta Container Terminal-Infra & Bldgs _0216 | CLI.CON-000001 | 10.19 - Infrastrucure-Stormwater Network-02630-2.1.7" | Ø550 mm pipe. | Approved
Damietta Container Terminal-Infra & Bldgs _0216 | CLI.CON-000001 |  |  | Approved
Damietta Container Terminal-Infra & Bldgs _0216 | CLI.CON-000001 | 10.14 - Infrastructure Package - 6_Cable Conduit-02550- 6.4.1 | Container foundation 20' ISO transformer (for 0-ELT-Tr.x) | Approved
Damietta Container Terminal-Infra & Bldgs _0216 | CLI.CON-000001 |  |  | Approved
Damietta Container Terminal-Infra & Bldgs _0216 | CLI.CON-000001 | 10.20 - Infrastructure Package-7_Foundations-02315-7.0.5 | For fence foundation | Approved
Damietta Container Terminal-Infra & Bldgs _0216 | CLI.CON-000001 |  |  | Approved
Damietta Container Terminal-Infra & Bldgs _0216 | CLI.CON-000001 | 10.19 - Infrastrucure-Stormwater Network-02630-2.2.4 | Ø1000 mm pipe. | Approved
Damietta Container Terminal-Infra & Bldgs _0216 | CLI.CON-000001 |  |  | Approved
Damietta Container Terminal-Infra & Bldgs _0216 | CLI.CON-000001 | 10.19 - Infrastrucure-Stormwater Network-02630-2.8.3 | Chamber Diameter Ø2200 mm - Q = 600 l/s | Approved
Damietta Container Terminal-Infra & Bldgs _0216 | CLI.CON-000001 |  |  | Approved
Damietta Container Terminal-Infra & Bldgs _0216 | CLI.CON-000001 | 10.10 - Infrastructure Package-1_General Items-1.5.6-1.2.3 | Removal of Employer's / Engineer's office until 28 days after the issue of the Performance Certificate. | Approved
Damietta Container Terminal-Infra & Bldgs _0216 | CLI.CON-000001 |  |  | Approved
Damietta Container Terminal-Infra & Bldgs _0216 | CLI.CON-000001 | 10.19 - Infrastrucure-Stormwater Network-02630-2.4.1 | Supply, install, connect, and test Double Gully, with trap of approved pattern, with all accessories and fittings as specified and as shown on drawings. Double Gully Piping and Fitting Materials Supply,install, connect and test UPVC storm pipes for underground gravity for storm system including but not limited to, pipes, fittings, supports, all accessories,excavation and backfilling. | Approved
Damietta Container Terminal-Infra & Bldgs _0216 | CLI.CON-000001 |  |  | Approved
Damietta Container Terminal-Infra & Bldgs _0216 | CLI.CON-000001 | 10.22 - Infrastructure Package-9_Pavement-02710-9.3.1 | Supply, laying and compaction of Base course layer of cement bound granular mixture, with total thickness of 65 cm thickness after compaction. | Approved
Damietta Container Terminal-Infra & Bldgs _0216 | CLI.CON-000001 |  |  | Approved
Damietta Container Terminal-Infra & Bldgs _0216 | CLI.CON-000001 | 10.21 - Infrastructure Package-8_Fencing-05520-8.1.3 | Railway Gate: Manufacture, Supply, and Deliver and Install Truck Gate, consisting of Steel Bars, according to Drawings and Specification. Topping with barbed wire included. The work includes gate wings, floor rails , hinges, lock, and all elements and Accessories required for complete work. Design and delivery of posts for Railway gate and intermediate wing fields for not installed railway lines (instead of right/left gate) to be offered included. | Approved
Damietta Container Terminal-Infra & Bldgs _0216 | CLI.CON-000001 |  |  | Approved
Damietta Container Terminal-Infra & Bldgs _0216 | CLI.CON-000001 | 10.17 - Infrastrucure-Freshwater System-02510-4.7.1 | DN 80/65 mm base pipe to 50 mm attached pipe to cope point Cope Point Supply, install and test cope point for ship supply with flange and hydrant, all fittings and accessories, ellbows and riser pipeline at apron position as shown on drawing. | Approved
Damietta Container Terminal-Infra & Bldgs _0216 | CLI.CON-000001 |  |  | Approved
Damietta Container Terminal-Infra & Bldgs _0216 | CLI.CON-000001 | 10.14 | Foundations | Approved
Damietta Container Terminal-Infra & Bldgs _0216 | CLI.CON-000001 |  |  | Approved
Damietta Container Terminal-Infra & Bldgs _0216 | CLI.CON-000001 | 10.19 - Infrastrucure-Stormwater Network-02630-2.1.10 | Ø650 mm pipe. Piping and Fitting Materials (CONCRETE) Supply,install, connect and test CONCRETE storm pipes,for underground gravity for storm system including but not limited to, pipes, fittings, supports, all accessories,excavation and backfilling | Approved
Damietta Container Terminal-Infra & Bldgs _0216 | CLI.CON-000001 |  |  | Approved
Damietta Container Terminal-Infra & Bldgs _0216 | CLI.CON-000001 | 10.19 - Infrastrucure-Stormwater Network-02630-2.2.5 | Ø1100 mm pipe. Manholes Supply, connect, finish, and install concrete main storm collection manholes as per specifications and drawings complete with a concrete base, GRP covers 90 tons on the roadway, frame, rings, special joint required to fix the pipe to the manhole, external bitumen painting. The item also includes excavation, supporting the trench sides, and backfilling using clean sand with watering, and compaction after approval of the employer. Locations are as shown in the drawings. | Approved
Damietta Container Terminal-Infra & Bldgs _0216 | CLI.CON-000001 |  |  | Approved
Damietta Container Terminal-Infra & Bldgs _0216 | CLI.CON-000001 | 10.19 - Infrastrucure-Stormwater Network-02630-2.7.4 | Slot Drainage inspection Chamber Stormsed Vortex Supply,install, connect and test Stormsed_Vortex approved type, with, with all accessories and fittings as specified and as shown on drawings. | Approved
Damietta Container Terminal-Infra & Bldgs _0216 | CLI.CON-000001 |  |  | Approved
Damietta Container Terminal-Infra & Bldgs _0216 | CLI.CON-000001 | 10.17 - Infrastrucure-Freshwater System-02510-4.10.1 | Automatic Air Bleeder for water network, DN80 or DN 65 (depending on location in pipeline), PN10 or higher Flushing Valve Supply, install and test end flushing valves for water network with working pressure. | Approved
Damietta Container Terminal-Infra & Bldgs _0216 | CLI.CON-000001 |  |  | Approved
Damietta Container Terminal-Infra & Bldgs _0216 | CLI.CON-000001 | 10.16 - Infrastrucure-FIRE FIGHTING-15311-5.10.1 | Supply and install Manhole for Underground Fire Hydrant UGFH | Approved
Damietta Container Terminal-Infra & Bldgs _0216 | CLI.CON-000001 |  |  | Approved
Damietta Container Terminal-Infra & Bldgs _0216 | CLI.CON-000001 | 10.17 - Infrastrucure-Freshwater System-02510-4.1.7 | Ø 100 mm water pipe | Approved
Damietta Container Terminal-Infra & Bldgs _0216 | CLI.CON-000001 |  |  | Approved
Damietta Container Terminal-Infra & Bldgs _0216 | CLI.CON-000001 | 10.17 - Infrastrucure-Freshwater System-02510-4.2.1 | for DN 20 mm water pipe | Approved
Damietta Container Terminal-Infra & Bldgs _0216 | CLI.CON-000001 |  |  | Approved
Damietta Container Terminal-Infra & Bldgs _0216 | CLI.CON-000001 | 10.19 - Infrastrucure-Stormwater Network-02630-2.1.2" | Ø300 mm pipe. | Approved
Damietta Container Terminal-Infra & Bldgs _0216 | CLI.CON-000001 |  |  | Approved
Damietta Container Terminal-Infra & Bldgs _0216 | CLI.CON-000001 | 10.19 - Infrastrucure-Stormwater Network-02630-2.2.3 | Ø900 mm pipe. | Approved
Damietta Container Terminal-Infra & Bldgs _0216 | CLI.CON-000001 |  |  | Approved
Damietta Container Terminal-Infra & Bldgs _0216 | CLI.CON-000001 | 10.16 - Infrastrucure-FIRE FIGHTING-15310-5.5.2 | Ø 160 mm | Approved
Damietta Container Terminal-Infra & Bldgs _0216 | CLI.CON-000001 |  |  | Approved
Damietta Container Terminal-Infra & Bldgs _0216 | CLI.CON-000001 | 10.22 - Infrastructure Package-9_Pavement-02895-9.7.1 | transition slab (according to pavement drawings) | Approved
Damietta Container Terminal-Infra & Bldgs _0216 | CLI.CON-000001 |  |  | Approved
Damietta Container Terminal-Infra & Bldgs _0216 | CLI.CON-000001 | 10.17 - Infrastrucure-Freshwater System-02510-4.1.5 | Ø 65 mm water pipe | Approved
Damietta Container Terminal-Infra & Bldgs _0216 | CLI.CON-000001 |  |  | Approved
Damietta Container Terminal-Infra & Bldgs _0216 | CLI.CON-000001 | 10.16 - Infrastrucure-FIRE FIGHTING-15310-5.5.1 | Ø 110 mm | Approved
Damietta Container Terminal-Infra & Bldgs _0216 | CLI.CON-000001 |  |  | Approved
Damietta Container Terminal-Infra & Bldgs _0216 | CLI.CON-000001 | 10.19 - Infrastrucure-Stormwater Network-02630-2.3.2 | Manhole concrete (Type-2) for pipes with a diameter up to 400 mm and with a depth of 2.51 m to 3.50m. | Approved
Damietta Container Terminal-Infra & Bldgs _0216 | CLI.CON-000001 |  |  | Approved
Damietta Container Terminal-Infra & Bldgs _0216 | CLI.CON-000001 | 10.13 - Infrastructure Package - 6_Cable Conduit-02550- 6.3.4 | Manhole Type 4, 3 x 3 m, casted manhole | Approved
Damietta Container Terminal-Infra & Bldgs _0216 | CLI.CON-000001 |  |  | Approved
Damietta Container Terminal-Infra & Bldgs _0216 | CLI.CON-000001 | 10.10 - Infrastructure Package-1_General Items-1.5.7-1.3.1.7 | Providing four door Sedan (e.g. Toyota Corolla make or equivalent) for Site Office administration and logistics. | Approved
Damietta Container Terminal-Infra & Bldgs _0216 | CLI.CON-000001 |  |  | Approved
Damietta Container Terminal-Infra & Bldgs _0216 | CLI.CON-000001 | 10.19 - Infrastrucure-Stormwater Network-02630-2.1.9 | Ø630 mm pipe. | Approved
Damietta Container Terminal-Infra & Bldgs _0216 | CLI.CON-000001 |  |  | Approved
Damietta Container Terminal-Infra & Bldgs _0216 | CLI.CON-000001 | 10.10 - Infrastructure Package-1_General Items-1.5.7-1.3.1.10 | Fuel, maintenance, insurance, tax, registration, driver, services, etc. as per Specification for above vehicle, each. | Approved
Damietta Container Terminal-Infra & Bldgs _0216 | CLI.CON-000001 |  |  | Approved
Damietta Container Terminal-Infra & Bldgs _0216 | CLI.CON-000001 | 10.18 - Infrastrucure-Sewage System-02530-3.2.1 | Pipe size ø 160mm Dia | Approved
Damietta Container Terminal-Infra & Bldgs _0216 | CLI.CON-000001 |  |  | Approved
Damietta Container Terminal-Infra & Bldgs _0216 | CLI.CON-000001 | 10.12 - Infrastructure Package - 6_Cable Conduit-02550- 6.2.2 | Cable Conduit DN 60 | Approved
Damietta Container Terminal-Infra & Bldgs _0216 | CLI.CON-000001 |  |  | Approved
Damietta Container Terminal-Infra & Bldgs _0216 | CLI.CON-000001 | 10.12 - Infrastructure Package - 6_Cable Conduit-02550- 6.2.1 | Cable Conduit DN 160 | Approved
Damietta Container Terminal-Infra & Bldgs _0216 | CLI.CON-000001 |  |  | Approved
Damietta Container Terminal-Infra & Bldgs _0216 | CLI.CON-000001 | 10.16 - Infrastrucure-FIRE FIGHTING-15311-5.3.2 | Ø 300 mm | Approved
Damietta Container Terminal-Infra & Bldgs _0216 | CLI.CON-000001 |  |  | Approved
Damietta Container Terminal-Infra & Bldgs _0216 | CLI.CON-000001 | 10.10 - Infrastructure Package-1_General Items-1.5.7-1.3.1.4 | Fuel, maintenance, insurance, tax, registration, driver, services, etc. as per Specification for above vehicle, each. | Approved
Damietta Container Terminal-Infra & Bldgs _0216 | CLI.CON-000001 |  |  | Approved
Damietta Container Terminal-Infra & Bldgs _0216 | CLI.CON-000001 | 10.17 - Infrastrucure-Freshwater System-02510-4.2.4 | for DN 50 mm water pipe | Approved
Damietta Container Terminal-Infra & Bldgs _0216 | CLI.CON-000001 |  |  | Approved
Damietta Container Terminal-Infra & Bldgs _0216 | CLI.CON-000001 | 10.19 - Infrastrucure-Stormwater Network-02630-2.8.1 | Chamber Diameter Ø1500 mm - Q = 220 l/s | Approved
Damietta Container Terminal-Infra & Bldgs _0216 | CLI.CON-000001 |  |  | Approved
Damietta Container Terminal-Infra & Bldgs _0216 | CLI.CON-000001 | 10.16 - Infrastrucure-FIRE FIGHTING-15310-5.5.3 | Ø 200 mm | Approved
Damietta Container Terminal-Infra & Bldgs _0216 | CLI.CON-000001 |  |  | Approved
Damietta Container Terminal-Infra & Bldgs _0216 | CLI.CON-000001 | 10.19 - Infrastrucure-Stormwater Network-02630-2.1.8 | Ø560 mm pipe. | Approved
Damietta Container Terminal-Infra & Bldgs _0216 | CLI.CON-000001 |  |  | Approved
Damietta Container Terminal-Infra & Bldgs _0216 | CLI.CON-000001 | 10.12 - Infrastructure Package - 6_Cable Conduit-02550- 6.2.5 | Cable Conduit DN 110 | Approved
Damietta Container Terminal-Infra & Bldgs _0216 | CLI.CON-000001 |  |  | Approved
Damietta Container Terminal-Infra & Bldgs _0216 | CLI.CON-000001 | 10.15 | Dewatering | Approved
Damietta Container Terminal-Infra & Bldgs _0216 | CLI.CON-000001 |  |  | Approved
Damietta Container Terminal-Infra & Bldgs _0216 | CLI.CON-000001 | 10.17 - Infrastrucure-Freshwater System-02510-4.8.1 | for DN 50 mm water pipe Valve Manhole Supply, install and equip concrete made manhole for buried Valves (ship supply) according to load class (EN 1433) for the installation area (F900) | Approved
Damietta Container Terminal-Infra & Bldgs _0216 | CLI.CON-000001 |  |  | Approved
Damietta Container Terminal-Infra & Bldgs _0216 | CLI.CON-000001 | 10.17 - Infrastrucure-Freshwater System-02510-4.4.3 | Concrete Valve Manhole with cover and auxiliaries for flushing valves OPTIONAL: Freshwater Supply to Vessels Piping and Fitting Materials Supply, install and test UPVC PN10 pressurized pipes for vessel supply with working pressure including but not limited to, pipes, fittings, supports, all accessories, excavation and backfilling, sleeves and installation supports in apron trenches. | Approved
Damietta Container Terminal-Infra & Bldgs _0216 | CLI.CON-000001 |  |  | Approved
Damietta Container Terminal-Infra & Bldgs _0216 | CLI.CON-000001 | 10.20 - Infrastructure Package-7_Foundations-02315-7.0.3 | For 28m / 35m Lighting (86 masts, 3.5 x 3.5 m footprint) | Approved
Damietta Container Terminal-Infra & Bldgs _0216 | CLI.CON-000001 |  |  | Approved
Damietta Container Terminal-Infra & Bldgs _0216 | CLI.CON-000001 | 10.19 - Infrastrucure-Stormwater Network-02630-2.3.5 | Manhole concrete (Type-5) for pipes with a diameter of from 710 mm to 800 and with a depth up to 4.5m. | Approved
Damietta Container Terminal-Infra & Bldgs _0216 | CLI.CON-000001 |  |  | Approved
Damietta Container Terminal-Infra & Bldgs _0216 | CLI.CON-000001 | 10.19 - Infrastrucure-Stormwater Network-02630-2.3.7 | Overflow structure to connect to existing outfall pipes Double Gully | Approved
Damietta Container Terminal-Infra & Bldgs _0216 | CLI.CON-000001 |  |  | Approved
Damietta Container Terminal-Infra & Bldgs _0216 | CLI.CON-000001 | 10.19 - Infrastrucure-Stormwater Network-02630-2.7.3 | Bus Bar System Support Frame | Approved
Damietta Container Terminal-Infra & Bldgs _0216 | CLI.CON-000001 |  |  | Approved
Damietta Container Terminal-Infra & Bldgs _0216 | CLI.CON-000001 | 10.20 - Infrastructure Package-7_Foundations-02315-7.0.4 | Disposal of surplus excavated material | Approved
Damietta Container Terminal-Infra & Bldgs _0216 | CLI.CON-000001 |  |  | Approved
Damietta Container Terminal-Infra & Bldgs _0216 | CLI.CON-000001 | 10.16 - Infrastrucure-FIRE FIGHTING-15300-5.7.1 | Supply and install fire extinguishers for ship protection, as per NFPA 10, installed inside fire extinguisher cabinet (dimension 40*80*25 cm, body stainless steel with lock) Fire extinguisher of dry chemical type, 12 kg multi purpose - shall be UL/FM Wash Valve (Chamber) | Approved
Damietta Container Terminal-Infra & Bldgs _0216 | CLI.CON-000001 |  |  | Approved
Damietta Container Terminal-Infra & Bldgs _0216 | CLI.CON-000001 | 10.16 - Infrastrucure-FIRE FIGHTING-15310-5.5.7 | Ø 350 mm Water Hammer | Approved
Damietta Container Terminal-Infra & Bldgs _0216 | CLI.CON-000001 |  |  | Approved
Damietta Container Terminal-Infra & Bldgs _0216 | CLI.CON-000001 | 10.22 - Infrastructure Package-9_Pavement-02895-9.6.3 | continous white lines with width of 15 cm for edge lines | Approved
Damietta Container Terminal-Infra & Bldgs _0216 | CLI.CON-000001 |  |  | Approved
Damietta Container Terminal-Infra & Bldgs _0216 | CLI.CON-000001 | 10.16 | Fire Fighting | Approved
Damietta Container Terminal-Infra & Bldgs _0216 | CLI.CON-000001 |  |  | Approved
Damietta Container Terminal-Infra & Bldgs _0216 | CLI.CON-000001 | 10.19 - Infrastrucure-Stormwater Network-02630-2.1.7 | Ø500 mm pipe. | Approved
Damietta Container Terminal-Infra & Bldgs _0216 | CLI.CON-000001 |  |  | Approved
Damietta Container Terminal-Infra & Bldgs _0216 | CLI.CON-000001 | 10.16 - Infrastrucure-FIRE FIGHTING-15311-5.10.5 | Supply and install Manhole for Washing Valve WV Mobile Equipment Containers | Approved
Damietta Container Terminal-Infra & Bldgs _0216 | CLI.CON-000001 |  |  | Approved
Damietta Container Terminal-Infra & Bldgs _0216 | CLI.CON-000001 | 10.19 - Infrastrucure-Stormwater Network-02630-2.2.1 | Ø710 mm pipe. | Approved
Damietta Container Terminal-Infra & Bldgs _0216 | CLI.CON-000001 |  |  | Approved
Damietta Container Terminal-Infra & Bldgs _0216 | CLI.CON-000001 | 10.18 - Infrastrucure-Sewage System-02530-3.2.2 | Pipe size ø 250 mm Dia Inspection Chamber Supplying, installing, connecting, Constructing and testing of Inspection Chember with cover heavy duty ( cast iron), inspection chambers outside building to collect sanitary drainage from buildings to manholes, item includded drilling, backfilling, reinforced concrete base, conhing , isolation , pipes , treatment,concrete wall which thickness according dimensions , earth work support, disposal of surplus spoil, pipes sleeves connected to manholes and all needed as shown on drawings and specifications .Inspection Chember with variable depth . | Approved
Damietta Container Terminal-Infra & Bldgs _0216 | CLI.CON-000001 |  |  | Approved
Damietta Container Terminal-Infra & Bldgs _0216 | CLI.CON-000001 | 10.16 - Infrastrucure-FIRE FIGHTING-15311-5.10.3 | Supply and install Manhole for Water Hammer WH | Approved
Damietta Container Terminal-Infra & Bldgs _0216 | CLI.CON-000001 |  |  | Approved
Damietta Container Terminal-Infra & Bldgs _0216 | CLI.CON-000001 | 10.10 - Infrastructure Package-1_General Items-1.5.7-1.3.1.9 | Providing 8-seater Minibus for staff transportation | Approved
Damietta Container Terminal-Infra & Bldgs _0216 | CLI.CON-000001 |  |  | Approved
Damietta Container Terminal-Infra & Bldgs _0216 | CLI.CON-000001 | 10.17 | Fresh water | Approved
Damietta Container Terminal-Infra & Bldgs _0216 | CLI.CON-000001 |  |  | Approved
Damietta Container Terminal-Infra & Bldgs _0216 | CLI.CON-000001 | 10.17 - Infrastrucure-Freshwater System-02510-4.9.1 | Concrete Valve Manhole with cover and auxiliaries ADDITIONAL: Air Bleeders and Flushing Valves Automatic Air Bleed Valve Supply, install and test automatic air bleed valves for water network with working pressure. | Approved
Damietta Container Terminal-Infra & Bldgs _0216 | CLI.CON-000001 |  |  | Approved
Damietta Container Terminal-Infra & Bldgs _0216 | CLI.CON-000001 | 10.18 - Infrastrucure-Sewage System-02530-3.4.1 | (RCH); 1200 x 800 mm. Manholes Supplying, installing, connecting, Constructing and testing of Manholes outside building to collect sanitary drainage from Inspection Chamber, item includded reinforced precast sections concrete manholes (internally epoxy coated, outside bituminous coating) for site work sanitary drainage systems, all in accordance with ASTM C 478 including complete including all excavation, surface treatment, earthwork support, back filling and compacting, disposal of surplus spoil, 300 mm thick precast concrete rings and cover slab in-situ concrete base, main & branch channels, step irons, cover and frame, non-slip finishing manhole steps , heavy duty cover ( cast iron) and all needed as shown on drawings and specifications | Approved
Damietta Container Terminal-Infra & Bldgs _0216 | CLI.CON-000001 |  |  | Approved
Damietta Container Terminal-Infra & Bldgs _0216 | CLI.CON-000001 | 10.19 - Infrastrucure-Stormwater Network-02630-2.6.1 | Supply, connect, finish, and install concrete sand trap as per specifications and drawings complete with a concrete base, GRP covers 90 tons on the roadway, frame, rings, special joint required to fix the pipe to the chamber, external bitumen painting. The item also includes excavation, supporting the trench sides, and backfilling using clean sand with watering, and compaction after approval of the employer. Locations are as shown in the drawings. Slot Drain Supply, install, connect and test Slot Drain with all accessories and fittings as specified and as shown on drawings. | Approved
Damietta Container Terminal-Infra & Bldgs _0216 | CLI.CON-000001 |  |  | Approved
Damietta Container Terminal-Infra & Bldgs _0216 | CLI.CON-000001 | 10.17 - Infrastrucure-Freshwater System-02510-4.1.1 | Ø 20 mm water pipe | Approved
Damietta Container Terminal-Infra & Bldgs _0216 | CLI.CON-000001 |  |  | Approved
Damietta Container Terminal-Infra & Bldgs _0216 | CLI.CON-000001 | 10.19 - Infrastrucure-Stormwater Network-02630-2.2.2 | Ø800 mm pipe. | Approved
Damietta Container Terminal-Infra & Bldgs _0216 | CLI.CON-000001 |  |  | Approved
Damietta Container Terminal-Infra & Bldgs _0216 | CLI.CON-000001 | 10.10 - Infrastructure Package-1_General Items-1.5.7-1.3.1.6 | Fuel, maintenance, insurance, tax, registration, driver, services, etc. as per Specification for above vehicle, each. | Approved
Damietta Container Terminal-Infra & Bldgs _0216 | CLI.CON-000001 |  |  | Approved
Damietta Container Terminal-Infra & Bldgs _0216 | CLI.CON-000001 | 10.1 | General items | Approved
Damietta Container Terminal-Infra & Bldgs _0216 | CLI.CON-000001 |  |  | Approved
Damietta Container Terminal-Infra & Bldgs _0216 | CLI.CON-000001 | 10.16 - Infrastrucure-FIRE FIGHTING-15325&ANNEX C-5.4.1 | supply and install Under ground Fire department connection valve, one clapper Siamese, 100 x 65 mm @ 6.9 bar as per NFPA 14 install in side manhol with cover open by department man and compeleing this with all accessories need as per specification and drawing UL/FM . | Approved
Damietta Container Terminal-Infra & Bldgs _0216 | CLI.CON-000001 |  |  | Approved
Damietta Container Terminal-Infra & Bldgs _0216 | CLI.CON-000001 | 10.17 - Infrastrucure-Freshwater System-02510-4.11.1 | Flushing end Valve for water network, DN50, PN10 or higher | Approved
Damietta Container Terminal-Infra & Bldgs _0216 | CLI.CON-000001 |  |  | Approved
Damietta Container Terminal-Infra & Bldgs _0216 | CLI.CON-000001 | 10.19 - Infrastrucure-Stormwater Network-02630-2.7.3.1 | Concrete at least C30/37 | Approved
Damietta Container Terminal-Infra & Bldgs _0216 | CLI.CON-000001 |  |  | Approved
Damietta Container Terminal-Infra & Bldgs _0216 | CLI.CON-000001 | 10.22 - Infrastructure Package-9_Pavement-02720-9.2.1 | Supply, laying and compaction of Sub - base course layer of crushed aggregate stones with total thickness of 15 cm thickness after compaction with CBR not less than 80% | Approved
Damietta Container Terminal-Infra & Bldgs _0216 | CLI.CON-000001 |  |  | Approved
Damietta Container Terminal-Infra & Bldgs _0216 | CLI.CON-000001 | 10.10 - Infrastructure Package-1_General Items-1.5.6-1.2.1 | Establishment of Employer's / Engineer's office including furniture, furnishings and services as per Specification. | Approved
Damietta Container Terminal-Infra & Bldgs _0216 | CLI.CON-000001 |  |  | Approved
Damietta Container Terminal-Infra & Bldgs _0216 | CLI.CON-000001 | 10.10 - Infrastructure Package-1_General Items-1.5.7-1.3.1.5 | Providing four wheeled drive, air conditioned new Pick-Up's (e.g. Toyota Hilux make or equivalent) for Supervision Staff and Survey Team (shared) | Approved
Damietta Container Terminal-Infra & Bldgs _0216 | CLI.CON-000001 |  |  | Approved
Damietta Container Terminal-Infra & Bldgs _0216 | CLI.CON-000001 | 10.19 | Storm | Approved
Damietta Container Terminal-Infra & Bldgs _0216 | CLI.CON-000001 |  |  | Approved
Damietta Container Terminal-Infra & Bldgs _0216 | CLI.CON-000001 | 10.13 | Manholes | Approved
Damietta Container Terminal-Infra & Bldgs _0216 | CLI.CON-000001 |  |  | Approved
Damietta Container Terminal-Infra & Bldgs _0216 | CLI.CON-000001 | 10.13 - Infrastructure Package - 6_Cable Conduit-02550- 6.3.5 | oversize Manhole Type 5 (installation end manhole), double size | Approved
Damietta Container Terminal-Infra & Bldgs _0216 | CLI.CON-000001 |  |  | Approved
Damietta Container Terminal-Infra & Bldgs _0216 | CLI.CON-000001 | 10.10 - Infrastructure Package-1_General Items--1.1.1 | Performance Security | Approved
Damietta Container Terminal-Infra & Bldgs _0216 | CLI.CON-000001 |  |  | Approved
Damietta Container Terminal-Infra & Bldgs _0216 | CLI.CON-000001 | 10.19 - Infrastrucure-Stormwater Network-02630-2.3.6 | Manhole concrete (Type-6) for pipes with a diameter of 900 mm to 1200 and with a depth up to 4.5m. | Approved
Damietta Container Terminal-Infra & Bldgs _0216 | CLI.CON-000001 |  |  | Approved
Damietta Container Terminal-Infra & Bldgs _0216 | CLI.CON-000001 | 10.17 - Infrastrucure-Freshwater System-02510-4.1.6 | Ø 80 mm water pipe | Approved
Damietta Container Terminal-Infra & Bldgs _0216 | CLI.CON-000001 |  |  | Approved
Damietta Container Terminal-Infra & Bldgs _0216 | CLI.CON-000001 | 10.20 - Infrastructure Package-7_Foundations-03100 / 03200 / 03300-7.2.2 | Cable conduit risers, steel type, thermal zinc coated, 4x ellbows + riser pipes per foundation, 60 mm | Approved
Damietta Container Terminal-Infra & Bldgs _0216 | CLI.CON-000001 |  |  | Approved
Damietta Container Terminal-Infra & Bldgs _0216 | CLI.CON-000001 | 10.19 - Infrastrucure-Stormwater Network-02630-2.5.1 | Ø200 mm pipe. Sand Trap | Approved
Damietta Container Terminal-Infra & Bldgs _0216 | CLI.CON-000001 |  |  | Approved
Damietta Container Terminal-Infra & Bldgs _0216 | CLI.CON-000001 | 10.17 - Infrastrucure-Freshwater System-02510-4.3.1 | DN 100/80/65 mm base pipe to 20/25/32/50 mm attached pipe Valve Manhole Supply, install and equip concrete made manhole for buried Valves according to load class (EN 1433) for the installation area (D400/E600/F900) | Approved
Damietta Container Terminal-Infra & Bldgs _0216 | CLI.CON-000001 |  |  | Approved
Damietta Container Terminal-Infra & Bldgs _0216 | CLI.CON-000001 | 10.19 - Infrastrucure-Stormwater Network-02630-2.7.2.1 | Concrete at least C30/37 | Approved
Damietta Container Terminal-Infra & Bldgs _0216 | CLI.CON-000001 |  |  | Approved
Damietta Container Terminal-Infra & Bldgs _0216 | CLI.CON-000001 | 10.18 | Sewage | Approved
Damietta Container Terminal-Infra & Bldgs _0216 | CLI.CON-000001 |  |  | Approved
Damietta Container Terminal-Infra & Bldgs _0216 | CLI.CON-000001 | 10.15 - Infrastructure Package-9_dewatering-02780-9.4.1 | Dewatering | Approved
Damietta Container Terminal-Infra & Bldgs _0216 | CLI.CON-000001 |  |  | Approved
Damietta Container Terminal-Infra & Bldgs _0216 | CLI.CON-000001 | 10.18 - Infrastrucure-Sewage System-02530-3.3.2 | IC 900X600 Slow Down Chamber Supplying, installing, connecting ,Constructing and testing of Slow Down Chamber (Retarding chamber RCH) with heavy duty cover ( cast iron),slow down chambers outside building to collect discharge drainage from buildings to Inspection Chamber, item includded drilling, backfilling, reinforced concrete base, conhing, isolation, pipes, treatment,concrete wall which thickness according dimensions, earth work support, pipes sleeves and all needed as shown on drawings and specifications. Slow Down Chamber with variable depth . | Approved
Damietta Container Terminal-Infra & Bldgs _0216 | CLI.CON-000001 |  |  | Approved
Damietta Container Terminal-Infra & Bldgs _0216 | CLI.CON-000001 | 10.21 - Infrastructure Package-8_Fencing-05520-8.1.2 | Truck Gate: Manufacture, Supply, and Deliver and Install Truck Gate, consisting of Steel Bars, according to Drawings and Specification. Topping with barbed wire included. The work includes gate wings, floor rails , hinges, lock, and all elements and Accessories required for complete work. | Approved
Damietta Container Terminal-Infra & Bldgs _0216 | CLI.CON-000001 |  |  | Approved
Damietta Container Terminal-Infra & Bldgs _0216 | CLI.CON-000001 | 10.16 - Infrastrucure-FIRE FIGHTING-15310-5.5.4 | Ø 250 mm | Approved
Damietta Container Terminal-Infra & Bldgs _0216 | CLI.CON-000001 |  |  | Approved
Damietta Container Terminal-Infra & Bldgs _0216 | CLI.CON-000001 | 10.22 - Infrastructure Package-9_Pavement-02750-9.5.1 | In meter square supply and construction of Rienforced concrete of 38 cm with steel reinforcment of 10Փ16/m2. All complete as per the specs and direction of engineer, | Approved
Damietta Container Terminal-Infra & Bldgs _0216 | CLI.CON-000001 |  |  | Approved
Damietta Container Terminal-Infra & Bldgs _0216 | CLI.CON-000001 | 10.16 - Infrastrucure-FIRE FIGHTING-15310-5.5.5 | Ø 300 mm | Approved
Damietta Container Terminal-Infra & Bldgs _0216 | CLI.CON-000001 |  |  | Approved
Damietta Container Terminal-Infra & Bldgs _0216 | CLI.CON-000001 | 10.22 - Infrastructure Package-9_Pavement-02315-9.1.2 | Compaction of subsoil to CBR not less than 7% | Approved
Damietta Container Terminal-Infra & Bldgs _0216 | CLI.CON-000001 |  |  | Approved
Damietta Container Terminal-Infra & Bldgs _0216 | CLI.CON-000001 | 10.16 - Infrastrucure-FIRE FIGHTING-15311-5.3.3 | Ø 350 mm Under Ground Fire Hydrant (UG FH) | Approved
Damietta Container Terminal-Infra & Bldgs _0216 | CLI.CON-000001 |  |  | Approved
Damietta Container Terminal-Infra & Bldgs _0216 | CLI.CON-000001 | 10.22 - Infrastructure Package-9_Pavement-02895-9.6.2 | Dotted white broken lines (1-1-1) with width of 20 cm for edge line | Approved
Damietta Container Terminal-Infra & Bldgs _0216 | CLI.CON-000001 |  |  | Approved
Damietta Container Terminal-Infra & Bldgs _0216 | CLI.CON-000001 | 10.17 - Infrastrucure-Freshwater System-02510-4.2.5 | for DN 80 mm water pipe | Approved
Damietta Container Terminal-Infra & Bldgs _0216 | CLI.CON-000001 |  |  | Approved
Damietta Container Terminal-Infra & Bldgs _0216 | CLI.CON-000001 | 10.20 - Infrastructure Package-7_Foundations-03100 / 03200 / 03300-7.2.1 | Cable conduit risers, steel type, thermal zinc coated, 4x ellbows + riser pipes per foundation, 110 mm | Approved
Damietta Container Terminal-Infra & Bldgs _0216 | CLI.CON-000001 |  |  | Approved
Damietta Container Terminal-Infra & Bldgs _0216 | CLI.CON-000001 | 10.10 - Infrastructure Package-1_General Items-1.5.6-1.2.2 | Services, cleaning, maintenance, etc. of Employer's / Engineer's office as per Specifiaction. | Approved
Damietta Container Terminal-Infra & Bldgs _0216 | CLI.CON-000001 |  |  | Approved
Damietta Container Terminal-Infra & Bldgs _0216 | CLI.CON-000001 | 10.19 - Infrastrucure-Stormwater Network-02630-2.1.3 | Ø315 mm pipe. | Approved
Damietta Container Terminal-Infra & Bldgs _0216 | CLI.CON-000001 |  |  | Approved
Damietta Container Terminal-Infra & Bldgs _0216 | CLI.CON-000001 | 10.12 | Cable Conduits | Approved
Damietta Container Terminal-Infra & Bldgs _0216 | CLI.CON-000001 |  |  | Approved
Damietta Container Terminal-Infra & Bldgs _0216 | CLI.CON-000001 | 10.12 - Infrastructure Package - 6_Cable Conduit-02550- 6.2.4 | Cable Conduit Spacers for DN 160 Cable Conduits (2-, 3-, 4-, 5-line setup as required by layer design, arranged approx. every 10 m | Approved
Damietta Container Terminal-Infra & Bldgs _0216 | CLI.CON-000001 |  |  | Approved
Damietta Container Terminal-Infra & Bldgs _0216 | CLI.CON-000001 | 10.14 - Infrastructure Package - 6_Cable Conduit-02550- 6.4.2 | Container foundation 40' ISO station (for 0-ELT-MVSS.X.x) | Approved
Damietta Container Terminal-Infra & Bldgs _0216 | CLI.CON-000001 |  |  | Approved
Damietta Container Terminal-Infra & Bldgs _0216 | CLI.CON-000001 | 10.16 - Infrastrucure-FIRE FIGHTING-15325&ANNEX C-5.4.2 | Supply and install support elbow for underground hydrant Pipes / Fitting Supply and install HDPE pipe for fire network under ground , It is follow ISO 4427 serise S4, ASTM F714 SDR 11 PN 16 all pipe& all accessories and all support to complete network as per specification and drawing . | Approved
Damietta Container Terminal-Infra & Bldgs _0216 | CLI.CON-000001 |  |  | Approved
Damietta Container Terminal-Infra & Bldgs _0216 | CLI.CON-000001 | 10.18 - Infrastrucure-Sewage System-02530-3.5.1 | Manholes with diameter 1000 mm for pipe (200 mm - 600 mm Dia), variable depth Lift Station Supply, Install, Test & hand-over Centrifugal, submersible triplex or duplex pumps set including three or two pumps. Pump Impeller shall be cast iron. The pumps shall be with stainless steel corrosion resisting metal shaft. The pump bearings shall be antifriction type for thrust. The pumps head capacity characteristics shall not permit overloading at any point of the curve. The item shall include sump guide rails & quick connection discharge elbow. The item shall be coplete with the starter panel & level control mechanism with switches to start and stop pumps automatically and to activate high water alarm. The high water alarm shall be connected with bell, indicating light, transformer and silencing switch. The item shall include a check valve in the discharge of each pump and a gate valve in the combined discharge piping. | Approved
Damietta Container Terminal-Infra & Bldgs _0216 | CLI.CON-000001 |  |  | Approved
Damietta Container Terminal-Infra & Bldgs _0216 | CLI.CON-000001 | 10.19 - Infrastrucure-Stormwater Network-02630-2.7.2.2 | Reinforcement for item 2.7.2.1 Single foundation for Bus Bar Support Frame | Approved
Damietta Container Terminal-Infra & Bldgs _0216 | CLI.CON-000001 |  |  | Approved
Damietta Container Terminal-Infra & Bldgs _0216 | CLI.CON-000001 | 10.17 - Infrastrucure-Freshwater System-02510-4.2.6 | for DN 100 mm water pipe Tapping Saddle Supply, install and test UPVC pressurized tapping saddles for water network with working pressure. | Approved
Damietta Container Terminal-Infra & Bldgs _0216 | CLI.CON-000001 |  |  | Approved
Damietta Container Terminal-Infra & Bldgs _0216 | CLI.CON-000001 | 10.17 - Infrastrucure-Freshwater System-02510-4.1.4 | Ø 50 mm water pipe | Approved
Damietta Container Terminal-Infra & Bldgs _0216 | CLI.CON-000001 |  |  | Approved
Damietta Container Terminal-Infra & Bldgs _0216 | CLI.CON-000001 | 10.19 - Infrastrucure-Stormwater Network-02630-2.8.2 | Chamber Diameter Ø1800 mm - Q = 390 l/s | Approved
Damietta Container Terminal-Infra & Bldgs _0216 | CLI.CON-000001 |  |  | Approved
Damietta Container Terminal-Infra & Bldgs _0216 | CLI.CON-000001 | 10.22 | Pavement | Approved
Damietta Container Terminal-Infra & Bldgs _0216 | CLI.CON-000001 |  |  | Approved
Damietta Container Terminal-Infra & Bldgs _0216 | CLI.CON-000001 | 10.17 - Infrastrucure-Freshwater System-02510-4.2.2 | for DN 25 mm water pipe | Approved
Damietta Container Terminal-Infra & Bldgs _0216 | CLI.CON-000001 |  |  | Approved
Damietta Container Terminal-Infra & Bldgs _0216 | CLI.CON-000001 | 10.16 - Infrastrucure-FIRE FIGHTING-15311-5.10.4 | Supply and install Manhole for Automatic Air Vent AAV | Approved
Damietta Container Terminal-Infra & Bldgs _0216 | CLI.CON-000001 |  |  | Approved
Damietta Container Terminal-Infra & Bldgs _0216 | CLI.CON-000001 | 10.16 - Infrastrucure-FIRE FIGHTING-15311-5.10.2 | Supply and install Manhole for Gate Valve GV | Approved
Damietta Container Terminal-Infra & Bldgs _0216 | CLI.CON-000001 |  |  | Approved
Damietta Container Terminal-Infra & Bldgs _0216 | CLI.CON-000001 | 10.16 - Infrastrucure-FIRE FIGHTING-15311-5.6.1 | Supply and install Water Hammer with isolation valve for loop to prevent water pressure shock during fast opening/closing the hydrants Water Hammer size DN 75 / PN 20, install inside manhole with cover F900 EN 1433 (or less if applicable by installation loads), cover opening 100*100, UL/FM Mobile Fire Extinguisher | Approved
Damietta Container Terminal-Infra & Bldgs _0216 | CLI.CON-000001 |  |  | Approved
Damietta Container Terminal-Infra & Bldgs _0216 | CLI.CON-000001 | 10.11 - Infrastructure Package - 6_Cable Conduit-02315- 6.1.1 | Earthworks for Cable Conduit System according to Contractor's Execution Design | Approved
Damietta Container Terminal-Infra & Bldgs _0216 | CLI.CON-000001 |  |  | Approved
Damietta Container Terminal-Infra & Bldgs _0216 | CLI.CON-000001 | 10.17 - Infrastrucure-Freshwater System-02510-4.2.3 | for DN 32 mm water pipe | Approved
Damietta Container Terminal-Infra & Bldgs _0216 | CLI.CON-000001 |  |  | Approved
Damietta Container Terminal-Infra & Bldgs _0216 | CLI.CON-000001 | 10.13 - Infrastructure Package - 6_Cable Conduit-02550- 6.3.2 | Manhole Type 2, 1.5 x 3 m, casted manhole | Approved
Damietta Container Terminal-Infra & Bldgs _0216 | CLI.CON-000001 |  |  | Approved
Damietta Container Terminal-Infra & Bldgs _0216 | CLI.CON-000001 | 10.16 - Infrastrucure-FIRE FIGHTING-15311-5.8.1 | Supply and install angle valve DN 150, PN 25 with isolation valve inside manhole, cover opening at least 100*100 cm, cover F900 EN 1433, valve at down point for flushing the system Tunnel Pipes / Fitting Supply and install Black steel seamless pipe schedule 40 , pipes to ASTM A53 Grade A/B groved coupling ) complete with hungers , support and all accessories need it. | Approved
Damietta Container Terminal-Infra & Bldgs _0216 | CLI.CON-000001 |  |  | Approved
Damietta Container Terminal-Infra & Bldgs _0216 | CLI.CON-000002 |  |  | Approved
Damietta Container Terminal-Infra & Bldgs _0216 | CLI.CON-000002 | 11.10.11 - Building Package -LV-Workshop-G.b.Power Cable For Lighting-G.b.3. | PVC Conduit Ø20 | Approved
Damietta Container Terminal-Infra & Bldgs _0216 | CLI.CON-000002 |  |  | Approved
Damietta Container Terminal-Infra & Bldgs _0216 | CLI.CON-000002 | 11.11.17 - BUILDING PACKAGE -Terminal House Kitchen Equipment-11400-8.02 | Garbage bin (Cylindrical) Diameter : 50cm | Approved
Damietta Container Terminal-Infra & Bldgs _0216 | CLI.CON-000002 |  |  | Approved
Damietta Container Terminal-Infra & Bldgs _0216 | CLI.CON-000002 | 11.11.10 - Building Package - 100_Terminal House - 03100 - 2.2.2.2 | for Strip Footing | Approved
Damietta Container Terminal-Infra & Bldgs _0216 | CLI.CON-000002 |  |  | Approved
Damietta Container Terminal-Infra & Bldgs _0216 | CLI.CON-000002 | 11.11.12 - Building Package -LV-TERMINAL- G.a.Main Power Cable and Accessories - G.a.2. | 1C 185mm² Cu/XLPE/PVC | Approved
Damietta Container Terminal-Infra & Bldgs _0216 | CLI.CON-000002 |  |  | Approved
Damietta Container Terminal-Infra & Bldgs _0216 | CLI.CON-000002 | 11.10.12 - Building Package -LV-Workshop-D.DATA-LAN Network System -D.1. | PC Work Station | Approved
Damietta Container Terminal-Infra & Bldgs _0216 | CLI.CON-000002 |  |  | Approved
Damietta Container Terminal-Infra & Bldgs _0216 | CLI.CON-000002 | 11.19.12 - BUILDING PACKAGE-FUEL STAION FIRE PROTECTION-15300-2.10.4 | FUEL TANK | Approved
Damietta Container Terminal-Infra & Bldgs _0216 | CLI.CON-000002 |  |  | Approved
Damietta Container Terminal-Infra & Bldgs _0216 | CLI.CON-000002 | 11.11.12 - Building Package -LV-TERMINAL- G.a.Main Power Cable and Accessories - G.a.4. | 1C 120mm² Cu/XLPE/PVC | Approved
Damietta Container Terminal-Infra & Bldgs _0216 | CLI.CON-000002 |  |  | Approved
Damietta Container Terminal-Infra & Bldgs _0216 | CLI.CON-000002 | 11.11.12 - Building Package -LV-TERMINAL- D.Lighting and Accessories - D.14. | Accessories | Approved
Damietta Container Terminal-Infra & Bldgs _0216 | CLI.CON-000002 |  |  | Approved
Damietta Container Terminal-Infra & Bldgs _0216 | CLI.CON-000002 | 11.11.16 - BUILDING PACKAGE-Terminal HOUSE PL-15410-A.a.5. | a. Underground pipe, HDPE PN12.5 PE80Accessories | Approved
Damietta Container Terminal-Infra & Bldgs _0216 | CLI.CON-000002 |  |  | Approved
Damietta Container Terminal-Infra & Bldgs _0216 | CLI.CON-000002 | 11.14.14 - BUILDING PACKAGE-Dangerous good area FIFI WORK-15300-2.10.3.1 | Supply and install electric fire fighting jockey pump, including isolation valve check valve, relief valve, flow meters, pressure gauge, auto air vent and other mechanical accessories to complet system as requirby the NFPA codes. One (1) pump per container | Approved
Damietta Container Terminal-Infra & Bldgs _0216 | CLI.CON-000002 |  |  | Approved
Damietta Container Terminal-Infra & Bldgs _0216 | CLI.CON-000002 | 11.11.17 - BUILDING PACKAGE -Terminal House Kitchen Equipment-11400-1.06 | Platform scale @1000 watt | Approved
Damietta Container Terminal-Infra & Bldgs _0216 | CLI.CON-000002 |  |  | Approved
Damietta Container Terminal-Infra & Bldgs _0216 | CLI.CON-000002 | 11.11.15 - BUILDING PACKAGE-Terminal HOUSE HVAC-15880-A.a.16. | FCU-ceiling cassette type-cooling capacity 1.84 kW | Approved
Damietta Container Terminal-Infra & Bldgs _0216 | CLI.CON-000002 |  |  | Approved
Damietta Container Terminal-Infra & Bldgs _0216 | CLI.CON-000002 | 11.11.15 - BUILDING PACKAGE-Terminal HOUSE HVAC-15880-A.e.2. | Galvanized steel sheet 0.7 mm thickness | Approved
Damietta Container Terminal-Infra & Bldgs _0216 | CLI.CON-000002 |  |  | Approved
Damietta Container Terminal-Infra & Bldgs _0216 | CLI.CON-000002 | 11.18.10 - Building Package - 102_In-Out Gate - 05120 - 2. 2.3.1 | Fabricate, supply and erect structural steel, including all necessary welded/bolted connections and all other accessories and Items for work completion, as per drawings and specifications | Approved
Damietta Container Terminal-Infra & Bldgs _0216 | CLI.CON-000002 |  |  | Approved
Damietta Container Terminal-Infra & Bldgs _0216 | CLI.CON-000002 | 11.10.11 - Building Package -LV-Workshop-F.LV Switchboard-F.4. | DB-CRANE WS | Approved
Damietta Container Terminal-Infra & Bldgs _0216 | CLI.CON-000002 |  |  | Approved
Damietta Container Terminal-Infra & Bldgs _0216 | CLI.CON-000002 | 11.19.11 - Building Package-Fuel Station BOQ MEP-16725-2.12.7.2 | Fire alarm control panel intelligent addressable type. The (FACP) includes power supply, back-up battery,battery charger announciator panel, computer (PC), display,lan interface devices, printer, software package, all necessary interfaces, direct telephone connection fire brigade and all necessary accessories needed to complete the work in accordance to the project drawings, specifications and standard codes. | Approved
Damietta Container Terminal-Infra & Bldgs _0216 | CLI.CON-000002 |  |  | Approved
Damietta Container Terminal-Infra & Bldgs _0216 | CLI.CON-000002 | 11.11.15 - BUILDING PACKAGE-Terminal HOUSE HVAC-15880-A.g.3. | Flexible duct Ø 280mm | Approved
Damietta Container Terminal-Infra & Bldgs _0216 | CLI.CON-000002 |  |  | Approved
Damietta Container Terminal-Infra & Bldgs _0216 | CLI.CON-000002 | 11.10.13 - BUILDING PACKAGE-WORKSHOP HVAC-15890-B.a.3. | Exhaust air-Wall mounted fan @ 20000 cmh, 250Pa | Approved
Damietta Container Terminal-Infra & Bldgs _0216 | CLI.CON-000002 |  |  | Approved
Damietta Container Terminal-Infra & Bldgs _0216 | CLI.CON-000002 | 11.11.13 - Building Package -ELV-TERMINAL-B.Fire Alarm System -B.13. | Ø25mm PVC Flexible Conduit | Approved
Damietta Container Terminal-Infra & Bldgs _0216 | CLI.CON-000002 |  |  | Approved
Damietta Container Terminal-Infra & Bldgs _0216 | CLI.CON-000002 | 11.10.11 - Building Package -LV-Workshop-C.Earthing And Lightning Systems-C.8. | Cable bonding | Approved
Damietta Container Terminal-Infra & Bldgs _0216 | CLI.CON-000002 |  |  | Approved
Damietta Container Terminal-Infra & Bldgs _0216 | CLI.CON-000002 | 11.10.14 - BUILDING PACKAGE-WORKSHOP PL-15410-C.b.2. | DN100mm | Approved
Damietta Container Terminal-Infra & Bldgs _0216 | CLI.CON-000002 |  |  | Approved
Damietta Container Terminal-Infra & Bldgs _0216 | CLI.CON-000002 | 11.11.15 - BUILDING PACKAGE-Terminal HOUSE HVAC-15145-A.l.5. | Hangers, supports, accessories for installation | Approved
Damietta Container Terminal-Infra & Bldgs _0216 | CLI.CON-000002 |  |  | Approved
Damietta Container Terminal-Infra & Bldgs _0216 | CLI.CON-000002 | 11.10.13 - BUILDING PACKAGE-WORKSHOP HVAC-15890-B.a.15. | Exhaust air-Centrifugal belt driven fan @ 11300 cmh, 380Pa | Approved
Damietta Container Terminal-Infra & Bldgs _0216 | CLI.CON-000002 |  |  | Approved
Damietta Container Terminal-Infra & Bldgs _0216 | CLI.CON-000002 | 11.19.12 - BUILDING PACKAGE-FUEL STAION FIRE PROTECTION-15300-2.10.1.1.7 | Pipe size ø 100 mm Dia | Approved
Damietta Container Terminal-Infra & Bldgs _0216 | CLI.CON-000002 |  |  | Approved
Damietta Container Terminal-Infra & Bldgs _0216 | CLI.CON-000002 | 11.11.16 - BUILDING PACKAGE-Terminal HOUSE PL-15440-G.8. | Ablution faucets : Supplying, installing, connecting and testing of shower chrome plated water mixer, two chrome 15 mm angle valve, flexible links and all required accessories, as shown on drawings and specifications . | Approved
Damietta Container Terminal-Infra & Bldgs _0216 | CLI.CON-000002 |  |  | Approved
Damietta Container Terminal-Infra & Bldgs _0216 | CLI.CON-000002 | 11.16.10 - Building Package - 112_Guard House- 08520 - 2.6.2.1.1 | W01 = 1200 x 1200 mm (Sliding Window) | Approved
Damietta Container Terminal-Infra & Bldgs _0216 | CLI.CON-000002 |  |  | Approved
Damietta Container Terminal-Infra & Bldgs _0216 | CLI.CON-000002 | 11.10.14 - BUILDING PACKAGE-WORKSHOP PL-15454-A.b.12. | Electrical Booster pump inverter c/w VSD control (2 pump 1standby,1duty) > Booster pump(BP-01&02), Q:18.9m3/h, @ 3bar and for each > Discharge Manifold: 2 gate valves DN40mm 2 check valves DN40mm 2 flexibles DN40mm 3 Pressure Gauge c/w Gate Valve DN15mm 1 Pressure Senser c/w Gate Valve DN15mm 2 Reducer > 1 Control Panel > Wiring for Senser and Actuators > Cable Management > Support and Accessories > 1 no. pressure tank c/w Gate Valve DN50mm flanged end, Vibration spring, Concrete plinth > Floatless level switch, control cable and power cable connect with pump to Electrical panel > Suction Manifold: 2 Gate Valve DN40mm 2 Flexible Rubber Joint DN40mm 2 Pressure Gauge c/w Gate Valve DN15mm 2 Eccentric Reducer 2 Reducer 1 Backwash filter with pressure reduce | Approved
Damietta Container Terminal-Infra & Bldgs _0216 | CLI.CON-000002 |  |  | Approved
Damietta Container Terminal-Infra & Bldgs _0216 | CLI.CON-000002 | 11.10.10 - Building Package - 101_Workshop - 05520 - 2.4.2.1 | Stainless Steel handrail of height 1m, Consist of 5cm dia.Tube Railing and support Post (Every 1.00 m ), with 3 Horizontal Guardrail 2.5 cm dia. Each | Approved
Damietta Container Terminal-Infra & Bldgs _0216 | CLI.CON-000002 |  |  | Approved
Damietta Container Terminal-Infra & Bldgs _0216 | CLI.CON-000002 | 11.19.10 - Building Package - 104_Fuel Station - 03451 - 2.7.8.1 | Supply, delivery and install Interlock Paving as indicated in dwg, the Work include plain concrete Base, preparation of surfaces and all other activities required for work completion. Color and Sample to be approved before Installation | Approved
Damietta Container Terminal-Infra & Bldgs _0216 | CLI.CON-000002 |  |  | Approved
Damietta Container Terminal-Infra & Bldgs _0216 | CLI.CON-000002 | 11.10.10 - Building Package - 101_Workshop - 09721 - 2.7.14.1 | Supply, delivery and installing Composite aluminum sheets for elevations Facades, as shown on drawings. The work includes all fixing system, and all accessories needed for work completion, Color, shop drawings and sample to be approved prior to production. | Approved
Damietta Container Terminal-Infra & Bldgs _0216 | CLI.CON-000002 |  |  | Approved
Damietta Container Terminal-Infra & Bldgs _0216 | CLI.CON-000002 | 11.11.15 - BUILDING PACKAGE-Terminal HOUSE HVAC-15880-B.g.9. | Volume damper 300x350mm | Approved
Damietta Container Terminal-Infra & Bldgs _0216 | CLI.CON-000002 |  |  | Approved
Damietta Container Terminal-Infra & Bldgs _0216 | CLI.CON-000002 | 11.18.11 - Building Package-In-Out Gate BOQ MEP-16143-2.12.3.1.1 | 3-phase Moulded Case Circuit Breaker (63A-250V). | Approved
Damietta Container Terminal-Infra & Bldgs _0216 | CLI.CON-000002 | 11.11.10 - Building Package - 100_Terminal House - 084400 - 2.6.6.3 | Type CW2 for Façade 3670 x 3000 mm (as shown in drawings) | Approved
Damietta Container Terminal-Infra & Bldgs _0216 | CLI.CON-000002 |  |  | Approved
Damietta Container Terminal-Infra & Bldgs _0216 | CLI.CON-000002 | 11.21.11 - BUILDING PACKAGE-Terminal landscape irrigation-0-2.15.1 | for DN 32 mm water pipe | Approved
Damietta Container Terminal-Infra & Bldgs _0216 | CLI.CON-000002 |  |  | Approved
Damietta Container Terminal-Infra & Bldgs _0216 | CLI.CON-000002 | 11.10.11 | LV-Workshop | Approved
Damietta Container Terminal-Infra & Bldgs _0216 | CLI.CON-000002 |  |  | Approved
Damietta Container Terminal-Infra & Bldgs _0216 | CLI.CON-000002 | 11.18.11 - Building Package-In-Out Gate BOQ MEP-16143-2.12.3.1.3 | 1-phase Miniature Circuit breaker (16A-250V). | Approved
Damietta Container Terminal-Infra & Bldgs _0216 | CLI.CON-000002 |  |  | Approved
Damietta Container Terminal-Infra & Bldgs _0216 | CLI.CON-000002 | 11.17.10 - Building Package - 108_Firefighting Tank - 09200 - 2.7.1.1 | For internal work. | Approved
Damietta Container Terminal-Infra & Bldgs _0216 | CLI.CON-000002 |  |  | Approved
Damietta Container Terminal-Infra & Bldgs _0216 | CLI.CON-000002 | 11.17.10 - Building Package - 108_Firefighting Tank - 03100 - 2. 2.1.1 | For Foundations | Approved
Damietta Container Terminal-Infra & Bldgs _0216 | CLI.CON-000002 |  |  | Approved
Damietta Container Terminal-Infra & Bldgs _0216 | CLI.CON-000002 | 11.11.10 - Building Package - 100_Terminal House - 08520 - 2.6.4.1.1.1 | FD 45 Minutes with smoke seal and self closing according to Egyption FLS Standard | Approved
Damietta Container Terminal-Infra & Bldgs _0216 | CLI.CON-000002 |  |  | Approved
Damietta Container Terminal-Infra & Bldgs _0216 | CLI.CON-000002 | 11.11.15 - BUILDING PACKAGE-Terminal HOUSE HVAC-15880-A.a.25. | FCU-wall mounted type-cooling capacity 5.0 kW | Approved
Damietta Container Terminal-Infra & Bldgs _0216 | CLI.CON-000002 |  |  | Approved
Damietta Container Terminal-Infra & Bldgs _0216 | CLI.CON-000002 | 11.11.16 - BUILDING PACKAGE-Terminal HOUSE PL-15410-B.b.2. | b. Above ground pipe, PPR PN20OD25mm With insulation | Approved
Damietta Container Terminal-Infra & Bldgs _0216 | CLI.CON-000002 |  |  | Approved
Damietta Container Terminal-Infra & Bldgs _0216 | CLI.CON-000002 | 11.19.14 - BUILDING PACKAGE-FUEL STAION-FUEL STORAGE SYSTEM-15483-2.13.1.2 | fuel dispenser RFID-Control system with antena in fuel pistol, fully addressable and reporting to SCADA for SAP central documentation and control, connected to central SAP system for following functions: - fuel pre-programming via central control system - truck identification via RFID at tank flange - volume and flow reporting from column to SAP (individual) - time recording (Individual) - fully address coded data documentation for fuel column and truck - automatic unlocking/locking of dispenser pump - manual ovveride from office terminal in fuel station (documented) | Approved
Damietta Container Terminal-Infra & Bldgs _0216 | CLI.CON-000002 |  |  | Approved
Damietta Container Terminal-Infra & Bldgs _0216 | CLI.CON-000002 | 11.10.11 - Building Package -LV-Workshop-F.LV Switchboard-F.8. | DB-AHU | Approved
Damietta Container Terminal-Infra & Bldgs _0216 | CLI.CON-000002 |  |  | Approved
Damietta Container Terminal-Infra & Bldgs _0216 | CLI.CON-000002 | 11.10.12 - Building Package -LV-Workshop-F.Access Control System -F.9. | Access card | Approved
Damietta Container Terminal-Infra & Bldgs _0216 | CLI.CON-000002 |  |  | Approved
Damietta Container Terminal-Infra & Bldgs _0216 | CLI.CON-000002 | 11.21.10 - Building Package-Terminal House_Landscape BOQ ELT and IRR -16143-2.13.3.1.3 | 3-phase Moulded Case Circuit breaker (63A-250V) | Approved
Damietta Container Terminal-Infra & Bldgs _0216 | CLI.CON-000002 |  |  | Approved
Damietta Container Terminal-Infra & Bldgs _0216 | CLI.CON-000002 | 11.11.10 - Building Package - 100_Terminal House - 031513 - 2.4.3.1 | for Floor | Approved
Damietta Container Terminal-Infra & Bldgs _0216 | CLI.CON-000002 |  |  | Approved
Damietta Container Terminal-Infra & Bldgs _0216 | CLI.CON-000002 | 11.21.11 - BUILDING PACKAGE-Terminal landscape irrigation-0-2.14.2.1 | for DN 50 mm water pipe | Approved
Damietta Container Terminal-Infra & Bldgs _0216 | CLI.CON-000002 |  |  | Approved
Damietta Container Terminal-Infra & Bldgs _0216 | CLI.CON-000002 | 11.11.10 - Building Package - 100_Terminal House - 202 - 1.1.1.2 | supplying and installing concrete blocks (interlocking pattern) Type 2 PAV02 as specified as included package which the price included all layers shown in details sheets and leveling as per proposed finish levels included, insulation, located aggregate base if any, storm drainage and joint sealent for expansion which all are shall be followed by proper cleaning methods, finishing and finalizing as manufacture rules. All shall measured by meter square References: material schedule sheet number 220329-HAE-BA-ZZ-DR-LS-9001 Hardscape details sheet number 220329-HAE-BA-ZZ-DR-LS-9800 | Approved
Damietta Container Terminal-Infra & Bldgs _0216 | CLI.CON-000002 |  |  | Approved
Damietta Container Terminal-Infra & Bldgs _0216 | CLI.CON-000002 | 11.10.14 - BUILDING PACKAGE-WORKSHOP PL-15440-G.1. | Water Closet Supplying, installing, connecting and testing of water closet complete with flush tank, toilet seat, open seat base, two chrome 15 mm angle valve, small external bidet with flexible hose, flexible links, zipper socket connected to drain, and all required accessories, water closet made of vitreous China, as shown on drawings and specifications . | Approved
Damietta Container Terminal-Infra & Bldgs _0216 | CLI.CON-000002 |  |  | Approved
Damietta Container Terminal-Infra & Bldgs _0216 | CLI.CON-000002 | 11.19.11 - Building Package-Fuel Station BOQ MEP-16775-2.12.8.2 | CCTV work station including (keypad controller, printer, …etc)as per drawings & specifications and requirements. | Approved
Damietta Container Terminal-Infra & Bldgs _0216 | CLI.CON-000002 |  |  | Approved
Damietta Container Terminal-Infra & Bldgs _0216 | CLI.CON-000002 | 11.10.11 - Building Package -LV-Workshop-B.a.Cable tray with cover-B.a.3. | LV Cable Tray 200x100 | Approved
Damietta Container Terminal-Infra & Bldgs _0216 | CLI.CON-000002 |  |  | Approved
Damietta Container Terminal-Infra & Bldgs _0216 | CLI.CON-000002 | 11.10.11 - Building Package -LV-Workshop-F.LV Switchboard-F.9. | DB-CT-AHU | Approved
Damietta Container Terminal-Infra & Bldgs _0216 | CLI.CON-000002 |  |  | Approved
Damietta Container Terminal-Infra & Bldgs _0216 | CLI.CON-000002 | 11.22 - BUILDING PACKAGE-Workshop complex Technological equipment-11070-2.13.6.1.2 | Oil dispenser 2x reel, 20 m hose | Approved
Damietta Container Terminal-Infra & Bldgs _0216 | CLI.CON-000002 |  |  | Approved
Damietta Container Terminal-Infra & Bldgs _0216 | CLI.CON-000002 | 11.18.11 - Building Package-In-Out Gate BOQ MEP-16510-2.12.4.2.2 | F2-Downlight, 10W | Approved
Damietta Container Terminal-Infra & Bldgs _0216 | CLI.CON-000002 |  |  | Approved
Damietta Container Terminal-Infra & Bldgs _0216 | CLI.CON-000002 | 11.19.15 - BUILDING PACKAGE-FUEL STAION Plumbing&FIFI-15487-2.9.9 | Supply, connect, finish, and install concrete OIL WATER SEPARETOR as per specifications and drawings complete with a concrete base, GRP covers 90 tons on the roadway, frame, rings, special joint required to fix the pipe to the chamber, external bitumen painting. The item also includes excavation, supporting the trench sides, and backfilling using clean sand with watering, and compaction after approval of the employer. Locations are as shown in the drawings. 3.2x1.2x1.2 | Approved
Damietta Container Terminal-Infra & Bldgs _0216 | CLI.CON-000002 |  |  | Approved
Damietta Container Terminal-Infra & Bldgs _0216 | CLI.CON-000002 | 11.11.16 - BUILDING PACKAGE-Terminal HOUSE PL-15300-E.c.3. | c. EquipmentFire extinguisher type ABC, 6kg with accessories | Approved
Damietta Container Terminal-Infra & Bldgs _0216 | CLI.CON-000002 |  |  | Approved
Damietta Container Terminal-Infra & Bldgs _0216 | CLI.CON-000002 | 11.10.11 - Building Package -LV-Workshop-B.a.Cable tray with cover-B.a.1. | LV Cable Tray 100x60 | Approved
Damietta Container Terminal-Infra & Bldgs _0216 | CLI.CON-000002 |  |  | Approved
Damietta Container Terminal-Infra & Bldgs _0216 | CLI.CON-000002 | 11.10.11 - Building Package -LV-Workshop-G.c.Power Cable For Socket-G.c.8. | 1C 4mm² Cu/PVC/PE | Approved
Damietta Container Terminal-Infra & Bldgs _0216 | CLI.CON-000002 |  |  | Approved
Damietta Container Terminal-Infra & Bldgs _0216 | CLI.CON-000002 | 11.18.11 - Building Package-In-Out Gate BOQ MEP-16750-2.12.6.2 | IT cable, indoor and outdoor installation | Approved
Damietta Container Terminal-Infra & Bldgs _0216 | CLI.CON-000002 |  |  | Approved
Damietta Container Terminal-Infra & Bldgs _0216 | CLI.CON-000002 | 11.19.15 - BUILDING PACKAGE-FUEL STAION Plumbing&FIFI-15411-2.9.4.1.2 | Pipe size ø 25 mm Dia | Approved
Damietta Container Terminal-Infra & Bldgs _0216 | CLI.CON-000002 |  |  | Approved
Damietta Container Terminal-Infra & Bldgs _0216 | CLI.CON-000002 | 11.11.12 - Building Package -LV-TERMINAL- A.a.Substation & Main equipment - A.a.1. | Medium voltage (MVSG) | Approved
Damietta Container Terminal-Infra & Bldgs _0216 | CLI.CON-000002 |  |  | Approved
Damietta Container Terminal-Infra & Bldgs _0216 | CLI.CON-000002 | 11.18.14 - BUILDING PACKAGE-In-Out Gate PL&FIFI-15440-2.9.3.5.2 | Pipe size ø 25 mm Dia | Approved
Damietta Container Terminal-Infra & Bldgs _0216 | CLI.CON-000002 |  |  | Approved
Damietta Container Terminal-Infra & Bldgs _0216 | CLI.CON-000002 | 11.19.10 - Building Package - 104_Fuel Station - 09545 - 2.7.4.1 | Supply, delivery and install Metal stripes (15 cm width) reflected ceiling for wc & Showers . The work includes suspension system, access panels and all necessary accessories for work completion, Color & Sample to be approved prior to production. | Approved
Damietta Container Terminal-Infra & Bldgs _0216 | CLI.CON-000002 |  |  | Approved
Damietta Container Terminal-Infra & Bldgs _0216 | CLI.CON-000002 | 11.18.10 - Building Package - 102_In-Out Gate - 10165 - 2.8.1.1.4 | Granite Urinal Screens Panel 60081500 mm | Approved
Damietta Container Terminal-Infra & Bldgs _0216 | CLI.CON-000002 |  |  | Approved
Damietta Container Terminal-Infra & Bldgs _0216 | CLI.CON-000002 |  |  | Approved
Damietta Container Terminal-Infra & Bldgs _0216 | CLI.CON-000002 | 11.11.13 - Building Package -ELV-TERMINAL-G.CCTV System -G.1. | PC Work Station, CCTV monitors | Approved
Damietta Container Terminal-Infra & Bldgs _0216 | CLI.CON-000002 |  |  | Approved
Damietta Container Terminal-Infra & Bldgs _0216 | CLI.CON-000002 | 11.11.16 - BUILDING PACKAGE-Terminal HOUSE PL-15412-D.c.4. | c. Equipment , valve and other Gutter size: 2500 x 400 x D(mm) complete with cover | Approved
Damietta Container Terminal-Infra & Bldgs _0216 | CLI.CON-000002 |  |  | Approved
Damietta Container Terminal-Infra & Bldgs _0216 | CLI.CON-000002 | 11.11.10 - Building Package - 100_Terminal House - 07220 - 2.5.2.4 | Filter membrane geotextile 180g/sqm, of non woven fabric as specified | Approved
Damietta Container Terminal-Infra & Bldgs _0216 | CLI.CON-000002 |  |  | Approved
Damietta Container Terminal-Infra & Bldgs _0216 | CLI.CON-000002 | 11.11.15 - BUILDING PACKAGE-Terminal HOUSE HVAC-15880-A.g.1. | Flexible duct Ø 180mm | Approved
Damietta Container Terminal-Infra & Bldgs _0216 | CLI.CON-000002 |  |  | Approved
Damietta Container Terminal-Infra & Bldgs _0216 | CLI.CON-000002 | 11.10.14 - BUILDING PACKAGE-WORKSHOP PL-15410-D.a.2. | DN100mm | Approved
Damietta Container Terminal-Infra & Bldgs _0216 | CLI.CON-000002 |  |  | Approved
Damietta Container Terminal-Infra & Bldgs _0216 | CLI.CON-000002 | 11.11.15 - BUILDING PACKAGE-Terminal HOUSE HVAC-15651-A.k.4. | Copper pipe Ø 19.05mm with minimum 0.99mm thickness | Approved
Damietta Container Terminal-Infra & Bldgs _0216 | CLI.CON-000002 |  |  | Approved
Damietta Container Terminal-Infra & Bldgs _0216 | CLI.CON-000002 | 11.11.12 - Building Package -LV-TERMINAL- C.Earthing And Lightning Systems - C.4. | bonding point-lift | Approved
Damietta Container Terminal-Infra & Bldgs _0216 | CLI.CON-000002 |  |  | Approved
Damietta Container Terminal-Infra & Bldgs _0216 | CLI.CON-000002 | 11.11.16 - BUILDING PACKAGE-Terminal HOUSE PL-15412-C.c.11. | c. Equipment , valve and other Concrete manhole size: 800 x 800 x800(mm) complete with cover | Approved
Damietta Container Terminal-Infra & Bldgs _0216 | CLI.CON-000002 |  |  | Approved
Damietta Container Terminal-Infra & Bldgs _0216 | CLI.CON-000002 | 11.10.12 - Building Package -LV-Workshop-I.Penetration-I.1. | Firestop, labels, fitting and accessories | Approved
Damietta Container Terminal-Infra & Bldgs _0216 | CLI.CON-000002 |  |  | Approved
Damietta Container Terminal-Infra & Bldgs _0216 | CLI.CON-000002 | 11.19.10 - Building Package - 104_Fuel Station - 10155 - 2.8.3.1 | Supply, delivery and installing laminate Phenolic Board Toilets Partitions, the Work includes Bolt, Screws, Fasteners, Doors, Finishes and all accessories required for complete work according to drawings, The contarctor must submit the Partition's catalogue and specifications to get the Engineer's approved prior to Production | Approved
Damietta Container Terminal-Infra & Bldgs _0216 | CLI.CON-000002 |  |  | Approved
Damietta Container Terminal-Infra & Bldgs _0216 | CLI.CON-000002 | 11.11.17 - BUILDING PACKAGE -Terminal House Kitchen Equipment-11400-7.05 | Work table Dim: 170x70x85cm | Approved
Damietta Container Terminal-Infra & Bldgs _0216 | CLI.CON-000002 |  |  | Approved
Damietta Container Terminal-Infra & Bldgs _0216 | CLI.CON-000002 | 11.10.10 - Building Package - 101_Workshop - 03100 - 2.2.2.4.1 | Foundations | Approved
Damietta Container Terminal-Infra & Bldgs _0216 | CLI.CON-000002 |  |  | Approved
Damietta Container Terminal-Infra & Bldgs _0216 | CLI.CON-000002 | 11.11.10 - Building Package - 100_Terminal House - 207 - 1.1.3.1 | supplying and installing planting soil as specified in detail drawings included all the material needed from composite mixture with sweet sand specified in softscape specs division which identified the proportion of organics and non organic percentage of substances, all shall follow the ANSI Z62 for implanting directions, ASTM for testing materials executed. the depth shall be as different species as: * not less than 300mm as depth for succulents & cactus. * not less than 300mm as depth for ground cover. * not less than 500 mm as depth for shrubs. * not less than 700 mm as depth for trees & palms. mulch shall be included whether has mentioned on details wood barks or gravel (black/white) thickness not more than 50mm. all planting soil shall have drainage system . All shall be measured by meter cubic. References: specs reference D207, planting sheets as numbering in list of drawing sheet 220329-HAE-BA-ZZ-DR-LS-9002 | Approved
Damietta Container Terminal-Infra & Bldgs _0216 | CLI.CON-000002 |  |  | Approved
Damietta Container Terminal-Infra & Bldgs _0216 | CLI.CON-000002 | 11.10.10 - Building Package - 101_Workshop - 09200 - 2.7.1.1 | For internal work. | Approved
Damietta Container Terminal-Infra & Bldgs _0216 | CLI.CON-000002 |  |  | Approved
Damietta Container Terminal-Infra & Bldgs _0216 | CLI.CON-000002 | 11.10.10 - Building Package - 101_Workshop - 084413 - 2.6.8.1 | Crane Workshop Skylight ( 1.25 x 6.40 m ) | Approved
Damietta Container Terminal-Infra & Bldgs _0216 | CLI.CON-000002 |  |  | Approved
Damietta Container Terminal-Infra & Bldgs _0216 | CLI.CON-000002 |  |  | Approved
Damietta Container Terminal-Infra & Bldgs _0216 | CLI.CON-000002 | 11.10.13 - BUILDING PACKAGE-WORKSHOP HVAC-15880-B.h.5. | Sound attenuator for ducting Ø250mm | Approved
Damietta Container Terminal-Infra & Bldgs _0216 | CLI.CON-000002 |  |  | Approved
Damietta Container Terminal-Infra & Bldgs _0216 | CLI.CON-000002 | 11.19.14 - BUILDING PACKAGE-FUEL STAION-FUEL STORAGE SYSTEM-15483-2.14.2.2 | Fuel sensor set for SCADA control system, tank installation, fuel level sensor, temperature sensor, pressure sensor, pump function indicator (e.g. flow meter, pressure gauge), reporting to office computer and via SCADA to Central Control Room (to SAP also) | Approved
Damietta Container Terminal-Infra & Bldgs _0216 | CLI.CON-000002 |  |  | Approved
Damietta Container Terminal-Infra & Bldgs _0216 | CLI.CON-000002 | 11.16.1881 - BUILDING PACKAGE-GUARD HOUSE PL&Firefighting-15412-2.9.2.3.1 | IC 600X600 | Approved
Damietta Container Terminal-Infra & Bldgs _0216 | CLI.CON-000002 |  |  | Approved
Damietta Container Terminal-Infra & Bldgs _0216 | CLI.CON-000002 | 11.10.10 - Building Package - 101_Workshop - 08201 - 2.6.4.1.2.1 | Not fire rated | Approved
Damietta Container Terminal-Infra & Bldgs _0216 | CLI.CON-000002 |  |  | Approved
Damietta Container Terminal-Infra & Bldgs _0216 | CLI.CON-000002 | 11.11.16 - BUILDING PACKAGE-Terminal HOUSE PL-15440-G.3. | Urinal : Supplying, installing, connecting and testing of Urinal wall mounted bowl, made of vitreous china complete with chrome plated oscillating handle flush valve, item included separator chosen by architectural engineer ( marble or vitreous china) and all required accessories, as shown on drawings and specifications. | Approved
Damietta Container Terminal-Infra & Bldgs _0216 | CLI.CON-000002 |  |  | Approved
Damietta Container Terminal-Infra & Bldgs _0216 | CLI.CON-000002 | 11.14.10 | Civil Works | Approved
Damietta Container Terminal-Infra & Bldgs _0216 | CLI.CON-000002 |  |  | Approved
Damietta Container Terminal-Infra & Bldgs _0216 | CLI.CON-000002 | 11.10.13 - BUILDING PACKAGE-WORKSHOP HVAC-15880-B.c.3. | Galvanized steel sheet 0.85mm thickness | Approved
Damietta Container Terminal-Infra & Bldgs _0216 | CLI.CON-000002 |  |  | Approved
Damietta Container Terminal-Infra & Bldgs _0216 | CLI.CON-000002 | 11.11.12 - Building Package -LV-TERMINAL- G.f.Power Cable For Solar - G.f.2. | 1C 16mm² Cu/PVC/PE | Approved
Damietta Container Terminal-Infra & Bldgs _0216 | CLI.CON-000002 |  |  | Approved
Damietta Container Terminal-Infra & Bldgs _0216 | CLI.CON-000002 | 11.11.17 - BUILDING PACKAGE -Terminal House Kitchen Equipment-11400-6.15 | Garbage bin (Cylindrical) Diameter : 50cm | Approved
Damietta Container Terminal-Infra & Bldgs _0216 | CLI.CON-000002 |  |  | Approved
Damietta Container Terminal-Infra & Bldgs _0216 | CLI.CON-000002 | 11.10.12 - Building Package -LV-Workshop-H.BMS System -H.7. | Label, fitting and accessories | Approved
Damietta Container Terminal-Infra & Bldgs _0216 | CLI.CON-000002 |  |  | Approved
Damietta Container Terminal-Infra & Bldgs _0216 | CLI.CON-000002 | 11.11.15 - BUILDING PACKAGE-Terminal HOUSE HVAC-15100-A.d.19. | Drain valve DN25mm | Approved
Damietta Container Terminal-Infra & Bldgs _0216 | CLI.CON-000002 |  |  | Approved
Damietta Container Terminal-Infra & Bldgs _0216 | CLI.CON-000002 | 11.11.16 - BUILDING PACKAGE-Terminal HOUSE PL-15410-D.a.3. | a. Underground pipe, uPVCPipe sleeves and sealant | Approved
Damietta Container Terminal-Infra & Bldgs _0216 | CLI.CON-000002 |  |  | Approved
Damietta Container Terminal-Infra & Bldgs _0216 | CLI.CON-000002 | 11.18.14 - BUILDING PACKAGE-In-Out Gate PL&FIFI-15440-2.9.3.3.3 | Supplying, installing, connecting and testing of lavatory Self rimming undercounter ( oval under marbel ) , made of vitreous china complete with hanging column , chrome plated water mixer ,two chrome 15 mm angle valve,flexible links, chrome plated siphon( u trap or cup ).item includded marble and all required accessories , as shown on drawings and specifications . | Approved
Damietta Container Terminal-Infra & Bldgs _0216 | CLI.CON-000002 |  |  | Approved
Damietta Container Terminal-Infra & Bldgs _0216 | CLI.CON-000002 | 11.18.10 - Building Package - 102_In-Out Gate - 10165 - 2.8.1.1.1 | Soap dispenser | Approved
Damietta Container Terminal-Infra & Bldgs _0216 | CLI.CON-000002 |  |  | Approved
Damietta Container Terminal-Infra & Bldgs _0216 | CLI.CON-000002 | 11.19.11 - Building Package-Fuel Station BOQ MEP--2.12.3.1.2 | 3-phase Circuit breaker (20A-250V) | Approved
Damietta Container Terminal-Infra & Bldgs _0216 | CLI.CON-000002 |  |  | Approved
Damietta Container Terminal-Infra & Bldgs _0216 | CLI.CON-000002 | 11.18.14 - BUILDING PACKAGE-In-Out Gate PL&FIFI-15412-2.9.2.2.1 | RD 1 ( bottom outlet ) 110 mm | Approved
Damietta Container Terminal-Infra & Bldgs _0216 | CLI.CON-000002 |  |  | Approved
Damietta Container Terminal-Infra & Bldgs _0216 | CLI.CON-000002 | 11.10.12 - Building Package -LV-Workshop-H.BMS System -H.1. | PC work station | Approved
Damietta Container Terminal-Infra & Bldgs _0216 | CLI.CON-000002 |  |  | Approved
Damietta Container Terminal-Infra & Bldgs _0216 | CLI.CON-000002 |  |  | Approved
Damietta Container Terminal-Infra & Bldgs _0216 | CLI.CON-000002 | 11.19.11 - Building Package-Fuel Station BOQ MEP--2.12.3.1.3 | 1-phase Circuit breaker (20A-250V) | Approved
Damietta Container Terminal-Infra & Bldgs _0216 | CLI.CON-000002 |  |  | Approved
Damietta Container Terminal-Infra & Bldgs _0216 | CLI.CON-000002 | 11.19.15 - BUILDING PACKAGE-FUEL STAION Plumbing&FIFI-15410-2.9.2.1.3 | AD 1 110 mm | Approved
Damietta Container Terminal-Infra & Bldgs _0216 | CLI.CON-000002 |  |  | Approved
Damietta Container Terminal-Infra & Bldgs _0216 | CLI.CON-000002 | 11.11.15 - BUILDING PACKAGE-Terminal HOUSE HVAC-15890-B.a.3. | Exhaust air-Centrifugal belt driven fan @ 2100 cmh, 250Pa | Approved
Damietta Container Terminal-Infra & Bldgs _0216 | CLI.CON-000002 |  |  | Approved
Damietta Container Terminal-Infra & Bldgs _0216 | CLI.CON-000002 | 11.11.13 | ELV-Terminal House | Approved
Damietta Container Terminal-Infra & Bldgs _0216 | CLI.CON-000002 |  |  | Approved
Damietta Container Terminal-Infra & Bldgs _0216 | CLI.CON-000002 | 11.18.10 - Building Package - 102_In-Out Gate - 10165 - 2.8.1.2.1 | Size 1150 x 1200 mm | Approved
Damietta Container Terminal-Infra & Bldgs _0216 | CLI.CON-000002 |  |  | Approved
Damietta Container Terminal-Infra & Bldgs _0216 | CLI.CON-000002 | 11.18.10 - Building Package - 102_In-Out Gate - 04200 - 2.3.1.1.1 | 120 mm wall Thickness | Approved
Damietta Container Terminal-Infra & Bldgs _0216 | CLI.CON-000002 |  |  | Approved
Damietta Container Terminal-Infra & Bldgs _0216 | CLI.CON-000002 | 11.11.10 - Building Package - 100_Terminal House - 09300 - 2.7.2.2.2 | 30 * 30 cm | Approved
Damietta Container Terminal-Infra & Bldgs _0216 | CLI.CON-000002 |  |  | Approved
Damietta Container Terminal-Infra & Bldgs _0216 | CLI.CON-000002 | 11.11.16 - BUILDING PACKAGE-Terminal HOUSE PL-15410-B.a.3. | a. Underground pipe, PPR PN20Pipe sleeves and sealant | Approved
Damietta Container Terminal-Infra & Bldgs _0216 | CLI.CON-000002 |  |  | Approved
Damietta Container Terminal-Infra & Bldgs _0216 | CLI.CON-000002 | 11.21.10 - Building Package-Terminal House_Landscape BOQ ELT and IRR --2.13.5.2.1 | SP-Street Light Pole, 100W | Approved
Damietta Container Terminal-Infra & Bldgs _0216 | CLI.CON-000002 |  |  | Approved
Damietta Container Terminal-Infra & Bldgs _0216 | CLI.CON-000002 | 11.19.10 - Building Package - 104_Fuel Station - 05720 - 2.4.2.1 | Supply, deliver and install Steel Staircase from sidewalk to Fuel tanks area (Crossing the Parapet) consists of 10 steps up and down (as shown on dwg) , the Work includes Handrail, Painting with all fixation and Accessories required for work completion according to specifications and drawings. | Approved
Damietta Container Terminal-Infra & Bldgs _0216 | CLI.CON-000002 |  |  | Approved
Damietta Container Terminal-Infra & Bldgs _0216 | CLI.CON-000002 | 11.22 - BUILDING PACKAGE-Workshop complex Technological equipment-11120-2.13.11.2 | Workstation Pit "Balzer", long version | Approved
Damietta Container Terminal-Infra & Bldgs _0216 | CLI.CON-000002 |  |  | Approved
Damietta Container Terminal-Infra & Bldgs _0216 | CLI.CON-000002 | 11.11.12 - Building Package -LV-TERMINAL- A.c.Solar System - A.c.2. | Inverter 3-phase 60kW | Approved
Damietta Container Terminal-Infra & Bldgs _0216 | CLI.CON-000002 |  |  | Approved
Damietta Container Terminal-Infra & Bldgs _0216 | CLI.CON-000002 | 11.10.10 - Building Package - 101_Workshop - 08110 - 2.6.1.3.1 | FD 90 Minutes with smoke seal and self closing according to Egyption FLS Standard | Approved
Damietta Container Terminal-Infra & Bldgs _0216 | CLI.CON-000002 |  |  | Approved
Damietta Container Terminal-Infra & Bldgs _0216 | CLI.CON-000002 | 11.18.14 - BUILDING PACKAGE-In-Out Gate PL&FIFI-15100-2.9.4.1.2 | Valve size ø 25 mm Dia | Approved
Damietta Container Terminal-Infra & Bldgs _0216 | CLI.CON-000002 |  |  | Approved
Damietta Container Terminal-Infra & Bldgs _0216 | CLI.CON-000002 | 11.18.10 - Building Package - 102_In-Out Gate - 09300 - 2.7.3.1 | for Walls 30 * 60 cm | Approved
Damietta Container Terminal-Infra & Bldgs _0216 | CLI.CON-000002 |  |  | Approved
Damietta Container Terminal-Infra & Bldgs _0216 | CLI.CON-000002 | 11.18.10 - Building Package - 102_In-Out Gate - 071613 - 2. 2.5.1 | Delivering and coating three layers of Polymer Modified Cement Waterproofing for all surfaces of reinforcement concrete and bricks under the ground according to drawings and specifications. The work includes surface cleaning and , bricks or concrete screed for protection (if required) and all other necessary items to complete the work | Approved
Damietta Container Terminal-Infra & Bldgs _0216 | CLI.CON-000002 |  |  | Approved
Damietta Container Terminal-Infra & Bldgs _0216 | CLI.CON-000002 | 11.19.11 - Building Package-Fuel Station BOQ MEP-16143-2.12.3.4.2 | Socket plugs 250V single phase for wall mounting (national standard), wet room | Approved
Damietta Container Terminal-Infra & Bldgs _0216 | CLI.CON-000002 |  |  | Approved
Damietta Container Terminal-Infra & Bldgs _0216 | CLI.CON-000002 | 11.11.15 - BUILDING PACKAGE-Terminal HOUSE HVAC-15880-B.c.1. | Galvanized steel sheet 0.55mm thickness | Approved
Damietta Container Terminal-Infra & Bldgs _0216 | CLI.CON-000002 |  |  | Approved
Damietta Container Terminal-Infra & Bldgs _0216 | CLI.CON-000002 | 11.11.17 - BUILDING PACKAGE -Terminal House Kitchen Equipment-11400-3.02 | Shelving unit Dim.: 130x45x180cm | Approved
Damietta Container Terminal-Infra & Bldgs _0216 | CLI.CON-000002 |  |  | Approved
Damietta Container Terminal-Infra & Bldgs _0216 | CLI.CON-000002 | 11.11.13 - Building Package -ELV-TERMINAL-B.Fire Alarm System -B.1. | PC Work Station | Approved
Damietta Container Terminal-Infra & Bldgs _0216 | CLI.CON-000002 |  |  | Approved
Damietta Container Terminal-Infra & Bldgs _0216 | CLI.CON-000002 | 11.17.10 - Building Package - 108_Firefighting Tank - 05730 - 2.4.4.2 | For Valve Room (1225*2800 mm ) | Approved
Damietta Container Terminal-Infra & Bldgs _0216 | CLI.CON-000002 |  |  | Approved
Damietta Container Terminal-Infra & Bldgs _0216 | CLI.CON-000002 | 11.11.17 - BUILDING PACKAGE -Terminal House Kitchen Equipment-11400-4.01 | Dunnage rack Dim: 100x45x30cm | Approved
Damietta Container Terminal-Infra & Bldgs _0216 | CLI.CON-000002 |  |  | Approved
Damietta Container Terminal-Infra & Bldgs _0216 | CLI.CON-000002 | 11.11.16 - BUILDING PACKAGE-Terminal HOUSE PL-15145-E.b.8. | b. Above ground pipe, Black Steel Pipe (BS 1387-1985 class Medium or ASTM 53-2001)Hangers, supports and accessories | Approved
Damietta Container Terminal-Infra & Bldgs _0216 | CLI.CON-000002 |  |  | Approved
Damietta Container Terminal-Infra & Bldgs _0216 | CLI.CON-000002 | 11.11.10 - Building Package - 100_Terminal House - 08201 - 2.6.3.1.2.1 | Not Fire Rated | Approved
Damietta Container Terminal-Infra & Bldgs _0216 | CLI.CON-000002 |  |  | Approved
Damietta Container Terminal-Infra & Bldgs _0216 | CLI.CON-000002 | 11.19.15 - BUILDING PACKAGE-FUEL STAION Plumbing&FIFI-15440-2.9.3.1 | Supplying, installing, connecting and testing of water closet complete with flush tank , toilet seat , open seat base , two chrome 15 mm angle valve , small external bidet with flexible hose , flexible links, zipper socket connected to drain , and all required accessories, water closet made of vitreous china ,as shown on drawings and specifications . | Approved
Damietta Container Terminal-Infra & Bldgs _0216 | CLI.CON-000002 |  |  | Approved
Damietta Container Terminal-Infra & Bldgs _0216 | CLI.CON-000002 | 11.10.10 - Building Package - 101_Workshop - 09910 - 2.7.12.1.1 | For Walls | Approved
Damietta Container Terminal-Infra & Bldgs _0216 | CLI.CON-000002 |  |  | Approved
Damietta Container Terminal-Infra & Bldgs _0216 | CLI.CON-000002 | 11.19.10 - Building Package - 104_Fuel Station - 03100 - 2.2.2.2 | For Columns and wall | Approved
Damietta Container Terminal-Infra & Bldgs _0216 | CLI.CON-000002 |  |  | Approved
Damietta Container Terminal-Infra & Bldgs _0216 | CLI.CON-000002 | 11.20.10 - Building Package - 110_Reefer Racks- 05120 - 2.8.1.1 | Delivery and installation of cable trays for installation of electric power supply to reefers. Steel type: S 235 J2 Corrosion protection: As per ISO 12944 Class C5 Including fasteners and all accessories. | Approved
Damietta Container Terminal-Infra & Bldgs _0216 | CLI.CON-000002 |  |  | Approved
Damietta Container Terminal-Infra & Bldgs _0216 | CLI.CON-000002 | 11.18.11 - Building Package-In-Out Gate BOQ MEP-16143-2.12.3.4.2 | Socket plugs 250V single phase for wall mounting (national standard), wet room | Approved
Damietta Container Terminal-Infra & Bldgs _0216 | CLI.CON-000002 |  |  | Approved
Damietta Container Terminal-Infra & Bldgs _0216 | CLI.CON-000002 | 11.11.17 - BUILDING PACKAGE -Terminal House Kitchen Equipment-11400-8.05 | Hood type dishwasher Dim: 65x75.5x145cm @ 11 kw | Approved
Damietta Container Terminal-Infra & Bldgs _0216 | CLI.CON-000002 |  |  | Approved
Damietta Container Terminal-Infra & Bldgs _0216 | CLI.CON-000002 | 11.11.17 - BUILDING PACKAGE -Terminal House Kitchen Equipment-11400-6.25 | Artelon Cutting board Dim.: 50x50x2cm | Approved
Damietta Container Terminal-Infra & Bldgs _0216 | CLI.CON-000002 |  |  | Approved
Damietta Container Terminal-Infra & Bldgs _0216 | CLI.CON-000002 | 11.10.11 - Building Package -LV-Workshop-D.Lighting and Accessories-D.9. | Single Switch | Approved
Damietta Container Terminal-Infra & Bldgs _0216 | CLI.CON-000002 |  |  | Approved
Damietta Container Terminal-Infra & Bldgs _0216 | CLI.CON-000002 | 11.11.10 - Building Package - 100_Terminal House - 08201 - 2.6.3.1.2.2 | FD 45 Minutes with smoke seal and self closing according to Egyption FLS Standard | Approved
Damietta Container Terminal-Infra & Bldgs _0216 | CLI.CON-000002 |  |  | Approved
Damietta Container Terminal-Infra & Bldgs _0216 | CLI.CON-000002 | 11.11.12 - Building Package -LV-TERMINAL- A.b.Penetration - A.b.1. | Firestop, labels, fitting and accessories | Approved
Damietta Container Terminal-Infra & Bldgs _0216 | CLI.CON-000002 |  |  | Approved
Damietta Container Terminal-Infra & Bldgs _0216 | CLI.CON-000002 | 11.11.10 - Building Package - 100_Terminal House - 09638 - 2.7.7.3.1 | Threshold for For Internal walls Width 17 cm | Approved
Damietta Container Terminal-Infra & Bldgs _0216 | CLI.CON-000002 |  |  | Approved
Damietta Container Terminal-Infra & Bldgs _0216 | CLI.CON-000002 | 11.11.12 - Building Package -LV-TERMINAL- G.e.Power Cable For Plumbing - G.e.3. | 1C 6mm² Cu/PVC/PE | Approved
Damietta Container Terminal-Infra & Bldgs _0216 | CLI.CON-000002 |  |  | Approved
Damietta Container Terminal-Infra & Bldgs _0216 | CLI.CON-000002 | 11.14.12 - Building Package-Dangerous Goods Area -16725-2.12.2.3 | Fire alarm cable (fire resistant quality) | Approved
Damietta Container Terminal-Infra & Bldgs _0216 | CLI.CON-000002 |  |  | Approved
Damietta Container Terminal-Infra & Bldgs _0216 | CLI.CON-000002 | 11.11.16 - BUILDING PACKAGE-Terminal HOUSE PL-15410-C.b.4. | b. Above ground pipe, uPVCPipe sleeves, sealant and label | Approved
Damietta Container Terminal-Infra & Bldgs _0216 | CLI.CON-000002 |  |  | Approved
Damietta Container Terminal-Infra & Bldgs _0216 | CLI.CON-000002 | 11.17.11 - Building Package-Firefighting Tank -16143-2.12.2.1.7 | 1-phase M.C.B Circuit breaker (16A-250V) | Approved
Damietta Container Terminal-Infra & Bldgs _0216 | CLI.CON-000002 |  |  | Approved
Damietta Container Terminal-Infra & Bldgs _0216 | CLI.CON-000002 | 11.11.13 - Building Package -ELV-TERMINAL-F.Access Control System -F.8. | Access card | Approved
Damietta Container Terminal-Infra & Bldgs _0216 | CLI.CON-000002 |  |  | Approved
Damietta Container Terminal-Infra & Bldgs _0216 | CLI.CON-000002 | 11.10.11 - Building Package -LV-Workshop-G.a.Main Power Cable and Accessories-G.a.19. | PVC Conduit Ø50 | Approved
Damietta Container Terminal-Infra & Bldgs _0216 | CLI.CON-000002 |  |  | Approved
Damietta Container Terminal-Infra & Bldgs _0216 | CLI.CON-000002 | 11.11.10 - Building Package - 100_Terminal House - 08520 - 2.6.5.1.3 | Type W1a' 900 x 2600 mm (Fixed Window ) as shown in dwg | Approved
Damietta Container Terminal-Infra & Bldgs _0216 | CLI.CON-000002 |  |  | Approved
Damietta Container Terminal-Infra & Bldgs _0216 | CLI.CON-000002 | 11.18.13 - BUILDING PACKAGE -In-Out GateHVAC WORKS-15890-2.11.2.2 | Supply and install inline EXHAUST fan air flow rate 480 cu M/hr @ 100 pa , the unit shall be direct drive including flexible connection, gravity shatter on roof , cnopy,vibration isolator and other electro-mechanical accessories as per mechanical specifications and other appurtenances for a complet | Approved
Damietta Container Terminal-Infra & Bldgs _0216 | CLI.CON-000002 |  |  | Approved
Damietta Container Terminal-Infra & Bldgs _0216 | CLI.CON-000002 | 11.11.13 - Building Package -ELV-TERMINAL-E.Mobile Boost Singal System -E.5. | Coaxial Feeder 7/8 Cable | Approved
Damietta Container Terminal-Infra & Bldgs _0216 | CLI.CON-000002 |  |  | Approved
Damietta Container Terminal-Infra & Bldgs _0216 | CLI.CON-000002 | 11.11.16 - BUILDING PACKAGE-Terminal HOUSE PL-15410-B.b.4. | b. Above ground pipe, PPR PN20Pipe sleeves, sealant and label | Approved
Damietta Container Terminal-Infra & Bldgs _0216 | CLI.CON-000002 |  |  | Approved
Damietta Container Terminal-Infra & Bldgs _0216 | CLI.CON-000002 | 11.17.12 - BUILDING PACKAGE-FIREFIGHTING TANK-PL&FIFI-15450-2.9.1 | 110 mm Dia. Water meter to be installed on incoming water main supply system line (handover point from DPA pipeline) | Approved
Damietta Container Terminal-Infra & Bldgs _0216 | CLI.CON-000002 |  |  | Approved
Damietta Container Terminal-Infra & Bldgs _0216 | CLI.CON-000002 | 11.18.10 - Building Package - 102_In-Out Gate - 09300 - 2.7.2.3.1 | 60 * 15 cm | Approved
Damietta Container Terminal-Infra & Bldgs _0216 | CLI.CON-000002 |  |  | Approved
Damietta Container Terminal-Infra & Bldgs _0216 | CLI.CON-000002 | 11.10.11 - Building Package -LV-Workshop-G.e.Power Cable For Plumbing-G.e.4. | 1C 2.5mm² Cu/PVC/PE | Approved
Damietta Container Terminal-Infra & Bldgs _0216 | CLI.CON-000002 |  |  | Approved
Damietta Container Terminal-Infra & Bldgs _0216 | CLI.CON-000002 | 11.17.10 - Building Package - 108_Firefighting Tank - 03100 - 2.2.2.4 | Columns and corbles for pump room | Approved
Damietta Container Terminal-Infra & Bldgs _0216 | CLI.CON-000002 |  |  | Approved
Damietta Container Terminal-Infra & Bldgs _0216 | CLI.CON-000002 | 11.10.10 - Building Package - 101_Workshop - 09200 - 2.7.1.3 | For external work | Approved
Damietta Container Terminal-Infra & Bldgs _0216 | CLI.CON-000002 |  |  | Approved
Damietta Container Terminal-Infra & Bldgs _0216 | CLI.CON-000002 | 11.11.10 - Building Package - 100_Terminal House - 09721 - 2.7.13.2 | ditto for exterior rounded column as shown on drawings | Approved
Damietta Container Terminal-Infra & Bldgs _0216 | CLI.CON-000002 |  |  | Approved
Damietta Container Terminal-Infra & Bldgs _0216 | CLI.CON-000002 | 11.10.11 - Building Package -LV-Workshop-G.d.Power Cable For MVAC-G.d.5. | 1C 16mm² Cu/PVC/PE | Approved
Damietta Container Terminal-Infra & Bldgs _0216 | CLI.CON-000002 |  |  | Approved
Damietta Container Terminal-Infra & Bldgs _0216 | CLI.CON-000002 | 11.11.10 - Building Package - 100_Terminal House - 05520 - 2.6.8.2.1 | Type D09' 2350 x 2400 mm | Approved
Damietta Container Terminal-Infra & Bldgs _0216 | CLI.CON-000002 |  |  | Approved
Damietta Container Terminal-Infra & Bldgs _0216 | CLI.CON-000002 | 11.11.15 - BUILDING PACKAGE-Terminal HOUSE HVAC-15100-A.d.21. | Temperature sensor | Approved
Damietta Container Terminal-Infra & Bldgs _0216 | CLI.CON-000002 |  |  | Approved
Damietta Container Terminal-Infra & Bldgs _0216 | CLI.CON-000002 | 11.10.12 - Building Package -LV-Workshop-F.Access Control System -F.3. | Sub-Access Control Panel | Approved
Damietta Container Terminal-Infra & Bldgs _0216 | CLI.CON-000002 |  |  | Approved
Damietta Container Terminal-Infra & Bldgs _0216 | CLI.CON-000002 | 11.11.10 - Building Package - 100_Terminal House - 031513 - 2.4.3.2 | for Walls | Approved
Damietta Container Terminal-Infra & Bldgs _0216 | CLI.CON-000002 |  |  | Approved
Damietta Container Terminal-Infra & Bldgs _0216 | CLI.CON-000002 | 11.22 - BUILDING PACKAGE-Workshop complex Technological equipment-11070-2.13.6.3 | submerged Oil pump | Approved
Damietta Container Terminal-Infra & Bldgs _0216 | CLI.CON-000002 |  |  | Approved
Damietta Container Terminal-Infra & Bldgs _0216 | CLI.CON-000002 | 11.11.16 - BUILDING PACKAGE-Terminal HOUSE PL-15410-A.b.4. | b. Above ground pipe, PPR PN12.5OD20mm | Approved
Damietta Container Terminal-Infra & Bldgs _0216 | CLI.CON-000002 |  |  | Approved
Damietta Container Terminal-Infra & Bldgs _0216 | CLI.CON-000002 | 11.11.15 - BUILDING PACKAGE-Terminal HOUSE HVAC-15100-A.d.18. | Automatic air vent DN25mm | Approved
Damietta Container Terminal-Infra & Bldgs _0216 | CLI.CON-000002 |  |  | Approved
Damietta Container Terminal-Infra & Bldgs _0216 | CLI.CON-000002 | 11.11.15 - BUILDING PACKAGE-Terminal HOUSE HVAC-15145-A.c.2. | Hangers, support and accessories for installation and testing | Approved
Damietta Container Terminal-Infra & Bldgs _0216 | CLI.CON-000002 |  |  | Approved
Damietta Container Terminal-Infra & Bldgs _0216 | CLI.CON-000002 | 11.10.10 - Building Package - 101_Workshop - 08110 - 2.6.1.1.1 | FD 90 Minutes with smoke seal and self closing according to Egyption FLS Standard | Approved
Damietta Container Terminal-Infra & Bldgs _0216 | CLI.CON-000002 |  |  | Approved
Damietta Container Terminal-Infra & Bldgs _0216 | CLI.CON-000002 | 11.14.14 - BUILDING PACKAGE-Dangerous good area FIFI WORK-15300-2.10.1.1 | Supply and install welding steel bladder foam tank 5.000 Ltrs. with concentration valve. (Installed in the Fresh Water Container frame 109-TE-FWCBT.05)Unit shall be complet with all accessorie as per drawing and reqquirments manufacture . Contractor shall be recalculatIon size as per requirment NFPA code and manufacture catalouge. unit shll be UL/FM certify | Approved
Damietta Container Terminal-Infra & Bldgs _0216 | CLI.CON-000002 |  |  | Approved
Damietta Container Terminal-Infra & Bldgs _0216 | CLI.CON-000002 | 11.16.1881 - BUILDING PACKAGE-GUARD HOUSE PL&Firefighting-15412-2.9.2.1.1 | FD 2 50 mm | Approved
Damietta Container Terminal-Infra & Bldgs _0216 | CLI.CON-000002 |  |  | Approved
Damietta Container Terminal-Infra & Bldgs _0216 | CLI.CON-000002 | 11.11.16 - BUILDING PACKAGE-Terminal HOUSE PL-15412-C.c.3. | c. Equipment , valve and other Floor clean out DN100mm | Approved
Damietta Container Terminal-Infra & Bldgs _0216 | CLI.CON-000002 |  |  | Approved
Damietta Container Terminal-Infra & Bldgs _0216 | CLI.CON-000002 | 11.10.14 - BUILDING PACKAGE-WORKSHOP PL-15100-B.b.3. | Balancing valve DN15mm | Approved
Damietta Container Terminal-Infra & Bldgs _0216 | CLI.CON-000002 |  |  | Approved
Damietta Container Terminal-Infra & Bldgs _0216 | CLI.CON-000002 | 11.10.11 - Building Package -LV-Workshop-G.d.Power Cable For MVAC-G.d.6. | 1C 4mm² Cu/PVC/PE | Approved
Damietta Container Terminal-Infra & Bldgs _0216 | CLI.CON-000002 |  |  | Approved
Damietta Container Terminal-Infra & Bldgs _0216 | CLI.CON-000002 | 11.19.11 - Building Package-Fuel Station BOQ MEP-16510-2.12.5.2.4 | F4-Wall Mounted led light Weather Proof, 20W | Approved
Damietta Container Terminal-Infra & Bldgs _0216 | CLI.CON-000002 |  |  | Approved
Damietta Container Terminal-Infra & Bldgs _0216 | CLI.CON-000002 | 11.11.12 - Building Package -LV-TERMINAL- D.Lighting and Accessories - D.3. | Downlight | Approved
Damietta Container Terminal-Infra & Bldgs _0216 | CLI.CON-000002 |  |  | Approved
Damietta Container Terminal-Infra & Bldgs _0216 | CLI.CON-000002 | 11.10.11 - Building Package -LV-Workshop-D.Lighting and Accessories-D.1. | Highbay Light | Approved
Damietta Container Terminal-Infra & Bldgs _0216 | CLI.CON-000002 |  |  | Approved
Damietta Container Terminal-Infra & Bldgs _0216 | CLI.CON-000002 | 11.10.11 - Building Package -LV-Workshop-F.LV Switchboard-F.10. | DB-CT-VRV/VRF | Approved
Damietta Container Terminal-Infra & Bldgs _0216 | CLI.CON-000002 | 11.11.16 - BUILDING PACKAGE-Terminal HOUSE PL-15412-C.c.13. | c. Equipment , valve and other Hangers, supports, sleeve and accessories | Approved
Damietta Container Terminal-Infra & Bldgs _0216 | CLI.CON-000002 |  |  | Approved
Damietta Container Terminal-Infra & Bldgs _0216 | CLI.CON-000002 | 11.11.17 - BUILDING PACKAGE -Terminal House Kitchen Equipment-11400-6.12 | Floor drain Dim :170x30x15cm | Approved
Damietta Container Terminal-Infra & Bldgs _0216 | CLI.CON-000002 |  |  | Approved
Damietta Container Terminal-Infra & Bldgs _0216 | CLI.CON-000002 | 11.11.15 - BUILDING PACKAGE-Terminal HOUSE HVAC-15880-A.a.19. | FCU-ceiling cassette type-cooling capacity 5.26 kW | Approved
Damietta Container Terminal-Infra & Bldgs _0216 | CLI.CON-000002 |  |  | Approved
Damietta Container Terminal-Infra & Bldgs _0216 | CLI.CON-000002 | 11.11.10 - Building Package - 100_Terminal House - 07111 - 2. 2.4.2 | Supplying, delivering, installing, and testing two layers of elastomeric membrane bituminous sheets of thickness 4.00 mm each according to drawings and specifications. The work includes surface cleaning and smoothing, primers, counter flashing, corner fillets, mastic, bricks or screed for protection according to drawings, and all other necessary items to complete the job | Approved
Damietta Container Terminal-Infra & Bldgs _0216 | CLI.CON-000002 |  |  | Approved
Damietta Container Terminal-Infra & Bldgs _0216 | CLI.CON-000002 | 11.11.15 - BUILDING PACKAGE-Terminal HOUSE HVAC-15100-A.d.16. | Check valve DN150mm | Approved
Damietta Container Terminal-Infra & Bldgs _0216 | CLI.CON-000002 |  |  | Approved
Damietta Container Terminal-Infra & Bldgs _0216 | CLI.CON-000002 | 11.22 - BUILDING PACKAGE-Workshop complex Technological equipment-11130-2.13.12.3 | Waste Oil Pump and hydrant | Approved
Damietta Container Terminal-Infra & Bldgs _0216 | CLI.CON-000002 |  |  | Approved
Damietta Container Terminal-Infra & Bldgs _0216 | CLI.CON-000002 | 11.11.12 - Building Package -LV-TERMINAL- F.LV Switchboard - F.10. | DB-3 | Approved
Damietta Container Terminal-Infra & Bldgs _0216 | CLI.CON-000002 |  |  | Approved
Damietta Container Terminal-Infra & Bldgs _0216 | CLI.CON-000002 | 11.11.16 - BUILDING PACKAGE-Terminal HOUSE PL-15300-E.a.3. | a. Underground pipe, HDPE PN20 PE80OD75mm | Approved
Damietta Container Terminal-Infra & Bldgs _0216 | CLI.CON-000002 |  |  | Approved
Damietta Container Terminal-Infra & Bldgs _0216 | CLI.CON-000002 | 11.11.12 - Building Package -LV-TERMINAL- A.a.-Substation & Main equipment - A.a.2. | Transformer 500kVA (Dry type) | Approved
Damietta Container Terminal-Infra & Bldgs _0216 | CLI.CON-000002 |  |  | Approved
Damietta Container Terminal-Infra & Bldgs _0216 | CLI.CON-000002 | 11.11.10 - Building Package - 100_Terminal House - 09650 - | 120 mm wall Thickness 60 min fire rated | Approved
Damietta Container Terminal-Infra & Bldgs _0216 | CLI.CON-000002 |  |  | Approved
Damietta Container Terminal-Infra & Bldgs _0216 | CLI.CON-000002 | 11.11.15 - BUILDING PACKAGE-Terminal HOUSE HVAC-15655-A.a.2. | Thermal energy storage-capacity 1927 kWh | Approved
Damietta Container Terminal-Infra & Bldgs _0216 | CLI.CON-000002 |  |  | Approved
Damietta Container Terminal-Infra & Bldgs _0216 | CLI.CON-000002 | 11.10.14 - BUILDING PACKAGE-WORKSHOP PL-15410-B.b.9. | Hangers, supports, sleeve and accessories | Approved
Damietta Container Terminal-Infra & Bldgs _0216 | CLI.CON-000002 |  |  | Approved
Damietta Container Terminal-Infra & Bldgs _0216 | CLI.CON-000002 | 11.11.12 - Building Package -LV-TERMINAL- C.Earthing And Lightning Systems - C.8. | Earth Rod | Approved
Damietta Container Terminal-Infra & Bldgs _0216 | CLI.CON-000002 |  |  | Approved
Damietta Container Terminal-Infra & Bldgs _0216 | CLI.CON-000002 | 11.10.10 - Building Package - 101_Workshop - 03100 - 2.2.2.2.4 | slabs, beams | Approved
Damietta Container Terminal-Infra & Bldgs _0216 | CLI.CON-000002 |  |  | Approved
Damietta Container Terminal-Infra & Bldgs _0216 | CLI.CON-000002 | 11.11.16 - BUILDING PACKAGE-Terminal HOUSE PL-15145-H.1. | Firestop, labels, fitting and accessories | Approved
Damietta Container Terminal-Infra & Bldgs _0216 | CLI.CON-000002 |  |  | Approved
Damietta Container Terminal-Infra & Bldgs _0216 | CLI.CON-000002 | 11.11.15 - BUILDING PACKAGE -Terminal HOUSE HVAC-15650-A.a.1. | Air cooled glycol double screw compressor chiller-cooling capacity 155.8 kW use for cooling and production ice, R134a | Approved
Damietta Container Terminal-Infra & Bldgs _0216 | CLI.CON-000002 |  |  | Approved
Damietta Container Terminal-Infra & Bldgs _0216 | CLI.CON-000002 | 11.11.12 - Building Package -LV-TERMINAL- G.d.Power Cable For MVAC - G.d.3. | 4C 16mm² Cu/XLPE/PVC | Approved
Damietta Container Terminal-Infra & Bldgs _0216 | CLI.CON-000002 |  |  | Approved
Damietta Container Terminal-Infra & Bldgs _0216 | CLI.CON-000002 | 11.10.11 - Building Package -LV-Workshop-G.e.Power Cable For Plumbing-G.e.3. | 1C 6mm² Cu/PVC/PE | Approved
Damietta Container Terminal-Infra & Bldgs _0216 | CLI.CON-000002 | 11.11.10 - Building Package - 100_Terminal House - 202 - 1.1.1.1 | supplying and installing concrete blocks (interlocking pattern) Type 1 PAV01 as specified as included package which the price included all layers shown in details sheets and leveling as per proposed finish levels included, insulation, located aggregate base if any, storm drainage and joint sealent for expansion which all are shall be followed by proper cleaning methods, finishing and finalizing as manufacture rules. All shall measured by meter square References: material schedule sheet number 220329-HAE-BA-ZZ-DR-LS-9001 Hardscape details sheet number 220329-HAE-BA-ZZ-DR-LS-9800 | Approved
Damietta Container Terminal-Infra & Bldgs _0216 | CLI.CON-000002 |  |  | Approved
Damietta Container Terminal-Infra & Bldgs _0216 | CLI.CON-000002 | 11.11.15 - BUILDING PACKAGE-Terminal HOUSE HVAC-15880-A.a.15. | FCU-concealed duct type-cooling capacity 12.45 kW with drain pump | Approved
Damietta Container Terminal-Infra & Bldgs _0216 | CLI.CON-000002 |  |  | Approved
Damietta Container Terminal-Infra & Bldgs _0216 | CLI.CON-000002 | 11.11.15 - BUILDING PACKAGE-Terminal HOUSE HVAC-15880-A.a.21. | FCU-ceiling cassette type-cooling capacity 8.9 kW | Approved
Damietta Container Terminal-Infra & Bldgs _0216 | CLI.CON-000002 |  |  | Approved
Damietta Container Terminal-Infra & Bldgs _0216 | CLI.CON-000002 | 11.17.12 - BUILDING PACKAGE-FIREFIGHTING TANK-PL&FIFI-15410&15100-2.9.3.1 | Supply, install, connect and test all galvanized steel water piping system within pump room complete including pipies, fittings, flanges, unions t, valves, hangers, supports, to sec.15245 and all other accessories as specified and as shown on drawings. | Approved
Damietta Container Terminal-Infra & Bldgs _0216 | CLI.CON-000002 |  |  | Approved
Damietta Container Terminal-Infra & Bldgs _0216 | CLI.CON-000002 | 11.10.11 - Building Package -LV-Workshop-G.a.Main Power Cable and Accessories-G.a.6. | 1C 50mm² Cu/XLPE/PVC | Approved
Damietta Container Terminal-Infra & Bldgs _0216 | CLI.CON-000002 |  |  | Approved
Damietta Container Terminal-Infra & Bldgs _0216 | CLI.CON-000002 | 11.11.10 - Building Package - 100_Terminal House - 09300 - 2.7.2.3.2 | Ditto but Non Slippery Skirting 15 cm Height | Approved
Damietta Container Terminal-Infra & Bldgs _0216 | CLI.CON-000002 |  |  | Approved
Damietta Container Terminal-Infra & Bldgs _0216 | CLI.CON-000002 | 11.19.11 - Building Package-Fuel Station BOQ MEP-16143-2.12.3.4.1 | Socket plugs 250V single phase for wall mounting (national standard), dry room | Approved
Damietta Container Terminal-Infra & Bldgs _0216 | CLI.CON-000002 |  |  | Approved
Damietta Container Terminal-Infra & Bldgs _0216 | CLI.CON-000002 | 11.17.12 - BUILDING PACKAGE-FIREFIGHTING TANK-PL&FIFI-15300-2.9.6.1 | Supplying, installing, connecting, testing and commissioning an automatic, factory assembled wired and tested electric driven fire pump system consisting of the pump, motor, control panel and controller, (pump & motor) to be 2500 GPM at a design head of 138.2 PSI TDH . The pump complete package shall be UL listed and FM approved including all accessories and fittings all as specified and as shown on drawings. | Approved
Damietta Container Terminal-Infra & Bldgs _0216 | CLI.CON-000002 |  |  | Approved
Damietta Container Terminal-Infra & Bldgs _0216 | CLI.CON-000002 | 11.11.15 - BUILDING PACKAGE-Terminal HOUSE HVAC-15100-A.d.13. | Shut off valve DN150mm | Approved
Damietta Container Terminal-Infra & Bldgs _0216 | CLI.CON-000002 |  |  | Approved
Damietta Container Terminal-Infra & Bldgs _0216 | CLI.CON-000002 | 11.17.10 - Building Package - 108_Firefighting Tank - 03100 - 2.2.2.1 | For Raft Foundations | Approved
Damietta Container Terminal-Infra & Bldgs _0216 | CLI.CON-000002 |  |  | Approved
Damietta Container Terminal-Infra & Bldgs _0216 | CLI.CON-000002 | 11.11.16 - BUILDING PACKAGE-Terminal HOUSE PL-15410-A.b.3. | b. Above ground pipe, PPR PN12.5OD25mm | Approved
Damietta Container Terminal-Infra & Bldgs _0216 | CLI.CON-000002 |  |  | Approved
Damietta Container Terminal-Infra & Bldgs _0216 | CLI.CON-000002 | 11.18.10 - Building Package - 102_In-Out Gate - 09910 - 2.7.6.1.1 | For Working spaces and Server | Approved
Damietta Container Terminal-Infra & Bldgs _0216 | CLI.CON-000002 |  |  | Approved
Damietta Container Terminal-Infra & Bldgs _0216 | CLI.CON-000002 | 11.10.10 - Building Package - 101_Workshop - 10165 - 2.8.1.1.2 | Toilet paper Holder | Approved
Damietta Container Terminal-Infra & Bldgs _0216 | CLI.CON-000002 |  |  | Approved
Damietta Container Terminal-Infra & Bldgs _0216 | CLI.CON-000002 | 11.10.14 - BUILDING PACKAGE-WORKSHOP PL-15100-B.b.1. | Gate valve DN20mm | Approved
Damietta Container Terminal-Infra & Bldgs _0216 | CLI.CON-000002 |  |  | Approved
Damietta Container Terminal-Infra & Bldgs _0216 | CLI.CON-000002 | 11.19.10 - Building Package - 104_Fuel Station - 09200 - 2.7.1.2 | For external work | Approved
Damietta Container Terminal-Infra & Bldgs _0216 | CLI.CON-000002 |  |  | Approved
Damietta Container Terminal-Infra & Bldgs _0216 | CLI.CON-000002 | 11.19.10 - Building Package - 104_Fuel Station - 07220 - 2.5.2.4 | Filter membrane geotextile 180g/sqm, of non woven fabric as specified | Approved
Damietta Container Terminal-Infra & Bldgs _0216 | CLI.CON-000002 | 11.10.13 - BUILDING PACKAGE-WORKSHOP HVAC-15145-B.b.14. | Hangers, supports, accessories for installation | Approved
Damietta Container Terminal-Infra & Bldgs _0216 | CLI.CON-000002 |  |  | Approved
Damietta Container Terminal-Infra & Bldgs _0216 | CLI.CON-000002 | 11.10.13 - BUILDING PACKAGE-WORKSHOP HVAC-15700-A.a.1. | CDU-cooling capacity 78.4kW inverter compressor type | Approved
Damietta Container Terminal-Infra & Bldgs _0216 | CLI.CON-000002 |  |  | Approved
Damietta Container Terminal-Infra & Bldgs _0216 | CLI.CON-000002 | 11.11.12 - Building Package -LV-TERMINAL- G.a.Main Power Cable and Accessories - G.a.11. | 1C 70mm² Cu/PVC/PE | Approved
Damietta Container Terminal-Infra & Bldgs _0216 | CLI.CON-000002 |  |  | Approved
Damietta Container Terminal-Infra & Bldgs _0216 | CLI.CON-000002 | 11.11.10 - Building Package - 100_Terminal House - 03100 - 2.2.2.8.2 | Retaining wall for Tunnel | Approved
Damietta Container Terminal-Infra & Bldgs _0216 | CLI.CON-000002 |  |  | Approved
Damietta Container Terminal-Infra & Bldgs _0216 | CLI.CON-000002 | 11.10.13 - BUILDING PACKAGE-WORKSHOP HVAC-15880-B.e.2. | Flexible duct Ø150mm | Approved
Damietta Container Terminal-Infra & Bldgs _0216 | CLI.CON-000002 |  |  | Approved
Damietta Container Terminal-Infra & Bldgs _0216 | CLI.CON-000002 | 11.11.10 - Building Package - 100_Terminal House - 04200 - 2.8.7.2 | Garbage container, steel, 1100 litre capacity, anti corrosive,anti-ignatible for hazard goods | Approved
Damietta Container Terminal-Infra & Bldgs _0216 | CLI.CON-000002 |  |  | Approved
Damietta Container Terminal-Infra & Bldgs _0216 | CLI.CON-000002 | 11.10.10 - Building Package - 101_Workshop - 83416 - 3.6.3.1.2 | FD 90 Minutes with smoke seal, self closing and vision panels according to Egyption FLS Standard | Approved
Damietta Container Terminal-Infra & Bldgs _0216 | CLI.CON-000002 |  |  | Approved
Damietta Container Terminal-Infra & Bldgs _0216 | CLI.CON-000002 | 11.14.12 - Building Package-Dangerous Goods Area -16775-2.12.4.2 | CCTV work station including (keypad controller, printer, …etc)as per drawings & specifications and requirements. | Approved
Damietta Container Terminal-Infra & Bldgs _0216 | CLI.CON-000002 |  |  | Approved
Damietta Container Terminal-Infra & Bldgs _0216 | CLI.CON-000002 | 11.10.13 - BUILDING PACKAGE-WORKSHOP HVAC-15700-A.a.6. | FCU-ceiling cassette type-cooling capcity 5.6kW | Approved
Damietta Container Terminal-Infra & Bldgs _0216 | CLI.CON-000002 |  |  | Approved
Damietta Container Terminal-Infra & Bldgs _0216 | CLI.CON-000002 | 11.14.13 - BUILDING PACKAGE-Dangerous good area Technical equipment-230915-2.13.2.3 | Fresh Water and Bladder Storage Tank Supply and install ISO 20' tank container frame for 15.000 L fresh water and bladder tank storage. Tank shall be from stainless steel with all equipment for a safe storage of fresh water and have a room for instalaltion of bladder tank in a fire proof environment. Including all hydrants for access to feeder line, with locking valves and anti-dripping valve covers, with gauges and pressure relief valve, with level and temperature sensor. Tank shall be removable in case of necessity. Including all pipeworks and accessories for safe connection. | Approved
Damietta Container Terminal-Infra & Bldgs _0216 | CLI.CON-000002 |  |  | Approved
Damietta Container Terminal-Infra & Bldgs _0216 | CLI.CON-000002 | 11.11.16 - BUILDING PACKAGE-Terminal HOUSE PL-15410-A.a.3. | a. Underground pipe, HDPE PN12.5 PE80OD20mm | Approved
Damietta Container Terminal-Infra & Bldgs _0216 | CLI.CON-000002 |  |  | Approved
Damietta Container Terminal-Infra & Bldgs _0216 | CLI.CON-000002 | 11.11.13 - Building Package -ELV-TERMINAL-F.Access Control System -F.6. | Glass Break | Approved
Damietta Container Terminal-Infra & Bldgs _0216 | CLI.CON-000002 |  |  | Approved
Damietta Container Terminal-Infra & Bldgs _0216 | CLI.CON-000002 | 11.21.10 - Building Package-Terminal House_Landscape BOQ ELT and IRR -16170-2.13.3.2.1 | 3-phase Isolating switch (80A-250V). | Approved
Damietta Container Terminal-Infra & Bldgs _0216 | CLI.CON-000002 |  |  | Approved
Damietta Container Terminal-Infra & Bldgs _0216 | CLI.CON-000002 | 11.19.12 - BUILDING PACKAGE-FUEL STAION FIRE PROTECTION-15300-2.10.1.1.3 | Pipe size ø 40 mm Dia | Approved
Damietta Container Terminal-Infra & Bldgs _0216 | CLI.CON-000002 |  |  | Approved
Damietta Container Terminal-Infra & Bldgs _0216 | CLI.CON-000002 | 11.11.16 - BUILDING PACKAGE-Terminal HOUSE PL-15410-D.a.4. | a. Underground pipe, uPVCAccessories | Approved
Damietta Container Terminal-Infra & Bldgs _0216 | CLI.CON-000002 |  |  | Approved
Damietta Container Terminal-Infra & Bldgs _0216 | CLI.CON-000002 | 11.10.12 - Building Package -LV-Workshop-E.Mobile Boost Singal System -E.8. | Ø25mm PVC Flexible Conduit | Approved
Damietta Container Terminal-Infra & Bldgs _0216 | CLI.CON-000002 |  |  | Approved
Damietta Container Terminal-Infra & Bldgs _0216 | CLI.CON-000002 | 11.10.13 - BUILDING PACKAGE-WORKSHOP HVAC-15700-A.a.7. | FCU-ceiling cassette type-cooling capcity 9.0kW | Approved
Damietta Container Terminal-Infra & Bldgs _0216 | CLI.CON-000002 |  |  | Approved
Damietta Container Terminal-Infra & Bldgs _0216 | CLI.CON-000002 | 11.10.13 - BUILDING PACKAGE-WORKSHOP HVAC-15651-A.c.11. | Sleeves and sealant | Approved
Damietta Container Terminal-Infra & Bldgs _0216 | CLI.CON-000002 |  |  | Approved
Damietta Container Terminal-Infra & Bldgs _0216 | CLI.CON-000002 | 11.11.10 - Building Package - 100_Terminal House - 03100 - 2.2.2.9 | For Water Tank | Approved
Damietta Container Terminal-Infra & Bldgs _0216 | CLI.CON-000002 |  |  | Approved
Damietta Container Terminal-Infra & Bldgs _0216 | CLI.CON-000002 | 11.10.13 - BUILDING PACKAGE-WORKSHOP HVAC-15890-B.a.1. | Exhaust air-Wall mounted fan @ 70 cmh, 25Pa | Approved
Damietta Container Terminal-Infra & Bldgs _0216 | CLI.CON-000002 |  |  | Approved
Damietta Container Terminal-Infra & Bldgs _0216 | CLI.CON-000002 | 11.22 - BUILDING PACKAGE-Workshop complex Technological equipment-11080-2.13.7.1 | Storage Shelve System Type A medium | Approved
Damietta Container Terminal-Infra & Bldgs _0216 | CLI.CON-000002 |  |  | Approved
Damietta Container Terminal-Infra & Bldgs _0216 | CLI.CON-000002 | 11.11.13 - Building Package -ELV-TERMINAL-H.BMS System -H.4. | Cat6A Cable | Approved
Damietta Container Terminal-Infra & Bldgs _0216 | CLI.CON-000002 |  |  | Approved
Damietta Container Terminal-Infra & Bldgs _0216 | CLI.CON-000002 | 11.11.15 - BUILDING PACKAGE-Terminal HOUSE HVAC-15100-A.d.17. | Three way motorized valve DN150mm | Approved
Damietta Container Terminal-Infra & Bldgs _0216 | CLI.CON-000002 |  |  | Approved
Damietta Container Terminal-Infra & Bldgs _0216 | CLI.CON-000002 | 11.11.12 - Building Package -LV-TERMINAL- F.LV Switchboard - F.11. | DB-EL | Approved
Damietta Container Terminal-Infra & Bldgs _0216 | CLI.CON-000002 |  |  | Approved
Damietta Container Terminal-Infra & Bldgs _0216 | CLI.CON-000002 | 11.11.10 - Building Package - 100_Terminal House - 084400 - 2.6.6.1 | For North Façade at 1st and 2nd Floor (as shown in drawings) | Approved
Damietta Container Terminal-Infra & Bldgs _0216 | CLI.CON-000002 |  |  | Approved
Damietta Container Terminal-Infra & Bldgs _0216 | CLI.CON-000002 | 11.16.11 - Building Package-Guard House -16143-2.12.3.2.1.1 | One gang, One way lighting switch 10A-250V | Approved
Damietta Container Terminal-Infra & Bldgs _0216 | CLI.CON-000002 |  |  | Approved
Damietta Container Terminal-Infra & Bldgs _0216 | CLI.CON-000002 | 11.22 - BUILDING PACKAGE-Workshop complex Technological equipment-11090-2.13.8.3 | Tyre mounting and balancing machine | Approved
Damietta Container Terminal-Infra & Bldgs _0216 | CLI.CON-000002 |  |  | Approved
Damietta Container Terminal-Infra & Bldgs _0216 | CLI.CON-000002 | 11.11.15 - BUILDING PACKAGE-Terminal HOUSE HVAC-15880-B.h.6. | Fire damper 350x900mm | Approved
Damietta Container Terminal-Infra & Bldgs _0216 | CLI.CON-000002 |  |  | Approved
Damietta Container Terminal-Infra & Bldgs _0216 | CLI.CON-000002 | 11.11.15 - BUILDING PACKAGE-Terminal HOUSE HVAC-15510-A.j.6. | BS Pre-insulated pipe DN65mm | Approved
Damietta Container Terminal-Infra & Bldgs _0216 | CLI.CON-000002 |  |  | Approved
Damietta Container Terminal-Infra & Bldgs _0216 | CLI.CON-000002 | 11.10.11 - Building Package -LV-Workshop-G.e.Power Cable For Plumbing-G.e.2. | 4C 2.5mm² Cu/XLPE/PVC | Approved
Damietta Container Terminal-Infra & Bldgs _0216 | CLI.CON-000002 |  |  | Approved
Damietta Container Terminal-Infra & Bldgs _0216 | CLI.CON-000002 | 11.16.11 - Building Package-Guard House -16120-2.12.2.1.1 | (2x3)mm2 | Approved
Damietta Container Terminal-Infra & Bldgs _0216 | CLI.CON-000002 |  |  | Approved
Damietta Container Terminal-Infra & Bldgs _0216 | CLI.CON-000002 | 11.11.10 - Building Package - 100_Terminal House - 5520 - 2.4.4.1 | Supply, deliver and install Stainless steel Decorative Barrier 1300mm height for buffer area at tunnel out stair case (as shown on dwg). the work includes all fixation and accessories needed for work Completion | Approved
Damietta Container Terminal-Infra & Bldgs _0216 | CLI.CON-000002 |  |  | Approved
Damietta Container Terminal-Infra & Bldgs _0216 | CLI.CON-000002 | 11.22 - BUILDING PACKAGE-Workshop complex Technological equipment-11030-2.13.2.3 | Cope Points (1/2" quick connector, 3x oil free) | Approved
Damietta Container Terminal-Infra & Bldgs _0216 | CLI.CON-000002 |  |  | Approved
Damietta Container Terminal-Infra & Bldgs _0216 | CLI.CON-000002 | 11.10.12 - Building Package -LV-Workshop-B.Fire Alarm System -B.13. | 2Cx2.5mm2/ SHIELD Cu/Mica/XLPE/LSOH Cable | Approved
Damietta Container Terminal-Infra & Bldgs _0216 | CLI.CON-000002 |  |  | Approved
Damietta Container Terminal-Infra & Bldgs _0216 | CLI.CON-000002 | 11.10.13 - BUILDING PACKAGE-WORKSHOP HVAC-15080-A.d.6. | Insulation 25mm wall thickness for refrigerant pipe Ø 28.58mm | Approved
Damietta Container Terminal-Infra & Bldgs _0216 | CLI.CON-000002 |  |  | Approved
Damietta Container Terminal-Infra & Bldgs _0216 | CLI.CON-000002 | 11.10.10 - Building Package - 101_Workshop - 08110 - 2.6.2.1.2.1 | FD 45 Minutes with smoke seal, self closing and vision panels according to Egyption FLS Standard | Approved
Damietta Container Terminal-Infra & Bldgs _0216 | CLI.CON-000002 | 11.10.14 - BUILDING PACKAGE-WORKSHOP PL-15410-C.b.5. | Pipe sleeves, sealant and label | Approved
Damietta Container Terminal-Infra & Bldgs _0216 | CLI.CON-000002 |  |  | Approved
Damietta Container Terminal-Infra & Bldgs _0216 | CLI.CON-000002 | 11.11.13 - Building Package -ELV-TERMINAL-B.Fire Alarm System -B.8. | Control Module Addressable | Approved
Damietta Container Terminal-Infra & Bldgs _0216 | CLI.CON-000002 |  |  | Approved
Damietta Container Terminal-Infra & Bldgs _0216 | CLI.CON-000002 | 11.19.10 - Building Package - 104_Fuel Station - 08520 - 2.6.2.1 | Type W08 1500 x 1200 mm (Sliding Window) | Approved
Damietta Container Terminal-Infra & Bldgs _0216 | CLI.CON-000002 |  |  | Approved
Damietta Container Terminal-Infra & Bldgs _0216 | CLI.CON-000002 | 11.11.12 - Building Package -LV-TERMINAL- G.d.Power Cable For MVAC - G.d.1. | 4C 95mm² Cu/XLPE/PVC | Approved
Damietta Container Terminal-Infra & Bldgs _0216 | CLI.CON-000002 |  |  | Approved
Damietta Container Terminal-Infra & Bldgs _0216 | CLI.CON-000002 | 11.11.16 - BUILDING PACKAGE-Terminal HOUSE PL-15410-A.a.4. | a. Underground pipe, HDPE PN12.5 PE80Pipe sleeves and sealant | Approved
Damietta Container Terminal-Infra & Bldgs _0216 | CLI.CON-000002 |  |  | Approved
Damietta Container Terminal-Infra & Bldgs _0216 | CLI.CON-000002 | 11.10.12 - Building Package -LV-Workshop-B.Fire Alarm System -B.15. | Ø25mm PVC Flexible Conduit | Approved
Damietta Container Terminal-Infra & Bldgs _0216 | CLI.CON-000002 |  |  | Approved
Damietta Container Terminal-Infra & Bldgs _0216 | CLI.CON-000002 | 11.10.11 - Building Package -LV-Workshop-A.c.Solar System-A.c.3. | Fitting, Support and Accessories | Approved
Damietta Container Terminal-Infra & Bldgs _0216 | CLI.CON-000002 |  |  | Approved
Damietta Container Terminal-Infra & Bldgs _0216 | CLI.CON-000002 | 11.18.11 - Building Package-In-Out Gate BOQ MEP-16725-2.12.5.1 | Multisensor smoke detector with battery. | Approved
Damietta Container Terminal-Infra & Bldgs _0216 | CLI.CON-000002 |  |  | Approved
Damietta Container Terminal-Infra & Bldgs _0216 | CLI.CON-000002 | 11.11.16 - BUILDING PACKAGE-Terminal HOUSE PL-15410-D.a.1. | a. Underground pipe, uPVCDN100mm | Approved
Damietta Container Terminal-Infra & Bldgs _0216 | CLI.CON-000002 |  |  | Approved
Damietta Container Terminal-Infra & Bldgs _0216 | CLI.CON-000002 | 11.17.12 - BUILDING PACKAGE-FIREFIGHTING TANK-PL&FIFI-15300-2.9.6.3 | Supplying, installing, connecting, testing and commissioning an automatic packaged vertical multi-stage jockey pump having a design cap. of 120 GPM at a design head of 230PSI TDH complete including the UL listed controller, electric control panel and all other accessories as specified and as shown on drawings. | Approved
Damietta Container Terminal-Infra & Bldgs _0216 | CLI.CON-000002 |  |  | Approved
Damietta Container Terminal-Infra & Bldgs _0216 | CLI.CON-000002 | 11.14.10 - Building Package - 109_Dangerous Goods Area - 02315 - 2.13.1.1 | delivery and installation of traffic signs, each set 1x "limited height" 1x "limited beam", DIN or local standard, >59 cm diameter, self reflecting coating, (signage and road marking plan) | Approved
Damietta Container Terminal-Infra & Bldgs _0216 | CLI.CON-000002 |  |  | Approved
Damietta Container Terminal-Infra & Bldgs _0216 | CLI.CON-000002 | 11.11.12 - Building Package -LV-TERMINAL- D.Lighting and Accessories - D.8. | Emergency light wall mounted | Approved
Damietta Container Terminal-Infra & Bldgs _0216 | CLI.CON-000002 |  |  | Approved
Damietta Container Terminal-Infra & Bldgs _0216 | CLI.CON-000002 | 11.10.12 - Building Package -LV-Workshop-D.DATA-LAN Network System -D.2. | Server equipmet (Network switch, patch panel, UPS...) | Approved
Damietta Container Terminal-Infra & Bldgs _0216 | CLI.CON-000002 |  |  | Approved
Damietta Container Terminal-Infra & Bldgs _0216 | CLI.CON-000002 | 11.11.12 - Building Package -LV-TERMINAL- G.d.Power Cable For MVAC - G.d.6. | 2C 2.5mm² Cu/PVC/PVC | Approved
Damietta Container Terminal-Infra & Bldgs _0216 | CLI.CON-000002 |  |  | Approved
Damietta Container Terminal-Infra & Bldgs _0216 | CLI.CON-000002 | 11.10.13 - BUILDING PACKAGE-WORKSHOP HVAC-15080-A.d.5. | Insulation 19.1mm wall thickness for refrigerant pipe Ø 19.05mm | Approved
Damietta Container Terminal-Infra & Bldgs _0216 | CLI.CON-000002 |  |  | Approved
Damietta Container Terminal-Infra & Bldgs _0216 | CLI.CON-000002 | 11.10.11 - Building Package -LV-Workshop-B.a.Cable tray with cover-B.a.10. | Fitting, Support and Accessories | Approved
Damietta Container Terminal-Infra & Bldgs _0216 | CLI.CON-000002 |  |  | Approved
Damietta Container Terminal-Infra & Bldgs _0216 | CLI.CON-000002 | 11.11.17 - BUILDING PACKAGE -Terminal House Kitchen Equipment-11400-5.03 | Work table Dim.: 60x70x85cm | Approved
Damietta Container Terminal-Infra & Bldgs _0216 | CLI.CON-000002 |  |  | Approved
Damietta Container Terminal-Infra & Bldgs _0216 | CLI.CON-000002 | 11.11.12 - Building Package -LV-TERMINAL- G.a.Main Power Cable and Accessories - G.a.13. | 1C 16mm² Cu/PVC/PE | Approved
Damietta Container Terminal-Infra & Bldgs _0216 | CLI.CON-000002 |  |  | Approved
Damietta Container Terminal-Infra & Bldgs _0216 | CLI.CON-000002 |  |  | Approved
Damietta Container Terminal-Infra & Bldgs _0216 | CLI.CON-000002 | 11.11.17 - BUILDING PACKAGE -Terminal House Kitchen Equipment-11400-7.08 | Work table Dim: 150x70x85cm | Approved
Damietta Container Terminal-Infra & Bldgs _0216 | CLI.CON-000002 |  |  | Approved
Damietta Container Terminal-Infra & Bldgs _0216 | CLI.CON-000002 | 11.10.13 - BUILDING PACKAGE-WORKSHOP HVAC-15880-B.c.1. | Galvanized steel sheet 0.55mm thickness | Approved
Damietta Container Terminal-Infra & Bldgs _0216 | CLI.CON-000002 |  |  | Approved
Damietta Container Terminal-Infra & Bldgs _0216 | CLI.CON-000002 | 11.10.13 - BUILDING PACKAGE-WORKSHOP HVAC-15651-A.c.10. | Nitrogen for testing | Approved
Damietta Container Terminal-Infra & Bldgs _0216 | CLI.CON-000002 |  |  | Approved
Damietta Container Terminal-Infra & Bldgs _0216 | CLI.CON-000002 | 11.10.14 - BUILDING PACKAGE-WORKSHOP PL-15440-G.5. | Kitchen Sinks Supplying, installing, connecting and testing of stainless steel single wall mounted bowl kitchen sink completed with chrome plated water mixer, two chrome 15 mm angle valve if needed, flexible links, chrome plated siphon (u trap or cup ) and all required accessories, as shown on drawings and specifications . | Approved
Damietta Container Terminal-Infra & Bldgs _0216 | CLI.CON-000002 |  |  | Approved
Damietta Container Terminal-Infra & Bldgs _0216 | CLI.CON-000002 | 11.10.14 - BUILDING PACKAGE-WORKSHOP PL-15300-E.a.3. | Excavation, backfilling and warning tap for underground pipe | Approved
Damietta Container Terminal-Infra & Bldgs _0216 | CLI.CON-000002 |  |  | Approved
Damietta Container Terminal-Infra & Bldgs _0216 | CLI.CON-000002 | 11.10.14 - BUILDING PACKAGE-WORKSHOP PL-15300-E.c.7. | Upright sprinkler head, Type, K=22.4, Temperature Rating 68 °C | Approved
Damietta Container Terminal-Infra & Bldgs _0216 | CLI.CON-000002 |  |  | Approved
Damietta Container Terminal-Infra & Bldgs _0216 | CLI.CON-000002 | 11.10.10 - Building Package - 101_Workshop - 03100 - 2.2.2.2.5 | Stairs | Approved
Damietta Container Terminal-Infra & Bldgs _0216 | CLI.CON-000002 |  |  | Approved
Damietta Container Terminal-Infra & Bldgs _0216 | CLI.CON-000002 | 11.11.10 - Building Package - 100_Terminal House - 09545 - 2.7.6.2 | Supply, delivery and install gypsum boards ceiling 12.5mm thick. Work includes suspension system, all forms, access panels, and all necessary accessories for complete work | Approved
Damietta Container Terminal-Infra & Bldgs _0216 | CLI.CON-000002 |  |  | Approved
Damietta Container Terminal-Infra & Bldgs _0216 | CLI.CON-000002 | 11.10.13 - BUILDING PACKAGE-WORKSHOP HVAC-15080-A.d.9. | Hangers, supports, accessories for installation | Approved
Damietta Container Terminal-Infra & Bldgs _0216 | CLI.CON-000002 |  |  | Approved
Damietta Container Terminal-Infra & Bldgs _0216 | CLI.CON-000002 | 11.11.15 - BUILDING PACKAGE-Terminal HOUSE HVAC-15880-A.i.3. | Return air diffuser frame size 450x450 mm with plenum box and volume damper | Approved
Damietta Container Terminal-Infra & Bldgs _0216 | CLI.CON-000002 |  |  | Approved
Damietta Container Terminal-Infra & Bldgs _0216 | CLI.CON-000002 | 11.18.10 - Building Package - 102_In-Out Gate - 09300 - 2.7.2.1.1 | 60 * 60 cm | Approved
Damietta Container Terminal-Infra & Bldgs _0216 | CLI.CON-000002 |  |  | Approved
Damietta Container Terminal-Infra & Bldgs _0216 | CLI.CON-000002 | 11.10.12 - Building Package -LV-Workshop-C.Public Address System -C.1. | PC Work Station | Approved
Damietta Container Terminal-Infra & Bldgs _0216 | CLI.CON-000002 |  |  | Approved
Damietta Container Terminal-Infra & Bldgs _0216 | CLI.CON-000002 | 11.10.10 - Building Package - 101_Workshop - 10270 - 2.7.10.1 | Supply, delivery and install Raised for Server Room. The item includes all accessories for work completion. Shop drawings and sample to be approved prior to production. | Approved
Damietta Container Terminal-Infra & Bldgs _0216 | CLI.CON-000002 |  |  | Approved
Damietta Container Terminal-Infra & Bldgs _0216 | CLI.CON-000002 | 11.10.13 - BUILDING PACKAGE-WORKSHOP HVAC-15145-B.e.5. | Hangers, support, accessories for installation | Approved
Damietta Container Terminal-Infra & Bldgs _0216 | CLI.CON-000002 |  |  | Approved
Damietta Container Terminal-Infra & Bldgs _0216 | CLI.CON-000002 | 11.16.1881 - BUILDING PACKAGE-GUARD HOUSE PL&Firefighting-15410-2.9.6 | Connection of water supply and drain works with city network and coordinate to finish all the documents and works to complete this connection. | Approved
Damietta Container Terminal-Infra & Bldgs _0216 | CLI.CON-000002 |  |  | Approved
Damietta Container Terminal-Infra & Bldgs _0216 | CLI.CON-000002 | 11.11.13 - Building Package -ELV-TERMINAL-G.CCTV System -G.8. | Label, fitting, HDMI cable and accessories | Approved
Damietta Container Terminal-Infra & Bldgs _0216 | CLI.CON-000002 |  |  | Approved
Damietta Container Terminal-Infra & Bldgs _0216 | CLI.CON-000002 |  |  | Approved
Damietta Container Terminal-Infra & Bldgs _0216 | CLI.CON-000002 | 11.11.16 - BUILDING PACKAGE-Terminal HOUSE PL-15440-G.5. | Lavatories : Supplying, installing, connecting and testing of lavatory wall mounted bowl, made of vitreous china complete with hanging column, chrome plated water mixer, two chrome 15 mm angle valve, flexible links, chrome plated siphon (u trap or cup) and all required accessories, as shown on drawings and specifications. | Approved
Damietta Container Terminal-Infra & Bldgs _0216 | CLI.CON-000002 |  |  | Approved
Damietta Container Terminal-Infra & Bldgs _0216 | CLI.CON-000002 | 11.18.10 - Building Package - 102_In-Out Gate - 08520 - 2.6.4.1.1 | Type W11 1250 x 2400 mm (Pivot Window with fixed Upper Sash) | Approved
Damietta Container Terminal-Infra & Bldgs _0216 | CLI.CON-000002 |  |  | Approved
Damietta Container Terminal-Infra & Bldgs _0216 | CLI.CON-000002 | 11.10.12 - Building Package -LV-Workshop-D.DATA-LAN Network System -D.8. | Ø25mm PVC Conduit | Approved
Damietta Container Terminal-Infra & Bldgs _0216 | CLI.CON-000002 |  |  | Approved
Damietta Container Terminal-Infra & Bldgs _0216 | CLI.CON-000002 | 11.11.16 - BUILDING PACKAGE-Terminal HOUSE PL-15300-E.c.4. | c. EquipmentFire alarm check valve DN100 PN20 completed with - 2nos OS&Y gate valve DN100 PN20 | Approved
Damietta Container Terminal-Infra & Bldgs _0216 | CLI.CON-000002 |  |  | Approved
Damietta Container Terminal-Infra & Bldgs _0216 | CLI.CON-000002 | 11.19.10 - Building Package - 104_Fuel Station - 03100 - 2. 2.3.1 | Supplying, placing, finishing curing, and testing of concrete road slabs according to drawings and specifications. The work includes all layers under concrete slab, embedded Items, and all other necessary items to complete the work | Approved
Damietta Container Terminal-Infra & Bldgs _0216 | CLI.CON-000002 |  |  | Approved
Damietta Container Terminal-Infra & Bldgs _0216 | CLI.CON-000002 | 11.18.14 - BUILDING PACKAGE-In-Out Gate PL&FIFI-15410-2.9.1.2.2 | Pipe size ø 65 mm Dia | Approved
Damietta Container Terminal-Infra & Bldgs _0216 | CLI.CON-000002 |  |  | Approved
Damietta Container Terminal-Infra & Bldgs _0216 | CLI.CON-000002 | 11.11.15 - BUILDING PACKAGE-Terminal HOUSE HVAC-15890-B.a.4. | Exhaust air-Centrifugal belt driven fan @ 7380 cmh, 250Pa | Approved
Damietta Container Terminal-Infra & Bldgs _0216 | CLI.CON-000002 |  |  | Approved
Damietta Container Terminal-Infra & Bldgs _0216 | CLI.CON-000002 | 11.10.13 - BUILDING PACKAGE-WORKSHOP HVAC-15651-A.c.4. | Copper pipe Ø 15.88mm with minimum 0.99mm thickness | Approved
Damietta Container Terminal-Infra & Bldgs _0216 | CLI.CON-000002 |  |  | Approved
Damietta Container Terminal-Infra & Bldgs _0216 | CLI.CON-000002 | 11.10.12 - Building Package -LV-Workshop-D.DATA-LAN Network System -D.4. | Double data socket outlet | Approved
Damietta Container Terminal-Infra & Bldgs _0216 | CLI.CON-000002 |  |  | Approved
Damietta Container Terminal-Infra & Bldgs _0216 | CLI.CON-000002 | 11.11.12 - Building Package -LV-TERMINAL- A.a.-Substation & Main equipment - A.a.3. | Low voltage cabinet (ATS+Capacitor bank) panel | Approved
Damietta Container Terminal-Infra & Bldgs _0216 | CLI.CON-000002 |  |  | Approved
Damietta Container Terminal-Infra & Bldgs _0216 | CLI.CON-000002 | 11.11.12 - Building Package -LV-TERMINAL- G.b.Power Cable For Lighting - G.b.3. | PVC Conduit Ø20 | Approved
Damietta Container Terminal-Infra & Bldgs _0216 | CLI.CON-000002 |  |  | Approved
Damietta Container Terminal-Infra & Bldgs _0216 | CLI.CON-000002 | 11.11.15 - BUILDING PACKAGE-Terminal HOUSE HVAC-15890-B.a.1. | Exhaust air-Inline propeller fan @ 4725 cmh, 130Pa | Approved
Damietta Container Terminal-Infra & Bldgs _0216 | CLI.CON-000002 |  |  | Approved
Damietta Container Terminal-Infra & Bldgs _0216 | CLI.CON-000002 | 11.10.10 - Building Package - 101_Workshop - 084413 - 2.6.8.2 | Truck Workshop Skylight ( 1.30 x 6.40 m ) | Approved
Damietta Container Terminal-Infra & Bldgs _0216 | CLI.CON-000002 |  |  | Approved
Damietta Container Terminal-Infra & Bldgs _0216 | CLI.CON-000002 | 11.10.10 - Building Package - 101_Workshop - 02315 - 008 | D02' (1.00*2.20) MM - 90 Minutes with smoke seal, self closing and vision panels according to Egyption FLS Standard | Approved
Damietta Container Terminal-Infra & Bldgs _0216 | CLI.CON-000002 |  |  | Approved
Damietta Container Terminal-Infra & Bldgs _0216 | CLI.CON-000002 | 11.10.14 - BUILDING PACKAGE-WORKSHOP PL-15300-E.c.3. | Automatic air vent DN25 completed with ball valve DN25 PN20 | Approved
Damietta Container Terminal-Infra & Bldgs _0216 | CLI.CON-000002 |  |  | Approved
Damietta Container Terminal-Infra & Bldgs _0216 | CLI.CON-000002 | 11.10.10 - Building Package - 101_Workshop - 02315 - 0014 | D04' (1.00*2.20) MM - NFR | Approved
Damietta Container Terminal-Infra & Bldgs _0216 | CLI.CON-000002 |  |  | Approved
Damietta Container Terminal-Infra & Bldgs _0216 | CLI.CON-000002 | 11.11.12 - Building Package -LV-TERMINAL- E.Socket and Accessories - E.5. | Accessories | Approved
Damietta Container Terminal-Infra & Bldgs _0216 | CLI.CON-000002 |  |  | Approved
Damietta Container Terminal-Infra & Bldgs _0216 | CLI.CON-000002 | 11.10.10 - Building Package - 101_Workshop - 09300 - 2.7.3.1 | for Walls 30 * 60 cm | Approved
Damietta Container Terminal-Infra & Bldgs _0216 | CLI.CON-000002 |  |  | Approved
Damietta Container Terminal-Infra & Bldgs _0216 | CLI.CON-000002 | 11.11.12 - Building Package -LV-TERMINAL- D.Lighting and Accessories - D.10. | Exit sign Escape Route Down Wall | Approved
Damietta Container Terminal-Infra & Bldgs _0216 | CLI.CON-000002 |  |  | Approved
Damietta Container Terminal-Infra & Bldgs _0216 | CLI.CON-000002 | 11.11.15 - BUILDING PACKAGE-Terminal HOUSE HVAC-15880-B.b.9. | Return air grille frame size 400x150mm with volume damper | Approved
Damietta Container Terminal-Infra & Bldgs _0216 | CLI.CON-000002 |  |  | Approved
Damietta Container Terminal-Infra & Bldgs _0216 | CLI.CON-000002 | 11.11.16 - BUILDING PACKAGE-Terminal HOUSE PL-15145-D.a.5. | a. Underground pipe, uPVCHangers, supports, sleeve and accessories | Approved
Damietta Container Terminal-Infra & Bldgs _0216 | CLI.CON-000002 |  |  | Approved
Damietta Container Terminal-Infra & Bldgs _0216 | CLI.CON-000002 | 11.11.16 - BUILDING PACKAGE-Terminal HOUSE PL-15410-B.a.5. | a. Underground pipe, PPR PN20Excavation, backfilling and warning tap for underground pipe | Approved
Damietta Container Terminal-Infra & Bldgs _0216 | CLI.CON-000002 |  |  | Approved
Damietta Container Terminal-Infra & Bldgs _0216 | CLI.CON-000002 | 11.19.10 - Building Package - 104_Fuel Station - 08520 - 2.6.2.2 | Type W09 2400 x 1200 mm (Sliding Window) | Approved
Damietta Container Terminal-Infra & Bldgs _0216 | CLI.CON-000002 |  |  | Approved
Damietta Container Terminal-Infra & Bldgs _0216 | CLI.CON-000002 | 11.10.14 - BUILDING PACKAGE-WORKSHOP PL-15410-D.a.4. | Pipe sleeves and sealant | Approved
Damietta Container Terminal-Infra & Bldgs _0216 | CLI.CON-000002 |  |  | Approved
Damietta Container Terminal-Infra & Bldgs _0216 | CLI.CON-000002 | 11.11.17 - BUILDING PACKAGE -Terminal House Kitchen Equipment-11400-7.11 | Floor drain Dim : 50x30x15cm | Approved
Damietta Container Terminal-Infra & Bldgs _0216 | CLI.CON-000002 |  |  | Approved
Damietta Container Terminal-Infra & Bldgs _0216 | CLI.CON-000002 | 11.11.15 - BUILDING PACKAGE-Terminal HOUSE HVAC-15880-A.a.23. | FCU-ceiling cassette type-cooling capacity 12.45 kW | Approved
Damietta Container Terminal-Infra & Bldgs _0216 | CLI.CON-000002 |  |  | Approved
Damietta Container Terminal-Infra & Bldgs _0216 | CLI.CON-000002 | 11.11.10 - Building Package - 100_Terminal House - 10165 - 2.8.1.2.3.00 | Size 800 x 1200 mm | Approved
Damietta Container Terminal-Infra & Bldgs _0216 | CLI.CON-000002 |  |  | Approved
Damietta Container Terminal-Infra & Bldgs _0216 | CLI.CON-000002 | 11.14.12 - Building Package-Dangerous Goods Area -16110-2.12.1 | Supply, Installating and testing of a complete 300 kVA Diesel LV emergency power generation system with ancillary equipment including bulk storage tank, fuel day tank, control panel, fuel transfer equipment, interconnecting cabling and pipe work necessary for the proper functioning of the installation all mechanical and electrical AQxiliaries. | Approved
Damietta Container Terminal-Infra & Bldgs _0216 | CLI.CON-000002 |  |  | Approved
Damietta Container Terminal-Infra & Bldgs _0216 | CLI.CON-000002 | 11.11.15 - BUILDING PACKAGE-Terminal HOUSE HVAC-15880-B.g.8. | Volume damper Ø400mm | Approved
Damietta Container Terminal-Infra & Bldgs _0216 | CLI.CON-000002 |  |  | Approved
Damietta Container Terminal-Infra & Bldgs _0216 | CLI.CON-000002 | 11.10.12 - Building Package -LV-Workshop-J.Label-J.1. | Underground Warning Tape | Approved
Damietta Container Terminal-Infra & Bldgs _0216 | CLI.CON-000002 |  |  | Approved
Damietta Container Terminal-Infra & Bldgs _0216 | CLI.CON-000002 | 11.11.12 | LV-Terminal House | Approved
Damietta Container Terminal-Infra & Bldgs _0216 | CLI.CON-000002 |  |  | Approved
Damietta Container Terminal-Infra & Bldgs _0216 | CLI.CON-000002 | 11.11.13 - Building Package -ELV-TERMINAL-F.Access Control System -F.3. | Electric Lock | Approved
Damietta Container Terminal-Infra & Bldgs _0216 | CLI.CON-000002 |  |  | Approved
Damietta Container Terminal-Infra & Bldgs _0216 | CLI.CON-000002 | 11.19.10 - Building Package - 104_Fuel Station - 09910 - 2.7.6.1.3 | For WC | Approved
Damietta Container Terminal-Infra & Bldgs _0216 | CLI.CON-000002 |  |  | Approved
Damietta Container Terminal-Infra & Bldgs _0216 | CLI.CON-000002 | 11.11.16 - BUILDING PACKAGE-Terminal HOUSE PL-15100-A.c.11. | c. Equipment, valve and other Water meter DN32mm | Approved
Damietta Container Terminal-Infra & Bldgs _0216 | CLI.CON-000002 |  |  | Approved
Damietta Container Terminal-Infra & Bldgs _0216 | CLI.CON-000002 | 11.11.15 - BUILDING PACKAGE-Terminal HOUSE HVAC-15880-A.e.1. | Galvanized steel sheet 0.55 mm thickness | Approved
Damietta Container Terminal-Infra & Bldgs _0216 | CLI.CON-000002 |  |  | Approved
Damietta Container Terminal-Infra & Bldgs _0216 | CLI.CON-000002 | 11.10.14 - BUILDING PACKAGE-WORKSHOP PL-15412-C.c.9. | Concrete Oil Separator L0.8xW0.8xH1.2m | Approved
Damietta Container Terminal-Infra & Bldgs _0216 | CLI.CON-000002 |  |  | Approved
Damietta Container Terminal-Infra & Bldgs _0216 | CLI.CON-000002 | 11.18.10 - Building Package - 102_In-Out Gate - 09300 - 2.7.2.2.2 | 30 * 30 cm | Approved
Damietta Container Terminal-Infra & Bldgs _0216 | CLI.CON-000002 |  |  | Approved
Damietta Container Terminal-Infra & Bldgs _0216 | CLI.CON-000002 | 11.18.10 - Building Package - 102_In-Out Gate - 07220 - 2.5.2.4 | Filter membrane geotextile 180g/sqm, of non woven fabric as specified | Approved
Damietta Container Terminal-Infra & Bldgs _0216 | CLI.CON-000002 |  |  | Approved
Damietta Container Terminal-Infra & Bldgs _0216 | CLI.CON-000002 | 11.10.13 - BUILDING PACKAGE-WORKSHOP HVAC-15700-A.a.5. | FCU-ceiling cassette type-cooling capcity 4.5kW | Approved
Damietta Container Terminal-Infra & Bldgs _0216 | CLI.CON-000002 |  |  | Approved
Damietta Container Terminal-Infra & Bldgs _0216 | CLI.CON-000002 | 11.11.15 - BUILDING PACKAGE-Terminal HOUSE HVAC-15880-B.c.5. | Stainless steel sheet 0.9mm thickness for kitchen exhaust duct | Approved
Damietta Container Terminal-Infra & Bldgs _0216 | CLI.CON-000002 |  |  | Approved
Damietta Container Terminal-Infra & Bldgs _0216 | CLI.CON-000002 | 11.11.16 - BUILDING PACKAGE-Terminal HOUSE PL-15145-C.c.14. | c. Equipment , valve and other Valves and equipment's labelling (engraved plastic tags+ mean of fixing) | Approved
Damietta Container Terminal-Infra & Bldgs _0216 | CLI.CON-000002 |  |  | Approved
Damietta Container Terminal-Infra & Bldgs _0216 | CLI.CON-000002 | 11.10.11 - Building Package -LV-Workshop-D.Lighting and Accessories-D.13. | Exit sign Escape Route Left Wall | Approved
Damietta Container Terminal-Infra & Bldgs _0216 | CLI.CON-000002 |  |  | Approved
Damietta Container Terminal-Infra & Bldgs _0216 | CLI.CON-000002 | 11.10.12 - Building Package -LV-Workshop-G.CCTV System -G.5. | Cat6A Cable | Approved
Damietta Container Terminal-Infra & Bldgs _0216 | CLI.CON-000002 |  |  | Approved
Damietta Container Terminal-Infra & Bldgs _0216 | CLI.CON-000002 | 11.14.10 - Building Package - 109_Dangerous Goods Area - 02315 - 2.13.1.2 | delivery and installation of door signs, self reflecting coating, according to drawing (signage and road marking plan) | Approved
Damietta Container Terminal-Infra & Bldgs _0216 | CLI.CON-000002 |  |  | Approved
Damietta Container Terminal-Infra & Bldgs _0216 | CLI.CON-000002 | 11.10.14 - BUILDING PACKAGE-WORKSHOP PL-15410-B.a.2. | OD25mm With insulation | Approved
Damietta Container Terminal-Infra & Bldgs _0216 | CLI.CON-000002 |  |  | Approved
Damietta Container Terminal-Infra & Bldgs _0216 | CLI.CON-000002 | 11.10.13 - BUILDING PACKAGE-WORKSHOP HVAC-15410-A.e.7. | Fittings,hangers, supports, accessories for installation and testing | Approved
Damietta Container Terminal-Infra & Bldgs _0216 | CLI.CON-000002 |  |  | Approved
Damietta Container Terminal-Infra & Bldgs _0216 | CLI.CON-000002 | 11.14.14 - BUILDING PACKAGE-Dangerous good area PL-15412-2.9.4 | DN110 Piping | Approved
Damietta Container Terminal-Infra & Bldgs _0216 | CLI.CON-000002 |  |  | Approved
Damietta Container Terminal-Infra & Bldgs _0216 | CLI.CON-000002 | 11.17.10 - Building Package - 108_Firefighting Tank - 04200 - 2.3.1.1.1 | 250 mm wall Thickness | Approved
Damietta Container Terminal-Infra & Bldgs _0216 | CLI.CON-000002 |  |  | Approved
Damietta Container Terminal-Infra & Bldgs _0216 | CLI.CON-000002 | 11.11.10 - Building Package - 100_Terminal House - 03100 - 2.2.2.8.6 | Slabs, beams for shield | Approved
Damietta Container Terminal-Infra & Bldgs _0216 | CLI.CON-000002 |  |  | Approved
Damietta Container Terminal-Infra & Bldgs _0216 | CLI.CON-000002 | 11.10.13 - BUILDING PACKAGE-WORKSHOP HVAC-15890-B.a.9. | Exhaust air-Mixed flow in-line propeller fan @ 2800 cmh, 25Pa | Approved
Damietta Container Terminal-Infra & Bldgs _0216 | CLI.CON-000002 |  |  | Approved
Damietta Container Terminal-Infra & Bldgs _0216 | CLI.CON-000002 | 11.11.16 - BUILDING PACKAGE-Terminal HOUSE PL-15410-C.b.2. | b. Above ground pipe, uPVCDN80mm | Approved
Damietta Container Terminal-Infra & Bldgs _0216 | CLI.CON-000002 |  |  | Approved
Damietta Container Terminal-Infra & Bldgs _0216 | CLI.CON-000002 | 11.11.15 - BUILDING PACKAGE-Terminal HOUSE HVAC-15100-A.d.20. | Flow swtich | Approved
Damietta Container Terminal-Infra & Bldgs _0216 | CLI.CON-000002 |  |  | Approved
Damietta Container Terminal-Infra & Bldgs _0216 | CLI.CON-000002 | 11.11.12 - Building Package -LV-TERMINAL- G.d.Power Cable For MVAC - G.d.15. | Accessories | Approved
Damietta Container Terminal-Infra & Bldgs _0216 | CLI.CON-000002 |  |  | Approved
Damietta Container Terminal-Infra & Bldgs _0216 | CLI.CON-000002 |  |  | Approved
Damietta Container Terminal-Infra & Bldgs _0216 | CLI.CON-000002 | 11.10.11 - Building Package -LV-Workshop-D.Lighting and Accessories-D.12. | Exit sign Escape Route Down Wall | Approved
Damietta Container Terminal-Infra & Bldgs _0216 | CLI.CON-000002 |  |  | Approved
Damietta Container Terminal-Infra & Bldgs _0216 | CLI.CON-000002 | 11.10.12 - Building Package -LV-Workshop-B.Fire Alarm System -B.14. | Ø25mm PVC Conduit | Approved
Damietta Container Terminal-Infra & Bldgs _0216 | CLI.CON-000002 |  |  | Approved
Damietta Container Terminal-Infra & Bldgs _0216 | CLI.CON-000002 | 11.11.10 - Building Package - 100_Terminal House - 09910 - 2.7.10.1.1 | For Walls | Approved
Damietta Container Terminal-Infra & Bldgs _0216 | CLI.CON-000002 |  |  | Approved
Damietta Container Terminal-Infra & Bldgs _0216 | CLI.CON-000002 | 11.10.12 - Building Package -LV-Workshop-C.Public Address System -C.9. | Label, fitting and accessories | Approved
Damietta Container Terminal-Infra & Bldgs _0216 | CLI.CON-000002 |  |  | Approved
Damietta Container Terminal-Infra & Bldgs _0216 | CLI.CON-000002 | 11.11.15 - BUILDING PACKAGE-Terminal HOUSE HVAC-15880-B.b.1. | Fresh air diffuser frame size Ø450mm with plenum box and volume damper | Approved
Damietta Container Terminal-Infra & Bldgs _0216 | CLI.CON-000002 |  |  | Approved
Damietta Container Terminal-Infra & Bldgs _0216 | CLI.CON-000002 | 11.10.14 - BUILDING PACKAGE-WORKSHOP PL-15410-A.a.5. | OD25mm | Approved
Damietta Container Terminal-Infra & Bldgs _0216 | CLI.CON-000002 |  |  | Approved
Damietta Container Terminal-Infra & Bldgs _0216 | CLI.CON-000002 | 11.10.12 - Building Package -LV-Workshop-C.Public Address System -C.6. | 2Cx2.5mm2/ SHIELD Cu/Mica/XLPE/LSOH Cable | Approved
Damietta Container Terminal-Infra & Bldgs _0216 | CLI.CON-000002 |  |  | Approved
Damietta Container Terminal-Infra & Bldgs _0216 | CLI.CON-000002 | 11.11.17 - BUILDING PACKAGE -Terminal House Kitchen Equipment-11400-6.29 | Hose reel | Approved
Damietta Container Terminal-Infra & Bldgs _0216 | CLI.CON-000002 |  |  | Approved
Damietta Container Terminal-Infra & Bldgs _0216 | CLI.CON-000002 | 11.16.10 - Building Package - 112_Guard House- 07111 - 2.5.1.1 | For W.C | Approved
Damietta Container Terminal-Infra & Bldgs _0216 | CLI.CON-000002 |  |  | Approved
Damietta Container Terminal-Infra & Bldgs _0216 | CLI.CON-000002 | 11.18.11 - Building Package-In-Out Gate BOQ MEP-16510-2.12.4.4 | delivery and installation of Traffic Lights with symbols (red = x, green = arrow), similar to 2.12.4.3 but mounted on a post besides oversize lane, including zinc-coated steel post | Approved
Damietta Container Terminal-Infra & Bldgs _0216 | CLI.CON-000002 |  |  | Approved
Damietta Container Terminal-Infra & Bldgs _0216 | CLI.CON-000002 | 11.11.16 - BUILDING PACKAGE-Terminal HOUSE PL-15100-B.c.1. | c. Equipment , valve and other Gate valve DN25mm | Approved
Damietta Container Terminal-Infra & Bldgs _0216 | CLI.CON-000002 |  |  | Approved
Damietta Container Terminal-Infra & Bldgs _0216 | CLI.CON-000002 | 11.18.14 - BUILDING PACKAGE-In-Out Gate PL&FIFI-15412-2.9.2.3.1 | IC 600X600 | Approved
Damietta Container Terminal-Infra & Bldgs _0216 | CLI.CON-000002 |  |  | Approved
Damietta Container Terminal-Infra & Bldgs _0216 | CLI.CON-000002 | 11.16.10 - Building Package - 112_Guard House- 09638 - 2.7.4.1 | Supply deliver and install Granite Skirting (15 cm Height) for external facades, work includes fixation, and all accessories needed for work completion, according to specifications, sample to be approved prior to production. | Approved
Damietta Container Terminal-Infra & Bldgs _0216 | CLI.CON-000002 |  |  | Approved
Damietta Container Terminal-Infra & Bldgs _0216 | CLI.CON-000002 | 11.10.10 - Building Package - 101_Workshop - 08201 - 2.6.4.1.1.1 | Not fire rated | Approved
Damietta Container Terminal-Infra & Bldgs _0216 | CLI.CON-000002 |  |  | Approved
Damietta Container Terminal-Infra & Bldgs _0216 | CLI.CON-000002 | 11.11.15 - BUILDING PACKAGE-Terminal HOUSE HVAC-15510-A.j.9. | BS Pre-insulated pipe DN150mm | Approved
Damietta Container Terminal-Infra & Bldgs _0216 | CLI.CON-000002 |  |  | Approved
Damietta Container Terminal-Infra & Bldgs _0216 | CLI.CON-000002 | 11.22 - BUILDING PACKAGE-Workshop complex Technological equipment-11030-2.13.2.2 | Cope Points (1/2" quick connector, 3x oiled + 2x oil free) | Approved
Damietta Container Terminal-Infra & Bldgs _0216 | CLI.CON-000002 |  |  | Approved
Damietta Container Terminal-Infra & Bldgs _0216 | CLI.CON-000002 | 11.19.15 - BUILDING PACKAGE-FUEL STAION Plumbing&FIFI-15487-2.9.8.1 | - 20 mm nom, Dia. Fuel Oil Piping. | Approved
Damietta Container Terminal-Infra & Bldgs _0216 | CLI.CON-000002 |  |  | Approved
Damietta Container Terminal-Infra & Bldgs _0216 | CLI.CON-000002 | 11.10.11 - Building Package -LV-Workshop-C.Earthing And Lightning Systems-C.6. | Equipotential bonding bar | Approved
Damietta Container Terminal-Infra & Bldgs _0216 | CLI.CON-000002 |  |  | Approved
Damietta Container Terminal-Infra & Bldgs _0216 | CLI.CON-000002 | 11.19.10 - Building Package - 104_Fuel Station - 05730 - 2.8.4.1 | Supply, deliver and install Metal Chase at the Back of Sanitery Units, (as shown in dwg) The Work Includes Fixation, Maintenance Access door, Chase Gypsum Board Cladding needed for Ceramic Tiles Fixation, and all accessories required for Work completion, shop drawings to be approved prior to production. | Approved
Damietta Container Terminal-Infra & Bldgs _0216 | CLI.CON-000002 |  |  | Approved
Damietta Container Terminal-Infra & Bldgs _0216 | CLI.CON-000002 | 11.11.17 - BUILDING PACKAGE -Terminal House Kitchen Equipment-11400-7.01 | Single Door Refrigerator Dim: 70x80x210cm @ 1 kw | Approved
Damietta Container Terminal-Infra & Bldgs _0216 | CLI.CON-000002 |  |  | Approved
Damietta Container Terminal-Infra & Bldgs _0216 | CLI.CON-000002 | 11.11.12 - Building Package -LV-TERMINAL- C.Earthing And Lightning Systems - C.3. | Hot dipped galvanized steel 10 mm | Approved
Damietta Container Terminal-Infra & Bldgs _0216 | CLI.CON-000002 |  |  | Approved
Damietta Container Terminal-Infra & Bldgs _0216 | CLI.CON-000002 | 11.11.10 - Building Package - 100_Terminal House - 09680 - 2.7.5.1 | Colored Cut Pile Carpet floors 80% synthetic and 20% Wool with underlay 8mm pile Height for Praying Rooms, Color and Sample to be approved prior to install. The work includes Basic Layers of (Concrete floor screed or Tiles) with adhesive and 15 cm Wooden Skirting with all others necessary accessories for work completion. | Approved
Damietta Container Terminal-Infra & Bldgs _0216 | CLI.CON-000002 |  |  | Approved
Damietta Container Terminal-Infra & Bldgs _0216 | CLI.CON-000002 | 11.11.10 - Building Package - 100_Terminal House - 04200 - 002 | 250 mm wall Thickness 90 min fire rated | Approved
Damietta Container Terminal-Infra & Bldgs _0216 | CLI.CON-000002 |  |  | Approved
Damietta Container Terminal-Infra & Bldgs _0216 | CLI.CON-000002 | 11.10.12 - Building Package -LV-Workshop-G.CCTV System -G.4. | Outdoor camera | Approved
Damietta Container Terminal-Infra & Bldgs _0216 | CLI.CON-000002 |  |  | Approved
Damietta Container Terminal-Infra & Bldgs _0216 | CLI.CON-000002 | 11.16.1881 - BUILDING PACKAGE-GUARD HOUSE PL&Firefighting-15410-2.9.1.3.1 | Pipe size ø 110 mm Dia | Approved
Damietta Container Terminal-Infra & Bldgs _0216 | CLI.CON-000002 |  |  | Approved
Damietta Container Terminal-Infra & Bldgs _0216 | CLI.CON-000002 | 11.19.12 - BUILDING PACKAGE-FUEL STAION FIRE PROTECTION-15300-2.10.1.1.9 | Pipe size ø 200 mm Dia | Approved
Damietta Container Terminal-Infra & Bldgs _0216 | CLI.CON-000002 |  |  | Approved
Damietta Container Terminal-Infra & Bldgs _0216 | CLI.CON-000002 | 11.10.14 - BUILDING PACKAGE-WORKSHOP PL-15100-A.b.8. | Hygiene rinse | Approved
Damietta Container Terminal-Infra & Bldgs _0216 | CLI.CON-000002 |  |  | Approved
Damietta Container Terminal-Infra & Bldgs _0216 | CLI.CON-000002 | 11.20.10 - Building Package - 110_Reefer Racks- 05120 - 2.2.5.1 | Supply and installation of stairs on steel structure as per drawings and specifications. Steel type: S 235 J2 Corrosion protection: As per ISO 12944 Class C5 Including all accessories. | Approved
Damietta Container Terminal-Infra & Bldgs _0216 | CLI.CON-000002 |  |  | Approved
Damietta Container Terminal-Infra & Bldgs _0216 | CLI.CON-000002 | 11.18.14 - BUILDING PACKAGE-In-Out Gate PL&FIFI-15412-2.9.2.1.1 | Supplying, installing, connecting and testing of floor drain complete with stainless steel cover, U trap and all required accessories,as shown on drawings and specifications . FD 2 50 mm | Approved
Damietta Container Terminal-Infra & Bldgs _0216 | CLI.CON-000002 |  |  | Approved
Damietta Container Terminal-Infra & Bldgs _0216 | CLI.CON-000002 | 11.10.13 - BUILDING PACKAGE-WORKSHOP HVAC-15080-B.d.1. | Duct external insulation fiberglass 25mm thickness for indoor installation | Approved
Damietta Container Terminal-Infra & Bldgs _0216 | CLI.CON-000002 |  |  | Approved
Damietta Container Terminal-Infra & Bldgs _0216 | CLI.CON-000002 | 11.11.13 - Building Package -ELV-TERMINAL-C.Public Address System -C.5. | 2Cx2.5mm2/ SHIELD Cu/Mica/XLPE/LSOH Cable | Approved
Damietta Container Terminal-Infra & Bldgs _0216 | CLI.CON-000002 |  |  | Approved
Damietta Container Terminal-Infra & Bldgs _0216 | CLI.CON-000002 | 11.18.14 - BUILDING PACKAGE-In-Out Gate PL&FIFI-15440-2.9.3.1 | Supplying, installing, connecting and testing of water closet complete with flush tank , toilet seat , open seat base , two chrome 15 mm angle valve , small external bidet with flexible hose , flexible links, zipper socket connected to drain , and all required accessories, water closet made of vitreous china ,as shown on drawings and specifications . | Approved
Damietta Container Terminal-Infra & Bldgs _0216 | CLI.CON-000002 |  |  | Approved
Damietta Container Terminal-Infra & Bldgs _0216 | CLI.CON-000002 | 11.19.11 - Building Package-Fuel Station BOQ MEP-16170-2.12.3.3.1 | 3-phase Disconnect switch (25A-250V). | Approved
Damietta Container Terminal-Infra & Bldgs _0216 | CLI.CON-000002 |  |  | Approved
Damietta Container Terminal-Infra & Bldgs _0216 | CLI.CON-000002 | 11.18.14 - BUILDING PACKAGE-In-Out Gate PL&FIFI-15410-2.9.1.2.4 | Pipe size ø 110 mm Dia | Approved
Damietta Container Terminal-Infra & Bldgs _0216 | CLI.CON-000002 | 11.10.14 - BUILDING PACKAGE-WORKSHOP PL-15452-C.c.11. | Submersible pumps SP-01&02(1duty & 1 standby) > Submersible pump , Q:5 m3/hr @1.5bar >Control panel With interfaces (MCP-SP-01&02) >Wiring for sensors and actuators >Cable management >Support and accessories > Completed withDN100: 2nos Gate Valve, 2 nos Check Valve, Flexible Joint, Quick Discharge Connector & Other Accessories | Approved
Damietta Container Terminal-Infra & Bldgs _0216 | CLI.CON-000002 |  |  | Approved
Damietta Container Terminal-Infra & Bldgs _0216 | CLI.CON-000002 | 11.19.12 - BUILDING PACKAGE-FUEL STAION FIRE PROTECTION-15300-2.10.3.1 | Supplying, installing, of Portable Fire Extinguisher ,Dry powder class ABCDE ,Capasity 6 kg item included bolts and all required accessories as shown on drawings,specifications and with the requirements of NFPA . | Approved
Damietta Container Terminal-Infra & Bldgs _0216 | CLI.CON-000002 |  |  | Approved
Damietta Container Terminal-Infra & Bldgs _0216 | CLI.CON-000002 | 11.10.11 - Building Package -LV-Workshop-G.a.Main Power Cable and Accessories-G.a.10. | 1C 4mm² Cu/XLPE/PVC | Approved
Damietta Container Terminal-Infra & Bldgs _0216 | CLI.CON-000002 |  |  | Approved
Damietta Container Terminal-Infra & Bldgs _0216 | CLI.CON-000002 | 11.17.12 - BUILDING PACKAGE-FIREFIGHTING TANK-PL&FIFI-15300-2.9.7.1 | Main alarm check valve Ф 8 inch | Approved
Damietta Container Terminal-Infra & Bldgs _0216 | CLI.CON-000002 |  |  | Approved
Damietta Container Terminal-Infra & Bldgs _0216 | CLI.CON-000002 | 11.11.17 - BUILDING PACKAGE -Terminal House Kitchen Equipment-11400-8.03 | In-let Double Sink Unit Dim: 115x75x90cm | Approved
Damietta Container Terminal-Infra & Bldgs _0216 | CLI.CON-000002 |  |  | Approved
Damietta Container Terminal-Infra & Bldgs _0216 | CLI.CON-000002 | 11.11.16 - BUILDING PACKAGE-Terminal HOUSE PL-15410-D.b.1. | b. Above ground pipe, uPVCDN100mm | Approved
Damietta Container Terminal-Infra & Bldgs _0216 | CLI.CON-000002 |  |  | Approved
Damietta Container Terminal-Infra & Bldgs _0216 | CLI.CON-000002 | 11.10.10 - Building Package - 101_Workshop - 09300 - 2.7.2.2.2 | 30 * 30 cm | Approved
Damietta Container Terminal-Infra & Bldgs _0216 | CLI.CON-000002 |  |  | Approved
Damietta Container Terminal-Infra & Bldgs _0216 | CLI.CON-000002 | 11.10.14 - BUILDING PACKAGE-WORKSHOP PL-15300-E.b.4. | DN50mm | Approved
Damietta Container Terminal-Infra & Bldgs _0216 | CLI.CON-000002 |  |  | Approved
Damietta Container Terminal-Infra & Bldgs _0216 | CLI.CON-000002 | 11.21.10 - Building Package-Terminal House_Landscape BOQ ELT and IRR --2.13.5.2.2 | SL-Garden Spotlight, 50W | Approved
Damietta Container Terminal-Infra & Bldgs _0216 | CLI.CON-000002 |  |  | Approved
Damietta Container Terminal-Infra & Bldgs _0216 | CLI.CON-000002 | 11.11.16 - BUILDING PACKAGE-Terminal HOUSE PL-15300-E.a.1. | a. Underground pipe, HDPE PN20 PE80OD160mm | Approved
Damietta Container Terminal-Infra & Bldgs _0216 | CLI.CON-000002 |  |  | Approved
Damietta Container Terminal-Infra & Bldgs _0216 | CLI.CON-000002 | 11.18.11 - Building Package-In-Out Gate BOQ MEP-16143-2.12.3.2.1.2 | Two gang, One way lighting switch 10A-250V | Approved
Damietta Container Terminal-Infra & Bldgs _0216 | CLI.CON-000002 |  |  | Approved
Damietta Container Terminal-Infra & Bldgs _0216 | CLI.CON-000002 | 11.10.13 - BUILDING PACKAGE-WORKSHOP HVAC-15410-A.e.1. | Condensate drain pipe, PVC DN25mm class 8.5 | Approved
Damietta Container Terminal-Infra & Bldgs _0216 | CLI.CON-000002 |  |  | Approved
Damietta Container Terminal-Infra & Bldgs _0216 | CLI.CON-000002 | 11.10.11 - Building Package -LV-Workshop-G.d.Power Cable For MVAC-G.d.2. | 4C 16mm² Cu/XLPE/PVC | Approved
Damietta Container Terminal-Infra & Bldgs _0216 | CLI.CON-000002 |  |  | Approved
Damietta Container Terminal-Infra & Bldgs _0216 | CLI.CON-000002 | 11.10.13 - BUILDING PACKAGE-WORKSHOP HVAC-15880-B.b.12. | Exhaust air grille frame size 400x90mm with volume damper | Approved
Damietta Container Terminal-Infra & Bldgs _0216 | CLI.CON-000002 |  |  | Approved
Damietta Container Terminal-Infra & Bldgs _0216 | CLI.CON-000002 | 11.16.10 | Civil Works | Approved
Damietta Container Terminal-Infra & Bldgs _0216 | CLI.CON-000002 |  |  | Approved
Damietta Container Terminal-Infra & Bldgs _0216 | CLI.CON-000002 | 11.17.12 | FIFI & PL | Approved
Damietta Container Terminal-Infra & Bldgs _0216 | CLI.CON-000002 |  |  | Approved
Damietta Container Terminal-Infra & Bldgs _0216 | CLI.CON-000002 | 11.11.12 - Building Package -LV-TERMINAL- D.Lighting and Accessories - D.5. | Single Switch 2 Way | Approved
Damietta Container Terminal-Infra & Bldgs _0216 | CLI.CON-000002 |  |  | Approved
Damietta Container Terminal-Infra & Bldgs _0216 | CLI.CON-000002 | 11.10.10 - Building Package - 101_Workshop - 09300 - 2.7.2.3.1 | 60 * 15 cm | Approved
Damietta Container Terminal-Infra & Bldgs _0216 | CLI.CON-000002 |  |  | Approved
Damietta Container Terminal-Infra & Bldgs _0216 | CLI.CON-000002 |  |  | Approved
Damietta Container Terminal-Infra & Bldgs _0216 | CLI.CON-000002 | 11.11.10 - Building Package - 100_Terminal House - 02315 - 2. 1.2.1 | Backfilling around and above the foundations inside and outside the building should be carried out using material according to the Geotechnical Report and specification. The compaction procedure for the backfill around the foundation and above it shall be done as recommended by the geotechnical report and the instructions of the supervision engineer. | Approved
Damietta Container Terminal-Infra & Bldgs _0216 | CLI.CON-000002 |  |  | Approved
Damietta Container Terminal-Infra & Bldgs _0216 | CLI.CON-000002 | 11.10.13 - BUILDING PACKAGE-WORKSHOP HVAC-15080-B.d.2. | Duct external insulation fiberglass 25mm thickness plus 50mm thickness hybrid plaster insulation for indoor installation | Approved
Damietta Container Terminal-Infra & Bldgs _0216 | CLI.CON-000002 |  |  | Approved
Damietta Container Terminal-Infra & Bldgs _0216 | CLI.CON-000002 | 11.10.10 - Building Package - 101_Workshop - 10155 - 2.8.3.1 | Supply, delivery and installing laminate Phenolic Board Toilets Partitions, the Work includes Bolt, Screws, Fasteners, Doors, Finishes and all accessories required for complete work according to drawings, The contarctor must submit the Partition's catalogue and specifications to get the Engineer's approved prior to Production | Approved
Damietta Container Terminal-Infra & Bldgs _0216 | CLI.CON-000002 |  |  | Approved
Damietta Container Terminal-Infra & Bldgs _0216 | CLI.CON-000002 | 11.22 - BUILDING PACKAGE-Workshop complex Technological equipment-11120-2.13.11.4 | Workstation Pit "Balzer", long version | Approved
Damietta Container Terminal-Infra & Bldgs _0216 | CLI.CON-000002 |  |  | Approved
Damietta Container Terminal-Infra & Bldgs _0216 | CLI.CON-000002 | 11.16.10 - Building Package - 112_Guard House- 10165 - 2.8.1.2.1 | Size 800 x 1200 mm | Approved
Damietta Container Terminal-Infra & Bldgs _0216 | CLI.CON-000002 |  |  | Approved
Damietta Container Terminal-Infra & Bldgs _0216 | CLI.CON-000002 | 11.11.15 - BUILDING PACKAGE-Terminal HOUSE HVAC-15880-A.i.4. | Return air diffuser frame size 600x600 mm with plenum box and volume damper | Approved
Damietta Container Terminal-Infra & Bldgs _0216 | CLI.CON-000002 |  |  | Approved
Damietta Container Terminal-Infra & Bldgs _0216 | CLI.CON-000002 | 11.10.13 - BUILDING PACKAGE-WORKSHOP HVAC-15781-A.b.2. | CDU & FCU-wall mounted -cooling capacity 6.3kW inverter compressor type with wireless remote controller | Approved
Damietta Container Terminal-Infra & Bldgs _0216 | CLI.CON-000002 |  |  | Approved
Damietta Container Terminal-Infra & Bldgs _0216 | CLI.CON-000002 | 11.10.13 - BUILDING PACKAGE-WORKSHOP HVAC-15080-A.d.4. | Insulation 19.1mm wall thickness for refrigerant pipe Ø 15.88mm | Approved
Damietta Container Terminal-Infra & Bldgs _0216 | CLI.CON-000002 |  |  | Approved
Damietta Container Terminal-Infra & Bldgs _0216 | CLI.CON-000002 | 11.11.13 - Building Package -ELV-TERMINAL-D.DATA-LAN Network System -D.6. | Data access point ceiling | Approved
Damietta Container Terminal-Infra & Bldgs _0216 | CLI.CON-000002 |  |  | Approved
Damietta Container Terminal-Infra & Bldgs _0216 | CLI.CON-000002 | 11.11.10 - Building Package - 100_Terminal House - 08201 - 2.6.3.2.1.1 | Not Fire Rated | Approved
Damietta Container Terminal-Infra & Bldgs _0216 | CLI.CON-000002 |  |  | Approved
Damietta Container Terminal-Infra & Bldgs _0216 | CLI.CON-000002 | 11.10.13 - BUILDING PACKAGE-WORKSHOP HVAC-15145-B.f.4. | Hangers, support, accessories for installation | Approved
Damietta Container Terminal-Infra & Bldgs _0216 | CLI.CON-000002 |  |  | Approved
Damietta Container Terminal-Infra & Bldgs _0216 | CLI.CON-000002 | 11.11.16 - BUILDING PACKAGE-Terminal HOUSE PL-15410-C.a.3. | a. Underground pipe, uPVCDN80mm | Approved
Damietta Container Terminal-Infra & Bldgs _0216 | CLI.CON-000002 |  |  | Approved
Damietta Container Terminal-Infra & Bldgs _0216 | CLI.CON-000002 | 11.11.11 - Building Package - Terminal House BOQ Elevator Works - 14000 - 2.13.1.1 | Passenger Elevator: Capacity 1000 kg / No. of persons-10 | Approved
Damietta Container Terminal-Infra & Bldgs _0216 | CLI.CON-000002 |  |  | Approved
Damietta Container Terminal-Infra & Bldgs _0216 | CLI.CON-000002 | 11.11.15 - BUILDING PACKAGE-Terminal HOUSE HVAC-15880-B.i.10. | Sound attenuator for ducting 350x800mm | Approved
Damietta Container Terminal-Infra & Bldgs _0216 | CLI.CON-000002 |  |  | Approved
Damietta Container Terminal-Infra & Bldgs _0216 | CLI.CON-000002 | 11.11.16 - BUILDING PACKAGE-Terminal HOUSE PL-15410-B.b.3. | b. Above ground pipe, PPR PN20OD20mm With insulation | Approved
Damietta Container Terminal-Infra & Bldgs _0216 | CLI.CON-000002 |  |  | Approved
Damietta Container Terminal-Infra & Bldgs _0216 | CLI.CON-000002 | 11.11.15 - BUILDING PACKAGE-Terminal HOUSE HVAC-15100-A.d.9. | Flexibe connector DN150mm | Approved
Damietta Container Terminal-Infra & Bldgs _0216 | CLI.CON-000002 |  |  | Approved
Damietta Container Terminal-Infra & Bldgs _0216 | CLI.CON-000002 | 11.11.10 - Building Package - 100_Terminal House - 05730 - 2.8.5.1 | Supply, deliver and install Metal Chase at the Back of Sanitery Units, (as shown in dwg) The Work Includes Fixation, Maintenance Access door, Chase Gypsum Board Cladding needed for Ceramic Tiles Fixation, and all accessories required for Work completion, shop drawings to be approved prior to production. | Approved
Damietta Container Terminal-Infra & Bldgs _0216 | CLI.CON-000002 |  |  | Approved
Damietta Container Terminal-Infra & Bldgs _0216 | CLI.CON-000002 | 11.22 | Workshop Complex Equipment | Approved
Damietta Container Terminal-Infra & Bldgs _0216 | CLI.CON-000002 |  |  | Approved
Damietta Container Terminal-Infra & Bldgs _0216 | CLI.CON-000002 | 11.10.11 - Building Package -LV-Workshop-G.d.Power Cable For MVAC-G.d.7. | 1C 2.5mm² Cu/PVC/PE | Approved
Damietta Container Terminal-Infra & Bldgs _0216 | CLI.CON-000002 |  |  | Approved
Damietta Container Terminal-Infra & Bldgs _0216 | CLI.CON-000002 | 11.11.15 - BUILDING PACKAGE-Terminal HOUSE HVAC-15880-A.h.2. | Flexible duct Ø 180mm | Approved
Damietta Container Terminal-Infra & Bldgs _0216 | CLI.CON-000002 |  |  | Approved
Damietta Container Terminal-Infra & Bldgs _0216 | CLI.CON-000002 | 11.11.10 - Building Package - 100_Terminal House - 08520 - 2.6.4.1.2.1 | FD 45 Minutes with smoke seal and self closing according to Egyption FLS Standard | Approved
Damietta Container Terminal-Infra & Bldgs _0216 | CLI.CON-000002 |  |  | Approved
Damietta Container Terminal-Infra & Bldgs _0216 | CLI.CON-000002 | 11.11.10 - Building Package - 100_Terminal House - 084400 - 2.6.6.8 | Type CW7 for Façade 5000 x 830 mm with door 1150 x 2170 mm (as shown in drawings) | Approved
Damietta Container Terminal-Infra & Bldgs _0216 | CLI.CON-000002 |  |  | Approved
Damietta Container Terminal-Infra & Bldgs _0216 | CLI.CON-000002 | 11.10.12 - Building Package -LV-Workshop-G.CCTV System -G.2. | Server equipmet (Network switch, NVR, UPS, patch panel...) | Approved
Damietta Container Terminal-Infra & Bldgs _0216 | CLI.CON-000002 |  |  | Approved
Damietta Container Terminal-Infra & Bldgs _0216 | CLI.CON-000002 | 11.11.12 - Building Package -LV-TERMINAL- G.c.Power Cable For Socket - G.c.2. | 1C 2.5mm² Cu/PVC/PE | Approved
Damietta Container Terminal-Infra & Bldgs _0216 | CLI.CON-000002 |  |  | Approved
Damietta Container Terminal-Infra & Bldgs _0216 | CLI.CON-000002 | 11.10.11 - Building Package -LV-Workshop-D.Lighting and Accessories-D.3. | Suspend Led Light L1200 | Approved
Damietta Container Terminal-Infra & Bldgs _0216 | CLI.CON-000002 |  |  | Approved
Damietta Container Terminal-Infra & Bldgs _0216 | CLI.CON-000002 | 11.18.10 - Building Package - 102_In-Out Gate - 09910 - 2.7.6.2.1 | For external work | Approved
Damietta Container Terminal-Infra & Bldgs _0216 | CLI.CON-000002 |  |  | Approved
Damietta Container Terminal-Infra & Bldgs _0216 | CLI.CON-000002 | 11.11.10 - Building Package - 100_Terminal House - 05120 - 1.1.2.5 | Manufacture supply deliver and install Chain Link Fence at the premeter of Terminal House Area, accord to drawing and specifications , the work includes foundation, gates, and all related items and accessories for work completion | Approved
Damietta Container Terminal-Infra & Bldgs _0216 | CLI.CON-000002 |  |  | Approved
Damietta Container Terminal-Infra & Bldgs _0216 | CLI.CON-000002 | 11.11.16 - BUILDING PACKAGE-Terminal HOUSE PL-15300-E.a.4. | a. Underground pipe, HDPE PN20 PE80Pipe sleeves and sealant | Approved
Damietta Container Terminal-Infra & Bldgs _0216 | CLI.CON-000002 |  |  | Approved
Damietta Container Terminal-Infra & Bldgs _0216 | CLI.CON-000002 | 11.10.10 - Building Package - 101_Workshop - 096700 - 2.7.13.1 | For Workshop floors and Storage Area at Ground Floor Level. | Approved
Damietta Container Terminal-Infra & Bldgs _0216 | CLI.CON-000002 |  |  | Approved
Damietta Container Terminal-Infra & Bldgs _0216 | CLI.CON-000002 | 11.10.11 - Building Package -LV-Workshop-G.a.Main Power Cable and Accessories-G.a.11. | 1C 240mm² Cu/PVC/PE | Approved
Damietta Container Terminal-Infra & Bldgs _0216 | CLI.CON-000002 |  |  | Approved
Damietta Container Terminal-Infra & Bldgs _0216 | CLI.CON-000002 | 11.10.12 - Building Package -LV-Workshop-B.Fire Alarm System -B.1. | PC Work Station | Approved
Damietta Container Terminal-Infra & Bldgs _0216 | CLI.CON-000002 |  |  | Approved
Damietta Container Terminal-Infra & Bldgs _0216 | CLI.CON-000002 | 11.10.13 - BUILDING PACKAGE-WORKSHOP HVAC-15880-B.g.8. | Volume damper 400x500mm | Approved
Damietta Container Terminal-Infra & Bldgs _0216 | CLI.CON-000002 |  |  | Approved
Damietta Container Terminal-Infra & Bldgs _0216 | CLI.CON-000002 | 11.11.12 - Building Package -LV-TERMINAL- A.a.-Substation & Main equipment - A.a.6. | LV-Underground HDPE pipe infrastructure ,fitting, Support, Grounding system completed set and Accessories | Approved
Damietta Container Terminal-Infra & Bldgs _0216 | CLI.CON-000002 |  |  | Approved
Damietta Container Terminal-Infra & Bldgs _0216 | CLI.CON-000002 | 11.10.12 - Building Package -LV-Workshop-F.Access Control System -F.5. | Door Contact | Approved
Damietta Container Terminal-Infra & Bldgs _0216 | CLI.CON-000002 | 11.10.11 - Building Package -LV-Workshop-B.a.Cable tray with cover-B.a.2. | LV Cable Tray 200x60 | Approved
Damietta Container Terminal-Infra & Bldgs _0216 | CLI.CON-000002 |  |  | Approved
Damietta Container Terminal-Infra & Bldgs _0216 | CLI.CON-000002 | 11.10.14 - BUILDING PACKAGE-WORKSHOP PL-15190-H.1. | Firestop, labels, fitting and accessories | Approved
Damietta Container Terminal-Infra & Bldgs _0216 | CLI.CON-000002 |  |  | Approved
Damietta Container Terminal-Infra & Bldgs _0216 | CLI.CON-000002 | 11.11.15 - BUILDING PACKAGE-Terminal HOUSE HVAC-15145-B.g.16. | Accessories for installation | Approved
Damietta Container Terminal-Infra & Bldgs _0216 | CLI.CON-000002 |  |  | Approved
Damietta Container Terminal-Infra & Bldgs _0216 | CLI.CON-000002 | 11.10.12 - Building Package -LV-Workshop-E.Mobile Boost Singal System -E.4. | Omi-Antenna | Approved
Damietta Container Terminal-Infra & Bldgs _0216 | CLI.CON-000002 |  |  | Approved
Damietta Container Terminal-Infra & Bldgs _0216 | CLI.CON-000002 | 11.11.10 - Building Package - 100_Terminal House - 09545 - 2.7.6.4 | Supply, delivery and install Metal Leth suspended ceiling for External Ceiling . The work includes suspension system, Wire Mesh Plastering and all necessary accessories for work completion, | Approved
Damietta Container Terminal-Infra & Bldgs _0216 | CLI.CON-000002 |  |  | Approved
Damietta Container Terminal-Infra & Bldgs _0216 | CLI.CON-000002 | 11.16.11 - Building Package-Guard House -16725-2.12.5.2 | Manual call point | Approved
Damietta Container Terminal-Infra & Bldgs _0216 | CLI.CON-000002 |  |  | Approved
Damietta Container Terminal-Infra & Bldgs _0216 | CLI.CON-000002 | 11.18.10 - Building Package - 102_In-Out Gate - 04200 - 2.3.1.2.1 | Double Wall constructed of 120 mm brick wall, 110 mm cavity (containing the Insulation) & 120 mm brick wall | Approved
Damietta Container Terminal-Infra & Bldgs _0216 | CLI.CON-000002 |  |  | Approved
Damietta Container Terminal-Infra & Bldgs _0216 | CLI.CON-000002 | 11.11.15 - BUILDING PACKAGE-Terminal HOUSE HVAC-15880-A.g.2. | Flexible duct Ø 250mm | Approved
Damietta Container Terminal-Infra & Bldgs _0216 | CLI.CON-000002 |  |  | Approved
Damietta Container Terminal-Infra & Bldgs _0216 | CLI.CON-000002 | 11.10.13 - BUILDING PACKAGE-WORKSHOP HVAC-15880-B.c.2. | Galvanized steel sheet 0.7mm thickness | Approved
Damietta Container Terminal-Infra & Bldgs _0216 | CLI.CON-000002 |  |  | Approved
Damietta Container Terminal-Infra & Bldgs _0216 | CLI.CON-000002 | 11.10.10 - Building Package - 101_Workshop - 09650 - 2.7.4.1 | Supply,deliver and install Heavy Duty Anti-static Vinyl Flooring. The work includes Curved Skirting, 100 mm Height screed, Self Leveling, with adhesive and all accessories required for work completion. | Approved
Damietta Container Terminal-Infra & Bldgs _0216 | CLI.CON-000002 |  |  | Approved
Damietta Container Terminal-Infra & Bldgs _0216 | CLI.CON-000002 | 11.11.17 - BUILDING PACKAGE -Terminal House Kitchen Equipment-11400-9.07 | Salad refrigerator (Island) Dim.: 150x70x85cm @ 1 kw | Approved
Damietta Container Terminal-Infra & Bldgs _0216 | CLI.CON-000002 |  |  | Approved
Damietta Container Terminal-Infra & Bldgs _0216 | CLI.CON-000002 | 11.19.13 - BUILDING PACKAGE-FUEL STAION HVAC-15840-2.11.4.1 | supply and install round DISC outlet for toilet dia face size 25mm, Complete with supply and round neck, flexible connection, air deflector blade, volume damper, support and other fixing accessories for complete installation. | Approved
Damietta Container Terminal-Infra & Bldgs _0216 | CLI.CON-000002 |  |  | Approved
Damietta Container Terminal-Infra & Bldgs _0216 | CLI.CON-000002 | 11.10.13 - BUILDING PACKAGE-WORKSHOP HVAC-15880-B.b.10. | Exhaust air diffuser frame size Ø250mm with plenum box and volume damper | Approved
Damietta Container Terminal-Infra & Bldgs _0216 | CLI.CON-000002 |  |  | Approved
Damietta Container Terminal-Infra & Bldgs _0216 | CLI.CON-000002 | 11.10.12 - Building Package -LV-Workshop-B.Fire Alarm System -B.2. | Fire Alarm Control Panel Addressable | Approved
Damietta Container Terminal-Infra & Bldgs _0216 | CLI.CON-000002 |  |  | Approved
Damietta Container Terminal-Infra & Bldgs _0216 | CLI.CON-000002 | 11.10.12 - Building Package -LV-Workshop-F.Access Control System -F.8. | Card Reader | Approved
Damietta Container Terminal-Infra & Bldgs _0216 | CLI.CON-000002 |  |  | Approved
Damietta Container Terminal-Infra & Bldgs _0216 | CLI.CON-000002 | 11.11.12 - Building Package -LV-TERMINAL- C.Earthing And Lightning Systems - C.12. | Fitting and accessories | Approved
Damietta Container Terminal-Infra & Bldgs _0216 | CLI.CON-000002 |  |  | Approved
Damietta Container Terminal-Infra & Bldgs _0216 | CLI.CON-000002 | 11.14.12 - Building Package-Dangerous Goods Area -16120-2.12.2.3 | (2x3)mm2 (oil and fire resistant quality) | Approved
Damietta Container Terminal-Infra & Bldgs _0216 | CLI.CON-000002 |  |  | Approved
Damietta Container Terminal-Infra & Bldgs _0216 | CLI.CON-000002 | 11.10.12 - Building Package -LV-Workshop-F.Access Control System -F.10. | 2C x 16AWG STP Cable Low Smoke Zero Halogen Cable | Approved
Damietta Container Terminal-Infra & Bldgs _0216 | CLI.CON-000002 | 11.10.11 - Building Package -LV-Workshop-G.a.Main Power Cable and Accessories-G.a.13. | 1C 50mm² Cu/PVC/PE | Approved
Damietta Container Terminal-Infra & Bldgs _0216 | CLI.CON-000002 |  |  | Approved
Damietta Container Terminal-Infra & Bldgs _0216 | CLI.CON-000002 | 11.11.17 - BUILDING PACKAGE -Terminal House Kitchen Equipment-11400-6.19 | Work table Dim: 140x70x85cm | Approved
Damietta Container Terminal-Infra & Bldgs _0216 | CLI.CON-000002 |  |  | Approved
Damietta Container Terminal-Infra & Bldgs _0216 | CLI.CON-000002 | 11.22 - BUILDING PACKAGE-Workshop complex Technological equipment-11130-2.13.12.2 | Waste Oil pipeline tank feeder system | Approved
Damietta Container Terminal-Infra & Bldgs _0216 | CLI.CON-000002 |  |  | Approved
Damietta Container Terminal-Infra & Bldgs _0216 | CLI.CON-000002 | 11.11.13 - Building Package -ELV-TERMINAL-C.Public Address System -C.7. | Ø25mm PVC Flexible Conduit | Approved
Damietta Container Terminal-Infra & Bldgs _0216 | CLI.CON-000002 |  |  | Approved
Damietta Container Terminal-Infra & Bldgs _0216 | CLI.CON-000002 | 11.10.14 - BUILDING PACKAGE-WORKSHOP PL-15300-E.c.9. | Floor control valve DN100 PN20 completed with - 1nos : Butterfly valve DN100 PN20 completed with supervisory switch - 1nos : Flow Switch DN100 PN20 - 1nos : Check valve DN100 - 1nos : Pressure gauge completed with isolation valve DN15 PN20 - 1nos : Sight glass DN25 PN20 - 1nos : Drain valve DN50 PN20 - 1nos : Inspector test valve DN25 PN20 - 1nos : Union DN25 PN20 | Approved
Damietta Container Terminal-Infra & Bldgs _0216 | CLI.CON-000002 |  |  | Approved
Damietta Container Terminal-Infra & Bldgs _0216 | CLI.CON-000002 | 11.11.15 - BUILDING PACKAGE-Terminal HOUSE HVAC-15651-A.k.1. | Copper pipe Ø 6.35mm with minimum 0.8mm thickness | Approved
Damietta Container Terminal-Infra & Bldgs _0216 | CLI.CON-000002 |  |  | Approved
Damietta Container Terminal-Infra & Bldgs _0216 | CLI.CON-000002 | 11.10.11 - Building Package -LV-Workshop-G.d.Power Cable For MVAC-G.d.12. | Accessories | Approved
Damietta Container Terminal-Infra & Bldgs _0216 | CLI.CON-000002 |  |  | Approved
Damietta Container Terminal-Infra & Bldgs _0216 | CLI.CON-000002 | 11.16.10 - Building Package - 112_Guard House- 04200 - 2.3.1.2.1 | 250 mm wall Thickness | Approved
Damietta Container Terminal-Infra & Bldgs _0216 | CLI.CON-000002 |  |  | Approved
Damietta Container Terminal-Infra & Bldgs _0216 | CLI.CON-000002 | 11.10.10 - Building Package - 101_Workshop - 08110 - 2.6.2.2.1 | FD 90 Minutes with smoke seal and self closing according to Egyption FLS Standard | Approved
Damietta Container Terminal-Infra & Bldgs _0216 | CLI.CON-000002 |  |  | Approved
Damietta Container Terminal-Infra & Bldgs _0216 | CLI.CON-000002 | 11.10.14 - BUILDING PACKAGE-WORKSHOP PL-15410-C.a.7. | Hangers, supports, sleeve and accessories | Approved
Damietta Container Terminal-Infra & Bldgs _0216 | CLI.CON-000002 |  |  | Approved
Damietta Container Terminal-Infra & Bldgs _0216 | CLI.CON-000002 | 11.11.10 - Building Package - 100_Terminal House - 10165 - 2.8.1.1.2 | Toilet paper Holder | Approved
Damietta Container Terminal-Infra & Bldgs _0216 | CLI.CON-000002 |  |  | Approved
Damietta Container Terminal-Infra & Bldgs _0216 | CLI.CON-000002 | 11.10.10 - Building Package - 101_Workshop - 07411 - 2.4.1.1 | Supply, deliver and install Steel corrugated Panels as shown in drawings, consist of 2 layers (0.5 mm) each and insulation of 4 cm Thickness, Shop drawings details, Color and sample to be approved prior to production The work includes all fixing requirement, and accessories needed | Approved
Damietta Container Terminal-Infra & Bldgs _0216 | CLI.CON-000002 |  |  | Approved
Damietta Container Terminal-Infra & Bldgs _0216 | CLI.CON-000002 | 11.11.12 - Building Package -LV-TERMINAL- A.a.-Substation & Main equipment - A.a.5. | Cable from Generator to Low voltage cabinet (ATS+Capacitor bank) panel | Approved
Damietta Container Terminal-Infra & Bldgs _0216 | CLI.CON-000002 |  |  | Approved
Damietta Container Terminal-Infra & Bldgs _0216 | CLI.CON-000002 | 11.11.17 - BUILDING PACKAGE -Terminal House Kitchen Equipment-11400-8.04 | Pre rinse unit | Approved
Damietta Container Terminal-Infra & Bldgs _0216 | CLI.CON-000002 |  |  | Approved
Damietta Container Terminal-Infra & Bldgs _0216 | CLI.CON-000002 | 11.11.15 - BUILDING PACKAGE-Terminal HOUSE HVAC-15100-A.d.7. | Flexibe connector DN20mm | Approved
Damietta Container Terminal-Infra & Bldgs _0216 | CLI.CON-000002 |  |  | Approved
Damietta Container Terminal-Infra & Bldgs _0216 | CLI.CON-000002 | 11.16.1881 - BUILDING PACKAGE-GUARD HOUSE PL&Firefighting-15410-2.9.1.1.1 | Pipe size ø 50 mm Dia | Approved
Damietta Container Terminal-Infra & Bldgs _0216 | CLI.CON-000002 |  |  | Approved
Damietta Container Terminal-Infra & Bldgs _0216 | CLI.CON-000002 | 11.10.12 - Building Package -ELV-Workshop-A.Server Room -A.1. | Server room equipment | Approved
Damietta Container Terminal-Infra & Bldgs _0216 | CLI.CON-000002 |  |  | Approved
Damietta Container Terminal-Infra & Bldgs _0216 | CLI.CON-000002 | 11.10.11 - Building Package -LV-Workshop-F.LV Switchboard-F.7. | DB-STORAGE | Approved
Damietta Container Terminal-Infra & Bldgs _0216 | CLI.CON-000002 |  |  | Approved
Damietta Container Terminal-Infra & Bldgs _0216 | CLI.CON-000002 | 11.11.15 - BUILDING PACKAGE-Terminal HOUSE HVAC-15880-A.i.2. | Fresh air diffuser frame size 600x600 mm with plenum box and volume damper | Approved
Damietta Container Terminal-Infra & Bldgs _0216 | CLI.CON-000002 |  |  | Approved
Damietta Container Terminal-Infra & Bldgs _0216 | CLI.CON-000002 | 11.10.11 - Building Package -LV-Workshop-G.a.Main Power Cable and Accessories-G.a.7. | 1C 35mm² Cu/XLPE/PVC | Approved
Damietta Container Terminal-Infra & Bldgs _0216 | CLI.CON-000002 |  |  | Approved
Damietta Container Terminal-Infra & Bldgs _0216 | CLI.CON-000002 | 11.10.14 - BUILDING PACKAGE-WORKSHOP PL-15412-D.c.3. | Hangers, supports, sleeve and accessories | Approved
Damietta Container Terminal-Infra & Bldgs _0216 | CLI.CON-000002 |  |  | Approved
Damietta Container Terminal-Infra & Bldgs _0216 | CLI.CON-000002 | 11.17.11 - Building Package-Firefighting Tank -16120-2.12.2.1.2 | (4x6+6E)mm2 | Approved
Damietta Container Terminal-Infra & Bldgs _0216 | CLI.CON-000002 |  |  | Approved
Damietta Container Terminal-Infra & Bldgs _0216 | CLI.CON-000002 | 11.16.10 - Building Package - 112_Guard House- 03100 - 2. 2.1.1 | For Foundations | Approved
Damietta Container Terminal-Infra & Bldgs _0216 | CLI.CON-000002 |  |  | Approved
Damietta Container Terminal-Infra & Bldgs _0216 | CLI.CON-000002 | 11.10.10 - Building Package - 101_Workshop - 096700 - 2.7.9.1 | Supply, delivery and install 100 mm Height screed, Self Leveling, for Storage\ Electrical Rooms, with Epoxy Paint. The item includes skirting and all other accessories for work completion. | Approved
Damietta Container Terminal-Infra & Bldgs _0216 | CLI.CON-000002 |  |  | Approved
Damietta Container Terminal-Infra & Bldgs _0216 | CLI.CON-000002 | 11.14.14 - BUILDING PACKAGE-Dangerous good area PL-15412-2.9.6.1 | Connection of water supply and drain works with network as indicated in the joint plan. | Approved
Damietta Container Terminal-Infra & Bldgs _0216 | CLI.CON-000002 |  |  | Approved
Damietta Container Terminal-Infra & Bldgs _0216 | CLI.CON-000002 | 11.10.14 - BUILDING PACKAGE-WORKSHOP PL-15100-A.b.4. | Gate valve DN20mm | Approved
Damietta Container Terminal-Infra & Bldgs _0216 | CLI.CON-000002 |  |  | Approved
Damietta Container Terminal-Infra & Bldgs _0216 | CLI.CON-000002 | 11.10.14 - BUILDING PACKAGE-WORKSHOP PL-15100-A.b.6. | Angle stop valve DN15mm (1way) | Approved
Damietta Container Terminal-Infra & Bldgs _0216 | CLI.CON-000002 |  |  | Approved
Damietta Container Terminal-Infra & Bldgs _0216 | CLI.CON-000002 | 11.11.10 - Building Package - 100_Terminal House - 08110 - 2.6.1.1.2 | FD 45 Minutes with smoke seal and self closing according to Egyption FLS Standard | Approved
Damietta Container Terminal-Infra & Bldgs _0216 | CLI.CON-000002 |  |  | Approved
Damietta Container Terminal-Infra & Bldgs _0216 | CLI.CON-000002 | 11.10.11 - Building Package -LV-Workshop-D.Lighting and Accessories-D.14. | Exit sign Escape Route Right Wall | Approved
Damietta Container Terminal-Infra & Bldgs _0216 | CLI.CON-000002 |  |  | Approved
Damietta Container Terminal-Infra & Bldgs _0216 | CLI.CON-000002 | 11.10.13 - BUILDING PACKAGE-WORKSHOP HVAC-15080-A.d.3. | Insulation 19.1mm wall thickness for refrigerant pipe Ø 12.7mm | Approved
Damietta Container Terminal-Infra & Bldgs _0216 | CLI.CON-000002 |  |  | Approved
Damietta Container Terminal-Infra & Bldgs _0216 | CLI.CON-000002 | 11.19.10 - Building Package - 104_Fuel Station - 07220 - 2.5.2.3 | Extruded polystyrene XPS with max K value = 0.03W/m.k rigid foam insulation for Roof Covering | Approved
Damietta Container Terminal-Infra & Bldgs _0216 | CLI.CON-000002 |  |  | Approved
Damietta Container Terminal-Infra & Bldgs _0216 | CLI.CON-000002 | 11.11.17 - BUILDING PACKAGE -Terminal House Kitchen Equipment-11400-7.09 | Artelon Cutting board | Approved
Damietta Container Terminal-Infra & Bldgs _0216 | CLI.CON-000002 |  |  | Approved
Damietta Container Terminal-Infra & Bldgs _0216 | CLI.CON-000002 | 11.10.11 - Building Package -LV-Workshop-A.a.Substation & Main equipment-A.a.1. | Medium voltage (MVSG) | Approved
Damietta Container Terminal-Infra & Bldgs _0216 | CLI.CON-000002 |  |  | Approved
Damietta Container Terminal-Infra & Bldgs _0216 | CLI.CON-000002 | 11.16.10 - Building Package - 112_Guard House- 09910 - 2.7.5.2.1 | For external Walls & Parapet | Approved
Damietta Container Terminal-Infra & Bldgs _0216 | CLI.CON-000002 |  |  | Approved
Damietta Container Terminal-Infra & Bldgs _0216 | CLI.CON-000002 | 11.11.12 - Building Package -LV-TERMINAL- E.Socket and Accessories - E.2. | Double Socket with waterproof cover | Approved
Damietta Container Terminal-Infra & Bldgs _0216 | CLI.CON-000002 |  |  | Approved
Damietta Container Terminal-Infra & Bldgs _0216 | CLI.CON-000002 | 11.11.16 - BUILDING PACKAGE-Terminal HOUSE PL-15300-E.a.5. | a. Underground pipe, HDPE PN20 PE80Excavation, backfilling and warning tap for underground pipe | Approved
Damietta Container Terminal-Infra & Bldgs _0216 | CLI.CON-000002 |  |  | Approved
Damietta Container Terminal-Infra & Bldgs _0216 | CLI.CON-000002 | 11.11.10 - Building Package - 100_Terminal House - 07220 - 2.5.2.2 | supply,deliver and install of 4mm thick torch-applied EPDM waterproofing membrane system, including all necessary additional strips at angles intersections, etc. complete as specified. | Approved
Damietta Container Terminal-Infra & Bldgs _0216 | CLI.CON-000002 |  |  | Approved
Damietta Container Terminal-Infra & Bldgs _0216 | CLI.CON-000002 | 11.17.12 - BUILDING PACKAGE-FIREFIGHTING TANK-PL&FIFI-15300-2.9.6.2 | Supplying, installing, connecting, testing and commissioning an automatic, factory assembled wired and tested diesel driven fire pump system consisting of the pump, motor, control panel and controller, (pump & motor) to be 2500 GPM at a design head of 138.2 PSI TDH . The pump complete package shall be UL listed and FM approved including all accessories and fittings all as specified and as shown on drawings. | Approved
Damietta Container Terminal-Infra & Bldgs _0216 | CLI.CON-000002 |  |  | Approved
Damietta Container Terminal-Infra & Bldgs _0216 | CLI.CON-000002 | 11.10.11 - Building Package -LV-Workshop-A.b.Penetration-A.b.2. | Waterprofing, fitting and accessories | Approved
Damietta Container Terminal-Infra & Bldgs _0216 | CLI.CON-000002 |  |  | Approved
Damietta Container Terminal-Infra & Bldgs _0216 | CLI.CON-000002 | 11.11.13 - Building Package -ELV-TERMINAL-D.DATA-LAN Network System -D.5. | Double socket and data in floor box | Approved
Damietta Container Terminal-Infra & Bldgs _0216 | CLI.CON-000002 |  |  | Approved
Damietta Container Terminal-Infra & Bldgs _0216 | CLI.CON-000002 | 11.18.10 - Building Package - 102_In-Out Gate - 07111 - 2.5.1.1 | For wet rooms and W.C | Approved
Damietta Container Terminal-Infra & Bldgs _0216 | CLI.CON-000002 |  |  | Approved
Damietta Container Terminal-Infra & Bldgs _0216 | CLI.CON-000002 | 11.10.11 - Building Package -LV-Workshop-G.c.Power Cable For Socket-G.c.7. | 1C 6mm² Cu/PVC/PE | Approved
Damietta Container Terminal-Infra & Bldgs _0216 | CLI.CON-000002 |  |  | Approved
Damietta Container Terminal-Infra & Bldgs _0216 | CLI.CON-000002 | 11.11.10 - Building Package - 100_Terminal House - 09545 - 2.7.6.1 | Supply, delivery and install Mineral Fiber reflected Ceiling (60*60 cm) with Good sound absorbation and attenuation . The work includes suspension system, all forms, access panels, integrated lighting / A.C Modules and all necessary accessories for work completion. Color & sample to be approved prior to production. | Approved
Damietta Container Terminal-Infra & Bldgs _0216 | CLI.CON-000002 |  |  | Approved
Damietta Container Terminal-Infra & Bldgs _0216 | CLI.CON-000002 | 11.11.10 - Building Package - 100_Terminal House - 03100 - 2.2.2.8.5 | columns for shield | Approved
Damietta Container Terminal-Infra & Bldgs _0216 | CLI.CON-000002 |  |  | Approved
Damietta Container Terminal-Infra & Bldgs _0216 | CLI.CON-000002 | 11.22 - BUILDING PACKAGE-Workshop complex Technological equipment-16110-3.12.1.1.1 | 110 mm,including fittings, elbows, adapters and auxiliaries to connect to pit joints | Approved
Damietta Container Terminal-Infra & Bldgs _0216 | CLI.CON-000002 |  |  | Approved
Damietta Container Terminal-Infra & Bldgs _0216 | CLI.CON-000002 | 11.19.10 - Building Package - 104_Fuel Station - 03300 - 2.7.9.1 | Supply, delivery and install Concrete Curbs as indicated in dwg, the Work include preparation of surfaces and all other activities required for work completion. | Approved
Damietta Container Terminal-Infra & Bldgs _0216 | CLI.CON-000002 |  |  | Approved
Damietta Container Terminal-Infra & Bldgs _0216 | CLI.CON-000002 | 11.10.10 - Building Package - 101_Workshop - 02315 - 0011 | D02' (1.00*2.20) MM - FD 45 Minutes with smoke seal, self closing and vision panels according to Egyption FLS Standard | Approved
Damietta Container Terminal-Infra & Bldgs _0216 | CLI.CON-000002 |  |  | Approved
Damietta Container Terminal-Infra & Bldgs _0216 | CLI.CON-000002 | 11.18.11 - Building Package-In-Out Gate BOQ MEP-16510-2.12.4.2.1 | F1-Suspend LED light L1200, 54W | Approved
Damietta Container Terminal-Infra & Bldgs _0216 | CLI.CON-000002 |  |  | Approved
Damietta Container Terminal-Infra & Bldgs _0216 | CLI.CON-000002 | 11.18.11 - Building Package-In-Out Gate BOQ MEP-16775-2.12.9.2 | CCTV work station including (keypad controller, printer, …etc)as per drawings & specifications and requirements. | Approved
Damietta Container Terminal-Infra & Bldgs _0216 | CLI.CON-000002 |  |  | Approved
Damietta Container Terminal-Infra & Bldgs _0216 | CLI.CON-000002 | 11.10.11 - Building Package -LV-Workshop-D.Lighting and Accessories-D.2. | Floor Light | Approved
Damietta Container Terminal-Infra & Bldgs _0216 | CLI.CON-000002 |  |  | Approved
Damietta Container Terminal-Infra & Bldgs _0216 | CLI.CON-000002 | 11.19.10 - Building Package - 104_Fuel Station - 09910 - 2.7.6.1.2 | For Technical Room | Approved
Damietta Container Terminal-Infra & Bldgs _0216 | CLI.CON-000002 |  |  | Approved
Damietta Container Terminal-Infra & Bldgs _0216 | CLI.CON-000002 |  |  | Approved
Damietta Container Terminal-Infra & Bldgs _0216 | CLI.CON-000002 | 11.10.12 - Building Package -LV-Workshop-C.Public Address System -C.3. | PAGA Cabinet | Approved
Damietta Container Terminal-Infra & Bldgs _0216 | CLI.CON-000002 |  |  | Approved
Damietta Container Terminal-Infra & Bldgs _0216 | CLI.CON-000002 | 11.19.11 - Building Package-Fuel Station BOQ MEP-16143-2.12.3.2.1.1 | One gang, One way lighting switch 10A-250V | Approved
Damietta Container Terminal-Infra & Bldgs _0216 | CLI.CON-000002 |  |  | Approved
Damietta Container Terminal-Infra & Bldgs _0216 | CLI.CON-000002 | 11.10.13 - BUILDING PACKAGE-WORKSHOP HVAC-15145-B.g.9. | Accessories for installation | Approved
Damietta Container Terminal-Infra & Bldgs _0216 | CLI.CON-000002 |  |  | Approved
Damietta Container Terminal-Infra & Bldgs _0216 | CLI.CON-000002 | 11.11.12 - Building Package -LV-TERMINAL- G.c.Power Cable For Socket - G.c.1. | 2C 2.5mm² Cu/PVC/PVC | Approved
Damietta Container Terminal-Infra & Bldgs _0216 | CLI.CON-000002 |  |  | Approved
Damietta Container Terminal-Infra & Bldgs _0216 | CLI.CON-000002 | 11.11.16 - BUILDING PACKAGE-Terminal HOUSE PL-15412-C.c.8. | c. Equipment , valve and other Air vent cap DN65mm | Approved
Damietta Container Terminal-Infra & Bldgs _0216 | CLI.CON-000002 |  |  | Approved
Damietta Container Terminal-Infra & Bldgs _0216 | CLI.CON-000002 | 11.11.13 - Building Package -ELV-TERMINAL-F.Access Control System -F.1. | PC Work Station | Approved
Damietta Container Terminal-Infra & Bldgs _0216 | CLI.CON-000002 |  |  | Approved
Damietta Container Terminal-Infra & Bldgs _0216 | CLI.CON-000002 | 11.19.10 - Building Package - 104_Fuel Station - 02315 - 2.13.1.2 | delivery and installation of Steel post for traffic signs arrangement besides oversize lane | Approved
Damietta Container Terminal-Infra & Bldgs _0216 | CLI.CON-000002 |  |  | Approved
Damietta Container Terminal-Infra & Bldgs _0216 | CLI.CON-000002 | 11.11.16 - BUILDING PACKAGE-Terminal HOUSE PL-15410-C.a.5. | a. Underground pipe, uPVCDN50mm | Approved
Damietta Container Terminal-Infra & Bldgs _0216 | CLI.CON-000002 |  |  | Approved
Damietta Container Terminal-Infra & Bldgs _0216 | CLI.CON-000002 | 11.16.10 - Building Package - 112_Guard House- 07220 - 2.5.2.2 | supply,deliver and install of 4mm thick torch-applied EPDM waterproofing membrane system, including all necessary additional strips at angles intersections, etc. complete as specified. | Approved
Damietta Container Terminal-Infra & Bldgs _0216 | CLI.CON-000002 |  |  | Approved
Damietta Container Terminal-Infra & Bldgs _0216 | CLI.CON-000002 | 11.11.10 - Building Package - 100_Terminal House - 202 - 1.1.2.1 | supplying and installing loose wooden seats SF1 features as specified in details drawings sheet as included package which the price included all layers shown in details sheets and leveling as per proposed finish levels included, insulation, located aggregate base if any, storm drainage and joint sealant for expansion which all are shall be followed by proper cleaning methods, finishing and finalizing as manufacture rules. All shall measured by number References: material schedule sheet number 220329-HAE-BA-ZZ-DR-LS-9001 Furniture details sheet number 220329-HAE-BA-ZZ-DR-LS-9801 220329-HAE-BA-ZZ-DR-LS-9802 220329-HAE-BA-ZZ-DR-LS-9803 | Approved
Damietta Container Terminal-Infra & Bldgs _0216 | CLI.CON-000002 |  |  | Approved
Damietta Container Terminal-Infra & Bldgs _0216 | CLI.CON-000002 | 11.10.13 - BUILDING PACKAGE-WORKSHOP HVAC-15700-A.a.8. | FCU-wall mounted type-cooling capacity 4.5kW | Approved
Damietta Container Terminal-Infra & Bldgs _0216 | CLI.CON-000002 |  |  | Approved
Damietta Container Terminal-Infra & Bldgs _0216 | CLI.CON-000002 | 11.16.13 | HVAC | Approved
Damietta Container Terminal-Infra & Bldgs _0216 | CLI.CON-000002 |  |  | Approved
Damietta Container Terminal-Infra & Bldgs _0216 | CLI.CON-000002 | 11.10.13 - BUILDING PACKAGE-WORKSHOP HVAC-15880-B.g.2. | Volume damper Ø150mm | Approved
Damietta Container Terminal-Infra & Bldgs _0216 | CLI.CON-000002 |  |  | Approved
Damietta Container Terminal-Infra & Bldgs _0216 | CLI.CON-000002 | 11.10.14 - BUILDING PACKAGE-WORKSHOP PL-15410-C.a.4. | Excavation, backfilling and warning tap for underground pipe | Approved
Damietta Container Terminal-Infra & Bldgs _0216 | CLI.CON-000002 |  |  | Approved
Damietta Container Terminal-Infra & Bldgs _0216 | CLI.CON-000002 | 11.10.14 - BUILDING PACKAGE-WORKSHOP PL-15300-E.b.6. | DN32mm | Approved
Damietta Container Terminal-Infra & Bldgs _0216 | CLI.CON-000002 |  |  | Approved
Damietta Container Terminal-Infra & Bldgs _0216 | CLI.CON-000002 | 11.14.10 - Building Package - 109_Dangerous Goods Area - 02315 - 2. 1.1.1 | Excavation in any type of Soil | Approved
Damietta Container Terminal-Infra & Bldgs _0216 | CLI.CON-000002 |  |  | Approved
Damietta Container Terminal-Infra & Bldgs _0216 | CLI.CON-000002 | 11.10.11 - Building Package -LV-Workshop-G.a.Main Power Cable and Accessories-G.a.3. | 1C 95mm² Cu/XLPE/PVC | Approved
Damietta Container Terminal-Infra & Bldgs _0216 | CLI.CON-000002 |  |  | Approved
Damietta Container Terminal-Infra & Bldgs _0216 | CLI.CON-000002 |  |  | Approved
Damietta Container Terminal-Infra & Bldgs _0216 | CLI.CON-000002 | 11.11.16 - BUILDING PACKAGE-Terminal HOUSE PL-15100-A.c.2. | c. Equipment, valve and other Gate valve DN25mm | Approved
Damietta Container Terminal-Infra & Bldgs _0216 | CLI.CON-000002 |  |  | Approved
Damietta Container Terminal-Infra & Bldgs _0216 | CLI.CON-000002 | 11.17.10 - Building Package - 108_Firefighting Tank - 096700 - 2.7.3.3.1 | For external work | Approved
Damietta Container Terminal-Infra & Bldgs _0216 | CLI.CON-000002 |  |  | Approved
Damietta Container Terminal-Infra & Bldgs _0216 | CLI.CON-000002 | 11.11.13 - Building Package -ELV-TERMINAL-C.Public Address System -C.1. | PC Work Station | Approved
Damietta Container Terminal-Infra & Bldgs _0216 | CLI.CON-000002 |  |  | Approved
Damietta Container Terminal-Infra & Bldgs _0216 | CLI.CON-000002 | 11.11.12 - Building Package -LV-TERMINAL- B.a.Cable tray with cover - B.a.3. | LV Cabel Tray 200x100 | Approved
Damietta Container Terminal-Infra & Bldgs _0216 | CLI.CON-000002 |  |  | Approved
Damietta Container Terminal-Infra & Bldgs _0216 | CLI.CON-000002 | 11.10.12 - Building Package -LV-Workshop-E.Mobile Boost Singal System -E.7. | Ø25mm PVC Conduit | Approved
Damietta Container Terminal-Infra & Bldgs _0216 | CLI.CON-000002 |  |  | Approved
Damietta Container Terminal-Infra & Bldgs _0216 | CLI.CON-000002 | 11.11.12 - Building Package -LV-TERMINAL- G.f.Power Cable For Solar - G.f.4. | Accessories | Approved
Damietta Container Terminal-Infra & Bldgs _0216 | CLI.CON-000002 |  |  | Approved
Damietta Container Terminal-Infra & Bldgs _0216 | CLI.CON-000002 | 11.11.16 - BUILDING PACKAGE-Terminal HOUSE PL-15145-D.c.7. | c. Equipment , valve and other Hangers, supports, sleeve and accessories | Approved
Damietta Container Terminal-Infra & Bldgs _0216 | CLI.CON-000002 |  |  | Approved
Damietta Container Terminal-Infra & Bldgs _0216 | CLI.CON-000002 | 11.21.11 - BUILDING PACKAGE-Terminal landscape irrigation-0-2.14.3 | Ø 50 mm water pipe | Approved
Damietta Container Terminal-Infra & Bldgs _0216 | CLI.CON-000002 |  |  | Approved
Damietta Container Terminal-Infra & Bldgs _0216 | CLI.CON-000002 | 11.11.10 - Building Package - 100_Terminal House - 03100 - 2.2.2.7 | For slabe on grade | Approved
Damietta Container Terminal-Infra & Bldgs _0216 | CLI.CON-000002 |  |  | Approved
Damietta Container Terminal-Infra & Bldgs _0216 | CLI.CON-000002 | 11.19.12 - BUILDING PACKAGE-FUEL STAION FIRE PROTECTION-15300-2.10.1.1.6 | Pipe size ø 75 mm Dia | Approved
Damietta Container Terminal-Infra & Bldgs _0216 | CLI.CON-000002 |  |  | Approved
Damietta Container Terminal-Infra & Bldgs _0216 | CLI.CON-000002 | 11.10.11 - Building Package -LV-Workshop-F.LV Switchboard-F.2. | DB-PV | Approved
Damietta Container Terminal-Infra & Bldgs _0216 | CLI.CON-000002 |  |  | Approved
Damietta Container Terminal-Infra & Bldgs _0216 | CLI.CON-000002 | 11.11.10 - Building Package - 100_Terminal House - 08201 - 2.6.3.1.1.1 | Not Fire Rated | Approved
Damietta Container Terminal-Infra & Bldgs _0216 | CLI.CON-000002 |  |  | Approved
Damietta Container Terminal-Infra & Bldgs _0216 | CLI.CON-000002 | 11.19.15 - BUILDING PACKAGE-FUEL STAION Plumbing&FIFI-15100-2.9.5.1.2 | Valve size ø 25 mm Dia | Approved
Damietta Container Terminal-Infra & Bldgs _0216 | CLI.CON-000002 |  |  | Approved
Damietta Container Terminal-Infra & Bldgs _0216 | CLI.CON-000002 | 11.11.15 - BUILDING PACKAGE-Terminal HOUSE HVAC-15880-B.b.17. | Hangers, supports, accessories for installation | Approved
Damietta Container Terminal-Infra & Bldgs _0216 | CLI.CON-000002 |  |  | Approved
Damietta Container Terminal-Infra & Bldgs _0216 | CLI.CON-000002 | 11.10.11 - Building Package -LV-Workshop-G.d.Power Cable For MVAC-G.d.1. | 4C 25mm² Cu/XLPE/PVC | Approved
Damietta Container Terminal-Infra & Bldgs _0216 | CLI.CON-000002 |  |  | Approved
Damietta Container Terminal-Infra & Bldgs _0216 | CLI.CON-000002 | 11.18.10 - Building Package - 102_In-Out Gate - 07220 - 2.5.1.4.5 | supply,deliver and install of 40x40x4 cm thick precast concrete roof pavers on PVC spacers, loose laid as indicated on drawings including Skirting 20 cm Height | Approved
Damietta Container Terminal-Infra & Bldgs _0216 | CLI.CON-000002 |  |  | Approved
Damietta Container Terminal-Infra & Bldgs _0216 | CLI.CON-000002 | 11.14.10 - Building Package - 109_Dangerous Goods Area - 02315 - 2. 1.2.3 | Backfilling around and above the foundations inside and outside the building should be carried out using material according to the Geotechnical Report and specification. The compaction procedure for the backfill around the foundation and above it shall be done as recommended by the geotechnical report and the instructions of the supervision engineer. | Approved
Damietta Container Terminal-Infra & Bldgs _0216 | CLI.CON-000002 |  |  | Approved
Damietta Container Terminal-Infra & Bldgs _0216 | CLI.CON-000002 | 11.11.17 - BUILDING PACKAGE -Terminal House Kitchen Equipment-11400-5.02 | Chopping block Dim.: 50x70x85cm | Approved
Damietta Container Terminal-Infra & Bldgs _0216 | CLI.CON-000002 | 11.11.10 - Building Package - 100_Terminal House - 08520 - 2.6.5.1.7 | Type W2s' for Stair 1950 x 300 mm (Fixed Window ) as shown in dwg | Approved
Damietta Container Terminal-Infra & Bldgs _0216 | CLI.CON-000002 |  |  | Approved
Damietta Container Terminal-Infra & Bldgs _0216 | CLI.CON-000002 | 11.10.11 - Building Package -LV-Workshop-G.c.Power Cable For Socket-G.c.10. | PVC Conduit Ø50 | Approved
Damietta Container Terminal-Infra & Bldgs _0216 | CLI.CON-000002 |  |  | Approved
Damietta Container Terminal-Infra & Bldgs _0216 | CLI.CON-000002 | 11.17.10 - Building Package - 108_Firefighting Tank - 05720 - 2.4.1.1 | Steel handrail of 1100 mm height, Consist of 5cm dia.Tube Railing and support Post (Every 1.00 m ), with 4 Horizontal Guardrails 2.5 cm dia. Each | Approved
Damietta Container Terminal-Infra & Bldgs _0216 | CLI.CON-000002 |  |  | Approved
Damietta Container Terminal-Infra & Bldgs _0216 | CLI.CON-000002 | 11.10.14 - BUILDING PACKAGE-WORKSHOP PL-15300-E.b.9. | Hangers, supports and accessories | Approved
Damietta Container Terminal-Infra & Bldgs _0216 | CLI.CON-000002 |  |  | Approved
Damietta Container Terminal-Infra & Bldgs _0216 | CLI.CON-000002 | 11.17.12 - BUILDING PACKAGE-FIREFIGHTING TANK-PL&FIFI-15450-2.9.2.1 | Water tank piping connections and accessories for pump room. | Approved
Damietta Container Terminal-Infra & Bldgs _0216 | CLI.CON-000002 |  |  | Approved
Damietta Container Terminal-Infra & Bldgs _0216 | CLI.CON-000002 | 11.19.11 - Building Package-Fuel Station BOQ MEP-16750-2.12.7.6 | Telephone/Data socket. | Approved
Damietta Container Terminal-Infra & Bldgs _0216 | CLI.CON-000002 |  |  | Approved
Damietta Container Terminal-Infra & Bldgs _0216 | CLI.CON-000002 | 11.10.11 - Building Package -LV-Workshop-D.Lighting and Accessories-D.16. | Accessories | Approved
Damietta Container Terminal-Infra & Bldgs _0216 | CLI.CON-000002 |  |  | Approved
Damietta Container Terminal-Infra & Bldgs _0216 | CLI.CON-000002 | 11.11.12 - Building Package -LV-TERMINAL- G.a.Main Power Cable and Accessories - G.a.14. | PVC Conduit Ø50 | Approved
Damietta Container Terminal-Infra & Bldgs _0216 | CLI.CON-000002 |  |  | Approved
Damietta Container Terminal-Infra & Bldgs _0216 | CLI.CON-000002 | 11.10.11 - Building Package -LV-Workshop-C.Earthing And Lightning Systems-C.9. | Exothermic Welding joint | Approved
Damietta Container Terminal-Infra & Bldgs _0216 | CLI.CON-000002 |  |  | Approved
Damietta Container Terminal-Infra & Bldgs _0216 | CLI.CON-000002 | 11.11.10 - Building Package - 100_Terminal House - 02315 - 2.1.4 | Shoring Sysytem for tunnel (if needed) | Approved
Damietta Container Terminal-Infra & Bldgs _0216 | CLI.CON-000002 |  |  | Approved
Damietta Container Terminal-Infra & Bldgs _0216 | CLI.CON-000002 | 11.11.10 - Building Package - 100_Terminal House - 084400 - 2.6.6.2 | Type CW1 for Façade 6700 x 3000 mm (as shown in drawings) | Approved
Damietta Container Terminal-Infra & Bldgs _0216 | CLI.CON-000002 |  |  | Approved
Damietta Container Terminal-Infra & Bldgs _0216 | CLI.CON-000002 | 11.11.15 - BUILDING PACKAGE-Terminal HOUSE HVAC-15145-B.i.12. | Accessories for installation | Approved
Damietta Container Terminal-Infra & Bldgs _0216 | CLI.CON-000002 |  |  | Approved
Damietta Container Terminal-Infra & Bldgs _0216 | CLI.CON-000002 | 11.11.10 - Building Package - 100_Terminal House - 09721 - 2.7.13.1 | Supply, delivery and installing Composite aluminum sheets, Fire Rated EL 60 for elevations Facades, as shown on drawings, The work includes all fixing system, and all accessories needed for work completion, Color, shop drawings and sample to be approved prior to production. | Approved
Damietta Container Terminal-Infra & Bldgs _0216 | CLI.CON-000002 |  |  | Approved
Damietta Container Terminal-Infra & Bldgs _0216 | CLI.CON-000002 | 11.11.15 - BUILDING PACKAGE-Terminal HOUSE HVAC-15880-B.b.12. | Exhaust air grille frame size 450x450mm with plenum box and volume damper | Approved
Damietta Container Terminal-Infra & Bldgs _0216 | CLI.CON-000002 |  |  | Approved
Damietta Container Terminal-Infra & Bldgs _0216 | CLI.CON-000002 | 11.16.10 - Building Package - 112_Guard House- 07220 - 2.5.2.4 | Filter membrane geotextile 180g/sqm, of non woven fabric as specified | Approved
Damietta Container Terminal-Infra & Bldgs _0216 | CLI.CON-000002 |  |  | Approved
Damietta Container Terminal-Infra & Bldgs _0216 | CLI.CON-000002 | 11.11.12 - Building Package -LV-TERMINAL- G.b.Power Cable For Lighting - G.b.1. | 2C 2.5mm² Cu/PVC/PVC | Approved
Damietta Container Terminal-Infra & Bldgs _0216 | CLI.CON-000002 |  |  | Approved
Damietta Container Terminal-Infra & Bldgs _0216 | CLI.CON-000002 | 11.21.10 - Building Package-Terminal House_Landscape BOQ ELT and IRR -16120-2.13.2.1.1 | (4x300+150E)mm2 | Approved
Damietta Container Terminal-Infra & Bldgs _0216 | CLI.CON-000002 |  |  | Approved
Damietta Container Terminal-Infra & Bldgs _0216 | CLI.CON-000002 | 11.22 - BUILDING PACKAGE-Workshop complex Technological equipment-11070-2.13.6.4 | Central manifold and control unit | Approved
Damietta Container Terminal-Infra & Bldgs _0216 | CLI.CON-000002 | 11.11.16 - BUILDING PACKAGE-Terminal HOUSE PL-15412-C.c.12. | c. Equipment , valve and other Concrete manhole size: 800 x 800 x1000(mm) complete with cover | Approved
Damietta Container Terminal-Infra & Bldgs _0216 | CLI.CON-000002 |  |  | Approved
Damietta Container Terminal-Infra & Bldgs _0216 | CLI.CON-000002 | 11.18.10 - Building Package - 102_In-Out Gate - 096700 - 2.7.5.1 | Supply, delivery and install 100 mm Height screed, Self Leveling, for Electrical Rooms, with Epoxy Paint. The item includes skirting and GraniteThreshold and all other accessories for work completion. | Approved
Damietta Container Terminal-Infra & Bldgs _0216 | CLI.CON-000002 |  |  | Approved
Damietta Container Terminal-Infra & Bldgs _0216 | CLI.CON-000002 | 11.11.10 - Building Package - 100_Terminal House - 09650 - 2.7.4.1 | Supply,deliver and install Heavy Duty Anti-static Vinyl Flooring. The work includes Curved Skirting, 100 mm Height screed, Self Leveling, with adhesive and all accessories required for work completion. | Approved
Damietta Container Terminal-Infra & Bldgs _0216 | CLI.CON-000002 |  |  | Approved
Damietta Container Terminal-Infra & Bldgs _0216 | CLI.CON-000002 | 11.11.10 - Building Package - 100_Terminal House - 03451 - 2.7.11.1 | Supply, delivery and install Interlock Paving as indicated in dwg, the Work include plain concrete Base, preparation of surfaces and all other activities required for work completion. Color and Sample to be approved before Installation | Approved
Damietta Container Terminal-Infra & Bldgs _0216 | CLI.CON-000002 |  |  | Approved
Damietta Container Terminal-Infra & Bldgs _0216 | CLI.CON-000002 | 11.11.10 - Building Package - 100_Terminal House - 05520 - 2.4.2.4 | Dito but wall mouned hamdrail | Approved
Damietta Container Terminal-Infra & Bldgs _0216 | CLI.CON-000002 |  |  | Approved
Damietta Container Terminal-Infra & Bldgs _0216 | CLI.CON-000002 | 11.14.12 - Building Package-Dangerous Goods Area -16775-2.12.4.4 | Box camera, weather proof | Approved
Damietta Container Terminal-Infra & Bldgs _0216 | CLI.CON-000002 |  |  | Approved
Damietta Container Terminal-Infra & Bldgs _0216 | CLI.CON-000002 | 11.16.11 - Building Package-Guard House -16110-2.12.1.1 | D25 galvanized steel or stainless steel Outdoor approved, UV safe including fixtures and installation material | Approved
Damietta Container Terminal-Infra & Bldgs _0216 | CLI.CON-000002 |  |  | Approved
Damietta Container Terminal-Infra & Bldgs _0216 | CLI.CON-000002 | 11.17.10 - Building Package - 108_Firefighting Tank - 03100 - 2.2.2.5 | Slabs, beams for pump room | Approved
Damietta Container Terminal-Infra & Bldgs _0216 | CLI.CON-000002 |  |  | Approved
Damietta Container Terminal-Infra & Bldgs _0216 | CLI.CON-000002 | 11.17.11 - Building Package-Firefighting Tank -16510-2.12.5.1 | Multi Detector With Battery | Approved
Damietta Container Terminal-Infra & Bldgs _0216 | CLI.CON-000002 |  |  | Approved
Damietta Container Terminal-Infra & Bldgs _0216 | CLI.CON-000002 | 11.10.11 - Building Package -LV-Workshop-C.Earthing And Lightning Systems-C.4. | Lightning rod | Approved
Damietta Container Terminal-Infra & Bldgs _0216 | CLI.CON-000002 |  |  | Approved
Damietta Container Terminal-Infra & Bldgs _0216 | CLI.CON-000002 | 11.22 - BUILDING PACKAGE-Workshop complex Technological equipment-11090-2.13.8.2 | Tyre mounting truck tire | Approved
Damietta Container Terminal-Infra & Bldgs _0216 | CLI.CON-000002 |  |  | Approved
Damietta Container Terminal-Infra & Bldgs _0216 | CLI.CON-000002 | 11.11.16 - BUILDING PACKAGE-Terminal HOUSE PL-15145-B.a.6. | a. Underground pipe, PPR PN20Hangers, supports, sleeve and accessories | Approved
Damietta Container Terminal-Infra & Bldgs _0216 | CLI.CON-000002 |  |  | Approved
Damietta Container Terminal-Infra & Bldgs _0216 | CLI.CON-000002 | 11.11.15 - BUILDING PACKAGE-Terminal HOUSE HVAC-15100-A.d.10. | Balancing valve DN150mm | Approved
Damietta Container Terminal-Infra & Bldgs _0216 | CLI.CON-000002 |  |  | Approved
Damietta Container Terminal-Infra & Bldgs _0216 | CLI.CON-000002 | 11.11.15 - BUILDING PACKAGE-Terminal HOUSE HVAC-15880-B.i.2. | Sound attenuator for ducting Ø180mm | Approved
Damietta Container Terminal-Infra & Bldgs _0216 | CLI.CON-000002 |  |  | Approved
Damietta Container Terminal-Infra & Bldgs _0216 | CLI.CON-000002 | 11.11.10 - Building Package - 100_Terminal House - 084400 - 2.6.6.4 | Type CW3 for Façade 6300 x 3000 mm (as shown in drawings) | Approved
Damietta Container Terminal-Infra & Bldgs _0216 | CLI.CON-000002 |  |  | Approved
Damietta Container Terminal-Infra & Bldgs _0216 | CLI.CON-000002 | 11.11.15 - BUILDING PACKAGE-Terminal HOUSE HVAC-15510-A.a.7. | Degassing and expansion vessel system | Approved
Damietta Container Terminal-Infra & Bldgs _0216 | CLI.CON-000002 |  |  | Approved
Damietta Container Terminal-Infra & Bldgs _0216 | CLI.CON-000002 | 11.11.10 - Building Package - 100_Terminal House - 207 - 1.1.3.2.1 | supplying and implanting Washingtonia Robusta as specified in detail drawings in package included where shall be planted of soil as specified in item number 1.1.3.1. All shall be measured by number References: planting schedule sheet 220329-HAE-BA-ZZ-DR-LS-9002 | Approved
Damietta Container Terminal-Infra & Bldgs _0216 | CLI.CON-000002 | 11.18.10 - Building Package - 102_In-Out Gate - 10155 - 2.8.3.1 | Supply, delivery and installing laminate Phenolic Board Toilets Partitions, the Work includes Bolt, Screws, Fasteners, Doors, Finishes and all accessories required for complete work according to drawings, The contarctor must submit the Partition's catalogue and specifications to get the Engineer's approved prior to Production | Approved
Damietta Container Terminal-Infra & Bldgs _0216 | CLI.CON-000002 |  |  | Approved
Damietta Container Terminal-Infra & Bldgs _0216 | CLI.CON-000002 | 11.22 - BUILDING PACKAGE-Workshop complex Technological equipment-11120-2.13.11.8 | Ventilation for pits, including well pipe D60 and inline fan (control and power by pit supply), including roof penetration | Approved
Damietta Container Terminal-Infra & Bldgs _0216 | CLI.CON-000002 |  |  | Approved
Damietta Container Terminal-Infra & Bldgs _0216 | CLI.CON-000002 | 11.14.14 - BUILDING PACKAGE-Dangerous good area FIFI WORK-15300-2.10.6.1 | DN 32 | Approved
Damietta Container Terminal-Infra & Bldgs _0216 | CLI.CON-000002 |  |  | Approved
Damietta Container Terminal-Infra & Bldgs _0216 | CLI.CON-000002 | 11.22 - BUILDING PACKAGE-Workshop complex Technological equipment-11130-2.13.12.6 | High Pressure Cleaning device (mobile): | Approved
Damietta Container Terminal-Infra & Bldgs _0216 | CLI.CON-000002 |  |  | Approved
Damietta Container Terminal-Infra & Bldgs _0216 | CLI.CON-000002 | 11.11.16 - BUILDING PACKAGE-Terminal HOUSE PL-15412-C.c.7. | c. Equipment , valve and other Air vent cap DN100mm | Approved
Damietta Container Terminal-Infra & Bldgs _0216 | CLI.CON-000002 |  |  | Approved
Damietta Container Terminal-Infra & Bldgs _0216 | CLI.CON-000002 | 11.18.10 - Building Package - 102_In-Out Gate - 10270 - 2.7.9.1 | Supply, delivery and install Raised for Server Room. The item includes all accessories for work completion. Shop drawings and sample to be approved prior to production. | Approved
Damietta Container Terminal-Infra & Bldgs _0216 | CLI.CON-000002 |  |  | Approved
Damietta Container Terminal-Infra & Bldgs _0216 | CLI.CON-000002 | 11.10.13 - BUILDING PACKAGE-WORKSHOP HVAC-15880-B.b.3. | Fresh air diffuser frame size 450x450mm with plenum box and volume damper | Approved
Damietta Container Terminal-Infra & Bldgs _0216 | CLI.CON-000002 |  |  | Approved
Damietta Container Terminal-Infra & Bldgs _0216 | CLI.CON-000002 | 11.21.10 - Building Package-Terminal House_Landscape BOQ ELT and IRR -16470-2.13.4.3 | DB-CHARGE 1 | Approved
Damietta Container Terminal-Infra & Bldgs _0216 | CLI.CON-000002 |  |  | Approved
Damietta Container Terminal-Infra & Bldgs _0216 | CLI.CON-000002 | 11.10.14 - BUILDING PACKAGE-WORKSHOP PL-15410-A.b.13. | Hangers, supports, sleeve and accessories | Approved
Damietta Container Terminal-Infra & Bldgs _0216 | CLI.CON-000002 |  |  | Approved
Damietta Container Terminal-Infra & Bldgs _0216 | CLI.CON-000002 | 11.10.14 - BUILDING PACKAGE-WORKSHOP PL-15410-D.b.2. | Pipe sleeves, sealant and label | Approved
Damietta Container Terminal-Infra & Bldgs _0216 | CLI.CON-000002 |  |  | Approved
Damietta Container Terminal-Infra & Bldgs _0216 | CLI.CON-000002 | 11.10.13 - BUILDING PACKAGE-WORKSHOP HVAC-15880-B.b.1. | Fresh air diffuser frame size Ø300mm with plenum box and volume damper | Approved
Damietta Container Terminal-Infra & Bldgs _0216 | CLI.CON-000002 |  |  | Approved
Damietta Container Terminal-Infra & Bldgs _0216 | CLI.CON-000002 | 11.17.10 - Building Package - 108_Firefighting Tank - 07220 - 2.5.1.2 | supply,deliver and install of 4mm thick torch-applied EPDM waterproofing membrane system, including all necessary additional strips at angles intersections, etc. complete as specified. | Approved
Damietta Container Terminal-Infra & Bldgs _0216 | CLI.CON-000002 |  |  | Approved
Damietta Container Terminal-Infra & Bldgs _0216 | CLI.CON-000002 | 11.11.15 - BUILDING PACKAGE-Terminal HOUSE HVAC-15880-B.b.14. | Exhaust air hood ventilation cap connection 700x400 with wiremesh screen | Approved
Damietta Container Terminal-Infra & Bldgs _0216 | CLI.CON-000002 |  |  | Approved
Damietta Container Terminal-Infra & Bldgs _0216 | CLI.CON-000002 | 11.18.11 | LV- In-Out Gate | Approved
Damietta Container Terminal-Infra & Bldgs _0216 | CLI.CON-000002 |  |  | Approved
Damietta Container Terminal-Infra & Bldgs _0216 | CLI.CON-000002 | 11.11.15 - BUILDING PACKAGE-Terminal HOUSE HVAC-15880-B.b.3. | Fresh air diffuser frame size 600x600mm with plenum box and volume damper | Approved
Damietta Container Terminal-Infra & Bldgs _0216 | CLI.CON-000002 |  |  | Approved
Damietta Container Terminal-Infra & Bldgs _0216 | CLI.CON-000002 | 11.11.15 - BUILDING PACKAGE-Terminal HOUSE HVAC-15880-A.h.5. | Flexible duct Ø 280mm | Approved
Damietta Container Terminal-Infra & Bldgs _0216 | CLI.CON-000002 |  |  | Approved
Damietta Container Terminal-Infra & Bldgs _0216 | CLI.CON-000002 | 11.11.17 - BUILDING PACKAGE -Terminal House Kitchen Equipment-11400-6.21 | Vegetable cutter @ 2 kw | Approved
Damietta Container Terminal-Infra & Bldgs _0216 | CLI.CON-000002 |  |  | Approved
Damietta Container Terminal-Infra & Bldgs _0216 | CLI.CON-000002 | 11.10.13 - BUILDING PACKAGE-WORKSHOP HVAC-15880-B.e.1. | Flexible duct Ø100mm | Approved
Damietta Container Terminal-Infra & Bldgs _0216 | CLI.CON-000002 |  |  | Approved
Damietta Container Terminal-Infra & Bldgs _0216 | CLI.CON-000002 | 11.10.11 - Building Package -LV-Workshop-G.c.Power Cable For Socket-G.c.2. | 4C 6mm² Cu/PVC/PVC | Approved
Damietta Container Terminal-Infra & Bldgs _0216 | CLI.CON-000002 |  |  | Approved
Damietta Container Terminal-Infra & Bldgs _0216 | CLI.CON-000002 | 11.17.10 - Building Package - 108_Firefighting Tank - 02315 - 2. 1.2.1 | Backfilling around and above the foundations inside and outside the building should be carried out using material according to the Geotechnical Report and specification. The compaction procedure for the backfill around the foundation and above it shall be done as recommended by the geotechnical report and the instructions of the supervision engineer. | Approved
Damietta Container Terminal-Infra & Bldgs _0216 | CLI.CON-000002 |  |  | Approved
Damietta Container Terminal-Infra & Bldgs _0216 | CLI.CON-000002 | 11.11.17 - BUILDING PACKAGE -Terminal House Kitchen Equipment-11400-8.09 | Single sink unit Dim.: 120x70x90cm | Approved
Damietta Container Terminal-Infra & Bldgs _0216 | CLI.CON-000002 |  |  | Approved
Damietta Container Terminal-Infra & Bldgs _0216 | CLI.CON-000002 | 11.11.15 - BUILDING PACKAGE-Terminal HOUSE HVAC-15880-B.h.7. | Fire damper 400x900mm | Approved
Damietta Container Terminal-Infra & Bldgs _0216 | CLI.CON-000002 |  |  | Approved
Damietta Container Terminal-Infra & Bldgs _0216 | CLI.CON-000002 | 11.10.11 - Building Package -LV-Workshop-F.LV Switchboard-F.6. | DB-RTG WS | Approved
Damietta Container Terminal-Infra & Bldgs _0216 | CLI.CON-000002 |  |  | Approved
Damietta Container Terminal-Infra & Bldgs _0216 | CLI.CON-000002 | 11.11.12 - Building Package -LV-TERMINAL- G.b.Power Cable For Lighting - G.b.2. | 1C 2.5mm² Cu/PVC/PE | Approved
Damietta Container Terminal-Infra & Bldgs _0216 | CLI.CON-000002 |  |  | Approved
Damietta Container Terminal-Infra & Bldgs _0216 | CLI.CON-000002 | 11.22 - BUILDING PACKAGE-Workshop complex Technological equipment-11070-2.13.6.1.1 | Oil dispenser 5x reel, 20 m hose | Approved
Damietta Container Terminal-Infra & Bldgs _0216 | CLI.CON-000002 |  |  | Approved
Damietta Container Terminal-Infra & Bldgs _0216 | CLI.CON-000002 | 11.10.12 - Building Package -LV-Workshop-H.BMS System -H.3. | DDC Control panel | Approved
Damietta Container Terminal-Infra & Bldgs _0216 | CLI.CON-000002 |  |  | Approved
Damietta Container Terminal-Infra & Bldgs _0216 | CLI.CON-000002 | 11.11.17 - BUILDING PACKAGE -Terminal House Kitchen Equipment-11400-9.08 | Lower Cupboard (Island) Dim: 120x70x85cm | Approved
Damietta Container Terminal-Infra & Bldgs _0216 | CLI.CON-000002 |  |  | Approved
Damietta Container Terminal-Infra & Bldgs _0216 | CLI.CON-000002 | 11.11.10 - Building Package - 100_Terminal House - 09300 - 2.7.3.1 | for Walls 30 * 60 cm | Approved
Damietta Container Terminal-Infra & Bldgs _0216 | CLI.CON-000002 |  |  | Approved
Damietta Container Terminal-Infra & Bldgs _0216 | CLI.CON-000002 | 11.11.16 - BUILDING PACKAGE-Terminal HOUSE PL-15410-A.a.7. | a. Underground pipe, HDPE PN12.5 PE80Hangers, supports, sleeve and accessories | Approved
Damietta Container Terminal-Infra & Bldgs _0216 | CLI.CON-000002 |  |  | Approved
Damietta Container Terminal-Infra & Bldgs _0216 | CLI.CON-000002 | 11.16.10 - Building Package - 112_Guard House- 09200 - 2.7.1.2 | For external work (Walls & Parapets) | Approved
Damietta Container Terminal-Infra & Bldgs _0216 | CLI.CON-000002 |  |  | Approved
Damietta Container Terminal-Infra & Bldgs _0216 | CLI.CON-000002 | 11.16.1881 - BUILDING PACKAGE-GUARD HOUSE PL&Firefighting-15410-2.9.1.4.1 | Pipe size ø 1 " Dia | Approved
Damietta Container Terminal-Infra & Bldgs _0216 | CLI.CON-000002 |  |  | Approved
Damietta Container Terminal-Infra & Bldgs _0216 | CLI.CON-000002 | 11.11.15 - BUILDING PACKAGE-Terminal HOUSE HVAC-15880-B.f.1. | Flexible duct Ø 100mm | Approved
Damietta Container Terminal-Infra & Bldgs _0216 | CLI.CON-000002 |  |  | Approved
Damietta Container Terminal-Infra & Bldgs _0216 | CLI.CON-000002 | 11.18.14 - BUILDING PACKAGE-In-Out Gate PL&FIFI-15410-2.9.1.1.3 | Pipe size ø 110 mm Dia | Approved
Damietta Container Terminal-Infra & Bldgs _0216 | CLI.CON-000002 |  |  | Approved
Damietta Container Terminal-Infra & Bldgs _0216 | CLI.CON-000002 | 11.11.12 - Building Package -LV-TERMINAL- D.Lighting and Accessories - D.9. | Emergency light ceiling | Approved
Damietta Container Terminal-Infra & Bldgs _0216 | CLI.CON-000002 |  |  | Approved
Damietta Container Terminal-Infra & Bldgs _0216 | CLI.CON-000002 | 11.21.10 - Building Package-Terminal House_Landscape BOQ ELT and IRR -16143-2.13.3.1.2 | 3-phase Moulded Case Circuit breaker (300A-250V) | Approved
Damietta Container Terminal-Infra & Bldgs _0216 | CLI.CON-000002 |  |  | Approved
Damietta Container Terminal-Infra & Bldgs _0216 | CLI.CON-000002 |  |  | Approved
Damietta Container Terminal-Infra & Bldgs _0216 | CLI.CON-000002 | 11.11.10 - Building Package - 100_Terminal House - 09910 - 2.7.10.2.1 | For external work | Approved
Damietta Container Terminal-Infra & Bldgs _0216 | CLI.CON-000002 |  |  | Approved
Damietta Container Terminal-Infra & Bldgs _0216 | CLI.CON-000002 | 11.11.16 - BUILDING PACKAGE-Terminal HOUSE PL-15452-D.c.5. | c. Equipment , valve and other Submersible pumps SP-01 > Submersible pump , Q: 1.5l/s @15m > Control panel with interfaces > Wiring for sensors and actuators > Cable management > Support and accessories > Completed withDN50: 2nos Gate Valve, 2 nos Check Valve, Flexible Joint, Quick Discharge Connector & Other Accessories | Approved
Damietta Container Terminal-Infra & Bldgs _0216 | CLI.CON-000002 |  |  | Approved
Damietta Container Terminal-Infra & Bldgs _0216 | CLI.CON-000002 | 11.11.12 - Building Package -LV-TERMINAL- G.d.Power Cable For MVAC - G.d.8. | 1C 16mm² Cu/PVC/PE | Approved
Damietta Container Terminal-Infra & Bldgs _0216 | CLI.CON-000002 |  |  | Approved
Damietta Container Terminal-Infra & Bldgs _0216 | CLI.CON-000002 | 11.11.16 - BUILDING PACKAGE-Terminal HOUSE PL-15100-B.c.2. | c. Equipment , valve and other Gate valve DN20mm | Approved
Damietta Container Terminal-Infra & Bldgs _0216 | CLI.CON-000002 |  |  | Approved
Damietta Container Terminal-Infra & Bldgs _0216 | CLI.CON-000002 | 11.11.15 - BUILDING PACKAGE-Terminal HOUSE HVAC-15880-B.g.14. | Volume damper 400x1000mm | Approved
Damietta Container Terminal-Infra & Bldgs _0216 | CLI.CON-000002 |  |  | Approved
Damietta Container Terminal-Infra & Bldgs _0216 | CLI.CON-000002 | 11.10.11 - Building Package -LV-Workshop-G.a.Main Power Cable and Accessories-G.a.8. | 1C 25mm² Cu/XLPE/PVC | Approved
Damietta Container Terminal-Infra & Bldgs _0216 | CLI.CON-000002 |  |  | Approved
Damietta Container Terminal-Infra & Bldgs _0216 | CLI.CON-000002 | 11.17.10 - Building Package - 108_Firefighting Tank - 096700 - 2.7.3.2 | Supply, delivery and applying Epoxy paint for Tank, Valve Room and Pump Room internal walls, Ceiling and Floor. The work includes preparation of surfaces, sanding, cleaning and all other activities required for work completion. | Approved
Damietta Container Terminal-Infra & Bldgs _0216 | CLI.CON-000002 |  |  | Approved
Damietta Container Terminal-Infra & Bldgs _0216 | CLI.CON-000002 | 11.11.15 - BUILDING PACKAGE-Terminal HOUSE HVAC-15880-B.b.10. | Exhaust air diffuser frame size Ø200mm with plenum box and volume damper | Approved
Damietta Container Terminal-Infra & Bldgs _0216 | CLI.CON-000002 |  |  | Approved
Damietta Container Terminal-Infra & Bldgs _0216 | CLI.CON-000002 | 11.10.13 - BUILDING PACKAGE-WORKSHOP HVAC-15410-A.e.4. | Condensate drain pipe, PVC DN50mm class 8.5 | Approved
Damietta Container Terminal-Infra & Bldgs _0216 | CLI.CON-000002 |  |  | Approved
Damietta Container Terminal-Infra & Bldgs _0216 | CLI.CON-000002 | 11.22 - BUILDING PACKAGE-Workshop complex Technological equipment-11060-2.13.5.3 | Milling machine | Approved
Damietta Container Terminal-Infra & Bldgs _0216 | CLI.CON-000002 |  |  | Approved
Damietta Container Terminal-Infra & Bldgs _0216 | CLI.CON-000002 | 11.18.12 - BUILDING PACKAGE -In-Out Gate FIRE PROTECTION-15300-2.10.2.2 | electrical room | Approved
Damietta Container Terminal-Infra & Bldgs _0216 | CLI.CON-000002 |  |  | Approved
Damietta Container Terminal-Infra & Bldgs _0216 | CLI.CON-000002 | 11.16.11 - Building Package-Guard House -16510-2.12.4.2.2 | F2-Spot light,10W IP54 | Approved
Damietta Container Terminal-Infra & Bldgs _0216 | CLI.CON-000002 |  |  | Approved
Damietta Container Terminal-Infra & Bldgs _0216 | CLI.CON-000002 | 11.19.15 - BUILDING PACKAGE-FUEL STAION Plumbing&FIFI-15440-2.9.3.2 | Supplying, installing, connecting and testing of Urinal wall mounted bowl, made of vitreous china complete with chrome plated oscillating handle flush valve ,item includded separator choosen by architectural engineer ( marble or vitreous china) and all required accessories , as shown on drawings and specifications. | Approved
Damietta Container Terminal-Infra & Bldgs _0216 | CLI.CON-000002 |  |  | Approved
Damietta Container Terminal-Infra & Bldgs _0216 | CLI.CON-000002 | 11.21.10 - Building Package-Terminal House_Landscape BOQ ELT and IRR -16143-2.13.3.3.1.1 | One gang, One way lighting switch 10A-250V | Approved
Damietta Container Terminal-Infra & Bldgs _0216 | CLI.CON-000002 |  |  | Approved
Damietta Container Terminal-Infra & Bldgs _0216 | CLI.CON-000002 | 11.10.11 - Building Package -LV-Workshop-F.LV Switchboard-F.12. | DB-OFFICE | Approved
Damietta Container Terminal-Infra & Bldgs _0216 | CLI.CON-000002 |  |  | Approved
Damietta Container Terminal-Infra & Bldgs _0216 | CLI.CON-000002 | 11.19.12 - BUILDING PACKAGE-FUEL STAION FIRE PROTECTION-15300-2.10.1.1.4 | Pipe size ø 50 mm Dia | Approved
Damietta Container Terminal-Infra & Bldgs _0216 | CLI.CON-000002 |  |  | Approved
Damietta Container Terminal-Infra & Bldgs _0216 | CLI.CON-000002 |  |  | Approved
Damietta Container Terminal-Infra & Bldgs _0216 | CLI.CON-000002 | 11.19.10 - Building Package - 104_Fuel Station - 05730 - 2.4.3.1 | Supply, deliver and install steel Bollard as shown on dwg. Consist of Steel Tube 20 cm dia. With 90 cm Height the work includes all fixation and accessories needed for work Completion | Approved
Damietta Container Terminal-Infra & Bldgs _0216 | CLI.CON-000002 |  |  | Approved
Damietta Container Terminal-Infra & Bldgs _0216 | CLI.CON-000002 | 11.10.12 - Building Package -LV-Workshop-C.Public Address System -C.2. | Public Address Control System (Amplifier, Zone Control, Call Station...) | Approved
Damietta Container Terminal-Infra & Bldgs _0216 | CLI.CON-000002 |  |  | Approved
Damietta Container Terminal-Infra & Bldgs _0216 | CLI.CON-000002 | 11.10.12 - Building Package -LV-Workshop-G.CCTV System -G.6. | Ø25mm PVC Conduit | Approved
Damietta Container Terminal-Infra & Bldgs _0216 | CLI.CON-000002 |  |  | Approved
Damietta Container Terminal-Infra & Bldgs _0216 | CLI.CON-000002 | 11.11.17 - BUILDING PACKAGE -Terminal House Kitchen Equipment-11400-5.08 | Garbage bin (Cylindrical)Diameter :50cm | Approved
Damietta Container Terminal-Infra & Bldgs _0216 | CLI.CON-000002 |  |  | Approved
Damietta Container Terminal-Infra & Bldgs _0216 | CLI.CON-000002 | 11.10.10 - Building Package - 101_Workshop - 02315 - 2. 1.2.1 | Backfilling around and above the foundations inside and outside the building should be carried out using material according to the Geotechnical Report and specification. The compaction procedure for the backfill around the foundation and above it shall be done as recommended by the geotechnical report and the instructions of the supervision engineer. | Approved
Damietta Container Terminal-Infra & Bldgs _0216 | CLI.CON-000002 |  |  | Approved
Damietta Container Terminal-Infra & Bldgs _0216 | CLI.CON-000002 | 11.11.15 - BUILDING PACKAGE-Terminal HOUSE HVAC-15880-B.g.3. | Volume damper Ø200mm | Approved
Damietta Container Terminal-Infra & Bldgs _0216 | CLI.CON-000002 |  |  | Approved
Damietta Container Terminal-Infra & Bldgs _0216 | CLI.CON-000002 | 11.16.11 - Building Package-Guard House -16510-2.12.4.2.1 | F1-Led panel 1200x300, 34W | Approved
Damietta Container Terminal-Infra & Bldgs _0216 | CLI.CON-000002 |  |  | Approved
Damietta Container Terminal-Infra & Bldgs _0216 | CLI.CON-000002 | 11.18.14 - BUILDING PACKAGE-In-Out Gate PL&FIFI-15410-2.9.1.2.1 | Pipe size ø 50 mm Dia | Approved
Damietta Container Terminal-Infra & Bldgs _0216 | CLI.CON-000002 |  |  | Approved
Damietta Container Terminal-Infra & Bldgs _0216 | CLI.CON-000002 | 11.11.10 - Building Package - 100_Terminal House - 84413 - 2.6.7.1 | Fabricate, supply and install Laminated Double Glazing Alum.Partition with double glass (6mm Thk. - 8mm Spacer - 6mm Thk.), for offices, Waiting Area, Secretary, (GL-PT) Type at 1st Floor Between Offices, as shown in DWG, with Sound Insulation at Least (R min = 32 db) including Doors, fixation and all accessories required for work completion . Color, shop drawings and sample to be approved prior to production | Approved
Damietta Container Terminal-Infra & Bldgs _0216 | CLI.CON-000002 |  |  | Approved
Damietta Container Terminal-Infra & Bldgs _0216 | CLI.CON-000002 | 11.10.11 - Building Package -LV-Workshop-D.Lighting and Accessories-D.8. | Double Switch | Approved
Damietta Container Terminal-Infra & Bldgs _0216 | CLI.CON-000002 |  |  | Approved
Damietta Container Terminal-Infra & Bldgs _0216 | CLI.CON-000002 | 11.16.11 - Building Package-Guard House -16725-2.12.5.1 | Smoke detector with battary | Approved
Damietta Container Terminal-Infra & Bldgs _0216 | CLI.CON-000002 |  |  | Approved
Damietta Container Terminal-Infra & Bldgs _0216 | CLI.CON-000002 | 11.16.11 - Building Package-Guard House -16750-2.12.6.1 | Telephone/Data socket. | Approved
Damietta Container Terminal-Infra & Bldgs _0216 | CLI.CON-000002 |  |  | Approved
Damietta Container Terminal-Infra & Bldgs _0216 | CLI.CON-000002 | 11.10.11 - Building Package -LV-Workshop-G.a.Main Power Cable and Accessories-G.a.20. | Accessories | Approved
Damietta Container Terminal-Infra & Bldgs _0216 | CLI.CON-000002 |  |  | Approved
Damietta Container Terminal-Infra & Bldgs _0216 | CLI.CON-000002 | 11.16.11 - Building Package-Guard House -16775-2.12.7.2 | Wall Outdoor Camera | Approved
Damietta Container Terminal-Infra & Bldgs _0216 | CLI.CON-000002 |  |  | Approved
Damietta Container Terminal-Infra & Bldgs _0216 | CLI.CON-000002 | 11.19.11 - Building Package-Fuel Station BOQ MEP--2.12.9.5 | EXIT PUSH BUTTON | Approved
Damietta Container Terminal-Infra & Bldgs _0216 | CLI.CON-000002 |  |  | Approved
Damietta Container Terminal-Infra & Bldgs _0216 | CLI.CON-000002 | 11.16.1881 - BUILDING PACKAGE-GUARD HOUSE PL&Firefighting-15440-2.9.3.3.1 | Supplying, installing, connecting and testing of lavatory wall mounted bowl, made of vitreous china complete with hanging column, chrome plated water mixer, two chrome 15 mm angle valve, flexible links, chrome plated siphon (u trap or cup) and all required accessories, as shown on drawings and specifications. | Approved
Damietta Container Terminal-Infra & Bldgs _0216 | CLI.CON-000002 |  |  | Approved
Damietta Container Terminal-Infra & Bldgs _0216 | CLI.CON-000002 |  |  | Approved
Damietta Container Terminal-Infra & Bldgs _0216 | CLI.CON-000002 | 11.11.17 - BUILDING PACKAGE -Terminal House Kitchen Equipment-11400-5.07 | Floor drain Dim : 50x30x15cm | Approved
Damietta Container Terminal-Infra & Bldgs _0216 | CLI.CON-000002 |  |  | Approved
Damietta Container Terminal-Infra & Bldgs _0216 | CLI.CON-000002 | 11.22 - BUILDING PACKAGE-Workshop complex Technological equipment-11120-2.13.11.5 | Workstation Pit "Balzer", version with brake test | Approved
Damietta Container Terminal-Infra & Bldgs _0216 | CLI.CON-000002 |  |  | Approved
Damietta Container Terminal-Infra & Bldgs _0216 | CLI.CON-000002 | 11.10.11 - Building Package -LV-Workshop-A.c.Solar System-A.c.2. | Solar panel | Approved
Damietta Container Terminal-Infra & Bldgs _0216 | CLI.CON-000002 |  |  | Approved
Damietta Container Terminal-Infra & Bldgs _0216 | CLI.CON-000002 | 11.11.15 - BUILDING PACKAGE-Terminal HOUSE HVAC-15880-B.g.13. | Volume damper 700x900mm | Approved
Damietta Container Terminal-Infra & Bldgs _0216 | CLI.CON-000002 |  |  | Approved
Damietta Container Terminal-Infra & Bldgs _0216 | CLI.CON-000002 | 11.11.15 - BUILDING PACKAGE-Terminal HOUSE HVAC-15145-A.k.8. | Fittings,hangers, supports, accessories for installation and testing | Approved
Damietta Container Terminal-Infra & Bldgs _0216 | CLI.CON-000002 |  |  | Approved
Damietta Container Terminal-Infra & Bldgs _0216 | CLI.CON-000002 | 11.19.11 - Building Package-Fuel Station BOQ MEP-16120-2.12.2.1.4 | (2x2.5)mm2 indoor installation | Approved
Damietta Container Terminal-Infra & Bldgs _0216 | CLI.CON-000002 |  |  | Approved
Damietta Container Terminal-Infra & Bldgs _0216 | CLI.CON-000002 | 11.11.16 - BUILDING PACKAGE-Terminal HOUSE PL-15100-B.c.3. | c. Equipment , valve and other Gate valve DN15mm | Approved
Damietta Container Terminal-Infra & Bldgs _0216 | CLI.CON-000002 |  |  | Approved
Damietta Container Terminal-Infra & Bldgs _0216 | CLI.CON-000002 | 11.17.11 - Building Package-Firefighting Tank -16120-2.12.2.1.3 | (4x4+4E)mm2 | Approved
Damietta Container Terminal-Infra & Bldgs _0216 | CLI.CON-000002 |  |  | Approved
Damietta Container Terminal-Infra & Bldgs _0216 | CLI.CON-000002 | 11.10.14 - BUILDING PACKAGE-WORKSHOP PL-15440-G.4. | Shower faucets Supplying, installing, connecting and testing of shower chrome plated water mixer, two chrome 15 mm angle valve, flexible links and all required accessories, as shown on drawings and specifications . | Approved
Damietta Container Terminal-Infra & Bldgs _0216 | CLI.CON-000002 |  |  | Approved
Damietta Container Terminal-Infra & Bldgs _0216 | CLI.CON-000002 | 11.10.13 - BUILDING PACKAGE-WORKSHOP HVAC-15880-B.e.3. | Flexible duct Ø180mm | Approved
Damietta Container Terminal-Infra & Bldgs _0216 | CLI.CON-000002 |  |  | Approved
Damietta Container Terminal-Infra & Bldgs _0216 | CLI.CON-000002 | 11.16.11 - Building Package-Guard House -16143-2.12.3.1.1 | 1-phase Circuit breaker (32A-250V) | Approved
Damietta Container Terminal-Infra & Bldgs _0216 | CLI.CON-000002 |  |  | Approved
Damietta Container Terminal-Infra & Bldgs _0216 | CLI.CON-000002 | 11.11.17 - BUILDING PACKAGE -Terminal House Kitchen Equipment-11400-6.20 | Wall shelf Dim.: 140x35x4cm | Approved
Damietta Container Terminal-Infra & Bldgs _0216 | CLI.CON-000002 |  |  | Approved
Damietta Container Terminal-Infra & Bldgs _0216 | CLI.CON-000002 | 11.11.10 - Building Package - 100_Terminal House - 05120 - 2.4.5.1 | manufacturing, delivering and installing steel Staircase to Reach Lockers Roof (Height 4.50 m), consist of 28 Treads (1.10 m width) (as shown on dwg) The work includes Steel Posts,Beams, Checker PlateTreads and open Risers, Handrails, paintings, and all fixation and accessories needed for work Completion according to specifications and shop drawings. | Approved
Damietta Container Terminal-Infra & Bldgs _0216 | CLI.CON-000002 |  |  | Approved
Damietta Container Terminal-Infra & Bldgs _0216 | CLI.CON-000002 | 11.14.13 - BUILDING PACKAGE-Dangerous good area Technical equipment-230915-2.13.3.1 | Pump Room Container Supply, installation, testing and commissioning of Pump Room Container for housing the Fire Fighting and Spill evacuation pumps. ISO 20' container module, fireproof class F120 with access door and all required ventilation, electrical installation and pipeworks for pump connection. | Approved
Damietta Container Terminal-Infra & Bldgs _0216 | CLI.CON-000002 |  |  | Approved
Damietta Container Terminal-Infra & Bldgs _0216 | CLI.CON-000002 | 11.16.11 | LV- Guard House | Approved
Damietta Container Terminal-Infra & Bldgs _0216 | CLI.CON-000002 |  |  | Approved
Damietta Container Terminal-Infra & Bldgs _0216 | CLI.CON-000002 | 11.17.11 - Building Package-Firefighting Tank -16143-2.12.2.1.1 | 3-phase Air Circuit breaker (1000A-250V) | Approved
Damietta Container Terminal-Infra & Bldgs _0216 | CLI.CON-000002 |  |  | Approved
Damietta Container Terminal-Infra & Bldgs _0216 | CLI.CON-000002 | 11.11.16 - BUILDING PACKAGE-Terminal HOUSE PL-15410-A.a.2. | a. Underground pipe, HDPE PN12.5 PE80OD32mm | Approved
Damietta Container Terminal-Infra & Bldgs _0216 | CLI.CON-000002 |  |  | Approved
Damietta Container Terminal-Infra & Bldgs _0216 | CLI.CON-000002 | 11.11.10 - Building Package - 100_Terminal House - 02315 - 2.1.1.2 | For Tunnel | Approved
Damietta Container Terminal-Infra & Bldgs _0216 | CLI.CON-000002 |  |  | Approved
Damietta Container Terminal-Infra & Bldgs _0216 | CLI.CON-000002 | 11.19.10 | Civil Works | Approved
Damietta Container Terminal-Infra & Bldgs _0216 | CLI.CON-000002 |  |  | Approved
Damietta Container Terminal-Infra & Bldgs _0216 | CLI.CON-000002 | 11.10.11 - Building Package -LV-Workshop-F.LV Switchboard-F.11. | DB-CRANE | Approved
Damietta Container Terminal-Infra & Bldgs _0216 | CLI.CON-000002 |  |  | Approved
Damietta Container Terminal-Infra & Bldgs _0216 | CLI.CON-000002 | 11.11.10 - Building Package - 100_Terminal House - 10165 - 2.8.1.2.3 | Size 3000 x 1200 mm | Approved
Damietta Container Terminal-Infra & Bldgs _0216 | CLI.CON-000002 |  |  | Approved
Damietta Container Terminal-Infra & Bldgs _0216 | CLI.CON-000002 | 11.11.16 - BUILDING PACKAGE-Terminal HOUSE PL-15410-C.a.2. | a. Underground pipe, uPVCDN100mm | Approved
Damietta Container Terminal-Infra & Bldgs _0216 | CLI.CON-000002 |  |  | Approved
Damietta Container Terminal-Infra & Bldgs _0216 | CLI.CON-000002 | 11.11.13 - Building Package -ELV-TERMINAL-B.Fire Alarm System -B.5. | Heat Detector Addressable | Approved
Damietta Container Terminal-Infra & Bldgs _0216 | CLI.CON-000002 |  |  | Approved
Damietta Container Terminal-Infra & Bldgs _0216 | CLI.CON-000002 | 11.14.13 - BUILDING PACKAGE-Dangerous good area Technical equipment-230915-2.13.3.2 | Control Room Container Supply, installation, testing and commisnioning of Control Room Container for housing the control board for tanks and pumps, the generator and to offer a safe room in case of toxic gases, fumes and/or fire. ISO 20' container module, fireproof class F120 with access door and all required air-independent ventilation, electrical installation and pipeworks for pump connection. 120 min life rescue capacity for air breather and filter unit | Approved
Damietta Container Terminal-Infra & Bldgs _0216 | CLI.CON-000002 |  |  | Approved
Damietta Container Terminal-Infra & Bldgs _0216 | CLI.CON-000002 | 11.14.14 - BUILDING PACKAGE-Dangerous good area PL-15412-2.9.6.3 | Supply, installation and commissioning of a buried cut-off valve of butterfly design with a spring loaded electrical drive and position sensor. Valve to open the spill tank inlet connection in case of a spill. "Spill" mode is idle mode (when power off). Spill mode = "open". Material to be highly corrosion resistant. | Approved
Damietta Container Terminal-Infra & Bldgs _0216 | CLI.CON-000002 |  |  | Approved
Damietta Container Terminal-Infra & Bldgs _0216 | CLI.CON-000002 | 11.11.13 - Building Package -ELV-TERMINAL-B.Fire Alarm System -B.4. | Smoke Detector Addressable | Approved
Damietta Container Terminal-Infra & Bldgs _0216 | CLI.CON-000002 |  |  | Approved
Damietta Container Terminal-Infra & Bldgs _0216 | CLI.CON-000002 | 11.11.10 - Building Package - 100_Terminal House - 03100 - 2.2.2.8.4 | Isolated Footing for Shield | Approved
Damietta Container Terminal-Infra & Bldgs _0216 | CLI.CON-000002 |  |  | Approved
Damietta Container Terminal-Infra & Bldgs _0216 | CLI.CON-000002 | 11.10.14 - BUILDING PACKAGE-WORKSHOP PL-15410-D.a.1. | DN150mm | Approved
Damietta Container Terminal-Infra & Bldgs _0216 | CLI.CON-000002 |  |  | Approved
Damietta Container Terminal-Infra & Bldgs _0216 | CLI.CON-000002 | 11.11.10 - Building Package - 100_Terminal House - 202 - 1.1.1.4 | supplying and installing Concrete blocks tiles Type 2 PAV04 as specified as included package which the price included all layers shown in details sheets and leveling as per proposed finish levels included , insulation , located aggregate base if any , storm drainage and joint sealent for expansion which all are shall be followed by proper cleaning methods ,finishing and finalizing as manufacture rules. All shall measured by meter square References: material schedule sheet number 220329-HAE-BA-ZZ-DR-LS-9001 Hardscape details sheet number 220329-HAE-BA-ZZ-DR-LS-9800 | Approved
Damietta Container Terminal-Infra & Bldgs _0216 | CLI.CON-000002 |  |  | Approved
Damietta Container Terminal-Infra & Bldgs _0216 | CLI.CON-000002 | 11.11.12 - Building Package -LV-TERMINAL- G.d.Power Cable For MVAC - G.d.13. | PVC Conduit Ø20 | Approved
Damietta Container Terminal-Infra & Bldgs _0216 | CLI.CON-000002 |  |  | Approved
Damietta Container Terminal-Infra & Bldgs _0216 | CLI.CON-000002 | 11.11.10 - Building Package - 100_Terminal House - 04200 - 2.8.7.1 | Garbage container, polyethylene, 1100 litre for 1 main stream according egyptian standard (situated close to main the building) | Approved
Damietta Container Terminal-Infra & Bldgs _0216 | CLI.CON-000002 |  |  | Approved
Damietta Container Terminal-Infra & Bldgs _0216 | CLI.CON-000002 | 11.17.12 - BUILDING PACKAGE-FIREFIGHTING TANK-PL&FIFI-15410-2.9.8.1 | - Ф 4" | Approved
Damietta Container Terminal-Infra & Bldgs _0216 | CLI.CON-000002 |  |  | Approved
Damietta Container Terminal-Infra & Bldgs _0216 | CLI.CON-000002 | 11.10.13 - BUILDING PACKAGE-WORKSHOP HVAC-15700-A.a.12. | Centralized controller touch screen | Approved
Damietta Container Terminal-Infra & Bldgs _0216 | CLI.CON-000002 |  |  | Approved
Damietta Container Terminal-Infra & Bldgs _0216 | CLI.CON-000002 | 11.10.10 - Building Package - 101_Workshop - 05120 - 2.4.7.1 | Supply, deliver and install Steel Bridge at Crane Workshop connecting Electro workshop roof with Mechanical & Hydrolic workshop Roof (as shown in dwg) with width 2.00 m, Shop drawings details to be approved prior to production The work includes all fixing requirement, and accessories needed for work completion | Approved
Damietta Container Terminal-Infra & Bldgs _0216 | CLI.CON-000002 |  |  | Approved
Damietta Container Terminal-Infra & Bldgs _0216 | CLI.CON-000002 | 11.11.16 - BUILDING PACKAGE-Terminal HOUSE PL-15410-A.b.5. | b. Above ground pipe, PPR PN12.5Pipe sleeves, sealant and label | Approved
Damietta Container Terminal-Infra & Bldgs _0216 | CLI.CON-000002 |  |  | Approved
Damietta Container Terminal-Infra & Bldgs _0216 | CLI.CON-000002 | 11.21.10 - Building Package-Terminal House_Landscape BOQ ELT and IRR -16470-2.13.4.1 | DB-F.S, 8 Way. | Approved
Damietta Container Terminal-Infra & Bldgs _0216 | CLI.CON-000002 |  |  | Approved
Damietta Container Terminal-Infra & Bldgs _0216 | CLI.CON-000002 | 11.11.13 - Building Package -ELV-TERMINAL-C.Public Address System -C.3. | PAGA Cabinet | Approved
Damietta Container Terminal-Infra & Bldgs _0216 | CLI.CON-000002 |  |  | Approved
Damietta Container Terminal-Infra & Bldgs _0216 | CLI.CON-000002 | 11.11.15 - BUILDING PACKAGE-Terminal HOUSE HVAC-15880-A.h.6. | Flexible duct Ø 315mm | Approved
Damietta Container Terminal-Infra & Bldgs _0216 | CLI.CON-000002 |  |  | Approved
Damietta Container Terminal-Infra & Bldgs _0216 | CLI.CON-000002 | 11.19.11 - Building Package-Fuel Station BOQ MEP-16750-2.12.7.4 | VOIP Rack Switch 72 port. | Approved
Damietta Container Terminal-Infra & Bldgs _0216 | CLI.CON-000002 |  |  | Approved
Damietta Container Terminal-Infra & Bldgs _0216 | CLI.CON-000002 | 11.11.15 - BUILDING PACKAGE-Terminal HOUSE HVAC-15145-B.c.6. | Fittings, hangers, supports, accessories for installation | Approved
Damietta Container Terminal-Infra & Bldgs _0216 | CLI.CON-000002 |  |  | Approved
Damietta Container Terminal-Infra & Bldgs _0216 | CLI.CON-000002 | 11.10.13 - BUILDING PACKAGE-WORKSHOP HVAC-15890-B.a.14. | Exhaust air-Axial in-line propeller fan @ 4000 cmh, 250Pa | Approved
Damietta Container Terminal-Infra & Bldgs _0216 | CLI.CON-000002 |  |  | Approved
Damietta Container Terminal-Infra & Bldgs _0216 | CLI.CON-000002 | 11.11.10 - Building Package - 100_Terminal House - 03300 - 2.7.12.1 | Supply, delivery and install Concrete Curbs as indicated in dwg, the Work include preparation of surfaces and all other activities required for work completion. | Approved
Damietta Container Terminal-Infra & Bldgs _0216 | CLI.CON-000002 |  |  | Approved
Damietta Container Terminal-Infra & Bldgs _0216 | CLI.CON-000002 | 11.10.14 - BUILDING PACKAGE-WORKSHOP PL-15440-G.3. | Urinals Supplying, installing, connecting and testing of Urinal wall mounted bowl, made of vitreous China complete with chrome plated oscillating handle flush valve, item included separator chosen by architectural engineer (marble or vitreous China) and all required accessories, as shown on drawings and specifications. | Approved
Damietta Container Terminal-Infra & Bldgs _0216 | CLI.CON-000002 |  |  | Approved
Damietta Container Terminal-Infra & Bldgs _0216 | CLI.CON-000002 | 11.19.11 - Building Package-Fuel Station BOQ MEP-16170-2.12.3.3.2 | 3-phase Disconnect switch (16A-250V). | Approved
Damietta Container Terminal-Infra & Bldgs _0216 | CLI.CON-000002 |  |  | Approved
Damietta Container Terminal-Infra & Bldgs _0216 | CLI.CON-000002 | 11.11.17 - BUILDING PACKAGE -Terminal House Kitchen Equipment-11400-9.05 | Water Boiler Cap.: 30 Liters@ 4 kw | Approved
Damietta Container Terminal-Infra & Bldgs _0216 | CLI.CON-000002 |  |  | Approved
Damietta Container Terminal-Infra & Bldgs _0216 | CLI.CON-000002 | 11.11.13 - Building Package -ELV-TERMINAL-B.Fire Alarm System -B.2. | Fire Alarm Control Panel Addressable | Approved
Damietta Container Terminal-Infra & Bldgs _0216 | CLI.CON-000002 |  |  | Approved
Damietta Container Terminal-Infra & Bldgs _0216 | CLI.CON-000002 | 11.11.15 - BUILDING PACKAGE-Terminal HOUSE HVAC-15880-B.c.3. | Galvanized steel sheet 0.85mm thickness | Approved
Damietta Container Terminal-Infra & Bldgs _0216 | CLI.CON-000002 |  |  | Approved
Damietta Container Terminal-Infra & Bldgs _0216 | CLI.CON-000002 | 11.22 - BUILDING PACKAGE-Workshop complex Technological equipment-11060-2.13.5.1 | Hydraulic press 160t for mechanical workshop | Approved
Damietta Container Terminal-Infra & Bldgs _0216 | CLI.CON-000002 |  |  | Approved
Damietta Container Terminal-Infra & Bldgs _0216 | CLI.CON-000002 | 11.19.15 - BUILDING PACKAGE-FUEL STAION Plumbing&FIFI-15100-2.9.5.1.3 | Valve size ø 40 mm Dia | Approved
Damietta Container Terminal-Infra & Bldgs _0216 | CLI.CON-000002 |  |  | Approved
Damietta Container Terminal-Infra & Bldgs _0216 | CLI.CON-000002 | 11.11.12 - Building Package -LV-TERMINAL- G.d.Power Cable For MVAC - G.d.10. | 1C 4mm² Cu/PVC/PE | Approved
Damietta Container Terminal-Infra & Bldgs _0216 | CLI.CON-000002 |  |  | Approved
Damietta Container Terminal-Infra & Bldgs _0216 | CLI.CON-000002 | 11.11.10 - Building Package - 100_Terminal House - 08520 - 2.6.5.1.4 | Type W02 1250 x 600 mm (Pivot Window) with lever Handle (2.4 m height Sill) | Approved
Damietta Container Terminal-Infra & Bldgs _0216 | CLI.CON-000002 |  |  | Approved
Damietta Container Terminal-Infra & Bldgs _0216 | CLI.CON-000002 | 11.11.17 - BUILDING PACKAGE -Terminal House Kitchen Equipment-11400-6.13 | Elec. tilting pan Dim.: 80x90x85cm @ 12 kw | Approved
Damietta Container Terminal-Infra & Bldgs _0216 | CLI.CON-000002 |  |  | Approved
Damietta Container Terminal-Infra & Bldgs _0216 | CLI.CON-000002 | 11.19.11 - Building Package-Fuel Station BOQ MEP-16725-2.12.7.7 | Light bell call point | Approved
Damietta Container Terminal-Infra & Bldgs _0216 | CLI.CON-000002 |  |  | Approved
Damietta Container Terminal-Infra & Bldgs _0216 | CLI.CON-000002 | 11.19.15 - BUILDING PACKAGE-FUEL STAION Plumbing&FIFI-15440-2.9.3.3 | Supplying, installing, connecting and testing of lavatory wall mounted bowl, made of vitreous china complete with hanging column , chrome plated water mixer ,two chrome 15 mm angle valve,flexible links, chrome plated siphon( u trap or cup ) and all required accessories , as shown on drawings and specifications . | Approved
Damietta Container Terminal-Infra & Bldgs _0216 | CLI.CON-000002 |  |  | Approved
Damietta Container Terminal-Infra & Bldgs _0216 | CLI.CON-000002 | 11.11.12 - Building Package -LV-TERMINAL- D.Lighting and Accessories - D.2. | Led Panel | Approved
Damietta Container Terminal-Infra & Bldgs _0216 | CLI.CON-000002 |  |  | Approved
Damietta Container Terminal-Infra & Bldgs _0216 | CLI.CON-000002 | 11.10.13 - BUILDING PACKAGE-WORKSHOP HVAC-15880-B.b.8. | Return air grille frame size 400x150mm with volume damper | Approved
Damietta Container Terminal-Infra & Bldgs _0216 | CLI.CON-000002 |  |  | Approved
Damietta Container Terminal-Infra & Bldgs _0216 | CLI.CON-000002 | 11.10.10 - Building Package - 101_Workshop - 09545 - 2.7.6.1 | Supply, delivery and install Mineral Fiber reflected Ceiling (60*60 cm) with Good sound absorbation and attenuation . The work includes suspension system, all forms, access panels, integrated lighting / A.C Modules and all necessary accessories for work completion. Color & sample to be approved prior to production. | Approved
Damietta Container Terminal-Infra & Bldgs _0216 | CLI.CON-000002 |  |  | Approved
Damietta Container Terminal-Infra & Bldgs _0216 | CLI.CON-000002 | 11.14.12 | LV Dangerous Goods Area | Approved
Damietta Container Terminal-Infra & Bldgs _0216 | CLI.CON-000002 |  |  | Approved
Damietta Container Terminal-Infra & Bldgs _0216 | CLI.CON-000002 | 11.18.11 - Building Package-In-Out Gate BOQ MEP-16510-2.12.4.2.4 | F4-Flood Light, 100W, outdoor double panel model with adjustable panel angle, 4500 K | Approved
Damietta Container Terminal-Infra & Bldgs _0216 | CLI.CON-000002 |  |  | Approved
Damietta Container Terminal-Infra & Bldgs _0216 | CLI.CON-000002 | 11.11.12 - Building Package -LV-TERMINAL- G.a.Main Power Cable and Accessories - G.a.15. | Accessories | Approved
Damietta Container Terminal-Infra & Bldgs _0216 | CLI.CON-000002 |  |  | Approved
Damietta Container Terminal-Infra & Bldgs _0216 | CLI.CON-000002 | 11.18.10 - Building Package - 102_In-Out Gate - 02310 - 2.13.1.2 | delivery and installation of Steel post for traffic sign arrangement besides oversize lane | Approved
Damietta Container Terminal-Infra & Bldgs _0216 | CLI.CON-000002 |  |  | Approved
Damietta Container Terminal-Infra & Bldgs _0216 | CLI.CON-000002 | 11.18.10 - Building Package - 102_In-Out Gate - 05120 - 2. 2.4.1 | Supplying, placing, finishing curing, and testing of concrete road slabs according to drawings and specifications. The work includes all layers under concrete slab, embedded Items, and all other necessary items to complete the work | Approved
Damietta Container Terminal-Infra & Bldgs _0216 | CLI.CON-000002 |  |  | Approved
Damietta Container Terminal-Infra & Bldgs _0216 | CLI.CON-000002 | 11.11.12 - Building Package -LV-TERMINAL- C.Earthing And Lightning Systems - C.2. | Corrosion-resistant stainless steel 10 mm | Approved
Damietta Container Terminal-Infra & Bldgs _0216 | CLI.CON-000002 |  |  | Approved
Damietta Container Terminal-Infra & Bldgs _0216 | CLI.CON-000002 | 11.14.12 - Building Package-Dangerous Goods Area -16725-2.12.3.1 | Over flow detector. | Approved
Damietta Container Terminal-Infra & Bldgs _0216 | CLI.CON-000002 |  |  | Approved
Damietta Container Terminal-Infra & Bldgs _0216 | CLI.CON-000002 | 11.10.10 - Building Package - 101_Workshop - 03100 - 2.2.2.2.3 | Columns , shear wall and core | Approved
Damietta Container Terminal-Infra & Bldgs _0216 | CLI.CON-000002 |  |  | Approved
Damietta Container Terminal-Infra & Bldgs _0216 | CLI.CON-000002 | 11.11.17 - BUILDING PACKAGE -Terminal House Kitchen Equipment-11400-6.06 | Elec. grill plate Dim.: 40x90x85cm @6 kw | Approved
Damietta Container Terminal-Infra & Bldgs _0216 | CLI.CON-000002 | 11.11.10 - Building Package - 100_Terminal House - 07220 - 2.5.1.4.5 | supply,deliver and install of 40x40x4 cm thick precast concrete roof pavers on PVC spacers, loose laid as indicated on drawings including Skirting 20 cm Height initial SRI for roof material more than 82% light color | Approved
Damietta Container Terminal-Infra & Bldgs _0216 | CLI.CON-000002 |  |  | Approved
Damietta Container Terminal-Infra & Bldgs _0216 | CLI.CON-000002 | 11.11.12 - Building Package -LV-TERMINAL- A.a.-Substation & Main equipment - A.a.4. | Generator 500kVA | Approved
Damietta Container Terminal-Infra & Bldgs _0216 | CLI.CON-000002 |  |  | Approved
Damietta Container Terminal-Infra & Bldgs _0216 | CLI.CON-000002 | 11.11.15 - BUILDING PACKAGE-Terminal HOUSE HVAC-15880-B.h.5. | Fire damper 400x800mm | Approved
Damietta Container Terminal-Infra & Bldgs _0216 | CLI.CON-000002 |  |  | Approved
Damietta Container Terminal-Infra & Bldgs _0216 | CLI.CON-000002 | 11.10.14 - BUILDING PACKAGE-WORKSHOP PL-15300-E.c.12. | Hangers, supports and accessories | Approved
Damietta Container Terminal-Infra & Bldgs _0216 | CLI.CON-000002 |  |  | Approved
Damietta Container Terminal-Infra & Bldgs _0216 | CLI.CON-000002 | 11.11.15 - BUILDING PACKAGE-Terminal HOUSE HVAC-15100-A.d.11. | Butterfly valve DN150mm | Approved
Damietta Container Terminal-Infra & Bldgs _0216 | CLI.CON-000002 |  |  | Approved
Damietta Container Terminal-Infra & Bldgs _0216 | CLI.CON-000002 | 11.11.13 - Building Package -ELV-TERMINAL-E.Mobile Boost Singal System -E.1. | Booster Signal Control System(Splitter, other...) | Approved
Damietta Container Terminal-Infra & Bldgs _0216 | CLI.CON-000002 |  |  | Approved
Damietta Container Terminal-Infra & Bldgs _0216 | CLI.CON-000002 | 11.11.12 - Building Package -LV-TERMINAL- B.a.Cable tray with cover - B.a.1. | LV Cabel Tray 150x50 | Approved
Damietta Container Terminal-Infra & Bldgs _0216 | CLI.CON-000002 |  |  | Approved
Damietta Container Terminal-Infra & Bldgs _0216 | CLI.CON-000002 | 11.11.13 - Building Package -ELV-TERMINAL-J.Label-J.1. | Underground Warning Tape | Approved
Damietta Container Terminal-Infra & Bldgs _0216 | CLI.CON-000002 |  |  | Approved
Damietta Container Terminal-Infra & Bldgs _0216 | CLI.CON-000002 | 11.16.1881 - BUILDING PACKAGE-GUARD HOUSE PL&Firefighting-15410-2.9.1.1.2 | Pipe size ø 75 mm Dia | Approved
Damietta Container Terminal-Infra & Bldgs _0216 | CLI.CON-000002 |  |  | Approved
Damietta Container Terminal-Infra & Bldgs _0216 | CLI.CON-000002 | 11.10.12 - Building Package -LV-Workshop-G.CCTV System -G.1. | PC Work Station, CCTV monitors | Approved
Damietta Container Terminal-Infra & Bldgs _0216 | CLI.CON-000002 |  |  | Approved
Damietta Container Terminal-Infra & Bldgs _0216 | CLI.CON-000002 | 11.11.10 - Building Package - 100_Terminal House - 202 - 1.1.2.4 | supplying and installing loose collective trash bins unit SF4 features as specified in details drawings sheet as included package which the price included all layers shown in details sheets and leveling as per proposed finish levels which all are shall be followed by proper cleaning methods ,finishing and finalizing as manufacture rules. All shall measured by number References: material schedule sheet number 220329-HAE-BA-ZZ-DR-LS-9001 Furniture details sheet number 220329-HAE-BA-ZZ-DR-LS-9801 220329-HAE-BA-ZZ-DR-LS-9802 220329-HAE-BA-ZZ-DR-LS-9803 | Approved
Damietta Container Terminal-Infra & Bldgs _0216 | CLI.CON-000002 |  |  | Approved
Damietta Container Terminal-Infra & Bldgs _0216 | CLI.CON-000002 | 11.10.11 - Building Package -LV-Workshop-C.Earthing And Lightning Systems-C.11. | Fitting and accessories | Approved
Damietta Container Terminal-Infra & Bldgs _0216 | CLI.CON-000002 |  |  | Approved
Damietta Container Terminal-Infra & Bldgs _0216 | CLI.CON-000002 | 11.11.15 - BUILDING PACKAGE-Terminal HOUSE HVAC-15880-B.i.11. | Sound attenuator for ducting 400x400mm | Approved
Damietta Container Terminal-Infra & Bldgs _0216 | CLI.CON-000002 |  |  | Approved
Damietta Container Terminal-Infra & Bldgs _0216 | CLI.CON-000002 | 11.16.10 - Building Package - 112_Guard House- 09300 - 2.7.3.1 | for Walls 1.2 m Height 30 * 60 cm | Approved
Damietta Container Terminal-Infra & Bldgs _0216 | CLI.CON-000002 |  |  | Approved
Damietta Container Terminal-Infra & Bldgs _0216 | CLI.CON-000002 | 11.11.10 - Building Package - 100_Terminal House - 084400 - 2.6.6.6 | Type CW5 for Façade 1450 x 3000 mm (as shown in drawings) | Approved
Damietta Container Terminal-Infra & Bldgs _0216 | CLI.CON-000002 |  |  | Approved
Damietta Container Terminal-Infra & Bldgs _0216 | CLI.CON-000002 | 11.10.14 - BUILDING PACKAGE-WORKSHOP PL-15410-D.b.4. | Hangers, supports, sleeve and accessories | Approved
Damietta Container Terminal-Infra & Bldgs _0216 | CLI.CON-000002 |  |  | Approved
Damietta Container Terminal-Infra & Bldgs _0216 | CLI.CON-000002 | 11.10.11 - Building Package -LV-Workshop-G.e.Power Cable For Plumbing-G.e.6. | Accessories | Approved
Damietta Container Terminal-Infra & Bldgs _0216 | CLI.CON-000002 |  |  | Approved
Damietta Container Terminal-Infra & Bldgs _0216 | CLI.CON-000002 | 11.20.10 - Building Package - 110_Reefer Racks- 05120 - 2.2.1.1 | Supply and installation of reefer rack structure as per drawings and specifications. Profile types: HEA 320, HEA 280, HEA 260, HEA 220 or similar equivalent. Steel type: S 235 J2 Corrosion protection: As per ISO 12944 Class C5 Including fasteners and all accessories. | Approved
Damietta Container Terminal-Infra & Bldgs _0216 | CLI.CON-000002 |  |  | Approved
Damietta Container Terminal-Infra & Bldgs _0216 | CLI.CON-000002 | 11.19.13 | HVAC | Approved
Damietta Container Terminal-Infra & Bldgs _0216 | CLI.CON-000002 |  |  | Approved
Damietta Container Terminal-Infra & Bldgs _0216 | CLI.CON-000002 | 11.18.10 - Building Package - 102_In-Out Gate - 09910 - 2.7.6.1.3 | For WC | Approved
Damietta Container Terminal-Infra & Bldgs _0216 | CLI.CON-000002 |  |  | Approved
Damietta Container Terminal-Infra & Bldgs _0216 | CLI.CON-000002 | 11.11.16 - BUILDING PACKAGE-Terminal HOUSE PL-15410-B.a.2. | a. Underground pipe, PPR PN20OD20mm With insulation | Approved
Damietta Container Terminal-Infra & Bldgs _0216 | CLI.CON-000002 |  |  | Approved
Damietta Container Terminal-Infra & Bldgs _0216 | CLI.CON-000002 | 11.11.15 - BUILDING PACKAGE-Terminal HOUSE HVAC-15880-B.b.16. | Exhaust air hood ventilation cap connection 2081x1164 with wiremesh screen | Approved
Damietta Container Terminal-Infra & Bldgs _0216 | CLI.CON-000002 |  |  | Approved
Damietta Container Terminal-Infra & Bldgs _0216 | CLI.CON-000002 | 11.17.11 - Building Package-Firefighting Tank -16120-2.12.2.1.4 | (4x3+3E)mm2 | Approved
Damietta Container Terminal-Infra & Bldgs _0216 | CLI.CON-000002 |  |  | Approved
Damietta Container Terminal-Infra & Bldgs _0216 | CLI.CON-000002 | 11.10.10 - Building Package - 101_Workshop - 83416 - 3.6.3.2.2 | FD 90 Minutes with smoke seal, self closing and vision panels according to Egyption FLS Standard | Approved
Damietta Container Terminal-Infra & Bldgs _0216 | CLI.CON-000002 |  |  | Approved
Damietta Container Terminal-Infra & Bldgs _0216 | CLI.CON-000002 | 11.10.10 - Building Package - 101_Workshop - 03100 - 2.2.2.2.6 | Ground floor Slab | Approved
Damietta Container Terminal-Infra & Bldgs _0216 | CLI.CON-000002 |  |  | Approved
Damietta Container Terminal-Infra & Bldgs _0216 | CLI.CON-000002 | 11.10.14 - BUILDING PACKAGE-WORKSHOP PL-15410-B.a.3. | OD20mm With insulation | Approved
Damietta Container Terminal-Infra & Bldgs _0216 | CLI.CON-000002 |  |  | Approved
Damietta Container Terminal-Infra & Bldgs _0216 | CLI.CON-000002 | 11.22 - BUILDING PACKAGE-Workshop complex Technological equipment-11020-2.13.1.4 | Mobile gantry crane for truck workshop 3 tons SWL | Approved
Damietta Container Terminal-Infra & Bldgs _0216 | CLI.CON-000002 |  |  | Approved
Damietta Container Terminal-Infra & Bldgs _0216 | CLI.CON-000002 | 11.11.13 - Building Package -ELV-TERMINAL-B.Fire Alarm System -B.12. | Ø25mm PVC Conduit | Approved
Damietta Container Terminal-Infra & Bldgs _0216 | CLI.CON-000002 |  |  | Approved
Damietta Container Terminal-Infra & Bldgs _0216 | CLI.CON-000002 | 11.11.13 - Building Package -ELV-TERMINAL-D.DATA-LAN Network System -D.4. | Double data socket outlet | Approved
Damietta Container Terminal-Infra & Bldgs _0216 | CLI.CON-000002 |  |  | Approved
Damietta Container Terminal-Infra & Bldgs _0216 | CLI.CON-000002 | 11.11.15 - BUILDING PACKAGE-Terminal HOUSE HVAC-15100-A.d.22. | Temperature guage | Approved
Damietta Container Terminal-Infra & Bldgs _0216 | CLI.CON-000002 |  |  | Approved
Damietta Container Terminal-Infra & Bldgs _0216 | CLI.CON-000002 | 11.10.11 - Building Package -LV-Workshop-G.c.Power Cable For Socket-G.c.1. | 4C 16mm² Cu/PVC/PVC | Approved
Damietta Container Terminal-Infra & Bldgs _0216 | CLI.CON-000002 |  |  | Approved
Damietta Container Terminal-Infra & Bldgs _0216 | CLI.CON-000002 | 11.17.10 | Civil Works | Approved
Damietta Container Terminal-Infra & Bldgs _0216 | CLI.CON-000002 |  |  | Approved
Damietta Container Terminal-Infra & Bldgs _0216 | CLI.CON-000002 | 11.11.10 - Building Package - 100_Terminal House - 207 - 1.1.3.3.1 | supplying and implanting Callistemon Citrinus as specified in detail drawings in package included where shall be planted of soil as specified in item number 1.1.3.1 . All shall be measured by number References: planting schedule sheet 220329-HAE-BA-ZZ-DR-LS-9002 | Approved
Damietta Container Terminal-Infra & Bldgs _0216 | CLI.CON-000002 |  |  | Approved
Damietta Container Terminal-Infra & Bldgs _0216 | CLI.CON-000002 | 11.22 - BUILDING PACKAGE-Workshop complex Technological equipment-11070-2.13.6.2 | Oil Pipelines, PN16, 32 mm, galvanized steel | Approved
Damietta Container Terminal-Infra & Bldgs _0216 | CLI.CON-000002 |  |  | Approved
Damietta Container Terminal-Infra & Bldgs _0216 | CLI.CON-000002 | 11.11.17 - BUILDING PACKAGE -Terminal House Kitchen Equipment-11400-7.06 | Meat Mincer (32) @ 3 kw | Approved
Damietta Container Terminal-Infra & Bldgs _0216 | CLI.CON-000002 |  |  | Approved
Damietta Container Terminal-Infra & Bldgs _0216 | CLI.CON-000002 | 11.11.10 - Building Package - 100_Terminal House - 03100 - 2.2.2.8.1 | Raft foundation for Tunnel | Approved
Damietta Container Terminal-Infra & Bldgs _0216 | CLI.CON-000002 |  |  | Approved
Damietta Container Terminal-Infra & Bldgs _0216 | CLI.CON-000002 | 11.10.11 - Building Package -LV-Workshop-E.Socket and Accessories-E.7. | Accessories | Approved
Damietta Container Terminal-Infra & Bldgs _0216 | CLI.CON-000002 |  |  | Approved
Damietta Container Terminal-Infra & Bldgs _0216 | CLI.CON-000002 | 11.11.12 - Building Package -LV-TERMINAL- G.c.Power Cable For Socket - G.c.4. | Accessories | Approved
Damietta Container Terminal-Infra & Bldgs _0216 | CLI.CON-000002 |  |  | Approved
Damietta Container Terminal-Infra & Bldgs _0216 | CLI.CON-000002 | 11.14.13 - BUILDING PACKAGE-Dangerous good area Technical equipment-230915-2.13.2.1 | Waste Storage Tanks Supply and install ISO 20' tank container for spill waste storage, volume 26.000 liter + 20% reserve. Tank shall be from stainless steel with all equipment for a safe storage of contaminated water, oil or corrosive liquids for at least 7 days, oil or acidic/alcalic fluids with pH-grade between 2 and 13. Including hydrants for access to feeder line, with locking valves and anti-dripping valve covers, with gauges and pressure relief valve, with level and temperature sensor. Tank shall be removable in case of necessity. Including all pipeworks and accessories for safe connection. | Approved
Damietta Container Terminal-Infra & Bldgs _0216 | CLI.CON-000002 |  |  | Approved
Damietta Container Terminal-Infra & Bldgs _0216 | CLI.CON-000002 | 11.10.10 - Building Package - 101_Workshop - 07220 - 2.5.2.1 | Screed Sloping concrete. | Approved
Damietta Container Terminal-Infra & Bldgs _0216 | CLI.CON-000002 |  |  | Approved
Damietta Container Terminal-Infra & Bldgs _0216 | CLI.CON-000002 | 11.10.10 - Building Package - 101_Workshop - 09200 - 2.7.1.2 | For Internal Ceiling | Approved
Damietta Container Terminal-Infra & Bldgs _0216 | CLI.CON-000002 |  |  | Approved
Damietta Container Terminal-Infra & Bldgs _0216 | CLI.CON-000002 | 11.10.13 - BUILDING PACKAGE-WORKSHOP HVAC-15880-B.b.6. | Return air diffuser frame size Ø450mm with plenum box and volume damper | Approved
Damietta Container Terminal-Infra & Bldgs _0216 | CLI.CON-000002 |  |  | Approved
Damietta Container Terminal-Infra & Bldgs _0216 | CLI.CON-000002 | 11.11.17 - BUILDING PACKAGE -Terminal House Kitchen Equipment-11400-8.08 | Shelving unit Dim.: 160x50x180cm | Approved
Damietta Container Terminal-Infra & Bldgs _0216 | CLI.CON-000002 |  |  | Approved
Damietta Container Terminal-Infra & Bldgs _0216 | CLI.CON-000002 | 11.11.15 - BUILDING PACKAGE-Terminal HOUSE HVAC-15880-B.e.5. | Flexible duct Ø 250mm | Approved
Damietta Container Terminal-Infra & Bldgs _0216 | CLI.CON-000002 |  |  | Approved
Damietta Container Terminal-Infra & Bldgs _0216 | CLI.CON-000002 | 11.11.10 - Building Package - 100_Terminal House - 207 - 1.1.3.5.1 | supplying and implanting Yucca Elephantipes as specified in detail drawings in package included where shall be planted of soil as specified in item number 1.1.3.1 . All shall be measured by number References: planting schedule sheet 220329-HAE-BA-ZZ-DR-LS-9002 | Approved
Damietta Container Terminal-Infra & Bldgs _0216 | CLI.CON-000002 |  |  | Approved
Damietta Container Terminal-Infra & Bldgs _0216 | CLI.CON-000002 | 11.14.14 - BUILDING PACKAGE-Dangerous good area PL-15412-2.9.6.2 | Supply, installation and commissioning of a buried cut-off valve of butterfly design with a spring loaded electrical drive and position sensor. Valve to cut-off the storm water connection in case of a spill. "Spill" mode is idle mode (when power off). Spill mode = "closed". Valve material to be oriented to the used butterfly or gate valves in the stormwater drainage system. | Approved
Damietta Container Terminal-Infra & Bldgs _0216 | CLI.CON-000002 |  |  | Approved
Damietta Container Terminal-Infra & Bldgs _0216 | CLI.CON-000002 | 11.11.15 - BUILDING PACKAGE-Terminal HOUSE HVAC-15781-A.b.1. | CDU & FCU-wall mounted -cooling capacity 5.28kW with wireless remote controller | Approved
Damietta Container Terminal-Infra & Bldgs _0216 | CLI.CON-000002 |  |  | Approved
Damietta Container Terminal-Infra & Bldgs _0216 | CLI.CON-000002 | 11.19.10 - Building Package - 104_Fuel Station - 03100 - 2.2.2.5 | For Retaining wall for Tank | Approved
Damietta Container Terminal-Infra & Bldgs _0216 | CLI.CON-000002 |  |  | Approved
Damietta Container Terminal-Infra & Bldgs _0216 | CLI.CON-000002 | 11.17.11 - Building Package-Firefighting Tank -16143-2.12.2.1.4 | 3-phase M.C.B Circuit breaker (25A-250V) | Approved
Damietta Container Terminal-Infra & Bldgs _0216 | CLI.CON-000002 |  |  | Approved
Damietta Container Terminal-Infra & Bldgs _0216 | CLI.CON-000002 | 11.18.10 - Building Package - 102_In-Out Gate - 05730 - 2.8.4.1 | Supply, deliver and install Metal Chase at the Back of Sanitery Units, (as shown in dwg) The Work Includes Fixation, Maintenance Access door, Chase Gypsum Board Cladding needed for Ceramic Tiles Fixation, and all accessories required for Work completion, shop drawings to be approved prior to production. | Approved
Damietta Container Terminal-Infra & Bldgs _0216 | CLI.CON-000002 |  |  | Approved
Damietta Container Terminal-Infra & Bldgs _0216 | CLI.CON-000002 | 11.11.12 - Building Package -LV-TERMINAL- G.a.Main Power Cable and Accessories - G.a.1. | 1C 240mm² Cu/XLPE/PVC-DSTA | Approved
Damietta Container Terminal-Infra & Bldgs _0216 | CLI.CON-000002 |  |  | Approved
Damietta Container Terminal-Infra & Bldgs _0216 | CLI.CON-000002 | 11.14.12 - Building Package-Dangerous Goods Area -16775-2.12.4.1 | a wiring network for the closed circuit television system in the building to connect each camera installed as shown on drawings. | Approved
Damietta Container Terminal-Infra & Bldgs _0216 | CLI.CON-000002 |  |  | Approved
Damietta Container Terminal-Infra & Bldgs _0216 | CLI.CON-000002 | 11.20.10 | Structure Works | Approved
Damietta Container Terminal-Infra & Bldgs _0216 | CLI.CON-000002 |  |  | Approved
Damietta Container Terminal-Infra & Bldgs _0216 | CLI.CON-000002 | 11.10.14 - BUILDING PACKAGE-WORKSHOP PL-15410-A.a.4. | OD32mm | Approved
Damietta Container Terminal-Infra & Bldgs _0216 | CLI.CON-000002 |  |  | Approved
Damietta Container Terminal-Infra & Bldgs _0216 | CLI.CON-000002 | 11.10.10 - Building Package - 101_Workshop - 09638 - 2.7.8.1 | Threshold for For walls Width 17 cm | Approved
Damietta Container Terminal-Infra & Bldgs _0216 | CLI.CON-000002 |  |  | Approved
Damietta Container Terminal-Infra & Bldgs _0216 | CLI.CON-000002 | 11.10.13 - BUILDING PACKAGE-WORKSHOP HVAC-15880-B.h.1. | Sound attenuator for ducting Ø100mm | Approved
Damietta Container Terminal-Infra & Bldgs _0216 | CLI.CON-000002 |  |  | Approved
Damietta Container Terminal-Infra & Bldgs _0216 | CLI.CON-000002 | 11.10.10 - Building Package - 101_Workshop - 02315 - 005 | D13 (2.00*2.20) MM - NFR | Approved
Damietta Container Terminal-Infra & Bldgs _0216 | CLI.CON-000002 |  |  | Approved
Damietta Container Terminal-Infra & Bldgs _0216 | CLI.CON-000002 | 11.18.14 | FIFI&PL | Approved
Damietta Container Terminal-Infra & Bldgs _0216 | CLI.CON-000002 |  |  | Approved
Damietta Container Terminal-Infra & Bldgs _0216 | CLI.CON-000002 | 11.11.15 - BUILDING PACKAGE-Terminal HOUSE HVAC-15145-A.a.31. | Hangers, support and accessories for installation and testing | Approved
Damietta Container Terminal-Infra & Bldgs _0216 | CLI.CON-000002 |  |  | Approved
Damietta Container Terminal-Infra & Bldgs _0216 | CLI.CON-000002 | 11.19.10 - Building Package - 104_Fuel Station - 07220 - 2.5.2.2 | supply,deliver and install of 4mm thick torch-applied EPDM waterproofing membrane system, including all necessary additional strips at angles intersections, etc. complete as specified. | Approved
Damietta Container Terminal-Infra & Bldgs _0216 | CLI.CON-000002 |  |  | Approved
Damietta Container Terminal-Infra & Bldgs _0216 | CLI.CON-000002 | 11.11.17 - BUILDING PACKAGE -Terminal House Kitchen Equipment-11400-6.18 | Double Sink Unit Dim: 120x70x85 cm | Approved
Damietta Container Terminal-Infra & Bldgs _0216 | CLI.CON-000002 |  |  | Approved
Damietta Container Terminal-Infra & Bldgs _0216 | CLI.CON-000002 | 11.18.13 | HVAC | Approved
Damietta Container Terminal-Infra & Bldgs _0216 | CLI.CON-000002 |  |  | Approved
Damietta Container Terminal-Infra & Bldgs _0216 | CLI.CON-000002 | 11.10.13 - BUILDING PACKAGE-WORKSHOP HVAC-15651-A.c.1. | Copper pipe Ø 6.35mm with minimum 0.8mm thickness | Approved
Damietta Container Terminal-Infra & Bldgs _0216 | CLI.CON-000002 |  |  | Approved
Damietta Container Terminal-Infra & Bldgs _0216 | CLI.CON-000002 | 11.19.10 - Building Package - 104_Fuel Station - 08520 - 2.6.2.3 | Type W10 2400 x 600 mm (Pivot Window) with Window Handle (Sill Height = 2400 mm) | Approved
Damietta Container Terminal-Infra & Bldgs _0216 | CLI.CON-000002 |  |  | Approved
Damietta Container Terminal-Infra & Bldgs _0216 | CLI.CON-000002 | 11.11.10 - Building Package - 100_Terminal House - 08520 - 2.6.5.1.6 | Type W2s for Stair 3050 x 300 mm (Fixed Window ) as shown in dwg | Approved
Damietta Container Terminal-Infra & Bldgs _0216 | CLI.CON-000002 |  |  | Approved
Damietta Container Terminal-Infra & Bldgs _0216 | CLI.CON-000002 | 11.11.17 - BUILDING PACKAGE -Terminal House Kitchen Equipment-11400-6.27 | Wall shelf Dim.: 185x35x4cm | Approved
Damietta Container Terminal-Infra & Bldgs _0216 | CLI.CON-000002 |  |  | Approved
Damietta Container Terminal-Infra & Bldgs _0216 | CLI.CON-000002 | 11.11.16 - BUILDING PACKAGE-Terminal HOUSE PL-15100-A.c.6. | c. Equipment, valve and other Check valve DN32 | Approved
Damietta Container Terminal-Infra & Bldgs _0216 | CLI.CON-000002 |  |  | Approved
Damietta Container Terminal-Infra & Bldgs _0216 | CLI.CON-000002 | 11.19.11 - Building Package-Fuel Station BOQ MEP-16725-2.12.7.4 | Multi Detector | Approved
Damietta Container Terminal-Infra & Bldgs _0216 | CLI.CON-000002 |  |  | Approved
Damietta Container Terminal-Infra & Bldgs _0216 | CLI.CON-000002 | 11.21.11 - BUILDING PACKAGE-Terminal landscape irrigation-0-2.14.1 | Ø 25 mm water pipe | Approved
Damietta Container Terminal-Infra & Bldgs _0216 | CLI.CON-000002 |  |  | Approved
Damietta Container Terminal-Infra & Bldgs _0216 | CLI.CON-000002 |  |  | Approved
Damietta Container Terminal-Infra & Bldgs _0216 | CLI.CON-000002 | 11.10.13 - BUILDING PACKAGE-WORKSHOP HVAC-15880-B.g.6. | Volume damper Ø280mm | Approved
Damietta Container Terminal-Infra & Bldgs _0216 | CLI.CON-000002 |  |  | Approved
Damietta Container Terminal-Infra & Bldgs _0216 | CLI.CON-000002 | 11.11.17 - BUILDING PACKAGE -Terminal House Kitchen Equipment-11400-6.02 | Refrigerated counter (Static)Dim: 150x80x85cm @1000watt | Approved
Damietta Container Terminal-Infra & Bldgs _0216 | CLI.CON-000002 |  |  | Approved
Damietta Container Terminal-Infra & Bldgs _0216 | CLI.CON-000002 | 11.11.12 - Building Package -LV-TERMINAL- G.a.Main Power Cable and Accessories - G.a.9. | 1C 120mm² Cu/PVC/PE | Approved
Damietta Container Terminal-Infra & Bldgs _0216 | CLI.CON-000002 |  |  | Approved
Damietta Container Terminal-Infra & Bldgs _0216 | CLI.CON-000002 | 11.11.10 - Building Package - 100_Terminal House - 03100 - 2.2.2.4 | For Columns , shear wall and core | Approved
Damietta Container Terminal-Infra & Bldgs _0216 | CLI.CON-000002 |  |  | Approved
Damietta Container Terminal-Infra & Bldgs _0216 | CLI.CON-000002 | 11.11.15 - BUILDING PACKAGE-Terminal HOUSE HVAC-15100-A.d.4. | Pressure indepent balancing control valve DN20mm | Approved
Damietta Container Terminal-Infra & Bldgs _0216 | CLI.CON-000002 |  |  | Approved
Damietta Container Terminal-Infra & Bldgs _0216 | CLI.CON-000002 | 11.17.11 - Building Package-Firefighting Tank -16143-2.12.2.1.2 | 3-phase M.C.C.B Circuit breaker (60A-250V) | Approved
Damietta Container Terminal-Infra & Bldgs _0216 | CLI.CON-000002 |  |  | Approved
Damietta Container Terminal-Infra & Bldgs _0216 | CLI.CON-000002 | 11.10.13 - BUILDING PACKAGE-WORKSHOP HVAC-15880-B.g.5. | Volume damper Ø250mm | Approved
Damietta Container Terminal-Infra & Bldgs _0216 | CLI.CON-000002 |  |  | Approved
Damietta Container Terminal-Infra & Bldgs _0216 | CLI.CON-000002 | 11.10.10 - Building Package - 101_Workshop - 03100 - 2.2.2.4.4 | Stairs | Approved
Damietta Container Terminal-Infra & Bldgs _0216 | CLI.CON-000002 |  |  | Approved
Damietta Container Terminal-Infra & Bldgs _0216 | CLI.CON-000002 | 11.10.13 - BUILDING PACKAGE-WORKSHOP HVAC-15080-A.d.2. | Insulation 19.1mm wall thickness for refrigerant pipe Ø 9.52mm | Approved
Damietta Container Terminal-Infra & Bldgs _0216 | CLI.CON-000002 |  |  | Approved
Damietta Container Terminal-Infra & Bldgs _0216 | CLI.CON-000002 | 11.18.11 - Building Package-In-Out Gate BOQ MEP-16110-2.12.1.1 | 2*100mm, indoor, including handhole as per drawings | Approved
Damietta Container Terminal-Infra & Bldgs _0216 | CLI.CON-000002 |  |  | Approved
Damietta Container Terminal-Infra & Bldgs _0216 | CLI.CON-000002 | 11.10.10 - Building Package - 101_Workshop - 02315 - 003 | Double Wall constructed of 120 mm brick wall, 110 mm air cavity & 120 mm brick wall 60 min. fire rated | Approved
Damietta Container Terminal-Infra & Bldgs _0216 | CLI.CON-000002 |  |  | Approved
Damietta Container Terminal-Infra & Bldgs _0216 | CLI.CON-000002 | 11.11.15 - BUILDING PACKAGE-Terminal HOUSE HVAC-15080-A.l.1. | Insulation 19.1mm wall thickness for refrigerant pipe Ø 6.35mm | Approved
Damietta Container Terminal-Infra & Bldgs _0216 | CLI.CON-000002 |  |  | Approved
Damietta Container Terminal-Infra & Bldgs _0216 | CLI.CON-000002 | 11.10.11 - Building Package -LV-Workshop-A.b.Penetration-A.b.1. | Firestop, labels, fitting and accessories | Approved
Damietta Container Terminal-Infra & Bldgs _0216 | CLI.CON-000002 |  |  | Approved
Damietta Container Terminal-Infra & Bldgs _0216 | CLI.CON-000002 | 11.11.16 - BUILDING PACKAGE-Terminal HOUSE PL-15454-A.c.14. | c. Equipment, valve and other Hangers, supports, sleeve, accessories and label | Approved
Damietta Container Terminal-Infra & Bldgs _0216 | CLI.CON-000002 |  |  | Approved
Damietta Container Terminal-Infra & Bldgs _0216 | CLI.CON-000002 | 11.11.10 - Building Package - 100_Terminal House - 08110 - 2.6.2.1.1 | FD 90 Minutes with smoke seal, self closing and vision panel according to Egyption FLS Standard | Approved
Damietta Container Terminal-Infra & Bldgs _0216 | CLI.CON-000002 |  |  | Approved
Damietta Container Terminal-Infra & Bldgs _0216 | CLI.CON-000002 | 11.19.15 - BUILDING PACKAGE-FUEL STAION Plumbing&FIFI-15410-2.9.1.3.1 | Pipe size ø 160 mm Dia | Approved
Damietta Container Terminal-Infra & Bldgs _0216 | CLI.CON-000002 |  |  | Approved
Damietta Container Terminal-Infra & Bldgs _0216 | CLI.CON-000002 | 11.11.15 - BUILDING PACKAGE-Terminal HOUSE HVAC-15510-A.j.5. | BS Pre-insulated pipe DN50mm | Approved
Damietta Container Terminal-Infra & Bldgs _0216 | CLI.CON-000002 |  |  | Approved
Damietta Container Terminal-Infra & Bldgs _0216 | CLI.CON-000002 | 11.10.14 - BUILDING PACKAGE-WORKSHOP PL-15412-C.c.1. | Clean out DN100mm | Approved
Damietta Container Terminal-Infra & Bldgs _0216 | CLI.CON-000002 |  |  | Approved
Damietta Container Terminal-Infra & Bldgs _0216 | CLI.CON-000002 | 11.10.10 - Building Package - 101_Workshop - 05120 - 2.2.3.3 | For RTG Shelter | Approved
Damietta Container Terminal-Infra & Bldgs _0216 | CLI.CON-000002 |  |  | Approved
Damietta Container Terminal-Infra & Bldgs _0216 | CLI.CON-000002 | 11.10.11 - Building Package -LV-Workshop-G.e.Power Cable For Plumbing-G.e.1. | 4C 6mm² Cu/XLPE/PVC | Approved
Damietta Container Terminal-Infra & Bldgs _0216 | CLI.CON-000002 |  |  | Approved
Damietta Container Terminal-Infra & Bldgs _0216 | CLI.CON-000002 | 11.10.10 - Building Package - 101_Workshop - 04200 - 2.3.1.2.1 | 250 mm wall Thickness | Approved
Damietta Container Terminal-Infra & Bldgs _0216 | CLI.CON-000002 |  |  | Approved
Damietta Container Terminal-Infra & Bldgs _0216 | CLI.CON-000002 | 11.21.10 - Building Package-Terminal House_Landscape BOQ ELT and IRR -16143- | 1-phase Circuit breaker (32A-250V) | Approved
Damietta Container Terminal-Infra & Bldgs _0216 | CLI.CON-000002 |  |  | Approved
Damietta Container Terminal-Infra & Bldgs _0216 | CLI.CON-000002 | 11.11.17 - BUILDING PACKAGE -Terminal House Kitchen Equipment-11400-5.05 | Work table Dim: 115x70x85cm | Approved
Damietta Container Terminal-Infra & Bldgs _0216 | CLI.CON-000002 |  |  | Approved
Damietta Container Terminal-Infra & Bldgs _0216 | CLI.CON-000002 | 11.10.10 - Building Package - 101_Workshop - 05730 - 2.8.4.1 | Supply, deliver and install Metal Chase at the Back of Sanitery Units, (as shown in dwg) The Work Includes Fixation, Maintenance Access door, Chase Gypsum Board Cladding needed for Ceramic Tiles Fixation, and all accessories required for Work completion, shop drawings to be approved prior to production. | Approved
Damietta Container Terminal-Infra & Bldgs _0216 | CLI.CON-000002 |  |  | Approved
Damietta Container Terminal-Infra & Bldgs _0216 | CLI.CON-000002 | 11.19.10 - Building Package - 104_Fuel Station - 07111 - 2. 2.4.2 | Supplying, delivering, installing, and testing one layer of elastomeric membrane bituminous sheets of thickness 4.0 mm each according to drawings and specifications. The work includes surface cleaning and smoothing, primers, counter flashing, corner fillets, mastic, bricks or concrete screed for protection according to drawings, and all other necessary items to complete the work | Approved
Damietta Container Terminal-Infra & Bldgs _0216 | CLI.CON-000002 |  |  | Approved
Damietta Container Terminal-Infra & Bldgs _0216 | CLI.CON-000002 | 11.11.15 - BUILDING PACKAGE-Terminal HOUSE HVAC-15080-B.d.1. | Duct external insulation fiberglass 25mm thickness for indoor installation | Approved
Damietta Container Terminal-Infra & Bldgs _0216 | CLI.CON-000002 |  |  | Approved
Damietta Container Terminal-Infra & Bldgs _0216 | CLI.CON-000002 | 11.11.13 - Building Package -ELV-TERMINAL-H.BMS System -H.3. | DDC Control panel | Approved
Damietta Container Terminal-Infra & Bldgs _0216 | CLI.CON-000002 |  |  | Approved
Damietta Container Terminal-Infra & Bldgs _0216 | CLI.CON-000002 | 11.10.12 - Building Package -LV-Workshop-B.Fire Alarm System -B.5. | Heat Detector Addessable | Approved
Damietta Container Terminal-Infra & Bldgs _0216 | CLI.CON-000002 |  |  | Approved
Damietta Container Terminal-Infra & Bldgs _0216 | CLI.CON-000002 | 11.10.13 - BUILDING PACKAGE-WORKSHOP HVAC-15890-B.a.13. | Exhaust air-Axial in-line propeller fan @ 1400 cmh, 250Pa | Approved
Damietta Container Terminal-Infra & Bldgs _0216 | CLI.CON-000002 |  |  | Approved
Damietta Container Terminal-Infra & Bldgs _0216 | CLI.CON-000002 | 11.11.15 - BUILDING PACKAGE-Terminal HOUSE HVAC-15651-A.k.2. | Copper pipe Ø 9.52mm with minimum 0.8mm thickness | Approved
Damietta Container Terminal-Infra & Bldgs _0216 | CLI.CON-000002 |  |  | Approved
Damietta Container Terminal-Infra & Bldgs _0216 | CLI.CON-000002 | 11.18.10 - Building Package - 102_In-Out Gate - 03451 - 2.7.8.1 | Supply, delivery and install Interlock Paving as indicated in dwg, the Work include plain concrete Base, preparation of surfaces and all other activities required for work completion. Color and Sample to be approved before Installation | Approved
Damietta Container Terminal-Infra & Bldgs _0216 | CLI.CON-000002 |  |  | Approved
Damietta Container Terminal-Infra & Bldgs _0216 | CLI.CON-000002 | 11.11.13 - Building Package -ELV-TERMINAL-B.Fire Alarm System -B.10. | 2Cx1.5mm2/ SHIELD Cu/Mica/XLPE/LSOH Cable | Approved
Damietta Container Terminal-Infra & Bldgs _0216 | CLI.CON-000002 |  |  | Approved
Damietta Container Terminal-Infra & Bldgs _0216 | CLI.CON-000002 | 11.11.15 - BUILDING PACKAGE-Terminal HOUSE HVAC-15410-A.m.5. | Condensate drain pipe, PVC DN80mm class 8.5 | Approved
Damietta Container Terminal-Infra & Bldgs _0216 | CLI.CON-000002 |  |  | Approved
Damietta Container Terminal-Infra & Bldgs _0216 | CLI.CON-000002 | 11.11.10 - Building Package - 100_Terminal House - 08110 - 2.6.1.3.1 | Not Fire rated | Approved
Damietta Container Terminal-Infra & Bldgs _0216 | CLI.CON-000002 |  |  | Approved
Damietta Container Terminal-Infra & Bldgs _0216 | CLI.CON-000002 | 11.19.11 - Building Package-Fuel Station BOQ MEP-16120-2.12.2.1.2 | (4x6+4E)mm2 oil resistant and fire protected cable quality | Approved
Damietta Container Terminal-Infra & Bldgs _0216 | CLI.CON-000002 | 11.21.10 - Building Package-Terminal House_Landscape BOQ ELT and IRR -16110-2.13.1.1 | 2*300mm as per drawings | Approved
Damietta Container Terminal-Infra & Bldgs _0216 | CLI.CON-000002 |  |  | Approved
Damietta Container Terminal-Infra & Bldgs _0216 | CLI.CON-000002 | 11.11.13 - Building Package -ELV-TERMINAL-E.Mobile Boost Singal System -E.7. | Label, fitting and accessories | Approved
Damietta Container Terminal-Infra & Bldgs _0216 | CLI.CON-000002 |  |  | Approved
Damietta Container Terminal-Infra & Bldgs _0216 | CLI.CON-000002 | 11.18.14 - BUILDING PACKAGE-In-Out Gate PL&FIFI-15410-2.9.1.3.1 | Pipe size ø 160 mm Dia | Approved
Damietta Container Terminal-Infra & Bldgs _0216 | CLI.CON-000002 |  |  | Approved
Damietta Container Terminal-Infra & Bldgs _0216 | CLI.CON-000002 | 11.11.12 - Building Package -LV-TERMINAL- A.b.Penetration - A.b.2. | Waterprofing, fitting and accessories | Approved
Damietta Container Terminal-Infra & Bldgs _0216 | CLI.CON-000002 |  |  | Approved
Damietta Container Terminal-Infra & Bldgs _0216 | CLI.CON-000002 | 11.11.13 - Building Package -ELV-TERMINAL-H.BMS System -H.1. | PC work station | Approved
Damietta Container Terminal-Infra & Bldgs _0216 | CLI.CON-000002 |  |  | Approved
Damietta Container Terminal-Infra & Bldgs _0216 | CLI.CON-000002 | 11.17.12 - BUILDING PACKAGE-FIREFIGHTING TANK-PL&FIFI-15890-2.9.10.1 | Supply & install Exahust fan wall typel with air flow 4000 cu.M/hr & pressure drop 1.0 inwg 3 speed ,including vibration isolator ,flexible,gravity shutter and other electro-mechanical accessories as per mechanical specifications, and other material requirments to complet system as per drawing and equipments schedule . | Approved
Damietta Container Terminal-Infra & Bldgs _0216 | CLI.CON-000002 |  |  | Approved
Damietta Container Terminal-Infra & Bldgs _0216 | CLI.CON-000002 | 11.11.13 - Building Package -ELV-TERMINAL-B.Fire Alarm System -B.9. | Monitoring Module Addressable | Approved
Damietta Container Terminal-Infra & Bldgs _0216 | CLI.CON-000002 |  |  | Approved
Damietta Container Terminal-Infra & Bldgs _0216 | CLI.CON-000002 | 11.19.12 - BUILDING PACKAGE-FUEL STAION FIRE PROTECTION-15300-2.10.1.1.2 | Pipe size ø 32 mm Dia | Approved
Damietta Container Terminal-Infra & Bldgs _0216 | CLI.CON-000002 |  |  | Approved
Damietta Container Terminal-Infra & Bldgs _0216 | CLI.CON-000002 | 11.11.15 - BUILDING PACKAGE-Terminal HOUSE HVAC-15100-A.d.15. | Y-strainer DN150mm | Approved
Damietta Container Terminal-Infra & Bldgs _0216 | CLI.CON-000002 |  |  | Approved
Damietta Container Terminal-Infra & Bldgs _0216 | CLI.CON-000002 | 11.16.10 - Building Package - 112_Guard House- 09910 - 2.7.5.1.1 | For Internal Walls & Ceilings | Approved
Damietta Container Terminal-Infra & Bldgs _0216 | CLI.CON-000002 |  |  | Approved
Damietta Container Terminal-Infra & Bldgs _0216 | CLI.CON-000002 | 11.10.10 - Building Package - 101_Workshop - 09545 - 2.7.6.2 | Supply, delivery and install gypsum boards ceiling 12.5mm thick. Work includes suspension system, all forms, access panels, and all necessary accessories for complete work | Approved
Damietta Container Terminal-Infra & Bldgs _0216 | CLI.CON-000002 |  |  | Approved
Damietta Container Terminal-Infra & Bldgs _0216 | CLI.CON-000002 | 11.18.14 - BUILDING PACKAGE-In-Out Gate PL&FIFI-15440-2.9.3.2 | Supplying, installing, connecting and testing of Urinal wall mounted bowl, made of vitreous china complete with chrome plated oscillating handle flush valve ,item includded separator choosen by architectural engineer ( marble or vitreous china) and all required accessories , as shown on drawings and specifications. | Approved
Damietta Container Terminal-Infra & Bldgs _0216 | CLI.CON-000002 |  |  | Approved
Damietta Container Terminal-Infra & Bldgs _0216 | CLI.CON-000002 | 11.19.15 - BUILDING PACKAGE-FUEL STAION Plumbing&FIFI-15411-2.9.4.1.1 | Pipe size ø 20 mm Dia | Approved
Damietta Container Terminal-Infra & Bldgs _0216 | CLI.CON-000002 |  |  | Approved
Damietta Container Terminal-Infra & Bldgs _0216 | CLI.CON-000002 | 11.11.17 | kitchen Equipment | Approved
Damietta Container Terminal-Infra & Bldgs _0216 | CLI.CON-000002 |  |  | Approved
Damietta Container Terminal-Infra & Bldgs _0216 | CLI.CON-000002 | 11.11.10 - Building Package - 100_Terminal House - 05520 - 2.4.2.2 | Stainless Steel handrail for Fire Exit Stair of 900 mm height over 20 cm Upstand, Consist of 5cm dia.Tube Railing and support Post (Every 1.00 m ), with 3 Horizontal Guardrails 2.5 cm dia. Each | Approved
Damietta Container Terminal-Infra & Bldgs _0216 | CLI.CON-000002 |  |  | Approved
Damietta Container Terminal-Infra & Bldgs _0216 | CLI.CON-000002 | 11.11.10 - Building Package - 100_Terminal House - 10165 - 2.8.1.1.1 | Soap dispenser | Approved
Damietta Container Terminal-Infra & Bldgs _0216 | CLI.CON-000002 |  |  | Approved
Damietta Container Terminal-Infra & Bldgs _0216 | CLI.CON-000002 | 11.18.14 - BUILDING PACKAGE-In-Out Gate PL&FIFI-15410-2.9.1.1.1 | Pipe size ø 50 mm Dia | Approved
Damietta Container Terminal-Infra & Bldgs _0216 | CLI.CON-000002 |  |  | Approved
Damietta Container Terminal-Infra & Bldgs _0216 | CLI.CON-000002 | 11.14.12 - Building Package-Dangerous Goods Area -16725-2.12.2.2 | Fire alarm control panel | Approved
Damietta Container Terminal-Infra & Bldgs _0216 | CLI.CON-000002 |  |  | Approved
Damietta Container Terminal-Infra & Bldgs _0216 | CLI.CON-000002 | 11.18.11 - Building Package-In-Out Gate BOQ MEP-16143-2.12.3.4.1 | Socket plugs 250V single phase for wall mounting (national standard), dry room | Approved
Damietta Container Terminal-Infra & Bldgs _0216 | CLI.CON-000002 |  |  | Approved
Damietta Container Terminal-Infra & Bldgs _0216 | CLI.CON-000002 | 11.11.15 - BUILDING PACKAGE-Terminal HOUSE HVAC-15880-B.e.3. | Flexible duct Ø 180mm | Approved
Damietta Container Terminal-Infra & Bldgs _0216 | CLI.CON-000002 |  |  | Approved
Damietta Container Terminal-Infra & Bldgs _0216 | CLI.CON-000002 | 11.19.11 - Building Package-Fuel Station BOQ MEP-16725-2.12.7.5 | Leakage Detector | Approved
Damietta Container Terminal-Infra & Bldgs _0216 | CLI.CON-000002 |  |  | Approved
Damietta Container Terminal-Infra & Bldgs _0216 | CLI.CON-000002 | 11.11.12 - Building Package -LV-TERMINAL- G.b.Power Cable For Lighting - G.b.4. | PVC Flexible Conduit Ø20 | Approved
Damietta Container Terminal-Infra & Bldgs _0216 | CLI.CON-000002 |  |  | Approved
Damietta Container Terminal-Infra & Bldgs _0216 | CLI.CON-000002 | 11.11.10 - Building Package - 100_Terminal House - 10165 - 2.8.1.2.1 | Size600 x 1200 mm | Approved
Damietta Container Terminal-Infra & Bldgs _0216 | CLI.CON-000002 |  |  | Approved
Damietta Container Terminal-Infra & Bldgs _0216 | CLI.CON-000002 | 11.11.10 - Building Package - 100_Terminal House - 04200 - 003 | Double Wall constructed of 120 mm brick wall, 110 mm cavity (containing heat Insulation) & 120 mm brick wall | Approved
Damietta Container Terminal-Infra & Bldgs _0216 | CLI.CON-000002 |  |  | Approved
Damietta Container Terminal-Infra & Bldgs _0216 | CLI.CON-000002 | 11.11.15 - BUILDING PACKAGE-Terminal HOUSE HVAC-15880-B.c.2. | Galvanized steel sheet 0.7mm thickness | Approved
Damietta Container Terminal-Infra & Bldgs _0216 | CLI.CON-000002 |  |  | Approved
Damietta Container Terminal-Infra & Bldgs _0216 | CLI.CON-000002 | 11.14.14 - BUILDING PACKAGE-Dangerous good area FIFI WORK-15300-2.10.6.2 | DN 50 | Approved
Damietta Container Terminal-Infra & Bldgs _0216 | CLI.CON-000002 |  |  | Approved
Damietta Container Terminal-Infra & Bldgs _0216 | CLI.CON-000002 | 11.19.15 - BUILDING PACKAGE-FUEL STAION Plumbing&FIFI-15410-2.9.1.4.1 | Pipe size ø 1 " Dia | Approved
Damietta Container Terminal-Infra & Bldgs _0216 | CLI.CON-000002 |  |  | Approved
Damietta Container Terminal-Infra & Bldgs _0216 | CLI.CON-000002 | 11.11.15 - BUILDING PACKAGE-Terminal HOUSE HVAC-15145-A.h.7. | Hangers, support and accessories for installation | Approved
Damietta Container Terminal-Infra & Bldgs _0216 | CLI.CON-000002 |  |  | Approved
Damietta Container Terminal-Infra & Bldgs _0216 | CLI.CON-000002 | 11.11.12 - Building Package -LV-TERMINAL- G.a.Main Power Cable and Accessories - G.a.6. | 1C 35mm² Cu/XLPE/PVC | Approved
Damietta Container Terminal-Infra & Bldgs _0216 | CLI.CON-000002 |  |  | Approved
Damietta Container Terminal-Infra & Bldgs _0216 | CLI.CON-000002 | 11.11.16 - BUILDING PACKAGE-Terminal HOUSE PL-15410-B.a.1. | a. Underground pipe, PPR PN20OD32mm With insulation | Approved
Damietta Container Terminal-Infra & Bldgs _0216 | CLI.CON-000002 |  |  | Approved
Damietta Container Terminal-Infra & Bldgs _0216 | CLI.CON-000002 | 11.11.16 - BUILDING PACKAGE-Terminal HOUSE PL-15410-B.b.5. | b. Above ground pipe, PPR PN20Accessories | Approved
Damietta Container Terminal-Infra & Bldgs _0216 | CLI.CON-000002 |  |  | Approved
Damietta Container Terminal-Infra & Bldgs _0216 | CLI.CON-000002 | 11.10.12 - Building Package -LV-Workshop-H.BMS System -H.5. | Ø25mm PVC Conduit | Approved
Damietta Container Terminal-Infra & Bldgs _0216 | CLI.CON-000002 |  |  | Approved
Damietta Container Terminal-Infra & Bldgs _0216 | CLI.CON-000002 | 11.11.17 - BUILDING PACKAGE -Terminal House Kitchen Equipment-11400-8.07 | Exit table Dim: 120x75x90cm | Approved
Damietta Container Terminal-Infra & Bldgs _0216 | CLI.CON-000002 |  |  | Approved
Damietta Container Terminal-Infra & Bldgs _0216 | CLI.CON-000002 | 11.17.12 - BUILDING PACKAGE-FIREFIGHTING TANK-PL&FIFI-15410-2.9.8.2 | - Ф 6" | Approved
Damietta Container Terminal-Infra & Bldgs _0216 | CLI.CON-000002 |  |  | Approved
Damietta Container Terminal-Infra & Bldgs _0216 | CLI.CON-000002 | 11.10.14 - BUILDING PACKAGE-WORKSHOP PL-15460-B.b.6. | CENTRAL Electric water heaters, complete with valves, piping, fittings, fixation, spare parts and all accessories required to complete the works. for the following capacities: 600 liters | Approved
Damietta Container Terminal-Infra & Bldgs _0216 | CLI.CON-000002 |  |  | Approved
Damietta Container Terminal-Infra & Bldgs _0216 | CLI.CON-000002 | 11.21.11 | Irrigation | Approved
Damietta Container Terminal-Infra & Bldgs _0216 | CLI.CON-000002 |  |  | Approved
Damietta Container Terminal-Infra & Bldgs _0216 | CLI.CON-000002 | 11.22 - BUILDING PACKAGE-Workshop complex Technological equipment-11110-2.13.10.1 | Oven for elet., welding mach., stell table for weld., band saw, plasma cutter, scution, tool board | Approved
Damietta Container Terminal-Infra & Bldgs _0216 | CLI.CON-000002 |  |  | Approved
Damietta Container Terminal-Infra & Bldgs _0216 | CLI.CON-000002 | 11.11.15 - BUILDING PACKAGE-Terminal HOUSE HVAC-15880-A.a.26. | Access panel: 600x600mm | Approved
Damietta Container Terminal-Infra & Bldgs _0216 | CLI.CON-000002 |  |  | Approved
Damietta Container Terminal-Infra & Bldgs _0216 | CLI.CON-000002 | 11.11.15 - BUILDING PACKAGE-Terminal HOUSE HVAC-15145-B.e.7. | Hangers, support, accessories for installation | Approved
Damietta Container Terminal-Infra & Bldgs _0216 | CLI.CON-000002 |  |  | Approved
Damietta Container Terminal-Infra & Bldgs _0216 | CLI.CON-000002 | 11.11.12 - Building Package -LV-TERMINAL- F.LV Switchboard - F.3. | DB-G | Approved
Damietta Container Terminal-Infra & Bldgs _0216 | CLI.CON-000002 |  |  | Approved
Damietta Container Terminal-Infra & Bldgs _0216 | CLI.CON-000002 | 11.16.1881 | FIFI & PL | Approved
Damietta Container Terminal-Infra & Bldgs _0216 | CLI.CON-000002 |  |  | Approved
Damietta Container Terminal-Infra & Bldgs _0216 | CLI.CON-000002 | 11.10.10 - Building Package - 101_Workshop - 08520 - 2.6.6.1.3 | Type W05 (1200 x1200 mm) Sliding Window | Approved
Damietta Container Terminal-Infra & Bldgs _0216 | CLI.CON-000002 |  |  | Approved
Damietta Container Terminal-Infra & Bldgs _0216 | CLI.CON-000002 | 11.19.12 - BUILDING PACKAGE-FUEL STAION FIRE PROTECTION-15300-2.10.1.1.8 | Pipe size ø 150 mm Dia | Approved
Damietta Container Terminal-Infra & Bldgs _0216 | CLI.CON-000002 |  |  | Approved
Damietta Container Terminal-Infra & Bldgs _0216 | CLI.CON-000002 | 11.11.10 - Building Package - 100_Terminal House - 08520 - 2.6.5.1.1 | Type W01 1250 x 2600 mm (Hinged Window with fixed Upper and Lower Sashes) | Approved
Damietta Container Terminal-Infra & Bldgs _0216 | CLI.CON-000002 |  |  | Approved
Damietta Container Terminal-Infra & Bldgs _0216 | CLI.CON-000002 | 11.11.16 - BUILDING PACKAGE-Terminal HOUSE PL-15100-A.c.9. | c. Equipment, valve and other Float Control Valve Modulating DN32mm (In water tank) | Approved
Damietta Container Terminal-Infra & Bldgs _0216 | CLI.CON-000002 |  |  | Approved
Damietta Container Terminal-Infra & Bldgs _0216 | CLI.CON-000002 | 11.16.1881 - BUILDING PACKAGE-GUARD HOUSE PL&Firefighting-15410-2.9.1.1.3 | Pipe size ø 110 mm Dia | Approved
Damietta Container Terminal-Infra & Bldgs _0216 | CLI.CON-000002 |  |  | Approved
Damietta Container Terminal-Infra & Bldgs _0216 | CLI.CON-000002 | 11.11.15 - BUILDING PACKAGE-Terminal HOUSE HVAC-15880-B.g.1. | Volume damper Ø150mm | Approved
Damietta Container Terminal-Infra & Bldgs _0216 | CLI.CON-000002 |  |  | Approved
Damietta Container Terminal-Infra & Bldgs _0216 | CLI.CON-000002 | 11.10.11 - Building Package -LV-Workshop-D.Lighting and Accessories-D.4. | Led Panel | Approved
Damietta Container Terminal-Infra & Bldgs _0216 | CLI.CON-000002 |  |  | Approved
Damietta Container Terminal-Infra & Bldgs _0216 | CLI.CON-000002 | 11.11.13 - Building Package -ELV-TERMINAL-B.Fire Alarm System -B.7. | Horn and Siren with telephone jack and manual call point | Approved
Damietta Container Terminal-Infra & Bldgs _0216 | CLI.CON-000002 |  |  | Approved
Damietta Container Terminal-Infra & Bldgs _0216 | CLI.CON-000002 | 11.11.16 - BUILDING PACKAGE-Terminal HOUSE PL-15440-G.7. | Janitor's sink : Supplying, installing, connecting and testing of stainless steel single wall mounted bowl janitor's sink completed with chrome plated water mixer, two chrome 15 mm angle valves if needed, flexible links, chrome plated siphon( u trap or cup ) and all required accessories, as shown on drawings and specifications. | Approved
Damietta Container Terminal-Infra & Bldgs _0216 | CLI.CON-000002 |  |  | Approved
Damietta Container Terminal-Infra & Bldgs _0216 | CLI.CON-000002 | 11.10.14 - BUILDING PACKAGE-WORKSHOP PL-15412-C.c.10. | Concrete Oil Separator L23xW2.5xH1.2m | Approved
Damietta Container Terminal-Infra & Bldgs _0216 | CLI.CON-000002 |  |  | Approved
Damietta Container Terminal-Infra & Bldgs _0216 | CLI.CON-000002 | 11.11.15 - BUILDING PACKAGE-Terminal HOUSE HVAC-15145-B.a.5. | Hangers, supports, accessories for installation | Approved
Damietta Container Terminal-Infra & Bldgs _0216 | CLI.CON-000002 |  |  | Approved
Damietta Container Terminal-Infra & Bldgs _0216 | CLI.CON-000002 | 11.10.14 - BUILDING PACKAGE-WORKSHOP PL-15410-D.b.3. | Accessories | Approved
Damietta Container Terminal-Infra & Bldgs _0216 | CLI.CON-000002 |  |  | Approved
Damietta Container Terminal-Infra & Bldgs _0216 | CLI.CON-000002 | 11.10.14 - BUILDING PACKAGE-WORKSHOP PL-15300-E.c.4. | Fire extinguisher type CO2, 5kg with accessories | Approved
Damietta Container Terminal-Infra & Bldgs _0216 | CLI.CON-000002 |  |  | Approved
Damietta Container Terminal-Infra & Bldgs _0216 | CLI.CON-000002 |  |  | Approved
Damietta Container Terminal-Infra & Bldgs _0216 | CLI.CON-000002 | 11.22 - BUILDING PACKAGE-Workshop complex Technological equipment-16110-3.12.1.2.1 | 4*300mm,including omantel standard type2 handhole as per drawings | Approved
Damietta Container Terminal-Infra & Bldgs _0216 | CLI.CON-000002 |  |  | Approved
Damietta Container Terminal-Infra & Bldgs _0216 | CLI.CON-000002 | 11.11.12 - Building Package -LV-TERMINAL- C.Earthing And Lightning Systems - C.7. | Equipotential bonding bar | Approved
Damietta Container Terminal-Infra & Bldgs _0216 | CLI.CON-000002 |  |  | Approved
Damietta Container Terminal-Infra & Bldgs _0216 | CLI.CON-000002 | 11.11.13 - Building Package -ELV-TERMINAL-I.Penetration-I.2. | Waterprofing, fitting and accessories | Approved
Damietta Container Terminal-Infra & Bldgs _0216 | CLI.CON-000002 |  |  | Approved
Damietta Container Terminal-Infra & Bldgs _0216 | CLI.CON-000002 | 11.11.12 - Building Package -LV-TERMINAL- D.Lighting and Accessories - D.4. | paragon_optran_18W | Approved
Damietta Container Terminal-Infra & Bldgs _0216 | CLI.CON-000002 |  |  | Approved
Damietta Container Terminal-Infra & Bldgs _0216 | CLI.CON-000002 | 11.11.10 - Building Package - 100_Terminal House - 05520 - 2.4.2.1 | Stainless Steel handrail for Main Stair of 1100 mm height, Consist of 5cm dia.Tube Railing and support Post (Every 1.00 m ), with 4 Horizontal Guardrails 2.5 cm dia. Each | Approved
Damietta Container Terminal-Infra & Bldgs _0216 | CLI.CON-000002 |  |  | Approved
Damietta Container Terminal-Infra & Bldgs _0216 | CLI.CON-000002 | 11.10.14 - BUILDING PACKAGE-WORKSHOP PL-15100-A.b.3. | Gate valve DN25mm | Approved
Damietta Container Terminal-Infra & Bldgs _0216 | CLI.CON-000002 |  |  | Approved
Damietta Container Terminal-Infra & Bldgs _0216 | CLI.CON-000002 | 11.11.12 - Building Package -LV-TERMINAL- G.e.Power Cable For Plumbing - G.e.2. | 4C 2.5mm² Cu/XLPE/PVC | Approved
Damietta Container Terminal-Infra & Bldgs _0216 | CLI.CON-000002 |  |  | Approved
Damietta Container Terminal-Infra & Bldgs _0216 | CLI.CON-000002 | 11.19.11 - Building Package-Fuel Station BOQ MEP-16120-2.12.2.1.3 | (2x3)mm2 | Approved
Damietta Container Terminal-Infra & Bldgs _0216 | CLI.CON-000002 |  |  | Approved
Damietta Container Terminal-Infra & Bldgs _0216 | CLI.CON-000002 | 11.11.12 - Building Package -LV-TERMINAL- G.a.Main Power Cable and Accessories - G.a.12. | 1C 25mm² Cu/PVC/PE | Approved
Damietta Container Terminal-Infra & Bldgs _0216 | CLI.CON-000002 |  |  | Approved
Damietta Container Terminal-Infra & Bldgs _0216 | CLI.CON-000002 | 11.11.13 - Building Package -ELV-TERMINAL-E.Mobile Boost Singal System -E.3. | Repeater Booster mobile signal | Approved
Damietta Container Terminal-Infra & Bldgs _0216 | CLI.CON-000002 |  |  | Approved
Damietta Container Terminal-Infra & Bldgs _0216 | CLI.CON-000002 | 11.16.10 - Building Package - 112_Guard House- 08201 - 2.6.3.1.1 | Type D02 (700 x 2200 mm) for W.C | Approved
Damietta Container Terminal-Infra & Bldgs _0216 | CLI.CON-000002 |  |  | Approved
Damietta Container Terminal-Infra & Bldgs _0216 | CLI.CON-000002 | 11.16.13 - BUILDING PACKAGE-GUARD HOUSE HVAC-15890-2.11.2.1 | Supply and install wall type inline EXHAUST fan air flow rate 150 cu M/hr @ 100 pa , the unit shall be direct drive including flexible connection, gravity shatter on roof , cnopy,vibration isolator and other electro-mechanical accessories as per mechanical specifications and other appurtenances for a complet | Approved
Damietta Container Terminal-Infra & Bldgs _0216 | CLI.CON-000002 |  |  | Approved
Damietta Container Terminal-Infra & Bldgs _0216 | CLI.CON-000002 | 11.11.17 - BUILDING PACKAGE -Terminal House Kitchen Equipment-11400-7.03 | Chopping block Dim.: 50x70x85cm | Approved
Damietta Container Terminal-Infra & Bldgs _0216 | CLI.CON-000002 |  |  | Approved
Damietta Container Terminal-Infra & Bldgs _0216 | CLI.CON-000002 | 11.10.10 - Building Package - 101_Workshop - 10165 - 2.8.1.1.1 | Soap dispenser | Approved
Damietta Container Terminal-Infra & Bldgs _0216 | CLI.CON-000002 |  |  | Approved
Damietta Container Terminal-Infra & Bldgs _0216 | CLI.CON-000002 | 11.10.11 - Building Package -LV-Workshop-B.a.Cable tray with cover-B.a.4. | LV Cable Tray 300x100 | Approved
Damietta Container Terminal-Infra & Bldgs _0216 | CLI.CON-000002 |  |  | Approved
Damietta Container Terminal-Infra & Bldgs _0216 | CLI.CON-000002 | 11.11.15 - BUILDING PACKAGE-Terminal HOUSE HVAC-15510-A.a.8. | Chemical feeder @ 3 liters dosing pot capacity | Approved
Damietta Container Terminal-Infra & Bldgs _0216 | CLI.CON-000002 |  |  | Approved
Damietta Container Terminal-Infra & Bldgs _0216 | CLI.CON-000002 | 11.19.15 - BUILDING PACKAGE-FUEL STAION Plumbing&FIFI-15410-2.9.2.3.1 | RD 3 ( side outlet ) 100 mm | Approved
Damietta Container Terminal-Infra & Bldgs _0216 | CLI.CON-000002 |  |  | Approved
Damietta Container Terminal-Infra & Bldgs _0216 | CLI.CON-000002 | 11.11.16 - BUILDING PACKAGE-Terminal HOUSE PL-15412-D.c.3. | c. Equipment , valve and other Gutter size: 4200 x 400 x D(mm) complete with cover | Approved
Damietta Container Terminal-Infra & Bldgs _0216 | CLI.CON-000002 |  |  | Approved
Damietta Container Terminal-Infra & Bldgs _0216 | CLI.CON-000002 | 11.14.14 - BUILDING PACKAGE-Dangerous good area FIFI WORK-15300-2.10.6.5 | DN 150 | Approved
Damietta Container Terminal-Infra & Bldgs _0216 | CLI.CON-000002 |  |  | Approved
Damietta Container Terminal-Infra & Bldgs _0216 | CLI.CON-000002 | 11.10.10 - Building Package - 101_Workshop - 08110 - 2.6.1.2.2 | FD 90 Minutes with smoke seal and self closing according to Egyption FLS Standard | Approved
Damietta Container Terminal-Infra & Bldgs _0216 | CLI.CON-000002 |  |  | Approved
Damietta Container Terminal-Infra & Bldgs _0216 | CLI.CON-000002 | 11.11.15 - BUILDING PACKAGE-Terminal HOUSE HVAC-15145-A.e.4. | Hangers, support and accessories for installation | Approved
Damietta Container Terminal-Infra & Bldgs _0216 | CLI.CON-000002 |  |  | Approved
Damietta Container Terminal-Infra & Bldgs _0216 | CLI.CON-000002 | 11.11.15 - BUILDING PACKAGE-Terminal HOUSE HVAC-15880-B.i.5. | Sound attenuator for ducting Ø280mm | Approved
Damietta Container Terminal-Infra & Bldgs _0216 | CLI.CON-000002 |  |  | Approved
Damietta Container Terminal-Infra & Bldgs _0216 | CLI.CON-000002 | 11.10.11 - Building Package -LV-Workshop-G.a.Main Power Cable and Accessories-G.a.5. | 1C 70mm² Cu/XLPE/PVC , For Crane | Approved
Damietta Container Terminal-Infra & Bldgs _0216 | CLI.CON-000002 |  |  | Approved
Damietta Container Terminal-Infra & Bldgs _0216 | CLI.CON-000002 | 11.17.10 - Building Package - 108_Firefighting Tank - 07220 - 2.5.1.3 | Extruded polystyrene XPS with max K value = 0.03W/m.k rigid foam insulation for Roof Covering | Approved
Damietta Container Terminal-Infra & Bldgs _0216 | CLI.CON-000002 |  |  | Approved
Damietta Container Terminal-Infra & Bldgs _0216 | CLI.CON-000002 | 11.11.15 - BUILDING PACKAGE-Terminal HOUSE HVAC-15880-A.a.22. | FCU-ceiling cassette type-cooling capacity 10.2 kW | Approved
Damietta Container Terminal-Infra & Bldgs _0216 | CLI.CON-000002 |  |  | Approved
Damietta Container Terminal-Infra & Bldgs _0216 | CLI.CON-000002 | 11.11.15 - BUILDING PACKAGE-Terminal HOUSE HVAC-15651-A.k.5. | Additional charge of refrigerant | Approved
Damietta Container Terminal-Infra & Bldgs _0216 | CLI.CON-000002 |  |  | Approved
Damietta Container Terminal-Infra & Bldgs _0216 | CLI.CON-000002 | 11.10.14 - BUILDING PACKAGE-WORKSHOP PL-15410-B.a.1. | OD32mm With insulation | Approved
Damietta Container Terminal-Infra & Bldgs _0216 | CLI.CON-000002 |  |  | Approved
Damietta Container Terminal-Infra & Bldgs _0216 | CLI.CON-000002 | 11.10.10 - Building Package - 101_Workshop - 08110 - 2.6.1.2.1 | Not fire rated | Approved
Damietta Container Terminal-Infra & Bldgs _0216 | CLI.CON-000002 |  |  | Approved
Damietta Container Terminal-Infra & Bldgs _0216 | CLI.CON-000002 | 11.11.15 - BUILDING PACKAGE-Terminal HOUSE HVAC-15880-B.b.5. | Fresh air louver connection Ø400mm | Approved
Damietta Container Terminal-Infra & Bldgs _0216 | CLI.CON-000002 |  |  | Approved
Damietta Container Terminal-Infra & Bldgs _0216 | CLI.CON-000002 | 11.10.12 - Building Package -LV-Workshop-B.Fire Alarm System -B.7. | Beam Detector Receiver Addressable | Approved
Damietta Container Terminal-Infra & Bldgs _0216 | CLI.CON-000002 |  |  | Approved
Damietta Container Terminal-Infra & Bldgs _0216 | CLI.CON-000002 | 11.22 - BUILDING PACKAGE-Workshop complex Technological equipment-11130-2.13.12.1 | Waste Oil Storage Tank | Approved
Damietta Container Terminal-Infra & Bldgs _0216 | CLI.CON-000002 |  |  | Approved
Damietta Container Terminal-Infra & Bldgs _0216 | CLI.CON-000002 | 11.11.16 - BUILDING PACKAGE-Terminal HOUSE PL-15410-D.a.2. | a. Underground pipe, uPVCExcavation, backfilling and warning tap for underground pipe | Approved
Damietta Container Terminal-Infra & Bldgs _0216 | CLI.CON-000002 |  |  | Approved
Damietta Container Terminal-Infra & Bldgs _0216 | CLI.CON-000002 | 11.10.10 - Building Package - 101_Workshop - 09545 - 2.7.6.3 | Supply, delivery and install Metal stripes (15 cm width) reflected ceiling for wc & Showers . The work includes suspension system, access panels and all necessary accessories for work completion, Color & Sample to be approved prior to production. | Approved
Damietta Container Terminal-Infra & Bldgs _0216 | CLI.CON-000002 |  |  | Approved
Damietta Container Terminal-Infra & Bldgs _0216 | CLI.CON-000002 | 11.18.11 - Building Package-In-Out Gate BOQ MEP-16775-2.12.9.4 | Box camera, weather proof | Approved
Damietta Container Terminal-Infra & Bldgs _0216 | CLI.CON-000002 |  |  | Approved
Damietta Container Terminal-Infra & Bldgs _0216 | CLI.CON-000002 | 11.10.14 - BUILDING PACKAGE-WORKSHOP PL-15460-B.b.7. | ELT instantaneous water heater , complete with valves, piping, fittings, fixation, spare parts and all accessories required to complete the works. for the following capacities: 30liters | Approved
Damietta Container Terminal-Infra & Bldgs _0216 | CLI.CON-000002 |  |  | Approved
Damietta Container Terminal-Infra & Bldgs _0216 | CLI.CON-000002 | 11.18.14 - BUILDING PACKAGE-In-Out Gate PL&FIFI-15410-2.9.1.4.1 | Pipe size ø 1 " Dia | Approved
Damietta Container Terminal-Infra & Bldgs _0216 | CLI.CON-000002 |  |  | Approved
Damietta Container Terminal-Infra & Bldgs _0216 | CLI.CON-000002 | 11.10.11 - Building Package -LV-Workshop-A.a.Substation & Main equipment-A.a.5. | Cable from Generator to Low voltage cabinet (ATS+Capacitor bank) panel | Approved
Damietta Container Terminal-Infra & Bldgs _0216 | CLI.CON-000002 |  |  | Approved
Damietta Container Terminal-Infra & Bldgs _0216 | CLI.CON-000002 | 11.18.12 - BUILDING PACKAGE -In-Out Gate FIRE PROTECTION-15300-2.10.1.2 | Supplying, installing, of Portable Fire Extinguisher, CO2, Capasity 6 kg item included bolts and all required accessories as shown on drawings, specifications and with the requirements of NFPA . | Approved
Damietta Container Terminal-Infra & Bldgs _0216 | CLI.CON-000002 |  |  | Approved
Damietta Container Terminal-Infra & Bldgs _0216 | CLI.CON-000002 | 11.11.16 - BUILDING PACKAGE-Terminal HOUSE PL-15300-E.b.4. | b. Above ground pipe, Black Steel Pipe (BS 1387-1985 class Medium or ASTM 53-2001)DN65mm | Approved
Damietta Container Terminal-Infra & Bldgs _0216 | CLI.CON-000002 |  |  | Approved
Damietta Container Terminal-Infra & Bldgs _0216 | CLI.CON-000002 | 11.10.10 - Building Package - 101_Workshop - 096700 - 2.7.13.4 | Antislippery Epoxy Paint For Concrete Stairs Landing | Approved
Damietta Container Terminal-Infra & Bldgs _0216 | CLI.CON-000002 |  |  | Approved
Damietta Container Terminal-Infra & Bldgs _0216 | CLI.CON-000002 | 11.19.10 - Building Package - 104_Fuel Station - 07220 - 2.5.2.1 | Screed Sloping concrete. | Approved
Damietta Container Terminal-Infra & Bldgs _0216 | CLI.CON-000002 |  |  | Approved
Damietta Container Terminal-Infra & Bldgs _0216 | CLI.CON-000002 | 11.21.10 - Building Package-Terminal House_Landscape BOQ ELT and IRR -16143-2.13.3.1.1 | 3-phase Moulded Case Circuit breaker (500A-250V) | Approved
Damietta Container Terminal-Infra & Bldgs _0216 | CLI.CON-000002 |  |  | Approved
Damietta Container Terminal-Infra & Bldgs _0216 | CLI.CON-000002 | 11.17.11 | LV- Firefighting Tank | Approved
Damietta Container Terminal-Infra & Bldgs _0216 | CLI.CON-000002 |  |  | Approved
Damietta Container Terminal-Infra & Bldgs _0216 | CLI.CON-000002 | 11.10.10 - Building Package - 101_Workshop - 02315 - 0012 | D04 (0.90*2.20) MM - 90 Minutes with smoke seal, self closing and vision panels according to Egyption FLS Standard | Approved
Damietta Container Terminal-Infra & Bldgs _0216 | CLI.CON-000002 |  |  | Approved
Damietta Container Terminal-Infra & Bldgs _0216 | CLI.CON-000002 | 11.11.15 | HVAC | Approved
Damietta Container Terminal-Infra & Bldgs _0216 | CLI.CON-000002 |  |  | Approved
Damietta Container Terminal-Infra & Bldgs _0216 | CLI.CON-000002 | 11.16.10 - Building Package - 112_Guard House- 10165 - 2.8.1.1.1 | Soap dispenser | Approved
Damietta Container Terminal-Infra & Bldgs _0216 | CLI.CON-000002 |  |  | Approved
Damietta Container Terminal-Infra & Bldgs _0216 | CLI.CON-000002 | 11.10.11 - Building Package -LV-Workshop-G.a.Main Power Cable and Accessories-G.a.18. | 1C 4mm² Cu/PVC/PE | Approved
Damietta Container Terminal-Infra & Bldgs _0216 | CLI.CON-000002 |  |  | Approved
Damietta Container Terminal-Infra & Bldgs _0216 | CLI.CON-000002 | 11.10.14 - BUILDING PACKAGE-WORKSHOP PL-15412-C.c.8. | Concrete Oil Separator L0.8xW0.8xH1.1m | Approved
Damietta Container Terminal-Infra & Bldgs _0216 | CLI.CON-000002 |  |  | Approved
Damietta Container Terminal-Infra & Bldgs _0216 | CLI.CON-000002 | 11.10.11 - Building Package -LV-Workshop-C.Earthing And Lightning Systems-C.10. | Label | Approved
Damietta Container Terminal-Infra & Bldgs _0216 | CLI.CON-000002 |  |  | Approved
Damietta Container Terminal-Infra & Bldgs _0216 | CLI.CON-000002 | 11.16.10 - Building Package - 112_Guard House- 04200 - 2.3.1.1.1 | 120 mm wall Thickness | Approved
Damietta Container Terminal-Infra & Bldgs _0216 | CLI.CON-000002 |  |  | Approved
Damietta Container Terminal-Infra & Bldgs _0216 | CLI.CON-000002 | 11.18.10 - Building Package - 102_In-Out Gate - 09200 - 2.7.1.1 | For internal work. | Approved
Damietta Container Terminal-Infra & Bldgs _0216 | CLI.CON-000002 |  |  | Approved
Damietta Container Terminal-Infra & Bldgs _0216 | CLI.CON-000002 | 11.11.16 - BUILDING PACKAGE-Terminal HOUSE PL-15100-A.c.12. | c. Equipment, valve and other Aire Relief vent with insect screen for water tank DN40 | Approved
Damietta Container Terminal-Infra & Bldgs _0216 | CLI.CON-000002 |  |  | Approved
Damietta Container Terminal-Infra & Bldgs _0216 | CLI.CON-000002 | 11.16.10 - Building Package - 112_Guard House- 02315 - 2. 1.1.1 | Excavation in any type of Soil | Approved
Damietta Container Terminal-Infra & Bldgs _0216 | CLI.CON-000002 |  |  | Approved
Damietta Container Terminal-Infra & Bldgs _0216 | CLI.CON-000002 | 11.10.12 - Building Package -LV-Workshop-G.CCTV System -G.3. | Indoor camera | Approved
Damietta Container Terminal-Infra & Bldgs _0216 | CLI.CON-000002 |  |  | Approved
Damietta Container Terminal-Infra & Bldgs _0216 | CLI.CON-000002 | 11.11.10 - Building Package - 100_Terminal House - 08110 - 2.6.1.2.2 | FD 90 Minutes with smoke seal and self closing according to Egyption FLS Standard | Approved
Damietta Container Terminal-Infra & Bldgs _0216 | CLI.CON-000002 |  |  | Approved
Damietta Container Terminal-Infra & Bldgs _0216 | CLI.CON-000002 | 11.11.17 - BUILDING PACKAGE -Terminal House Kitchen Equipment-11400-6.24 | Food processor @ 2 kw | Approved
Damietta Container Terminal-Infra & Bldgs _0216 | CLI.CON-000002 |  |  | Approved
Damietta Container Terminal-Infra & Bldgs _0216 | CLI.CON-000002 | 11.11.10 - Building Package - 100_Terminal House - 09638 - 2.7.7.4 | Black Granite Base for External Facades 50 cm Height, with (2 cm thick), (as shown in dwg), sample to be approved prior to production. | Approved
Damietta Container Terminal-Infra & Bldgs _0216 | CLI.CON-000002 |  |  | Approved
Damietta Container Terminal-Infra & Bldgs _0216 | CLI.CON-000002 | 11.11.12 - Building Package -LV-TERMINAL- G.a.Main Power Cable and Accessories - G.a.7. | 1C 16mm² Cu/XLPE/PVC | Approved
Damietta Container Terminal-Infra & Bldgs _0216 | CLI.CON-000002 |  |  | Approved
Damietta Container Terminal-Infra & Bldgs _0216 | CLI.CON-000002 | 11.16.10 - Building Package - 112_Guard House- 09300 - 2.7.2.1.1 | 60 * 60 cm | Approved
Damietta Container Terminal-Infra & Bldgs _0216 | CLI.CON-000002 |  |  | Approved
Damietta Container Terminal-Infra & Bldgs _0216 | CLI.CON-000002 | 11.11.15 - BUILDING PACKAGE-Terminal HOUSE HVAC-15880-A.a.17. | FCU-ceiling cassette type-cooling capacity 2.67 kW | Approved
Damietta Container Terminal-Infra & Bldgs _0216 | CLI.CON-000002 |  |  | Approved
Damietta Container Terminal-Infra & Bldgs _0216 | CLI.CON-000002 | 11.10.10 - Building Package - 101_Workshop - 04200 - | 120 mm wall Thickness 60 min fire rated | Approved
Damietta Container Terminal-Infra & Bldgs _0216 | CLI.CON-000002 |  |  | Approved
Damietta Container Terminal-Infra & Bldgs _0216 | CLI.CON-000002 | 11.11.17 - BUILDING PACKAGE -Terminal House Kitchen Equipment-11400-6.07 | 4 square plates with oven Dim: 80x90x85cm @25 kw | Approved
Damietta Container Terminal-Infra & Bldgs _0216 | CLI.CON-000002 |  |  | Approved
Damietta Container Terminal-Infra & Bldgs _0216 | CLI.CON-000002 | 11.11.15 - BUILDING PACKAGE-Terminal HOUSE HVAC-15880-A.a.13. | FCU-concealed duct type-cooling capacity 7.38 kW with drain pump | Approved
Damietta Container Terminal-Infra & Bldgs _0216 | CLI.CON-000002 |  |  | Approved
Damietta Container Terminal-Infra & Bldgs _0216 | CLI.CON-000002 | 11.18.11 - Building Package-In-Out Gate BOQ MEP-16775-2.12.9.3 | Network Video Recorder as per drawings & specifications and requirements. | Approved
Damietta Container Terminal-Infra & Bldgs _0216 | CLI.CON-000002 |  |  | Approved
Damietta Container Terminal-Infra & Bldgs _0216 | CLI.CON-000002 | 11.11.15 - BUILDING PACKAGE-Terminal HOUSE HVAC-15030-B.j.1. | Electrical power wiring and control wiring with accessories | Approved
Damietta Container Terminal-Infra & Bldgs _0216 | CLI.CON-000002 |  |  | Approved
Damietta Container Terminal-Infra & Bldgs _0216 | CLI.CON-000002 | 11.11.15 - BUILDING PACKAGE-Terminal HOUSE HVAC-15080-A.l.4. | Insulation 19.1mm wall thickness for refrigerant pipe Ø 19.05mm | Approved
Damietta Container Terminal-Infra & Bldgs _0216 | CLI.CON-000002 |  |  | Approved
Damietta Container Terminal-Infra & Bldgs _0216 | CLI.CON-000002 | 11.11.10 - Building Package - 100_Terminal House - 05520 - 2.4.2.3 | Stainless Steel handrail for Tunnel Exit / Out Stair of 900 mm height over 20 cm Upstand, Consist of 5cm dia.Tube Railing and support Post (Every 1.00 m ), with 3 Horizontal Guardrails 2.5 cm dia. Each | Approved
Damietta Container Terminal-Infra & Bldgs _0216 | CLI.CON-000002 |  |  | Approved
Damietta Container Terminal-Infra & Bldgs _0216 | CLI.CON-000002 | 11.18.10 - Building Package - 102_In-Out Gate - 03100 - 2.2.2.2 | For Columns | Approved
Damietta Container Terminal-Infra & Bldgs _0216 | CLI.CON-000002 |  |  | Approved
Damietta Container Terminal-Infra & Bldgs _0216 | CLI.CON-000002 | 11.10.13 - BUILDING PACKAGE-WORKSHOP HVAC-15880-B.f.2. | Flexible duct Ø150mm | Approved
Damietta Container Terminal-Infra & Bldgs _0216 | CLI.CON-000002 |  |  | Approved
Damietta Container Terminal-Infra & Bldgs _0216 | CLI.CON-000002 | 11.10.11 - Building Package -LV-Workshop-G.c.Power Cable For Socket-G.c.9. | 1C 2.5mm² Cu/PVC/PE | Approved
Damietta Container Terminal-Infra & Bldgs _0216 | CLI.CON-000002 |  |  | Approved
Damietta Container Terminal-Infra & Bldgs _0216 | CLI.CON-000002 | 11.16.10 - Building Package - 112_Guard House- 02315 - 2. 1.2.1 | Backfilling around and above the foundations inside and outside the building should be carried out using material according to the Geotechnical Report and specification. The compaction procedure for the backfill around the foundation and above it shall be done as recommended by the geotechnical report and the instructions of the supervision engineer. | Approved
Damietta Container Terminal-Infra & Bldgs _0216 | CLI.CON-000002 |  |  | Approved
Damietta Container Terminal-Infra & Bldgs _0216 | CLI.CON-000002 | 11.11.12 - Building Package -LV-TERMINAL- C.Earthing And Lightning Systems - C.5. | Lightning rod | Approved
Damietta Container Terminal-Infra & Bldgs _0216 | CLI.CON-000002 |  |  | Approved
Damietta Container Terminal-Infra & Bldgs _0216 | CLI.CON-000002 | 11.11.12 - Building Package -LV-TERMINAL- E.Socket and Accessories - E.3. | Single Socket | Approved
Damietta Container Terminal-Infra & Bldgs _0216 | CLI.CON-000002 |  |  | Approved
Damietta Container Terminal-Infra & Bldgs _0216 | CLI.CON-000002 | 11.10.14 - BUILDING PACKAGE-WORKSHOP PL-15300-E.a.4. | Hangers, supports and accessories | Approved
Damietta Container Terminal-Infra & Bldgs _0216 | CLI.CON-000002 |  |  | Approved
Damietta Container Terminal-Infra & Bldgs _0216 | CLI.CON-000002 | 11.10.11 - Building Package -LV-Workshop-G.a.Main Power Cable and Accessories-G.a.1. | 1C 240mm² Cu/XLPE/PVC-DSTA | Approved
Damietta Container Terminal-Infra & Bldgs _0216 | CLI.CON-000002 |  |  | Approved
Damietta Container Terminal-Infra & Bldgs _0216 | CLI.CON-000002 | 11.11.13 - Building Package -ELV-TERMINAL-C.Public Address System -C.8. | Label, fitting and accessories | Approved
Damietta Container Terminal-Infra & Bldgs _0216 | CLI.CON-000002 |  |  | Approved
Damietta Container Terminal-Infra & Bldgs _0216 | CLI.CON-000002 | 11.11.16 - BUILDING PACKAGE-Terminal HOUSE PL-15410-A.a.1. | a. Underground pipe, HDPE PN12.5 PE80OD40mm | Approved
Damietta Container Terminal-Infra & Bldgs _0216 | CLI.CON-000002 |  |  | Approved
Damietta Container Terminal-Infra & Bldgs _0216 | CLI.CON-000002 | 11.10.13 - BUILDING PACKAGE-WORKSHOP HVAC-15080-A.d.7. | Insulation 25mm wall thickness for refrigerant pipe Ø 34.9mm | Approved
Damietta Container Terminal-Infra & Bldgs _0216 | CLI.CON-000002 |  |  | Approved
Damietta Container Terminal-Infra & Bldgs _0216 | CLI.CON-000002 | 11.19.11 - Building Package-Fuel Station BOQ MEP-16775-2.12.8.4 | Wall Outdoor Camera | Approved
Damietta Container Terminal-Infra & Bldgs _0216 | CLI.CON-000002 |  |  | Approved
Damietta Container Terminal-Infra & Bldgs _0216 | CLI.CON-000002 | 11.21.10 - Building Package-Terminal House_Landscape BOQ ELT and IRR -16120-2.13.2.1.2 | (4x185+95E)mm2 | Approved
Damietta Container Terminal-Infra & Bldgs _0216 | CLI.CON-000002 |  |  | Approved
Damietta Container Terminal-Infra & Bldgs _0216 | CLI.CON-000002 | 11.11.10 - Building Package - 100_Terminal House - 03100 - 2.2.2.3 | For Retaining Wall | Approved
Damietta Container Terminal-Infra & Bldgs _0216 | CLI.CON-000002 |  |  | Approved
Damietta Container Terminal-Infra & Bldgs _0216 | CLI.CON-000002 | 11.11.10 - Building Package - 100_Terminal House - 07220 - 2.5.2.3 | Extruded polystyrene XPS with max K value = 0.03W/m.k rigid foam insulation for Roof Covering | Approved
Damietta Container Terminal-Infra & Bldgs _0216 | CLI.CON-000002 |  |  | Approved
Damietta Container Terminal-Infra & Bldgs _0216 | CLI.CON-000002 | 11.10.13 - BUILDING PACKAGE-WORKSHOP HVAC-15651-A.c.2. | Copper pipe Ø 9.52mm with minimum 0.8mm thickness | Approved
Damietta Container Terminal-Infra & Bldgs _0216 | CLI.CON-000002 |  |  | Approved
Damietta Container Terminal-Infra & Bldgs _0216 | CLI.CON-000002 | 11.10.13 - BUILDING PACKAGE-WORKSHOP HVAC-15781-A.b.1. | CDU & FCU-wall mounted -cooling capacity 5.28kW inverter compressor type with wireless remote controller | Approved
Damietta Container Terminal-Infra & Bldgs _0216 | CLI.CON-000002 |  |  | Approved
Damietta Container Terminal-Infra & Bldgs _0216 | CLI.CON-000002 | 11.16.10 - Building Package - 112_Guard House- 071613 - 2. 2.3.1 | Delivering and coating three layers of Polymer Modified Cement Waterproofing for all surfaces of reinforcement concrete and bricks under the ground according to drawings and specifications. The work includes surface cleaning and , bricks or concrete screed for protection (if required) and all other necessary items to complete the work | Approved
Damietta Container Terminal-Infra & Bldgs _0216 | CLI.CON-000002 |  |  | Approved
Damietta Container Terminal-Infra & Bldgs _0216 | CLI.CON-000002 | 11.18.10 - Building Package - 102_In-Out Gate - 02310 - | delivery and application of heavy duty, rigid, self-reflecting road paint for marking and sign application, application of road signs and curb marings according to drawing (road marking plan) | Approved
Damietta Container Terminal-Infra & Bldgs _0216 | CLI.CON-000002 |  |  | Approved
Damietta Container Terminal-Infra & Bldgs _0216 | CLI.CON-000002 | 11.11.10 - Building Package - 100_Terminal House - 10165 - 2.8.1.1.4.00 | Handicapped Grab Rail | Approved
Damietta Container Terminal-Infra & Bldgs _0216 | CLI.CON-000002 | 11.11.16 - BUILDING PACKAGE-Terminal HOUSE PL-15300-F.1. | IT room Fire Suppression System Package: - Novec 1230 weight: 75kg completed with cylinder, valve, diptube, pressure gauge and label - Black steel pipe DN50 = 13m - Black steel fitting - Latching solenoid actuator (1pc) - Manual actuator button (1pc) - Discharge hose (1pc) - Discharge brass nozzle (1pc) - Conventional control panel (1pc) - Smoke detector complete with base (1pc) - Heat detector complete with base (1pc) - Alarm bell (1pc) - Abort switch (1pc) - Sounder with strobe (1pc) - Evacuate sign (1pc) - Gas release sign (1pc) - Manual pull station complete with base (1pc) - Accessories and support | Approved
Damietta Container Terminal-Infra & Bldgs _0216 | CLI.CON-000002 |  |  | Approved
Damietta Container Terminal-Infra & Bldgs _0216 | CLI.CON-000002 | 11.11.12 - Building Package -LV-TERMINAL- G.c.Power Cable For Socket - G.c.3. | PVC Conduit Ø20 | Approved
Damietta Container Terminal-Infra & Bldgs _0216 | CLI.CON-000002 |  |  | Approved
Damietta Container Terminal-Infra & Bldgs _0216 | CLI.CON-000002 | 11.19.11 - Building Package-Fuel Station BOQ MEP-16120-2.12.2.1.1 | (4x25+16E)mm2 | Approved
Damietta Container Terminal-Infra & Bldgs _0216 | CLI.CON-000002 |  |  | Approved
Damietta Container Terminal-Infra & Bldgs _0216 | CLI.CON-000002 | 11.11.15 - BUILDING PACKAGE-Terminal HOUSE HVAC-15510-A.j.4. | BS Pre-insulated pipe DN40mm | Approved
Damietta Container Terminal-Infra & Bldgs _0216 | CLI.CON-000002 |  |  | Approved
Damietta Container Terminal-Infra & Bldgs _0216 | CLI.CON-000002 | 11.22 - BUILDING PACKAGE-Workshop complex Technological equipment-11030-2.13.2.1 | Compressor unit | Approved
Damietta Container Terminal-Infra & Bldgs _0216 | CLI.CON-000002 |  |  | Approved
Damietta Container Terminal-Infra & Bldgs _0216 | CLI.CON-000002 | 11.14.10 - Building Package - 109_Dangerous Goods Area - 02315 - 2. 1.2.2 | Supply, laying and compaction of Sub - base course layer of crushed aggregate stones with total thickness of 20 cm thickness after compaction with CBR not less than 80%. | Approved
Damietta Container Terminal-Infra & Bldgs _0216 | CLI.CON-000002 |  |  | Approved
Damietta Container Terminal-Infra & Bldgs _0216 | CLI.CON-000002 | 11.14.14 - BUILDING PACKAGE-Dangerous good area PL-15412-2.9.2.1.1 | Gully with Inlet pipe DN 150 mm, Load Class F900 EN 1433 | Approved
Damietta Container Terminal-Infra & Bldgs _0216 | CLI.CON-000002 |  |  | Approved
Damietta Container Terminal-Infra & Bldgs _0216 | CLI.CON-000002 | 11.10.13 - BUILDING PACKAGE-WORKSHOP HVAC-15700-A.a.11. | Wired remote controller | Approved
Damietta Container Terminal-Infra & Bldgs _0216 | CLI.CON-000002 |  |  | Approved
Damietta Container Terminal-Infra & Bldgs _0216 | CLI.CON-000002 | 11.11.12 - Building Package -LV-TERMINAL- G.d.Power Cable For MVAC - G.d.5. | 4C 4mm² Cu/XLPE/PVC | Approved
Damietta Container Terminal-Infra & Bldgs _0216 | CLI.CON-000002 |  |  | Approved
Damietta Container Terminal-Infra & Bldgs _0216 | CLI.CON-000002 | 11.10.14 - BUILDING PACKAGE-WORKSHOP PL-15100-B.b.5. | Auto air relief valve DNDN15mm | Approved
Damietta Container Terminal-Infra & Bldgs _0216 | CLI.CON-000002 |  |  | Approved
Damietta Container Terminal-Infra & Bldgs _0216 | CLI.CON-000002 | 11.10.13 - BUILDING PACKAGE-WORKSHOP HVAC-15700-A.a.2. | CDU-cooling capacity 112kW inverter compressor type | Approved
Damietta Container Terminal-Infra & Bldgs _0216 | CLI.CON-000002 |  |  | Approved
Damietta Container Terminal-Infra & Bldgs _0216 | CLI.CON-000002 | 11.18.10 - Building Package - 102_In-Out Gate - 08201 - 2.6.2.1.3 | Type D03 (900 x 2200 mm) for W.C | Approved
Damietta Container Terminal-Infra & Bldgs _0216 | CLI.CON-000002 |  |  | Approved
Damietta Container Terminal-Infra & Bldgs _0216 | CLI.CON-000002 | 11.11.17 - BUILDING PACKAGE -Terminal House Kitchen Equipment-11400-6.01 | Single sink unit Dim.:120x70x85cm | Approved
Damietta Container Terminal-Infra & Bldgs _0216 | CLI.CON-000002 |  |  | Approved
Damietta Container Terminal-Infra & Bldgs _0216 | CLI.CON-000002 | 11.10.12 - Building Package -LV-Workshop-I.Penetration-I.2. | Waterprofing, fitting and accessories | Approved
Damietta Container Terminal-Infra & Bldgs _0216 | CLI.CON-000002 |  |  | Approved
Damietta Container Terminal-Infra & Bldgs _0216 | CLI.CON-000002 | 11.11.17 - BUILDING PACKAGE -Terminal House Kitchen Equipment-11400-7.02 | Double Sink Unit Dim: 120x70x85 cm | Approved
Damietta Container Terminal-Infra & Bldgs _0216 | CLI.CON-000002 |  |  | Approved
Damietta Container Terminal-Infra & Bldgs _0216 | CLI.CON-000002 | 11.10.13 - BUILDING PACKAGE-WORKSHOP HVAC-15145-B.c.4. | Hangers, supports, accessories for installation | Approved
Damietta Container Terminal-Infra & Bldgs _0216 | CLI.CON-000002 |  |  | Approved
Damietta Container Terminal-Infra & Bldgs _0216 | CLI.CON-000002 | 11.11.16 - BUILDING PACKAGE-Terminal HOUSE PL-15410-B.a.4. | a. Underground pipe, PPR PN20Accessories | Approved
Damietta Container Terminal-Infra & Bldgs _0216 | CLI.CON-000002 |  |  | Approved
Damietta Container Terminal-Infra & Bldgs _0216 | CLI.CON-000002 | 11.10.10 - Building Package - 101_Workshop - 03100 - 2.2.2.3.3 | slabs, beams | Approved
Damietta Container Terminal-Infra & Bldgs _0216 | CLI.CON-000002 |  |  | Approved
Damietta Container Terminal-Infra & Bldgs _0216 | CLI.CON-000002 | 11.11.12 - Building Package -LV-TERMINAL- G.b.Power Cable For Lighting - G.b.5. | Accessories | Approved
Damietta Container Terminal-Infra & Bldgs _0216 | CLI.CON-000002 |  |  | Approved
Damietta Container Terminal-Infra & Bldgs _0216 | CLI.CON-000002 | 11.11.10 - Building Package - 100_Terminal House - 09721 - 2.7.13.3 | Supply, delivery and installing aluminum decoration sheets for external Stairs Facades, covering the stairs windows as shown on drawings. The work includes fixation and all accessories needed for work completion, Color, shop drawings and sample to be approved prior to production. | Approved
Damietta Container Terminal-Infra & Bldgs _0216 | CLI.CON-000002 |  |  | Approved
Damietta Container Terminal-Infra & Bldgs _0216 | CLI.CON-000002 | 11.11.12 - Building Package -LV-TERMINAL- F.LV Switchboard - F.1. | MSB-TB | Approved
Damietta Container Terminal-Infra & Bldgs _0216 | CLI.CON-000002 |  |  | Approved
Damietta Container Terminal-Infra & Bldgs _0216 | CLI.CON-000002 | 11.11.12 - Building Package -LV-TERMINAL- B.a.Cable tray with cover - B.a.5. | ELV Cable Tray300x100 | Approved
Damietta Container Terminal-Infra & Bldgs _0216 | CLI.CON-000002 |  |  | Approved
Damietta Container Terminal-Infra & Bldgs _0216 | CLI.CON-000002 | 11.11.10 - Building Package - 100_Terminal House - 04200 - 2. 2.3.1.2 | 25 cm wall Thickness | Approved
Damietta Container Terminal-Infra & Bldgs _0216 | CLI.CON-000002 |  |  | Approved
Damietta Container Terminal-Infra & Bldgs _0216 | CLI.CON-000002 | 11.14.13 - BUILDING PACKAGE-Dangerous good area Technical equipment-230915-2.13.4.1 | Dripping Pan (container safety) 45' Supply a universal dripping pan as specified. Suited for leakage control of Containers up to 45'. Transport locks for flatbed trailer transportation and stacking. | Approved
Damietta Container Terminal-Infra & Bldgs _0216 | CLI.CON-000002 |  |  | Approved
Damietta Container Terminal-Infra & Bldgs _0216 | CLI.CON-000002 | 11.10.14 - BUILDING PACKAGE-WORKSHOP PL-15300-E.c.11. | Fire hose cabinet (FHC) package : Supplying, installing, connecting and testing of Double fire hose cabinets consists of 65 mm brass valve, landing valve, fire hose 65mm Dia. and 30 m long, and 40 mm brass valve, fire hose (rubber) 25mm Dia. and 30 m long, item includded a ball valve 65 mm dia for maintaince, FHC includded wall mounted fire extinguishers 6 kg to be installed, cabints will install inside buliding with all adapters and fittings required for the complete assembly. | Approved
Damietta Container Terminal-Infra & Bldgs _0216 | CLI.CON-000002 |  |  | Approved
Damietta Container Terminal-Infra & Bldgs _0216 | CLI.CON-000002 | 11.11.12 - Building Package -LV-TERMINAL- G.d.Power Cable For MVAC - G.d.11. | 1C 2.5mm² Cu/PVC/PE | Approved
Damietta Container Terminal-Infra & Bldgs _0216 | CLI.CON-000002 |  |  | Approved
Damietta Container Terminal-Infra & Bldgs _0216 | CLI.CON-000002 | 11.18.11 - Building Package-In-Out Gate BOQ MEP-16510-2.12.4.3 | delivery and installation of Traffic Lights with symbols (red = x, green = arrow), mounted at truss, looking to terminal and outside traffic area, LED type, with control unit, keyboard and status monitor in Office, coupled with barrier status and Central Control Room via SCADA | Approved
Damietta Container Terminal-Infra & Bldgs _0216 | CLI.CON-000002 |  |  | Approved
Damietta Container Terminal-Infra & Bldgs _0216 | CLI.CON-000002 | 11.10.12 - Building Package -LV-Workshop-F.Access Control System -F.2. | Access Control Panel | Approved
Damietta Container Terminal-Infra & Bldgs _0216 | CLI.CON-000002 |  |  | Approved
Damietta Container Terminal-Infra & Bldgs _0216 | CLI.CON-000002 | 11.10.14 - BUILDING PACKAGE-WORKSHOP PL-15410-A.a.7. | Pipe sleeves, sealant and label | Approved
Damietta Container Terminal-Infra & Bldgs _0216 | CLI.CON-000002 |  |  | Approved
Damietta Container Terminal-Infra & Bldgs _0216 | CLI.CON-000002 | 11.11.15 - BUILDING PACKAGE-Terminal HOUSE HVAC-15145-A.f.2. | Accessories for installation | Approved
Damietta Container Terminal-Infra & Bldgs _0216 | CLI.CON-000002 |  |  | Approved
Damietta Container Terminal-Infra & Bldgs _0216 | CLI.CON-000002 | 11.22 - BUILDING PACKAGE-Workshop complex Technological equipment-11030-2.13.2.4.3 | Pressure Piping PN16, 1", galvanized steel | Approved
Damietta Container Terminal-Infra & Bldgs _0216 | CLI.CON-000002 |  |  | Approved
Damietta Container Terminal-Infra & Bldgs _0216 | CLI.CON-000002 | 11.11.12 - Building Package -LV-TERMINAL- F.LV Switchboard - F.6. | DB-WP | Approved
Damietta Container Terminal-Infra & Bldgs _0216 | CLI.CON-000002 |  |  | Approved
Damietta Container Terminal-Infra & Bldgs _0216 | CLI.CON-000002 | 11.22 - BUILDING PACKAGE-Workshop complex Technological equipment-11050-2.13.4.1 | Fork lift "Aisle Master" 2.5 tons for the whare house | Approved
Damietta Container Terminal-Infra & Bldgs _0216 | CLI.CON-000002 |  |  | Approved
Damietta Container Terminal-Infra & Bldgs _0216 | CLI.CON-000002 | 11.10.13 - BUILDING PACKAGE-WORKSHOP HVAC-15880-B.e.4. | Flexible duct Ø200mm | Approved
Damietta Container Terminal-Infra & Bldgs _0216 | CLI.CON-000002 |  |  | Approved
Damietta Container Terminal-Infra & Bldgs _0216 | CLI.CON-000002 | 11.10.14 - BUILDING PACKAGE-WORKSHOP PL-15300-E.b.7. | DN25mm | Approved
Damietta Container Terminal-Infra & Bldgs _0216 | CLI.CON-000002 |  |  | Approved
Damietta Container Terminal-Infra & Bldgs _0216 | CLI.CON-000002 | 11.11.15 - BUILDING PACKAGE-Terminal HOUSE HVAC-15880-B.i.3. | Sound attenuator for ducting Ø200mm | Approved
Damietta Container Terminal-Infra & Bldgs _0216 | CLI.CON-000002 |  |  | Approved
Damietta Container Terminal-Infra & Bldgs _0216 | CLI.CON-000002 | 11.10.12 - Building Package -LV-Workshop-B.Fire Alarm System -B.12. | 2Cx1.5mm2/ SHIELD Cu/Mica/XLPE/LSOH Cable | Approved
Damietta Container Terminal-Infra & Bldgs _0216 | CLI.CON-000002 |  |  | Approved
Damietta Container Terminal-Infra & Bldgs _0216 | CLI.CON-000002 | 11.18.14 - BUILDING PACKAGE-In-Out Gate PL&FIFI-15410-2.9.1.4.2 | Pipe size ø 1.25 " Dia | Approved
Damietta Container Terminal-Infra & Bldgs _0216 | CLI.CON-000002 |  |  | Approved
Damietta Container Terminal-Infra & Bldgs _0216 | CLI.CON-000002 | 11.11.15 - BUILDING PACKAGE-Terminal HOUSE HVAC-15100-A.d.12. | Shut off valve DN100mm | Approved
Damietta Container Terminal-Infra & Bldgs _0216 | CLI.CON-000002 |  |  | Approved
Damietta Container Terminal-Infra & Bldgs _0216 | CLI.CON-000002 | 11.11.15 - BUILDING PACKAGE-Terminal HOUSE HVAC-15880-B.h.10. | Fire damper 400x1200mm | Approved
Damietta Container Terminal-Infra & Bldgs _0216 | CLI.CON-000002 |  |  | Approved
Damietta Container Terminal-Infra & Bldgs _0216 | CLI.CON-000002 | 11.10.10 - Building Package - 101_Workshop - 83416 - 3.6.3.1.1 | Not fire rated | Approved
Damietta Container Terminal-Infra & Bldgs _0216 | CLI.CON-000002 |  |  | Approved
Damietta Container Terminal-Infra & Bldgs _0216 | CLI.CON-000002 | 11.11.13 - Building Package -ELV-TERMINAL-C.Public Address System -C.6. | Ø25mm PVC Conduit | Approved
Damietta Container Terminal-Infra & Bldgs _0216 | CLI.CON-000002 |  |  | Approved
Damietta Container Terminal-Infra & Bldgs _0216 | CLI.CON-000002 | 11.10.10 - Building Package - 101_Workshop - 08520 - 2.6.6.1.5 | Type W06 (3000 x 1200 mm) Fixed Sash with 2 Sliding Windows as shown in dwg | Approved
Damietta Container Terminal-Infra & Bldgs _0216 | CLI.CON-000002 |  |  | Approved
Damietta Container Terminal-Infra & Bldgs _0216 | CLI.CON-000002 | 11.19.11 - Building Package-Fuel Station BOQ MEP--2.12.9.2 | OFF LINE DOOR MANAGER (DOOR CONTROLLER) WITH BACKUP BATTERY | Approved
Damietta Container Terminal-Infra & Bldgs _0216 | CLI.CON-000002 |  |  | Approved
Damietta Container Terminal-Infra & Bldgs _0216 | CLI.CON-000002 | 11.21.10 - Building Package-Terminal House_Landscape BOQ ELT and IRR -16143-2.13.3.1.4 | 3-phase Moulded Case Circuit breaker (40A-250V) | Approved
Damietta Container Terminal-Infra & Bldgs _0216 | CLI.CON-000002 |  |  | Approved
Damietta Container Terminal-Infra & Bldgs _0216 | CLI.CON-000002 | 11.10.13 - BUILDING PACKAGE-WORKSHOP HVAC-15145-B.h.8. | Accessories for installation | Approved
Damietta Container Terminal-Infra & Bldgs _0216 | CLI.CON-000002 |  |  | Approved
Damietta Container Terminal-Infra & Bldgs _0216 | CLI.CON-000002 | 11.11.10 - Building Package - 100_Terminal House - 09650 - 2.8.4.1 | Supply, delivery and installing Entry way system from Floor Mat 2300x 3000 mm The Work include all necessary accessories required for complete work | Approved
Damietta Container Terminal-Infra & Bldgs _0216 | CLI.CON-000002 |  |  | Approved
Damietta Container Terminal-Infra & Bldgs _0216 | CLI.CON-000002 | 11.17.11 - Building Package-Firefighting Tank -16143-2.12.3.1 | DB-TANK. | Approved
Damietta Container Terminal-Infra & Bldgs _0216 | CLI.CON-000002 |  |  | Approved
Damietta Container Terminal-Infra & Bldgs _0216 | CLI.CON-000002 | 11.11.10 - Building Package - 100_Terminal House - 04200 - 2.3.1.2.1 | 250 mm wall Thickness | Approved
Damietta Container Terminal-Infra & Bldgs _0216 | CLI.CON-000002 |  |  | Approved
Damietta Container Terminal-Infra & Bldgs _0216 | CLI.CON-000002 | 11.19.15 | FIFI&PL | Approved
Damietta Container Terminal-Infra & Bldgs _0216 | CLI.CON-000002 |  |  | Approved
Damietta Container Terminal-Infra & Bldgs _0216 | CLI.CON-000002 | 11.11.15 - BUILDING PACKAGE-Terminal HOUSE HVAC-15100-A.d.3. | Gate valve DN100mm | Approved
Damietta Container Terminal-Infra & Bldgs _0216 | CLI.CON-000002 |  |  | Approved
Damietta Container Terminal-Infra & Bldgs _0216 | CLI.CON-000002 | 11.11.15 - BUILDING PACKAGE-Terminal HOUSE HVAC-15880-B.b.2. | Fresh air diffuser frame size 450x450mm with plenum box and volume damper | Approved
Damietta Container Terminal-Infra & Bldgs _0216 | CLI.CON-000002 |  |  | Approved
Damietta Container Terminal-Infra & Bldgs _0216 | CLI.CON-000002 |  |  | Approved
Damietta Container Terminal-Infra & Bldgs _0216 | CLI.CON-000002 | 11.19.10 - Building Package - 104_Fuel Station - 071613 - 2. 2.4.1 | Delivering and coating three layers of Polymer Modified Cement Waterproofing for all surfaces of reinforcement concrete and bricks under the ground according to drawings and specifications. The work includes surface cleaning and , bricks or concrete screed for protection (if required) and all other necessary items to complete the work | Approved
Damietta Container Terminal-Infra & Bldgs _0216 | CLI.CON-000002 |  |  | Approved
Damietta Container Terminal-Infra & Bldgs _0216 | CLI.CON-000002 | 11.11.10 - Building Package - 100_Terminal House - 10270 - 2.7.9.1 | Supply, delivery and install Raised Floor for Server Room. The item includes all accessories for work completion. Shop drawings and sample to be approved prior to production. | Approved
Damietta Container Terminal-Infra & Bldgs _0216 | CLI.CON-000002 |  |  | Approved
Damietta Container Terminal-Infra & Bldgs _0216 | CLI.CON-000002 | 11.10.10 - Building Package - 101_Workshop - 09638 - 2.8.2.1 | Supply, delivery and installing granite vanity top (600 mm) width as shown in drawings. The work includes supporting, cutting and all accessories required for complete work. Color, shop drawings and sample to be approved prior to production. | Approved
Damietta Container Terminal-Infra & Bldgs _0216 | CLI.CON-000002 |  |  | Approved
Damietta Container Terminal-Infra & Bldgs _0216 | CLI.CON-000002 | 11.11.15 - BUILDING PACKAGE-Terminal HOUSE HVAC-15100-A.d.23. | Pressure sensor | Approved
Damietta Container Terminal-Infra & Bldgs _0216 | CLI.CON-000002 |  |  | Approved
Damietta Container Terminal-Infra & Bldgs _0216 | CLI.CON-000002 | 11.22 - BUILDING PACKAGE-Workshop complex Technological equipment-11130-2.13.12.4 | Waste Oil offload pipeline system | Approved
Damietta Container Terminal-Infra & Bldgs _0216 | CLI.CON-000002 |  |  | Approved
Damietta Container Terminal-Infra & Bldgs _0216 | CLI.CON-000002 | 11.11.17 - BUILDING PACKAGE -Terminal House Kitchen Equipment-11400-9.09 | Open trolley Cap.: 40 Tray | Approved
Damietta Container Terminal-Infra & Bldgs _0216 | CLI.CON-000002 |  |  | Approved
Damietta Container Terminal-Infra & Bldgs _0216 | CLI.CON-000002 | 11.11.10 - Building Package - 100_Terminal House - 10165 - 2.8.1.2.2 | Size 400 x 1200 mm | Approved
Damietta Container Terminal-Infra & Bldgs _0216 | CLI.CON-000002 |  |  | Approved
Damietta Container Terminal-Infra & Bldgs _0216 | CLI.CON-000002 | 11.11.17 - BUILDING PACKAGE -Terminal House Kitchen Equipment-11400-1.01 | Air curtain Dim: 150cm @250 watt | Approved
Damietta Container Terminal-Infra & Bldgs _0216 | CLI.CON-000002 |  |  | Approved
Damietta Container Terminal-Infra & Bldgs _0216 | CLI.CON-000002 | 11.21.10 - Building Package-Terminal House_Landscape BOQ ELT and IRR -16120-2.13.2.1.6 | (2x6)mm2 | Approved
Damietta Container Terminal-Infra & Bldgs _0216 | CLI.CON-000002 |  |  | Approved
Damietta Container Terminal-Infra & Bldgs _0216 | CLI.CON-000002 | 11.10.14 - BUILDING PACKAGE-WORKSHOP PL-15300-E.b.1. | DN150mm | Approved
Damietta Container Terminal-Infra & Bldgs _0216 | CLI.CON-000002 |  |  | Approved
Damietta Container Terminal-Infra & Bldgs _0216 | CLI.CON-000002 | 11.17.12 - BUILDING PACKAGE-FIREFIGHTING TANK-PL&FIFI-15454-2.9.5.1 | Triplex water booster pumping system Water Network 5 LPS - 60 M T.D.H (2WORKING + 1STAND-BY) . | Approved
Damietta Container Terminal-Infra & Bldgs _0216 | CLI.CON-000002 |  |  | Approved
Damietta Container Terminal-Infra & Bldgs _0216 | CLI.CON-000002 | 11.11.16 - BUILDING PACKAGE-Terminal HOUSE PL-15100-A.c.1. | c. Equipment, valve and other Gate valve DN32mm | Approved
Damietta Container Terminal-Infra & Bldgs _0216 | CLI.CON-000002 |  |  | Approved
Damietta Container Terminal-Infra & Bldgs _0216 | CLI.CON-000002 | 11.11.17 - BUILDING PACKAGE -Terminal House Kitchen Equipment-11400-1.07 | Trolley Dim : 60x90x90cm | Approved
Damietta Container Terminal-Infra & Bldgs _0216 | CLI.CON-000002 |  |  | Approved
Damietta Container Terminal-Infra & Bldgs _0216 | CLI.CON-000002 | 11.10.14 - BUILDING PACKAGE-WORKSHOP PL-15300-F.2 | - Novec 1230 weight: 37kg completed with cylinder, valve, diptube, pressure gauge and label - Black steel pipe DN32= 10m - Black steel fitting - Latching solenoid actuator (1pc) - Manual actuator button (1pc) - Discharge hose (1pc) - Discharge brass nozzle (1pc) - Conventional control panel (1pc) - Smoke detector complete with base (1pc) - Heat detector complete with base (1pc) - Alarm bell (1pc) - Abort switch (1pc) - Sounder with strobe (1pc) - Evacuate sign (1pc) - Gas release sign (1pc) - Manual pull station complete with base (1pc) - Accessories and support | Approved
Damietta Container Terminal-Infra & Bldgs _0216 | CLI.CON-000002 |  |  | Approved
Damietta Container Terminal-Infra & Bldgs _0216 | CLI.CON-000002 | 11.18.14 - BUILDING PACKAGE-In-Out Gate PL&FIFI-15410-2.9.1.1.2 | Pipe size ø 75 mm Dia | Approved
Damietta Container Terminal-Infra & Bldgs _0216 | CLI.CON-000002 |  |  | Approved
Damietta Container Terminal-Infra & Bldgs _0216 | CLI.CON-000002 | 11.11.17 - BUILDING PACKAGE -Terminal House Kitchen Equipment-11400-1.01a | Air curtain Dim: 100cm @250 watt | Approved
Damietta Container Terminal-Infra & Bldgs _0216 | CLI.CON-000002 |  |  | Approved
Damietta Container Terminal-Infra & Bldgs _0216 | CLI.CON-000002 | 11.11.13 - Building Package -ELV-TERMINAL-D.DATA-LAN Network System -D.2. | Server equipmet (Network switch, patch panel, UPS...) | Approved
Damietta Container Terminal-Infra & Bldgs _0216 | CLI.CON-000002 |  |  | Approved
Damietta Container Terminal-Infra & Bldgs _0216 | CLI.CON-000002 | 11.17.10 - Building Package - 108_Firefighting Tank - 09910 - 2.7.3.1.1 | For Pump Room | Approved
Damietta Container Terminal-Infra & Bldgs _0216 | CLI.CON-000002 |  |  | Approved
Damietta Container Terminal-Infra & Bldgs _0216 | CLI.CON-000002 | 11.10.11 - Building Package -LV-Workshop-B.a.Cable tray with cover-B.a.6. | ELV Cable Tray 200x60 | Approved
Damietta Container Terminal-Infra & Bldgs _0216 | CLI.CON-000002 |  |  | Approved
Damietta Container Terminal-Infra & Bldgs _0216 | CLI.CON-000002 | 11.11.16 - BUILDING PACKAGE-Terminal HOUSE PL-15300-E.b.6. | b. Above ground pipe, Black Steel Pipe (BS 1387-1985 class Medium or ASTM 53-2001)DN25mm | Approved
Damietta Container Terminal-Infra & Bldgs _0216 | CLI.CON-000002 |  |  | Approved
Damietta Container Terminal-Infra & Bldgs _0216 | CLI.CON-000002 | 11.10.13 - BUILDING PACKAGE-WORKSHOP HVAC-15651-A.c.5. | Copper pipe Ø 19.05mm with minimum 0.99mm thickness | Approved
Damietta Container Terminal-Infra & Bldgs _0216 | CLI.CON-000002 |  |  | Approved
Damietta Container Terminal-Infra & Bldgs _0216 | CLI.CON-000002 | 11.10.14 - BUILDING PACKAGE-WORKSHOP PL-15410-A.a.3. | OD40mm | Approved
Damietta Container Terminal-Infra & Bldgs _0216 | CLI.CON-000002 |  |  | Approved
Damietta Container Terminal-Infra & Bldgs _0216 | CLI.CON-000002 | 11.16.1881 - BUILDING PACKAGE-GUARD HOUSE PL&Firefighting-15412-2.9.2.2.1 | RD 1 ( bottom outlet ) 110 mm | Approved
Damietta Container Terminal-Infra & Bldgs _0216 | CLI.CON-000002 |  |  | Approved
Damietta Container Terminal-Infra & Bldgs _0216 | CLI.CON-000002 | 11.16.11 - Building Package-Guard House -16143-2.12.3.2.1.2 | Two gang, One way lighting switch 10A-250V | Approved
Damietta Container Terminal-Infra & Bldgs _0216 | CLI.CON-000002 |  |  | Approved
Damietta Container Terminal-Infra & Bldgs _0216 | CLI.CON-000002 | 11.18.11 - Building Package-In-Out Gate BOQ MEP-16510-2.12.4.2.3 | F3-Surface mounted LED luminare L120, 34w | Approved
Damietta Container Terminal-Infra & Bldgs _0216 | CLI.CON-000002 |  |  | Approved
Damietta Container Terminal-Infra & Bldgs _0216 | CLI.CON-000002 | 11.11.16 - BUILDING PACKAGE-Terminal HOUSE PL-15410-C.b.3. | b. Above ground pipe, uPVCDN50mm | Approved
Damietta Container Terminal-Infra & Bldgs _0216 | CLI.CON-000002 |  |  | Approved
Damietta Container Terminal-Infra & Bldgs _0216 | CLI.CON-000002 | 11.11.16 - BUILDING PACKAGE-Terminal HOUSE PL-15412-C.c.2. | c. Equipment , valve and other Floor clean out DN150mm | Approved
Damietta Container Terminal-Infra & Bldgs _0216 | CLI.CON-000002 |  |  | Approved
Damietta Container Terminal-Infra & Bldgs _0216 | CLI.CON-000002 | 11.11.17 - BUILDING PACKAGE -Terminal House Kitchen Equipment-11400-6.08 | Exhaust & supply hood (Island Typ) Dim.: 330x280x45cm | Approved
Damietta Container Terminal-Infra & Bldgs _0216 | CLI.CON-000002 |  |  | Approved
Damietta Container Terminal-Infra & Bldgs _0216 | CLI.CON-000002 | 11.10.14 - BUILDING PACKAGE-WORKSHOP PL-15410-D.a.6. | Hangers, supports, sleeve and accessories | Approved
Damietta Container Terminal-Infra & Bldgs _0216 | CLI.CON-000002 |  |  | Approved
Damietta Container Terminal-Infra & Bldgs _0216 | CLI.CON-000002 | 11.16.10 - Building Package - 112_Guard House- 07220 - 2.5.2.3 | Extruded polystyrene XPS with max K value = 0.03W/m.k rigid foam insulation for Roof Covering | Approved
Damietta Container Terminal-Infra & Bldgs _0216 | CLI.CON-000002 |  |  | Approved
Damietta Container Terminal-Infra & Bldgs _0216 | CLI.CON-000002 | 11.11.10 - Building Package - 100_Terminal House - 03100 - 2.2.2.6 | For stairs | Approved
Damietta Container Terminal-Infra & Bldgs _0216 | CLI.CON-000002 |  |  | Approved
Damietta Container Terminal-Infra & Bldgs _0216 | CLI.CON-000002 | 11.11.12 - Building Package -LV-TERMINAL- E.Socket and Accessories - E.4. | Juction Box 3P+E | Approved
Damietta Container Terminal-Infra & Bldgs _0216 | CLI.CON-000002 |  |  | Approved
Damietta Container Terminal-Infra & Bldgs _0216 | CLI.CON-000002 | 11.10.10 - Building Package - 101_Workshop - 10165 - 2.8.1.1.4 | Granite Urinal Screens Panel 600 x 1500 mm | Approved
Damietta Container Terminal-Infra & Bldgs _0216 | CLI.CON-000002 |  |  | Approved
Damietta Container Terminal-Infra & Bldgs _0216 | CLI.CON-000002 | 11.10.10 - Building Package - 101_Workshop - 02315 - 006 | D13 (2.00*2.20) MM - 90 Minutes with smoke seal, self closing and vision panels according to Egyption FLS Standard | Approved
Damietta Container Terminal-Infra & Bldgs _0216 | CLI.CON-000002 | 11.10.14 - BUILDING PACKAGE-WORKSHOP PL-15300-E.c.5. | Fire extinguisher type ABC, 6kg with accessories | Approved
Damietta Container Terminal-Infra & Bldgs _0216 | CLI.CON-000002 |  |  | Approved
Damietta Container Terminal-Infra & Bldgs _0216 | CLI.CON-000002 | 11.19.10 - Building Package - 104_Fuel Station - 07111 - 2.5.1.1 | For W.C | Approved
Damietta Container Terminal-Infra & Bldgs _0216 | CLI.CON-000002 |  |  | Approved
Damietta Container Terminal-Infra & Bldgs _0216 | CLI.CON-000002 | 11.19.15 - BUILDING PACKAGE-FUEL STAION Plumbing&FIFI-15100-2.9.5.1.1 | Valve size ø 20 mm Dia | Approved
Damietta Container Terminal-Infra & Bldgs _0216 | CLI.CON-000002 |  |  | Approved
Damietta Container Terminal-Infra & Bldgs _0216 | CLI.CON-000002 | 11.16.10 - Building Package - 112_Guard House- 07220 - 2.5.2.1 | Screed Sloping concrete. | Approved
Damietta Container Terminal-Infra & Bldgs _0216 | CLI.CON-000002 |  |  | Approved
Damietta Container Terminal-Infra & Bldgs _0216 | CLI.CON-000002 | 11.11.15 - BUILDING PACKAGE-Terminal HOUSE HVAC-15880-A.a.24. | FCU-wall mounted type-cooling capacity 2.67 kW | Approved
Damietta Container Terminal-Infra & Bldgs _0216 | CLI.CON-000002 |  |  | Approved
Damietta Container Terminal-Infra & Bldgs _0216 | CLI.CON-000002 | 11.10.12 - Building Package -LV-Workshop-E.Mobile Boost Singal System -E.5. | Coaxial Feeder 7/8 Cable | Approved
Damietta Container Terminal-Infra & Bldgs _0216 | CLI.CON-000002 |  |  | Approved
Damietta Container Terminal-Infra & Bldgs _0216 | CLI.CON-000002 | 11.11.17 - BUILDING PACKAGE -Terminal House Kitchen Equipment-11400-1.04 | Hand wash sink unit (Knee operated Dim: 50x45x5cm) | Approved
Damietta Container Terminal-Infra & Bldgs _0216 | CLI.CON-000002 |  |  | Approved
Damietta Container Terminal-Infra & Bldgs _0216 | CLI.CON-000002 | 11.11.10 - Building Package - 100_Terminal House - 08201 - 2.6.3.1.3.1 | FD 45 Minutes with smoke seal and self closing according to Egyption FLS Standard | Approved
Damietta Container Terminal-Infra & Bldgs _0216 | CLI.CON-000002 |  |  | Approved
Damietta Container Terminal-Infra & Bldgs _0216 | CLI.CON-000002 | 11.10.13 - BUILDING PACKAGE-WORKSHOP HVAC-15880-B.f.1. | Flexible duct Ø100mm | Approved
Damietta Container Terminal-Infra & Bldgs _0216 | CLI.CON-000002 |  |  | Approved
Damietta Container Terminal-Infra & Bldgs _0216 | CLI.CON-000002 | 11.10.12 - Building Package -LV-Workshop-H.BMS System -H.6. | Wiring and equopments from DDC | Approved
Damietta Container Terminal-Infra & Bldgs _0216 | CLI.CON-000002 |  |  | Approved
Damietta Container Terminal-Infra & Bldgs _0216 | CLI.CON-000002 | 11.14.10 - Building Package - 109_Dangerous Goods Area - 03100 - 2.2.2.1 | For island and container support cubes | Approved
Damietta Container Terminal-Infra & Bldgs _0216 | CLI.CON-000002 |  |  | Approved
Damietta Container Terminal-Infra & Bldgs _0216 | CLI.CON-000002 | 11.10.14 - BUILDING PACKAGE-WORKSHOP PL-15410-A.a.6. | OD20mm | Approved
Damietta Container Terminal-Infra & Bldgs _0216 | CLI.CON-000002 |  |  | Approved
Damietta Container Terminal-Infra & Bldgs _0216 | CLI.CON-000002 | 11.19.11 - Building Package-Fuel Station BOQ MEP-16510-2.12.5.2.1 | F1-LED PANEL 1200x300, 34W | Approved
Damietta Container Terminal-Infra & Bldgs _0216 | CLI.CON-000002 |  |  | Approved
Damietta Container Terminal-Infra & Bldgs _0216 | CLI.CON-000002 | 11.11.16 - BUILDING PACKAGE-Terminal HOUSE PL-15300-E.b.3. | b. Above ground pipe, Black Steel Pipe (BS 1387-1985 class Medium or ASTM 53-2001)DN80mm | Approved
Damietta Container Terminal-Infra & Bldgs _0216 | CLI.CON-000002 |  |  | Approved
Damietta Container Terminal-Infra & Bldgs _0216 | CLI.CON-000002 | 11.10.13 - BUILDING PACKAGE-WORKSHOP HVAC-15410-A.e.2. | Condensate drain pipe, PVC DN32mm class 8.5 | Approved
Damietta Container Terminal-Infra & Bldgs _0216 | CLI.CON-000002 |  |  | Approved
Damietta Container Terminal-Infra & Bldgs _0216 | CLI.CON-000002 | 11.10.10 - Building Package - 101_Workshop - 09300 - 2.7.2.1.1 | 60 * 60 cm | Approved
Damietta Container Terminal-Infra & Bldgs _0216 | CLI.CON-000002 |  |  | Approved
Damietta Container Terminal-Infra & Bldgs _0216 | CLI.CON-000002 | 11.11.15 - BUILDING PACKAGE-Terminal HOUSE HVAC-15100-A.d.8. | Flexibe connector DN100mm | Approved
Damietta Container Terminal-Infra & Bldgs _0216 | CLI.CON-000002 |  |  | Approved
Damietta Container Terminal-Infra & Bldgs _0216 | CLI.CON-000002 | 11.11.13 - Building Package -ELV-TERMINAL-C.Public Address System -C.4. | Ceiling Speaker | Approved
Damietta Container Terminal-Infra & Bldgs _0216 | CLI.CON-000002 |  |  | Approved
Damietta Container Terminal-Infra & Bldgs _0216 | CLI.CON-000002 | 11.11.16 - BUILDING PACKAGE-Terminal HOUSE PL-15410-D.b.2. | b. Above ground pipe, uPVCPipe sleeves, sealant and label | Approved
Damietta Container Terminal-Infra & Bldgs _0216 | CLI.CON-000002 |  |  | Approved
Damietta Container Terminal-Infra & Bldgs _0216 | CLI.CON-000002 | 11.21.10 - Building Package-Terminal House_Landscape BOQ ELT and IRR -16470-2.13.4.2 | DB-LS. | Approved
Damietta Container Terminal-Infra & Bldgs _0216 | CLI.CON-000002 |  |  | Approved
Damietta Container Terminal-Infra & Bldgs _0216 | CLI.CON-000002 | 11.17.10 - Building Package - 108_Firefighting Tank - 07220 - 2.5.1.4 - 00 | Filter membrane geotextile 180g/sqm, of non woven fabric as specified | Approved
Damietta Container Terminal-Infra & Bldgs _0216 | CLI.CON-000002 |  |  | Approved
Damietta Container Terminal-Infra & Bldgs _0216 | CLI.CON-000002 | 11.10.12 - Building Package -LV-Workshop-E.Mobile Boost Singal System -E.6. | Coaxial Feeder 1/2 Cable | Approved
Damietta Container Terminal-Infra & Bldgs _0216 | CLI.CON-000002 |  |  | Approved
Damietta Container Terminal-Infra & Bldgs _0216 | CLI.CON-000002 | 11.11.12 - Building Package -LV-TERMINAL- B.a.Cable tray with cover - B.a.2. | LV Cabel Tray 150x60 | Approved
Damietta Container Terminal-Infra & Bldgs _0216 | CLI.CON-000002 |  |  | Approved
Damietta Container Terminal-Infra & Bldgs _0216 | CLI.CON-000002 | 11.10.13 - BUILDING PACKAGE-WORKSHOP HVAC-15880-B.h.4. | Sound attenuator for ducting Ø200mm | Approved
Damietta Container Terminal-Infra & Bldgs _0216 | CLI.CON-000002 |  |  | Approved
Damietta Container Terminal-Infra & Bldgs _0216 | CLI.CON-000002 | 11.16.10 - Building Package - 112_Guard House- 09300 - 2.7.2.3.1 | 60 * 15 cm | Approved
Damietta Container Terminal-Infra & Bldgs _0216 | CLI.CON-000002 |  |  | Approved
Damietta Container Terminal-Infra & Bldgs _0216 | CLI.CON-000002 | 11.11.17 - BUILDING PACKAGE -Terminal House Kitchen Equipment-11400-1.08 | Garbage bin (Cylindrical) | Approved
Damietta Container Terminal-Infra & Bldgs _0216 | CLI.CON-000002 |  |  | Approved
Damietta Container Terminal-Infra & Bldgs _0216 | CLI.CON-000002 | 11.11.15 - BUILDING PACKAGE-Terminal HOUSE HVAC-15880-B.g.10. | Volume damper 400x400mm | Approved
Damietta Container Terminal-Infra & Bldgs _0216 | CLI.CON-000002 |  |  | Approved
Damietta Container Terminal-Infra & Bldgs _0216 | CLI.CON-000002 | 11.10.11 - Building Package -LV-Workshop-G.a.Main Power Cable and Accessories-G.a.2. | 1C 240mm² Cu/XLPE/PVC | Approved
Damietta Container Terminal-Infra & Bldgs _0216 | CLI.CON-000002 |  |  | Approved
Damietta Container Terminal-Infra & Bldgs _0216 | CLI.CON-000002 | 11.11.16 - BUILDING PACKAGE-Terminal HOUSE PL-15145-E.a.6. | a. Underground pipe, HDPE PN20 PE80Hangers, supports and accessories | Approved
Damietta Container Terminal-Infra & Bldgs _0216 | CLI.CON-000002 |  |  | Approved
Damietta Container Terminal-Infra & Bldgs _0216 | CLI.CON-000002 | 11.19.13 - BUILDING PACKAGE-FUEL STAION HVAC-15781-2.11.1.2 | supply and install DX unit 2.8 kw, The unit shall be wall mounted direct expansion type complete with indoor fan coil, remote condenser, refrigerant pipe with installation, drain and other electro-mechanical accessories as per mechanical specifications and other appurtenances for a complet. | Approved
Damietta Container Terminal-Infra & Bldgs _0216 | CLI.CON-000002 |  |  | Approved
Damietta Container Terminal-Infra & Bldgs _0216 | CLI.CON-000002 | 11.17.11 - Building Package-Firefighting Tank -16143-2.12.2.1.5 | 3-phase M.C.B Circuit breaker (20A-250V) | Approved
Damietta Container Terminal-Infra & Bldgs _0216 | CLI.CON-000002 |  |  | Approved
Damietta Container Terminal-Infra & Bldgs _0216 | CLI.CON-000002 | 11.21.11 - BUILDING PACKAGE-Terminal landscape irrigation-0-2.15.2 | for DN 25 mm water pipe | Approved
Damietta Container Terminal-Infra & Bldgs _0216 | CLI.CON-000002 |  |  | Approved
Damietta Container Terminal-Infra & Bldgs _0216 | CLI.CON-000002 | 11.11.13 - Building Package -ELV-TERMINAL-C.Public Address System -C.2. | Public Address Control Panel (Amplifier, Zone Control, Call Station...) | Approved
Damietta Container Terminal-Infra & Bldgs _0216 | CLI.CON-000002 |  |  | Approved
Damietta Container Terminal-Infra & Bldgs _0216 | CLI.CON-000002 | 11.11.12 - Building Package -LV-TERMINAL- F.LV Switchboard - F.2. | DB-KITCHEN | Approved
Damietta Container Terminal-Infra & Bldgs _0216 | CLI.CON-000002 |  |  | Approved
Damietta Container Terminal-Infra & Bldgs _0216 | CLI.CON-000002 | 11.10.12 - Building Package -LV-Workshop-B.Fire Alarm System -B.3. | Repeater Control Panel Addresable | Approved
Damietta Container Terminal-Infra & Bldgs _0216 | CLI.CON-000002 |  |  | Approved
Damietta Container Terminal-Infra & Bldgs _0216 | CLI.CON-000002 | 11.10.13 - BUILDING PACKAGE-WORKSHOP HVAC-15890-B.a.4. | Exhaust air-Ceiling fan @ 100 cmh, 25Pa | Approved
Damietta Container Terminal-Infra & Bldgs _0216 | CLI.CON-000002 |  |  | Approved
Damietta Container Terminal-Infra & Bldgs _0216 | CLI.CON-000002 | 11.10.10 - Building Package - 101_Workshop - 09680 - 2.7.5.1 | Colored Cut Pile Carpet floors 80% synthetic and 20% Wool with underlay 8mm pile Height for Praying Rooms, Color and Sample to be approved prior to install. The work includes Basic Layers of (Concrete floor screed or Tiles) with adhesive and 15 cm Wooden Skirting with all others necessary accessories for work completion. | Approved
Damietta Container Terminal-Infra & Bldgs _0216 | CLI.CON-000002 | 11.10.13 - BUILDING PACKAGE-WORKSHOP HVAC-15880-B.h.6. | Sound attenuator for ducting Ø280mm | Approved
Damietta Container Terminal-Infra & Bldgs _0216 | CLI.CON-000002 |  |  | Approved
Damietta Container Terminal-Infra & Bldgs _0216 | CLI.CON-000002 | 11.14.14 - BUILDING PACKAGE-Dangerous good area FIFI WORK-15300-2.10.2.1 | Supply and install electric fire fighting pump connected with bladder tank for generating foam by concentration valve , pump flow rate 1250 Ltrs/min @ pressure drop 7 bar, pumps including isolation valve, check valve, relief valves, flow meters, alarm check valve, deluge valve, pressure gauge, automatic air vent and other mechanical accessories to complete the system as required by NFPA 20 and other relevant codes for this system. Pumps shall be certify UL/FM. Two (2) pumps per container = 1 duty+1 standby. | Approved
Damietta Container Terminal-Infra & Bldgs _0216 | CLI.CON-000002 |  |  | Approved
Damietta Container Terminal-Infra & Bldgs _0216 | CLI.CON-000002 | 11.18.13 - BUILDING PACKAGE -In-Out GateHVAC WORKS-15890-2.11.2.1 | Supply and install inline FRESH fan air flow rate 380 cu M/hr @ 100 pa , the unit shall be direct drive including flexible connection, gravity shatter on roof , cnopy,vibration isolator and other electro-mechanical accessories as per mechanical specifications and other appurtenances for a complet | Approved
Damietta Container Terminal-Infra & Bldgs _0216 | CLI.CON-000002 |  |  | Approved
Damietta Container Terminal-Infra & Bldgs _0216 | CLI.CON-000002 | 11.11.10 - Building Package - 100_Terminal House - 04200 - 001 | 120 mm wall Thickness 90 min fire rated | Approved
Damietta Container Terminal-Infra & Bldgs _0216 | CLI.CON-000002 |  |  | Approved
Damietta Container Terminal-Infra & Bldgs _0216 | CLI.CON-000002 | 11.10.13 - BUILDING PACKAGE-WORKSHOP HVAC-15651-A.c.7. | Copper pipe Ø 34.9mm with minimum 1.21mm thickness | Approved
Damietta Container Terminal-Infra & Bldgs _0216 | CLI.CON-000002 |  |  | Approved
Damietta Container Terminal-Infra & Bldgs _0216 | CLI.CON-000002 | 11.18.11 - Building Package-In-Out Gate BOQ MEP-16120-2.12.2.1.1 | (4x25+16E)mm2 | Approved
Damietta Container Terminal-Infra & Bldgs _0216 | CLI.CON-000002 |  |  | Approved
Damietta Container Terminal-Infra & Bldgs _0216 | CLI.CON-000002 | 11.10.14 - BUILDING PACKAGE-WORKSHOP PL-15100-A.b.11. | Auto air relief valve DN32mm | Approved
Damietta Container Terminal-Infra & Bldgs _0216 | CLI.CON-000002 |  |  | Approved
Damietta Container Terminal-Infra & Bldgs _0216 | CLI.CON-000002 | 11.11.17 - BUILDING PACKAGE -Terminal House Kitchen Equipment-11400-2.02 | Single door reach in freezer Dim: 70x80x210cm @1000 watt | Approved
Damietta Container Terminal-Infra & Bldgs _0216 | CLI.CON-000002 |  |  | Approved
Damietta Container Terminal-Infra & Bldgs _0216 | CLI.CON-000002 | 11.19.11 - Building Package-Fuel Station BOQ MEP--2.12.11.1 | Complete earthing and lightening system including earth pits, test links, earth bars, earth rods, terminal connections and all related accessories for main earthing system and clean earth as specified. Earth resistance shall not exceed 2 ohm for normal earthing &0.5 ohm for clean earthing for all building and main & sub main electrical rooms, light current rooms, substation and MV switchgear rooms, Ring Main Units rooms ...etc., Equipment's like Generators, transformers, panels, ATS, ....ETC. According to standard specifications and approval from supervisor engineer before execution. Contractor shall submit calculations and shop drawings. | Approved
Damietta Container Terminal-Infra & Bldgs _0216 | CLI.CON-000002 |  |  | Approved
Damietta Container Terminal-Infra & Bldgs _0216 | CLI.CON-000002 | 11.18.11 - Building Package-In-Out Gate BOQ MEP-16470-2.12.3.1 | DB-MGATE | Approved
Damietta Container Terminal-Infra & Bldgs _0216 | CLI.CON-000002 |  |  | Approved
Damietta Container Terminal-Infra & Bldgs _0216 | CLI.CON-000002 | 11.19.13 - BUILDING PACKAGE-FUEL STAION HVAC-15840-2.11.3.1 | supply and install exhaust duct works with a complete accessories with G.I sheet metal jacketing protection of 0.6mm thick for out-door installations, flex duct connectors, manual volume damper, turning vanes, hangers, supports, etc. Ducting shall be rated 2" WG pressure class and other fixing accessories for complete installation. | Approved
Damietta Container Terminal-Infra & Bldgs _0216 | CLI.CON-000002 |  |  | Approved
Damietta Container Terminal-Infra & Bldgs _0216 | CLI.CON-000002 | 11.10.11 - Building Package -LV-Workshop-A.a.Substation & Main equipment-A.a.6. | LV-Underground HDPE pipe infrastructure ,fitting, Support, Grounding system completed set and Accessories | Approved
Damietta Container Terminal-Infra & Bldgs _0216 | CLI.CON-000002 |  |  | Approved
Damietta Container Terminal-Infra & Bldgs _0216 | CLI.CON-000002 | 11.11.13 - Building Package -ELV-TERMINAL-E.Mobile Boost Singal System -E.4. | Omi-Antenna | Approved
Damietta Container Terminal-Infra & Bldgs _0216 | CLI.CON-000002 |  |  | Approved
Damietta Container Terminal-Infra & Bldgs _0216 | CLI.CON-000002 | 11.11.10 - Building Package - 100_Terminal House - 09545 - 2.7.6.3 | Supply, delivery and install Metal stripes (15 cm width) reflected ceiling for wc & Showers . The work includes suspension system, access panels and all necessary accessories for work completion, Color & Sample to be approved prior to production. | Approved
Damietta Container Terminal-Infra & Bldgs _0216 | CLI.CON-000002 |  |  | Approved
Damietta Container Terminal-Infra & Bldgs _0216 | CLI.CON-000002 | 11.10.10 - Building Package - 101_Workshop - 05120 - 2.2.3.2 | For Truck | Approved
Damietta Container Terminal-Infra & Bldgs _0216 | CLI.CON-000002 |  |  | Approved
Damietta Container Terminal-Infra & Bldgs _0216 | CLI.CON-000002 | 11.11.16 - BUILDING PACKAGE-Terminal HOUSE PL-15145-C.a.9. | a. Underground pipe, uPVCHangers, supports, sleeve and accessories | Approved
Damietta Container Terminal-Infra & Bldgs _0216 | CLI.CON-000002 |  |  | Approved
Damietta Container Terminal-Infra & Bldgs _0216 | CLI.CON-000002 | 11.11.16 - BUILDING PACKAGE-Terminal HOUSE PL-15410-A.b.6. | b. Above ground pipe, PPR PN12.5Accessories | Approved
Damietta Container Terminal-Infra & Bldgs _0216 | CLI.CON-000002 |  |  | Approved
Damietta Container Terminal-Infra & Bldgs _0216 | CLI.CON-000002 | 11.19.12 | FIRE PROTECTION | Approved
Damietta Container Terminal-Infra & Bldgs _0216 | CLI.CON-000002 |  |  | Approved
Damietta Container Terminal-Infra & Bldgs _0216 | CLI.CON-000002 | 11.11.13 - Building Package -ELV-TERMINAL-F.Access Control System -F.7. | Card Reader | Approved
Damietta Container Terminal-Infra & Bldgs _0216 | CLI.CON-000002 |  |  | Approved
Damietta Container Terminal-Infra & Bldgs _0216 | CLI.CON-000002 | 11.10.14 - BUILDING PACKAGE-WORKSHOP PL-15410-C.a.2. | DN100mm | Approved
Damietta Container Terminal-Infra & Bldgs _0216 | CLI.CON-000002 |  |  | Approved
Damietta Container Terminal-Infra & Bldgs _0216 | CLI.CON-000002 | 11.11.15 - BUILDING PACKAGE-Terminal HOUSE HVAC-15145-A.m.7. | Fittings, hangers, supports, accessories for installation | Approved
Damietta Container Terminal-Infra & Bldgs _0216 | CLI.CON-000002 |  |  | Approved
Damietta Container Terminal-Infra & Bldgs _0216 | CLI.CON-000002 | 11.11.15 - BUILDING PACKAGE-Terminal HOUSE HVAC-15880-B.c.4. | Galvanized steel sheet 1mm thickness | Approved
Damietta Container Terminal-Infra & Bldgs _0216 | CLI.CON-000002 |  |  | Approved
Damietta Container Terminal-Infra & Bldgs _0216 | CLI.CON-000002 | 11.19.10 - Building Package - 104_Fuel Station - 09910 - 2.7.7.1 | For external work | Approved
Damietta Container Terminal-Infra & Bldgs _0216 | CLI.CON-000002 |  |  | Approved
Damietta Container Terminal-Infra & Bldgs _0216 | CLI.CON-000002 | 11.11.10 - Building Package - 100_Terminal House - 207 - 1.1.3.4.2 | supplying and Santolina Chamaecyparissus Equisetiformis as specified in detail drawings in package included where shall be planted of soil as specified in item number 1.1.3.1 . All shall be measured by meter square References: planting schedule sheet 220329-HAE-BA-ZZ-DR-LS-9002 | Approved
Damietta Container Terminal-Infra & Bldgs _0216 | CLI.CON-000002 |  |  | Approved
Damietta Container Terminal-Infra & Bldgs _0216 | CLI.CON-000002 | 11.16.11 - Building Package-Guard House -16120-2.12.2.1.2 | (2x2.5)mm2 | Approved
Damietta Container Terminal-Infra & Bldgs _0216 | CLI.CON-000002 |  |  | Approved
Damietta Container Terminal-Infra & Bldgs _0216 | CLI.CON-000002 | 11.18.14 - BUILDING PACKAGE-In-Out Gate PL&FIFI-15410-2.9.6 | Connection of water supply and drain works with city network and coordinate to finish all the documents and works to complete this connection. | Approved
Damietta Container Terminal-Infra & Bldgs _0216 | CLI.CON-000002 |  |  | Approved
Damietta Container Terminal-Infra & Bldgs _0216 | CLI.CON-000002 | 11.11.16 - BUILDING PACKAGE-Terminal HOUSE PL-15440-G.9. | Washing dishes | Approved
Damietta Container Terminal-Infra & Bldgs _0216 | CLI.CON-000002 |  |  | Approved
Damietta Container Terminal-Infra & Bldgs _0216 | CLI.CON-000002 | 11.11.13 - Building Package -ELV-TERMINAL-H.BMS System -H.2. | BMS Control System (Server,Work Station, Connection to slave equipment) | Approved
Damietta Container Terminal-Infra & Bldgs _0216 | CLI.CON-000002 |  |  | Approved
Damietta Container Terminal-Infra & Bldgs _0216 | CLI.CON-000002 | 11.11.10 - Building Package - 100_Terminal House - 08110 - 2.6.2.3.1 | FD 90 Minutes with smoke seal, self closing and vision panel according to Egyption FLS Standard | Approved
Damietta Container Terminal-Infra & Bldgs _0216 | CLI.CON-000002 |  |  | Approved
Damietta Container Terminal-Infra & Bldgs _0216 | CLI.CON-000002 | 11.19.10 - Building Package - 104_Fuel Station - 07220 - 2.5.1.4.5 | supply,deliver and install of 40x40x4 cm thick precast concrete roof pavers on PVC spacers, loose laid as indicated on drawings including Skirting 20 cm Height | Approved
Damietta Container Terminal-Infra & Bldgs _0216 | CLI.CON-000002 |  |  | Approved
Damietta Container Terminal-Infra & Bldgs _0216 | CLI.CON-000002 | 11.10.12 - Building Package -LV-Workshop-B.Fire Alarm System -B.4. | Smoke Detector Addressable | Approved
Damietta Container Terminal-Infra & Bldgs _0216 | CLI.CON-000002 |  |  | Approved
Damietta Container Terminal-Infra & Bldgs _0216 | CLI.CON-000002 | 11.10.10 - Building Package - 101_Workshop - 05520 - 2.4.2.2 | Removable Stainless Steel handrail for safety of height 1m, Consist of 5cm dia.Tube Railing and support Post (Every 1.00 m ), with 3 Horizontal Guardrail 2.5 cm dia. Each | Approved
Damietta Container Terminal-Infra & Bldgs _0216 | CLI.CON-000002 |  |  | Approved
Damietta Container Terminal-Infra & Bldgs _0216 | CLI.CON-000002 | 11.10.11 - Building Package -LV-Workshop-G.c.Power Cable For Socket-G.c.12. | PVC Conduit Ø20 | Approved
Damietta Container Terminal-Infra & Bldgs _0216 | CLI.CON-000002 |  |  | Approved
Damietta Container Terminal-Infra & Bldgs _0216 | CLI.CON-000002 | 11.11.10 - Building Package - 100_Terminal House - 03100 - 2.2.2.1 | For Raft foundation | Approved
Damietta Container Terminal-Infra & Bldgs _0216 | CLI.CON-000002 |  |  | Approved
Damietta Container Terminal-Infra & Bldgs _0216 | CLI.CON-000002 | 11.11.15 - BUILDING PACKAGE-Terminal HOUSE HVAC-15410-A.m.4. | Condensate drain pipe, PVC DN50mm class 8.5 | Approved
Damietta Container Terminal-Infra & Bldgs _0216 | CLI.CON-000002 |  |  | Approved
Damietta Container Terminal-Infra & Bldgs _0216 | CLI.CON-000002 | 11.11.15 - BUILDING PACKAGE-Terminal HOUSE HVAC-15100-A.d.6. | Pressure relief valve DN150mm | Approved
Damietta Container Terminal-Infra & Bldgs _0216 | CLI.CON-000002 |  |  | Approved
Damietta Container Terminal-Infra & Bldgs _0216 | CLI.CON-000002 | 11.10.10 - Building Package - 101_Workshop - 83416 - 3.6.3.2.1 | Not fire rated | Approved
Damietta Container Terminal-Infra & Bldgs _0216 | CLI.CON-000002 |  |  | Approved
Damietta Container Terminal-Infra & Bldgs _0216 | CLI.CON-000002 | 11.11.10 - Building Package - 100_Terminal House - 04200 - 2.8.8.1.00 | Non Smoking Signatures for each floor and buidling Smoking Signatures (way finding) for each floor and buidling | Approved
Damietta Container Terminal-Infra & Bldgs _0216 | CLI.CON-000002 |  |  | Approved
Damietta Container Terminal-Infra & Bldgs _0216 | CLI.CON-000002 | 11.11.16 - BUILDING PACKAGE-Terminal HOUSE PL-15300-E.c.1. | c. EquipmentAutomatic air vent DN25 completed with ball valve DN25 PN20 | Approved
Damietta Container Terminal-Infra & Bldgs _0216 | CLI.CON-000002 |  |  | Approved
Damietta Container Terminal-Infra & Bldgs _0216 | CLI.CON-000002 | 11.11.15 - BUILDING PACKAGE-Terminal HOUSE HVAC-15145-A.g.5. | Hangers, support and accessories for installation | Approved
Damietta Container Terminal-Infra & Bldgs _0216 | CLI.CON-000002 |  |  | Approved
Damietta Container Terminal-Infra & Bldgs _0216 | CLI.CON-000002 | 11.10.12 - Building Package -LV-Workshop-G.CCTV System -G.7. | Ø25mm PVC Flexible Conduit | Approved
Damietta Container Terminal-Infra & Bldgs _0216 | CLI.CON-000002 |  |  | Approved
Damietta Container Terminal-Infra & Bldgs _0216 | CLI.CON-000002 | 11.11.16 - BUILDING PACKAGE-Terminal HOUSE PL-15454-B.c.6. | c. Equipment , valve and other Circulation Pump Supplying, installing, connecting and testing of Domestic Water circulation Pumping System consists of : one pump having a design capacity 0.9m3/h @1bar -) Pumps should be Factory Assembly. -) Pumps should be variable speed. -) The Contractor should make a Hydraulic Calculations for Pumps and take approval on it before supplying. -) Item included concrete bases for pump set. -) Pumps with it's motor should be mounted on a common base prior with vibration isolating mounts, galvanized tubing with shutoff cocks for gauges, all mounted on a common structural steel base prior to shipment. (VFD OUT- SIDE PUMP HEAD) -) Item included control panel for each pump and ( electric cable, cable tray ) from pump's panel to pumps . -) Item included all needed valves and accessories (gate valve - check valve - os&y gate valve-ball valve - pressure gages - strainers - flexible connection - fitting - flanges - eccentric diffuser- air vent for pump - isolation valve -----) install on suction line, discharge line. -) Item included pressure vessel (bladder type) have a capacity 500 liters with all needed connections and fittings and valves and pressure gages . - All required accessories as shown on drawings, specifications . | Approved
Damietta Container Terminal-Infra & Bldgs _0216 | CLI.CON-000002 |  |  | Approved
Damietta Container Terminal-Infra & Bldgs _0216 | CLI.CON-000002 | 11.18.10 - Building Package - 102_In-Out Gate - 05730 - 2.13.1.1 | delivery and installation of truss-mounted traffic signs, each set 1x "limited height" 1x "limited beam", DIN or local standard, >59 cm diameter, self reflecting coating | Approved
Damietta Container Terminal-Infra & Bldgs _0216 | CLI.CON-000002 |  |  | Approved
Damietta Container Terminal-Infra & Bldgs _0216 | CLI.CON-000002 | 11.11.10 - Building Package - 100_Terminal House - 08110 - 2.6.1.2.1 | Not Fire rated | Approved
Damietta Container Terminal-Infra & Bldgs _0216 | CLI.CON-000002 |  |  | Approved
Damietta Container Terminal-Infra & Bldgs _0216 | CLI.CON-000002 | 11.18.14 - BUILDING PACKAGE-In-Out Gate PL&FIFI-15440-2.9.3.5.1 | Pipe size ø 20 mm Dia | Approved
Damietta Container Terminal-Infra & Bldgs _0216 | CLI.CON-000002 |  |  | Approved
Damietta Container Terminal-Infra & Bldgs _0216 | CLI.CON-000002 | 11.11.10 - Building Package - 100_Terminal House - 08520 - 2.6.4.1.3.1 | FD 45 Minutes with smoke seal and self closing according to Egyption FLS Standard | Approved
Damietta Container Terminal-Infra & Bldgs _0216 | CLI.CON-000002 |  |  | Approved
Damietta Container Terminal-Infra & Bldgs _0216 | CLI.CON-000002 | 11.10.10 - Building Package - 101_Workshop - 031513 - 2.4.5.1 | for Floor | Approved
Damietta Container Terminal-Infra & Bldgs _0216 | CLI.CON-000002 |  |  | Approved
Damietta Container Terminal-Infra & Bldgs _0216 | CLI.CON-000002 | 11.11.15 - BUILDING PACKAGE-Terminal HOUSE HVAC-15880-A.i.1. | Fresh air diffuser frame size 450x450 mm with plenum box and volume damper | Approved
Damietta Container Terminal-Infra & Bldgs _0216 | CLI.CON-000002 |  |  | Approved
Damietta Container Terminal-Infra & Bldgs _0216 | CLI.CON-000002 | 11.19.10 - Building Package - 104_Fuel Station - 09300 - 2.7.2.2.2 | 30 * 30 cm | Approved
Damietta Container Terminal-Infra & Bldgs _0216 | CLI.CON-000002 |  |  | Approved
Damietta Container Terminal-Infra & Bldgs _0216 | CLI.CON-000002 | 11.11.17 - BUILDING PACKAGE -Terminal House Kitchen Equipment-11400-6.23 | Meat Slicer @1kw | Approved
Damietta Container Terminal-Infra & Bldgs _0216 | CLI.CON-000002 |  |  | Approved
Damietta Container Terminal-Infra & Bldgs _0216 | CLI.CON-000002 |  |  | Approved
Damietta Container Terminal-Infra & Bldgs _0216 | CLI.CON-000002 | 11.10.11 - Building Package -LV-Workshop-E.Socket and Accessories-E.3. | Juction Box 2P+E | Approved
Damietta Container Terminal-Infra & Bldgs _0216 | CLI.CON-000002 |  |  | Approved
Damietta Container Terminal-Infra & Bldgs _0216 | CLI.CON-000002 | 11.11.12 - Building Package -LV-TERMINAL- F.LV Switchboard - F.9. | DB-2 | Approved
Damietta Container Terminal-Infra & Bldgs _0216 | CLI.CON-000002 |  |  | Approved
Damietta Container Terminal-Infra & Bldgs _0216 | CLI.CON-000002 | 11.11.15 - BUILDING PACKAGE-Terminal HOUSE HVAC-15670-A.a.3. | Thermal energy storge constant speed pump @ flow rate 20 l/s, 20m head loss | Approved
Damietta Container Terminal-Infra & Bldgs _0216 | CLI.CON-000002 |  |  | Approved
Damietta Container Terminal-Infra & Bldgs _0216 | CLI.CON-000002 | 11.11.15 - BUILDING PACKAGE-Terminal HOUSE HVAC-15880-B.h.9. | Fire damper 450x1100mm | Approved
Damietta Container Terminal-Infra & Bldgs _0216 | CLI.CON-000002 |  |  | Approved
Damietta Container Terminal-Infra & Bldgs _0216 | CLI.CON-000002 | 11.11.16 - BUILDING PACKAGE-Terminal HOUSE PL-15300-E.b.1. | b. Above ground pipe, Black Steel Pipe (BS 1387-1985 class Medium or ASTM 53-2001)DN150mm | Approved
Damietta Container Terminal-Infra & Bldgs _0216 | CLI.CON-000002 |  |  | Approved
Damietta Container Terminal-Infra & Bldgs _0216 | CLI.CON-000002 | 11.20.10 - Building Package - 110_Reefer Racks- 05120 - 2.2.3.1 | Supply and installation of steel gratings on steel structure as per drawings and specifications. Steel type: S 235 J2 Corrosion protection: As per ISO 12944 Class C5 Including all accessories. | Approved
Damietta Container Terminal-Infra & Bldgs _0216 | CLI.CON-000002 |  |  | Approved
Damietta Container Terminal-Infra & Bldgs _0216 | CLI.CON-000002 | 11.10.12 - Building Package -LV-Workshop-F.Access Control System -F.12. | Label, fitting and accessories | Approved
Damietta Container Terminal-Infra & Bldgs _0216 | CLI.CON-000002 |  |  | Approved
Damietta Container Terminal-Infra & Bldgs _0216 | CLI.CON-000002 | 11.21.10 | LV- Terminal House Landscape | Approved
Damietta Container Terminal-Infra & Bldgs _0216 | CLI.CON-000002 |  |  | Approved
Damietta Container Terminal-Infra & Bldgs _0216 | CLI.CON-000002 | 11.11.15 - BUILDING PACKAGE-Terminal HOUSE HVAC-15670-A.a.4. | Chilled water pump variable frequency drive type @ flow rate 31 l/s, 36m head loss | Approved
Damietta Container Terminal-Infra & Bldgs _0216 | CLI.CON-000002 |  |  | Approved
Damietta Container Terminal-Infra & Bldgs _0216 | CLI.CON-000002 | 11.11.10 - Building Package - 100_Terminal House - 09200 - 2.7.1.1.1 | For walls | Approved
Damietta Container Terminal-Infra & Bldgs _0216 | CLI.CON-000002 |  |  | Approved
Damietta Container Terminal-Infra & Bldgs _0216 | CLI.CON-000002 | 11.10.14 - BUILDING PACKAGE-WORKSHOP PL-15100-A.b.1. | Gate valve DN40mm | Approved
Damietta Container Terminal-Infra & Bldgs _0216 | CLI.CON-000002 |  |  | Approved
Damietta Container Terminal-Infra & Bldgs _0216 | CLI.CON-000002 | 11.18.10 - Building Package - 102_In-Out Gate - 07220 - 2.5.2.1 | Screed Sloping concrete. | Approved
Damietta Container Terminal-Infra & Bldgs _0216 | CLI.CON-000002 |  |  | Approved
Damietta Container Terminal-Infra & Bldgs _0216 | CLI.CON-000002 | 11.10.14 - BUILDING PACKAGE-WORKSHOP PL-15410-D.a.5. | Accessories | Approved
Damietta Container Terminal-Infra & Bldgs _0216 | CLI.CON-000002 |  |  | Approved
Damietta Container Terminal-Infra & Bldgs _0216 | CLI.CON-000002 | 11.18.13 - BUILDING PACKAGE -In-Out GateHVAC WORKS-15781-2.11.1.1 | supply and install DX unit 5.8 kw ,The unit shall be wall mounted direct expansion type complete with indoor fan coil, remote condenser, refrigerant pipe with installation, drain and other electro-mechanical accessories as per mechanical specifications and other appurtenances for a complet | Approved
Damietta Container Terminal-Infra & Bldgs _0216 | CLI.CON-000002 |  |  | Approved
Damietta Container Terminal-Infra & Bldgs _0216 | CLI.CON-000002 | 11.10.11 - Building Package -LV-Workshop-A.a.Substation & Main equipment-A.a.2. | Transformer 400kVA (Dry type) | Approved
Damietta Container Terminal-Infra & Bldgs _0216 | CLI.CON-000002 |  |  | Approved
Damietta Container Terminal-Infra & Bldgs _0216 | CLI.CON-000002 | 11.11.15 - BUILDING PACKAGE-Terminal HOUSE HVAC-15510-A.j.3. | BS Pre-insulated pipe DN32mm | Approved
Damietta Container Terminal-Infra & Bldgs _0216 | CLI.CON-000002 |  |  | Approved
Damietta Container Terminal-Infra & Bldgs _0216 | CLI.CON-000002 | 11.11.16 - BUILDING PACKAGE-Terminal HOUSE PL-15410-C.a.7. | a. Underground pipe, uPVCPipe sleeves & sealant | Approved
Damietta Container Terminal-Infra & Bldgs _0216 | CLI.CON-000002 |  |  | Approved
Damietta Container Terminal-Infra & Bldgs _0216 | CLI.CON-000002 | 11.11.13 - Building Package -ELV-TERMINAL-F.Access Control System -F.2. | Access Control Panel | Approved
Damietta Container Terminal-Infra & Bldgs _0216 | CLI.CON-000002 |  |  | Approved
Damietta Container Terminal-Infra & Bldgs _0216 | CLI.CON-000002 | 11.11.15 - BUILDING PACKAGE-Terminal HOUSE HVAC-15880-B.h.1. | Fire damper Ø100mm | Approved
Damietta Container Terminal-Infra & Bldgs _0216 | CLI.CON-000002 |  |  | Approved
Damietta Container Terminal-Infra & Bldgs _0216 | CLI.CON-000002 | 11.11.16 - BUILDING PACKAGE-Terminal HOUSE PL-15300-E.b.2. | b. Above ground pipe, Black Steel Pipe (BS 1387-1985 class Medium or ASTM 53-2001)DN100mm | Approved
Damietta Container Terminal-Infra & Bldgs _0216 | CLI.CON-000002 |  |  | Approved
Damietta Container Terminal-Infra & Bldgs _0216 | CLI.CON-000002 | 11.10.13 - BUILDING PACKAGE-WORKSHOP HVAC-15880-B.b.2. | Fresh air diffuser frame size 300x300mm with plenum box and volume damper | Approved
Damietta Container Terminal-Infra & Bldgs _0216 | CLI.CON-000002 |  |  | Approved
Damietta Container Terminal-Infra & Bldgs _0216 | CLI.CON-000002 | 11.10.11 - Building Package -LV-Workshop-C.Earthing And Lightning Systems-C.1. | Steel strip 30 x 3.5mm | Approved
Damietta Container Terminal-Infra & Bldgs _0216 | CLI.CON-000002 |  |  | Approved
Damietta Container Terminal-Infra & Bldgs _0216 | CLI.CON-000002 | 11.10.11 - Building Package -LV-Workshop-G.b.Power Cable For Lighting-G.b.5. | Accessories | Approved
Damietta Container Terminal-Infra & Bldgs _0216 | CLI.CON-000002 |  |  | Approved
Damietta Container Terminal-Infra & Bldgs _0216 | CLI.CON-000002 | 11.10.14 - BUILDING PACKAGE-WORKSHOP PL-15300-E.b.5. | DN40mm | Approved
Damietta Container Terminal-Infra & Bldgs _0216 | CLI.CON-000002 |  |  | Approved
Damietta Container Terminal-Infra & Bldgs _0216 | CLI.CON-000002 | 11.11.12 - Building Package -LV-TERMINAL- A.c.Solar System - A.c.3. | Solar panel | Approved
Damietta Container Terminal-Infra & Bldgs _0216 | CLI.CON-000002 |  |  | Approved
Damietta Container Terminal-Infra & Bldgs _0216 | CLI.CON-000002 | 11.22 - BUILDING PACKAGE-Workshop complex Technological equipment-11020-2.13.1.1 | Spreader workshop bridge cranes: 2 x cranes with two trolleys each, rated load 10 tons per trolley | Approved
Damietta Container Terminal-Infra & Bldgs _0216 | CLI.CON-000002 |  |  | Approved
Damietta Container Terminal-Infra & Bldgs _0216 | CLI.CON-000002 | 11.17.11 - Building Package-Firefighting Tank -16110-2.12.1.1 | D25 galvanized steel or stainless steel wet room approved including fixtures and installation material | Approved
Damietta Container Terminal-Infra & Bldgs _0216 | CLI.CON-000002 |  |  | Approved
Damietta Container Terminal-Infra & Bldgs _0216 | CLI.CON-000002 | 11.11.10 - Building Package - 100_Terminal House - 09638 - 2.7.7.2 | Granite treads (4 cm thick) & riser (2 cm thick) for internal stairs, as shown on drawings. The item includes screed, cutting, 15 cm skirting and all other accessories for work completion. Shop drawings and sample to be approved prior to production. | Approved
Damietta Container Terminal-Infra & Bldgs _0216 | CLI.CON-000002 |  |  | Approved
Damietta Container Terminal-Infra & Bldgs _0216 | CLI.CON-000002 | 11.23 | General Items | Approved
Damietta Container Terminal-Infra & Bldgs _0216 | CLI.CON-000002 |  |  | Approved
Damietta Container Terminal-Infra & Bldgs _0216 | CLI.CON-000002 | 11.16.10 - Building Package - 112_Guard House- 07220 - 2.5.1.4.5 | supply,deliver and install of 40x40x4 cm thick precast concrete roof pavers on PVC spacers, loose laid as indicated on drawings including Skirting 20 cm Height | Approved
Damietta Container Terminal-Infra & Bldgs _0216 | CLI.CON-000002 |  |  | Approved
Damietta Container Terminal-Infra & Bldgs _0216 | CLI.CON-000002 | 11.11.13 - Building Package -ELV-TERMINAL-G.CCTV System -G.3. | Indoor camera | Approved
Damietta Container Terminal-Infra & Bldgs _0216 | CLI.CON-000002 |  |  | Approved
Damietta Container Terminal-Infra & Bldgs _0216 | CLI.CON-000002 | 11.11.15 - BUILDING PACKAGE-Terminal HOUSE HVAC-15030-B.i.1. | Electrical power wiring and control wiring with accessories | Approved
Damietta Container Terminal-Infra & Bldgs _0216 | CLI.CON-000002 |  |  | Approved
Damietta Container Terminal-Infra & Bldgs _0216 | CLI.CON-000002 | 11.11.10 - Building Package - 100_Terminal House - 02315 - 2.1.5 | Dewatering for tunnel, Fire Fighting tank & Dangerous Good Area | Approved
Damietta Container Terminal-Infra & Bldgs _0216 | CLI.CON-000002 |  |  | Approved
Damietta Container Terminal-Infra & Bldgs _0216 | CLI.CON-000002 | 11.11.16 - BUILDING PACKAGE-Terminal HOUSE PL-15300-E.a.2. | a. Underground pipe, HDPE PN20 PE80OD90mm | Approved
Damietta Container Terminal-Infra & Bldgs _0216 | CLI.CON-000002 |  |  | Approved
Damietta Container Terminal-Infra & Bldgs _0216 | CLI.CON-000002 | 11.17.10 - Building Package - 108_Firefighting Tank - 07220 - 2.5.1.1 | Screed Sloping concrete. | Approved
Damietta Container Terminal-Infra & Bldgs _0216 | CLI.CON-000002 |  |  | Approved
Damietta Container Terminal-Infra & Bldgs _0216 | CLI.CON-000002 |  |  | Approved
Damietta Container Terminal-Infra & Bldgs _0216 | CLI.CON-000002 | 11.10.10 - Building Package - 101_Workshop - 03100 - 2.2.2.2.2 | Retaining Wall | Approved
Damietta Container Terminal-Infra & Bldgs _0216 | CLI.CON-000002 |  |  | Approved
Damietta Container Terminal-Infra & Bldgs _0216 | CLI.CON-000002 | 11.21.10 - Building Package-Terminal House_Landscape BOQ ELT and IRR -16470-2.13.4.4 | DB-CHARGE 2 | Approved
Damietta Container Terminal-Infra & Bldgs _0216 | CLI.CON-000002 |  |  | Approved
Damietta Container Terminal-Infra & Bldgs _0216 | CLI.CON-000002 | 11.19.10 - Building Package - 104_Fuel Station - 04200 - 2.3.1.2.1 | Double Wall constructed of 120 mm brick wall, 110 mm air cavity & 120 mm brick wall | Approved
Damietta Container Terminal-Infra & Bldgs _0216 | CLI.CON-000002 |  |  | Approved
Damietta Container Terminal-Infra & Bldgs _0216 | CLI.CON-000002 | 11.10.10 - Building Package - 101_Workshop - 096700 - 2.7.9.2 | Supply, delivery and install (15 cm Height) Cement screed Skirting for Workshop areas with Epoxy Paint. The item includes all other accessories required for work completion. | Approved
Damietta Container Terminal-Infra & Bldgs _0216 | CLI.CON-000002 |  |  | Approved
Damietta Container Terminal-Infra & Bldgs _0216 | CLI.CON-000002 | 11.18.11 - Building Package-In-Out Gate BOQ MEP-16120-2.12.2.1.3 | (2x2.5)mm2 indoor installation | Approved
Damietta Container Terminal-Infra & Bldgs _0216 | CLI.CON-000002 |  |  | Approved
Damietta Container Terminal-Infra & Bldgs _0216 | CLI.CON-000002 | 11.11.16 - BUILDING PACKAGE-Terminal HOUSE PL-15100-A.c.5. | c. Equipment, valve and other Angle stop valve DN15mm (1way) | Approved
Damietta Container Terminal-Infra & Bldgs _0216 | CLI.CON-000002 |  |  | Approved
Damietta Container Terminal-Infra & Bldgs _0216 | CLI.CON-000002 | 11.11.13 - Building Package -ELV-TERMINAL-G.CCTV System -G.7. | Ø25mm PVC Flexible Conduit | Approved
Damietta Container Terminal-Infra & Bldgs _0216 | CLI.CON-000002 |  |  | Approved
Damietta Container Terminal-Infra & Bldgs _0216 | CLI.CON-000002 | 11.16.1881 - BUILDING PACKAGE-GUARD HOUSE PL&Firefighting-15412-2.9.2.4.1 | Supplying, Installing , connecting , and testing of 30mm Dia. Gully trap from u.p.v.c (Osma drain or similar) including frame and covers complete with all accessories and fittings as specified and as shown on drawings. | Approved
Damietta Container Terminal-Infra & Bldgs _0216 | CLI.CON-000002 |  |  | Approved
Damietta Container Terminal-Infra & Bldgs _0216 | CLI.CON-000002 | 11.10.10 - Building Package - 101_Workshop - 03100 - 2.2.2.1.2 | Columns , shear wall and core | Approved
Damietta Container Terminal-Infra & Bldgs _0216 | CLI.CON-000002 |  |  | Approved
Damietta Container Terminal-Infra & Bldgs _0216 | CLI.CON-000002 | 11.10.13 - BUILDING PACKAGE-WORKSHOP HVAC-15410-A.e.3. | Condensate drain pipe, PVC DN40mm class 8.5 | Approved
Damietta Container Terminal-Infra & Bldgs _0216 | CLI.CON-000002 |  |  | Approved
Damietta Container Terminal-Infra & Bldgs _0216 | CLI.CON-000002 | 11.22 - BUILDING PACKAGE-Workshop complex Technological equipment-11030-2.13.2.5 | Connection fittings to Balzer Pits (to be adjusted with supplier) | Approved
Damietta Container Terminal-Infra & Bldgs _0216 | CLI.CON-000002 |  |  | Approved
Damietta Container Terminal-Infra & Bldgs _0216 | CLI.CON-000002 | 11.11.15 - BUILDING PACKAGE-Terminal HOUSE HVAC-15720-A.a.9. | Fresh air handling unit with heat recovery-cooling capacity 215 kW, electric heater load 27 kW, supply air 16000 cmh, extract air 10825 cmh, external static pressure 500 Pa | Approved
Damietta Container Terminal-Infra & Bldgs _0216 | CLI.CON-000002 |  |  | Approved
Damietta Container Terminal-Infra & Bldgs _0216 | CLI.CON-000002 | 11.11.10 - Building Package - 100_Terminal House - 08201 - 2.6.3.2.1.2 | FD 45 Minutes with smoke seal and self closing according to Egyption FLS Standard | Approved
Damietta Container Terminal-Infra & Bldgs _0216 | CLI.CON-000002 |  |  | Approved
Damietta Container Terminal-Infra & Bldgs _0216 | CLI.CON-000002 | 11.11.16 - BUILDING PACKAGE-Terminal HOUSE PL-15145-H.2. | Waterproofing, fitting and accessories Terminal HOUSE HVAC | Approved
Damietta Container Terminal-Infra & Bldgs _0216 | CLI.CON-000002 |  |  | Approved
Damietta Container Terminal-Infra & Bldgs _0216 | CLI.CON-000002 | 11.11.15 - BUILDING PACKAGE-Terminal HOUSE HVAC-15880-B.b.6. | Return air diffuser frame size Ø300mm with plenum box and volume damper | Approved
Damietta Container Terminal-Infra & Bldgs _0216 | CLI.CON-000002 |  |  | Approved
Damietta Container Terminal-Infra & Bldgs _0216 | CLI.CON-000002 | 11.10.14 - BUILDING PACKAGE-WORKSHOP PL-15412-C.c.7. | Concrete Oil Separator L3xW2xH2.4m | Approved
Damietta Container Terminal-Infra & Bldgs _0216 | CLI.CON-000002 |  |  | Approved
Damietta Container Terminal-Infra & Bldgs _0216 | CLI.CON-000002 | 11.11.15 - BUILDING PACKAGE-Terminal HOUSE HVAC-15100-A.d.2. | Gate valve DN65mm | Approved
Damietta Container Terminal-Infra & Bldgs _0216 | CLI.CON-000002 |  |  | Approved
Damietta Container Terminal-Infra & Bldgs _0216 | CLI.CON-000002 | 11.11.12 - Building Package -LV-TERMINAL- G.d.Power Cable For MVAC - G.d.7. | 1C 50mm² Cu/PVC/PE | Approved
Damietta Container Terminal-Infra & Bldgs _0216 | CLI.CON-000002 |  |  | Approved
Damietta Container Terminal-Infra & Bldgs _0216 | CLI.CON-000002 | 11.10.10 - Building Package - 101_Workshop - 09545 - 2.7.7.1 | Supply, delivery and installing of dry wall partition consists of Galvanized studs, 2 layers of gypsum boards 16 mm thick. For internal partition at Ground floor storage department, the Work includes Fixation to floor, ceiling and any other elements, and all accessories needed for work completion | Approved
Damietta Container Terminal-Infra & Bldgs _0216 | CLI.CON-000002 |  |  | Approved
Damietta Container Terminal-Infra & Bldgs _0216 | CLI.CON-000002 | 11.10.10 - Building Package - 101_Workshop - 08110 - 2.6.2.1.2 | FD 90 Minutes with smoke seal and self closing according to Egyption FLS Standard | Approved
Damietta Container Terminal-Infra & Bldgs _0216 | CLI.CON-000002 |  |  | Approved
Damietta Container Terminal-Infra & Bldgs _0216 | CLI.CON-000002 | 11.18.12 | Fire Protection | Approved
Damietta Container Terminal-Infra & Bldgs _0216 | CLI.CON-000002 |  |  | Approved
Damietta Container Terminal-Infra & Bldgs _0216 | CLI.CON-000002 | 11.11.15 - BUILDING PACKAGE-Terminal HOUSE HVAC-15145-B.f.6. | Hangers, support, accessories for installation | Approved
Damietta Container Terminal-Infra & Bldgs _0216 | CLI.CON-000002 |  |  | Approved
Damietta Container Terminal-Infra & Bldgs _0216 | CLI.CON-000002 | 11.10.14 - BUILDING PACKAGE-WORKSHOP PL-15454-B.b.8. | Circulation Pump Supplying, installing, connecting and testing of Domestic Water circulation Pumping System consists of :- one pump having a design capacity Q: 0.7m3/hr @1bar -) Pumps should be Factory Assembly . -) pumps should be variable speed . -) The Contractor should make a Hydraulic Calculations for Pumps and take approval on it before supplying . -) Item included concrete bases for pump set . -) Pumps with it's motor should be mounted on a common base prior with vibration isolating mounts, galvanized tubing with shutoff cocks for gauges, all mounted on a common structural steel base prior to shipment.(VFD OUT- SIDE PUMP HEAD) "-) item included control panel for each pump and (electric cable, cable tray ) from pump's panel to pumps . -) Item included all needed valves and accessories (gate valve - check valve - os&y gate valve-ball valve - pressure gages-strainers - flexible connection - fitting -flanges - eccentric diffuser- air vent for pump -isolation valve - ----) install on suction line, discharge line -) item included pressure vessel (bladder type) have a capacity 500 liters with all needed connections and fittings and valves and pressure gages . - all required accessories as shown on drawings, specifications . | Approved
Damietta Container Terminal-Infra & Bldgs _0216 | CLI.CON-000002 |  |  | Approved
Damietta Container Terminal-Infra & Bldgs _0216 | CLI.CON-000002 | 11.23 - Building Package - 001 General Items - 1.1.1 - 1.1.0 | Performance Security for damitta building | Approved
Damietta Container Terminal-Infra & Bldgs _0216 | CLI.CON-000002 |  |  | Approved
Damietta Container Terminal-Infra & Bldgs _0216 | CLI.CON-000002 | 11.10.11 - Building Package -LV-Workshop-G.a.Main Power Cable and Accessories-G.a.14. | 1C 35mm² Cu/PVC/PE | Approved
Damietta Container Terminal-Infra & Bldgs _0216 | CLI.CON-000002 |  |  | Approved
Damietta Container Terminal-Infra & Bldgs _0216 | CLI.CON-000002 | 11.11.13 - Building Package -ELV-TERMINAL-B.Fire Alarm System -B.3. | Repeater Control Panel Addresable | Approved
Damietta Container Terminal-Infra & Bldgs _0216 | CLI.CON-000002 |  |  | Approved
Damietta Container Terminal-Infra & Bldgs _0216 | CLI.CON-000002 | 11.10.12 - Building Package -LV-Workshop-F.Access Control System -F.6. | Push Button | Approved
Damietta Container Terminal-Infra & Bldgs _0216 | CLI.CON-000002 |  |  | Approved
Damietta Container Terminal-Infra & Bldgs _0216 | CLI.CON-000002 | 11.16.10 - Building Package - 112_Guard House- 08520 - 2.6.2.1.2 | W01' = 2000 x 1200 mm (Sliding Window) | Approved
Damietta Container Terminal-Infra & Bldgs _0216 | CLI.CON-000002 |  |  | Approved
Damietta Container Terminal-Infra & Bldgs _0216 | CLI.CON-000002 | 11.11.13 - Building Package -ELV-TERMINAL-D.DATA-LAN Network System -D.8. | Optical Fiber | Approved
Damietta Container Terminal-Infra & Bldgs _0216 | CLI.CON-000002 |  |  | Approved
Damietta Container Terminal-Infra & Bldgs _0216 | CLI.CON-000002 | 11.11.13 - Building Package -ELV-TERMINAL-B.Fire Alarm System -B.6. | Isolator Module | Approved
Damietta Container Terminal-Infra & Bldgs _0216 | CLI.CON-000002 |  |  | Approved
Damietta Container Terminal-Infra & Bldgs _0216 | CLI.CON-000002 | 11.14.14 - BUILDING PACKAGE-Dangerous good area FIFI WORK-15300-2.10.7 | supply and install monitor Dn 100/65 mm for foam system with flow 1250 LPM as per NFPA requirments. | Approved
Damietta Container Terminal-Infra & Bldgs _0216 | CLI.CON-000002 |  |  | Approved
Damietta Container Terminal-Infra & Bldgs _0216 | CLI.CON-000002 | 11.10.13 - BUILDING PACKAGE-WORKSHOP HVAC-15880-B.b.9. | Exhaust air diffuser frame size Ø150mm with plenum box and volume damper | Approved
Damietta Container Terminal-Infra & Bldgs _0216 | CLI.CON-000002 |  |  | Approved
Damietta Container Terminal-Infra & Bldgs _0216 | CLI.CON-000002 | 11.18.12 - BUILDING PACKAGE -In-Out Gate FIRE PROTECTION-15300-2.10.2.1 | NOVEC 1230 SYSTEM Supplying, installing, connecting and testing of automatic NOVEC 1230 Extinguishing system, the item includded cylinder, smoke detectors, heat detectors, control pannel, alarm bell, manual gas release, abort switch, nozzle, alarm siren with flashar, switches and connected to main alarm control panel with alarm modules, cables network, piping network sch 80, check valve, balance for cylinders and all required accessories as shown on drawings, specifications and with the requirements of NFPA . - The Cotractor should make a Hydraulic Calculations for system and take approval on it before supplying . | Approved
Damietta Container Terminal-Infra & Bldgs _0216 | CLI.CON-000002 |  |  | Approved
Damietta Container Terminal-Infra & Bldgs _0216 | CLI.CON-000002 | 11.16.10 - Building Package - 112_Guard House- 08520 - 2.6.1.1.1 | Type D01 900 x 2200mm (Single Door) | Approved
Damietta Container Terminal-Infra & Bldgs _0216 | CLI.CON-000002 |  |  | Approved
Damietta Container Terminal-Infra & Bldgs _0216 | CLI.CON-000002 | 11.10.13 - BUILDING PACKAGE-WORKSHOP HVAC-15880-B.f.3. | Flexible duct Ø180mm | Approved
Damietta Container Terminal-Infra & Bldgs _0216 | CLI.CON-000002 |  |  | Approved
Damietta Container Terminal-Infra & Bldgs _0216 | CLI.CON-000002 | 11.10.12 - Building Package -LV-Workshop-B.Fire Alarm System -B.9. | Horn and Siren with telephone jack and manual call point | Approved
Damietta Container Terminal-Infra & Bldgs _0216 | CLI.CON-000002 |  |  | Approved
Damietta Container Terminal-Infra & Bldgs _0216 | CLI.CON-000002 | 11.10.11 - Building Package -LV-Workshop-D.Lighting and Accessories-D.5. | Downlight | Approved
Damietta Container Terminal-Infra & Bldgs _0216 | CLI.CON-000002 |  |  | Approved
Damietta Container Terminal-Infra & Bldgs _0216 | CLI.CON-000002 | 11.11.13 - Building Package -ELV-TERMINAL-F.Access Control System -F.10. | Ø25mm PVC Conduit | Approved
Damietta Container Terminal-Infra & Bldgs _0216 | CLI.CON-000002 |  |  | Approved
Damietta Container Terminal-Infra & Bldgs _0216 | CLI.CON-000002 | 11.11.10 - Building Package - 100_Terminal House - 207 - 1.1.3.2.2 | supplying and implanting Cycas Revoluta as specified in detail drawings in package included where shall be planted of soil as specified in item number 1.1.3.1 . All shall be measured by number References: planting schedule sheet 220329-HAE-BA-ZZ-DR-LS-9002 | Approved
Damietta Container Terminal-Infra & Bldgs _0216 | CLI.CON-000002 |  |  | Approved
Damietta Container Terminal-Infra & Bldgs _0216 | CLI.CON-000002 | 11.14.14 - BUILDING PACKAGE-Dangerous good area PL-15412-2.9.2 | Supply, installation, testing and commission of Spill collection and transfer tank for at least 26.000 L net capacity + 20% reserve, including ground slab for installation in wet pit, including anchors to bind the tank to the ground slab, including access manhole and ladders as required, from stainless steel and submerged installation for dangerous goods of all type including foam-loaded Firefighting waste water. | Approved
Damietta Container Terminal-Infra & Bldgs _0216 | CLI.CON-000002 |  |  | Approved
Damietta Container Terminal-Infra & Bldgs _0216 | CLI.CON-000002 | 11.10.14 - BUILDING PACKAGE-WORKSHOP PL-15410-C.a.1. | DN150mm | Approved
Damietta Container Terminal-Infra & Bldgs _0216 | CLI.CON-000002 |  |  | Approved
Damietta Container Terminal-Infra & Bldgs _0216 | CLI.CON-000002 | 11.10.13 - BUILDING PACKAGE-WORKSHOP HVAC-15890-B.a.8. | Exhaust air-Mixed flow in-line propeller fan @ 350 cmh, 25Pa | Approved
Damietta Container Terminal-Infra & Bldgs _0216 | CLI.CON-000002 |  |  | Approved
Damietta Container Terminal-Infra & Bldgs _0216 | CLI.CON-000002 | 11.10.11 - Building Package -LV-Workshop-G.d.Power Cable For MVAC-G.d.3. | 4C 4mm² Cu/XLPE/PVC | Approved
Damietta Container Terminal-Infra & Bldgs _0216 | CLI.CON-000002 |  |  | Approved
Damietta Container Terminal-Infra & Bldgs _0216 | CLI.CON-000002 | 11.18.10 - Building Package - 102_In-Out Gate - 03300 - 2.7.8.1 | Supply, delivery and install Concrete Curbs as indicated in dwg, the Work include preparation of surfaces and all other activities required for work completion. | Approved
Damietta Container Terminal-Infra & Bldgs _0216 | CLI.CON-000002 |  |  | Approved
Damietta Container Terminal-Infra & Bldgs _0216 | CLI.CON-000002 | 11.10.10 - Building Package - 101_Workshop - 10165 - 2.8.1.1.3 | Electrical Hand Dryer | Approved
Damietta Container Terminal-Infra & Bldgs _0216 | CLI.CON-000002 |  |  | Approved
Damietta Container Terminal-Infra & Bldgs _0216 | CLI.CON-000002 | 11.11.15 - BUILDING PACKAGE-Terminal HOUSE HVAC-15030-B.i.2 | Fire stop WORKSHOP PL Domestic Water | Approved
Damietta Container Terminal-Infra & Bldgs _0216 | CLI.CON-000002 |  |  | Approved
Damietta Container Terminal-Infra & Bldgs _0216 | CLI.CON-000002 | 11.11.15 - BUILDING PACKAGE-Terminal HOUSE HVAC-15781-A.c.1. | CDU & FCU-cooling capacity 20 kW | Approved
Damietta Container Terminal-Infra & Bldgs _0216 | CLI.CON-000002 |  |  | Approved
Damietta Container Terminal-Infra & Bldgs _0216 | CLI.CON-000002 | 11.10.11 - Building Package -LV-Workshop-G.f.Power Cable For Solar-G.f.3. | Solar Cable 1C 4mm² Cu | Approved
Damietta Container Terminal-Infra & Bldgs _0216 | CLI.CON-000002 | 11.22 - BUILDING PACKAGE-Workshop complex Technological equipment-11040-2.13.3.1 | Fume and Smoke exhaust tower for the exhaust by trucks and vehicles. Length of hose with nozzle to can deviate among the four exhausters and is to be selected according to the position. | Approved
Damietta Container Terminal-Infra & Bldgs _0216 | CLI.CON-000002 |  |  | Approved
Damietta Container Terminal-Infra & Bldgs _0216 | CLI.CON-000002 | 11.10.11 - Building Package -LV-Workshop-G.a.Main Power Cable and Accessories-G.a.12. | 1C 120mm² Cu/PVC/PE | Approved
Damietta Container Terminal-Infra & Bldgs _0216 | CLI.CON-000002 |  |  | Approved
Damietta Container Terminal-Infra & Bldgs _0216 | CLI.CON-000002 | 11.11.16 - BUILDING PACKAGE-Terminal HOUSE PL-15452-D.c.6. | c. Equipment , valve and other Sump Pits size: 1000 x 1000 x 1500mm Fishing All Sump pits inside building, item included coning, isolation (internally epoxy coated, bituminous coating) surface treatment, and all needed - Item included supplying, installing ladder for sump pits. - Item included supplying, installing metal cover for sump pits according pits dimension . - all requirements of fishing according to architectural engineer as shown on specifications . | Approved
Damietta Container Terminal-Infra & Bldgs _0216 | CLI.CON-000002 |  |  | Approved
Damietta Container Terminal-Infra & Bldgs _0216 | CLI.CON-000002 | 11.11.10 - Building Package - 100_Terminal House - 10155 - 2.8.3.1 | Supply, delivery and installing laminate Phenolic Board Toilets Partitions, the Work includes Bolt, Screws, Fasteners, Doors, Finishes and all accessories required for complete work according to drawings, The contarctor must submit the Partition's catalogue and specifications to get the Engineer's approved prior to Production | Approved
Damietta Container Terminal-Infra & Bldgs _0216 | CLI.CON-000002 |  |  | Approved
Damietta Container Terminal-Infra & Bldgs _0216 | CLI.CON-000002 | 11.11.15 - BUILDING PACKAGE-Terminal HOUSE HVAC-15880-B.b.8. | Return air diffuser frame size 600x600mm with plenum box and volume damper | Approved
Damietta Container Terminal-Infra & Bldgs _0216 | CLI.CON-000002 |  |  | Approved
Damietta Container Terminal-Infra & Bldgs _0216 | CLI.CON-000002 | 11.11.16 - BUILDING PACKAGE-Terminal HOUSE PL-15412-C.c.9. | c. Equipment , valve and other Air vent cap DN50mm | Approved
Damietta Container Terminal-Infra & Bldgs _0216 | CLI.CON-000002 |  |  | Approved
Damietta Container Terminal-Infra & Bldgs _0216 | CLI.CON-000002 | 11.10.13 - BUILDING PACKAGE-WORKSHOP HVAC-15880-B.b.7. | Return air diffuser frame size 450x450mm with plenum box and volume damper | Approved
Damietta Container Terminal-Infra & Bldgs _0216 | CLI.CON-000002 |  |  | Approved
Damietta Container Terminal-Infra & Bldgs _0216 | CLI.CON-000002 | 11.11.16 - BUILDING PACKAGE-Terminal HOUSE PL-15412-C.c.10. | c. Equipment , valve and other Grease-trap V:0.4m3 c/w Cover | Approved
Damietta Container Terminal-Infra & Bldgs _0216 | CLI.CON-000002 |  |  | Approved
Damietta Container Terminal-Infra & Bldgs _0216 | CLI.CON-000002 | 11.10.11 - Building Package -LV-Workshop-G.e.Power Cable For Plumbing-G.e.5. | PVC Conduit Ø32 | Approved
Damietta Container Terminal-Infra & Bldgs _0216 | CLI.CON-000002 |  |  | Approved
Damietta Container Terminal-Infra & Bldgs _0216 | CLI.CON-000002 | 11.10.13 - BUILDING PACKAGE-WORKSHOP HVAC-15880-B.b.13. | Exhaust air grille frame size 400x150mm with volume damper | Approved
Damietta Container Terminal-Infra & Bldgs _0216 | CLI.CON-000002 |  |  | Approved
Damietta Container Terminal-Infra & Bldgs _0216 | CLI.CON-000002 | 11.11.12 - Building Package -LV-TERMINAL- F.LV Switchboard - F.12. | DB-PV | Approved
Damietta Container Terminal-Infra & Bldgs _0216 | CLI.CON-000002 |  |  | Approved
Damietta Container Terminal-Infra & Bldgs _0216 | CLI.CON-000002 | 11.10.11 - Building Package -LV-Workshop-F.LV Switchboard-F.3. | DB-GEN WS | Approved
Damietta Container Terminal-Infra & Bldgs _0216 | CLI.CON-000002 |  |  | Approved
Damietta Container Terminal-Infra & Bldgs _0216 | CLI.CON-000002 | 11.11.12 - Building Package -LV-TERMINAL- G.d.Power Cable For MVAC - G.d.14. | PVC Flexible Conduit Ø20 | Approved
Damietta Container Terminal-Infra & Bldgs _0216 | CLI.CON-000002 |  |  | Approved
Damietta Container Terminal-Infra & Bldgs _0216 | CLI.CON-000002 | 11.10.11 - Building Package -LV-Workshop-G.b.Power Cable For Lighting-G.b.2. | 1C 2.5mm² Cu/PVC/PE | Approved
Damietta Container Terminal-Infra & Bldgs _0216 | CLI.CON-000002 |  |  | Approved
Damietta Container Terminal-Infra & Bldgs _0216 | CLI.CON-000002 | 11.11.10 - Building Package - 100_Terminal House - 071613 - 2. 2.4.1 | Delivering and coating three layers of Polymer Modified Cement Waterproofing for all surfaces of reinforcement concrete and bricks under the ground according to drawings and specifications. The work includes surface cleaning and , bricks or concrete screed for protection (if required) and all other necessary items to complete the job | Approved
Damietta Container Terminal-Infra & Bldgs _0216 | CLI.CON-000002 |  |  | Approved
Damietta Container Terminal-Infra & Bldgs _0216 | CLI.CON-000002 | 11.10.12 - Building Package -LV-Workshop-H.BMS System -H.2. | BMS Control System (Server,Work Station, Connection to slave equipment) | Approved
Damietta Container Terminal-Infra & Bldgs _0216 | CLI.CON-000002 | 11.14.14 - BUILDING PACKAGE-Dangerous good area PL-15412-2.9.3 | Supply and install electric spill evacuation pump connected with submerged spill tank , pump flow rate approx. 1250 Ltrs/min @ pressure drop 5 bar, pumps including isolation valve, check valve, relief valves, flow meters, alarm check valve, deluge valve, pressure gauge, automatic air vent and other mechanical accessories to complete the system. Pump to be suitable for highly corrosive fluids and suspensions including combustible liquids like petrol. One (1) pump per container. | Approved
Damietta Container Terminal-Infra & Bldgs _0216 | CLI.CON-000002 |  |  | Approved
Damietta Container Terminal-Infra & Bldgs _0216 | CLI.CON-000002 | 11.10.12 - Building Package -LV-Workshop-H.BMS System -H.4. | Cat6A Cable | Approved
Damietta Container Terminal-Infra & Bldgs _0216 | CLI.CON-000002 |  |  | Approved
Damietta Container Terminal-Infra & Bldgs _0216 | CLI.CON-000002 | 11.10.12 - Building Package -LV-Workshop-F.Access Control System -F.4. | Electric Lock | Approved
Damietta Container Terminal-Infra & Bldgs _0216 | CLI.CON-000002 |  |  | Approved
Damietta Container Terminal-Infra & Bldgs _0216 | CLI.CON-000002 | 11.18.10 - Building Package - 102_In-Out Gate - 05730 - 2.4.2.1 | Manufacture, Supply, deliver and install Steel Fence (According to dwg) , the Work includes all fixation and Accessories required for work completion according to specifications and shop drawings. | Approved
Damietta Container Terminal-Infra & Bldgs _0216 | CLI.CON-000002 |  |  | Approved
Damietta Container Terminal-Infra & Bldgs _0216 | CLI.CON-000002 | 11.10.13 - BUILDING PACKAGE-WORKSHOP HVAC-15880-B.g.3. | Volume damper Ø180mm | Approved
Damietta Container Terminal-Infra & Bldgs _0216 | CLI.CON-000002 |  |  | Approved
Damietta Container Terminal-Infra & Bldgs _0216 | CLI.CON-000002 | 11.11.17 - BUILDING PACKAGE -Terminal House Kitchen Equipment-11400-5.01 | Single sink unit Dim.: 70x70x85cm | Approved
Damietta Container Terminal-Infra & Bldgs _0216 | CLI.CON-000002 |  |  | Approved
Damietta Container Terminal-Infra & Bldgs _0216 | CLI.CON-000002 | 11.19.10 - Building Package - 104_Fuel Station - 02315 - 2.13.1.1 | delivery and installation of door signs, self reflecting coating, according to drawing (signage and road marking plan) | Approved
Damietta Container Terminal-Infra & Bldgs _0216 | CLI.CON-000002 |  |  | Approved
Damietta Container Terminal-Infra & Bldgs _0216 | CLI.CON-000002 | 11.10.11 - Building Package -LV-Workshop-F.LV Switchboard-F.1. | MSB-WS | Approved
Damietta Container Terminal-Infra & Bldgs _0216 | CLI.CON-000002 |  |  | Approved
Damietta Container Terminal-Infra & Bldgs _0216 | CLI.CON-000002 | 11.11.17 - BUILDING PACKAGE -Terminal House Kitchen Equipment-11400-8.01 | Sorting Table For The Dishwasher Dim: 140x75x90 cm | Approved
Damietta Container Terminal-Infra & Bldgs _0216 | CLI.CON-000002 |  |  | Approved
Damietta Container Terminal-Infra & Bldgs _0216 | CLI.CON-000002 | 11.11.10 - Building Package - 100_Terminal House - 096700 - 2.7.8.1 | Supply, delivery and install 100 mm Height screed, Self Leveling, for Storage\ Electrical Rooms / cold storage with Epoxy Paint. The item includes skirting and all other accessories for work completion. | Approved
Damietta Container Terminal-Infra & Bldgs _0216 | CLI.CON-000002 |  |  | Approved
Damietta Container Terminal-Infra & Bldgs _0216 | CLI.CON-000002 | 11.11.17 - BUILDING PACKAGE -Terminal House Kitchen Equipment-11400-6.05 | Elec. 2-Deck Oven Dim: 80x90x160cm @20 kw | Approved
Damietta Container Terminal-Infra & Bldgs _0216 | CLI.CON-000002 |  |  | Approved
Damietta Container Terminal-Infra & Bldgs _0216 | CLI.CON-000002 | 11.10.12 - Building Package -LV-Workshop-D.DATA-LAN Network System -D.9. | Ø25mm PVC Flexible Conduit | Approved
Damietta Container Terminal-Infra & Bldgs _0216 | CLI.CON-000002 |  |  | Approved
Damietta Container Terminal-Infra & Bldgs _0216 | CLI.CON-000002 | 11.16.1881 - BUILDING PACKAGE-GUARD HOUSE PL&Firefighting-15410-2.9.3.5.2 | Pipe size ø 25 mm Dia | Approved
Damietta Container Terminal-Infra & Bldgs _0216 | CLI.CON-000002 |  |  | Approved
Damietta Container Terminal-Infra & Bldgs _0216 | CLI.CON-000002 | 11.21.10 - Building Package-Terminal House_Landscape BOQ ELT and IRR -16120-2.13.2.1.5 | (4x10+10E)mm2 | Approved
Damietta Container Terminal-Infra & Bldgs _0216 | CLI.CON-000002 |  |  | Approved
Damietta Container Terminal-Infra & Bldgs _0216 | CLI.CON-000002 | 11.10.11 - Building Package -LV-Workshop-C.Earthing And Lightning Systems-C.2. | Corrosion-resistant stainless steel 10mm | Approved
Damietta Container Terminal-Infra & Bldgs _0216 | CLI.CON-000002 |  |  | Approved
Damietta Container Terminal-Infra & Bldgs _0216 | CLI.CON-000002 | 11.11.12 - Building Package -LV-TERMINAL- G.e.Power Cable For Plumbing - G.e.4. | 1C 2.5mm² Cu/PVC/PE | Approved
Damietta Container Terminal-Infra & Bldgs _0216 | CLI.CON-000002 |  |  | Approved
Damietta Container Terminal-Infra & Bldgs _0216 | CLI.CON-000002 | 11.11.16 - BUILDING PACKAGE-Terminal HOUSE PL-15145-C.b.6. | b. Above ground pipe, uPVCHangers, supports, sleeve and accessories | Approved
Damietta Container Terminal-Infra & Bldgs _0216 | CLI.CON-000002 |  |  | Approved
Damietta Container Terminal-Infra & Bldgs _0216 | CLI.CON-000002 | 11.10.13 - BUILDING PACKAGE-WORKSHOP HVAC-15145-B.a.17. | Hangers, supports, accessories for installation | Approved
Damietta Container Terminal-Infra & Bldgs _0216 | CLI.CON-000002 |  |  | Approved
Damietta Container Terminal-Infra & Bldgs _0216 | CLI.CON-000002 | 11.19.10 - Building Package - 104_Fuel Station - 02315 - 2. 1.3 | Supply, Deliver and Install loose graded Gravel inside Fuel Tank Pits. | Approved
Damietta Container Terminal-Infra & Bldgs _0216 | CLI.CON-000002 |  |  | Approved
Damietta Container Terminal-Infra & Bldgs _0216 | CLI.CON-000002 | 11.19.10 - Building Package - 104_Fuel Station - 09300 - 2.7.2.1.1 | 60 * 60 cm | Approved
Damietta Container Terminal-Infra & Bldgs _0216 | CLI.CON-000002 |  |  | Approved
Damietta Container Terminal-Infra & Bldgs _0216 | CLI.CON-000002 | 11.11.15 - BUILDING PACKAGE-Terminal HOUSE HVAC-15880-A.h.3. | Flexible duct Ø 200mm | Approved
Damietta Container Terminal-Infra & Bldgs _0216 | CLI.CON-000002 |  |  | Approved
Damietta Container Terminal-Infra & Bldgs _0216 | CLI.CON-000002 | 11.11.17 - BUILDING PACKAGE -Terminal House Kitchen Equipment-11400-6.26 | Work table Dim: 185x70x85cm | Approved
Damietta Container Terminal-Infra & Bldgs _0216 | CLI.CON-000002 |  |  | Approved
Damietta Container Terminal-Infra & Bldgs _0216 | CLI.CON-000002 | 11.11.12 - Building Package -LV-TERMINAL- G.a.Main Power Cable and Accessories - G.a.3. | 1C 150mm² Cu/XLPE/PVC | Approved
Damietta Container Terminal-Infra & Bldgs _0216 | CLI.CON-000002 |  |  | Approved
Damietta Container Terminal-Infra & Bldgs _0216 | CLI.CON-000002 | 11.17.12 - BUILDING PACKAGE-FIREFIGHTING TANK-PL&FIFI-15412-2.9.9.1 | Supply & installation of Cast Iron Rectangular Trench with grating width 300 mm depth 200 mm as specified & shown on plans & details drawings . | Approved
Damietta Container Terminal-Infra & Bldgs _0216 | CLI.CON-000002 |  |  | Approved
Damietta Container Terminal-Infra & Bldgs _0216 | CLI.CON-000002 | 11.10.11 - Building Package -LV-Workshop-G.d.Power Cable For MVAC-G.d.4. | 2C 2.5mm² Cu/PVC/PVC | Approved
Damietta Container Terminal-Infra & Bldgs _0216 | CLI.CON-000002 |  |  | Approved
Damietta Container Terminal-Infra & Bldgs _0216 | CLI.CON-000002 | 11.18.10 - Building Package - 102_In-Out Gate - 09910 - 2.7.6.1.2 | For Electrical Room | Approved
Damietta Container Terminal-Infra & Bldgs _0216 | CLI.CON-000002 |  |  | Approved
Damietta Container Terminal-Infra & Bldgs _0216 | CLI.CON-000002 | 11.19.11 - Building Package-Fuel Station BOQ MEP-16510-2.12.5.2.2 | F2-SPOT LIGHT,10W IP54 | Approved
Damietta Container Terminal-Infra & Bldgs _0216 | CLI.CON-000002 |  |  | Approved
Damietta Container Terminal-Infra & Bldgs _0216 | CLI.CON-000002 | 11.17.10 - Building Package - 108_Firefighting Tank - 05520 - 2.4.3.1 | Supply, deliver and install Stainless Steel Ladder for Tank (as shown on dwg), the Work includes fixation and Accessories required for work completion according to specifications and shop drawings. | Approved
Damietta Container Terminal-Infra & Bldgs _0216 | CLI.CON-000002 |  |  | Approved
Damietta Container Terminal-Infra & Bldgs _0216 | CLI.CON-000002 | 11.17.10 - Building Package - 108_Firefighting Tank - 03100 - 2.2.2.2 | For Retaining Wall | Approved
Damietta Container Terminal-Infra & Bldgs _0216 | CLI.CON-000002 |  |  | Approved
Damietta Container Terminal-Infra & Bldgs _0216 | CLI.CON-000002 | 11.10.13 - BUILDING PACKAGE-WORKSHOP HVAC-15700-A.a.4. | FCU-ceiling cassette type-cooling capcity 2.2kW | Approved
Damietta Container Terminal-Infra & Bldgs _0216 | CLI.CON-000002 |  |  | Approved
Damietta Container Terminal-Infra & Bldgs _0216 | CLI.CON-000002 | 11.10.12 - Building Package -LV-Workshop-B.Fire Alarm System -B.6. | Beam Detector Transceiver Addressable | Approved
Damietta Container Terminal-Infra & Bldgs _0216 | CLI.CON-000002 |  |  | Approved
Damietta Container Terminal-Infra & Bldgs _0216 | CLI.CON-000002 | 11.11.15 - BUILDING PACKAGE-Terminal HOUSE HVAC-15510-A.a.6. | Expansion tank @ capacity 200 liters, PN 10 | Approved
Damietta Container Terminal-Infra & Bldgs _0216 | CLI.CON-000002 |  |  | Approved
Damietta Container Terminal-Infra & Bldgs _0216 | CLI.CON-000002 | 11.10.10 - Building Package - 101_Workshop - 02315 - 004 | Double Wall constructed of 120 mm brick wall, 110 mm air cavity & 120 mm brick wall 90 min. fire rated | Approved
Damietta Container Terminal-Infra & Bldgs _0216 | CLI.CON-000002 |  |  | Approved
Damietta Container Terminal-Infra & Bldgs _0216 | CLI.CON-000002 | 11.11.13 - Building Package -ELV-TERMINAL-H.BMS System -H.5. | Ø25mm PVC Conduit | Approved
Damietta Container Terminal-Infra & Bldgs _0216 | CLI.CON-000002 |  |  | Approved
Damietta Container Terminal-Infra & Bldgs _0216 | CLI.CON-000002 | 11.11.15 - BUILDING PACKAGE-Terminal HOUSE HVAC-15510-A.j.2. | BS Pre-insulated pipe DN25mm | Approved
Damietta Container Terminal-Infra & Bldgs _0216 | CLI.CON-000002 |  |  | Approved
Damietta Container Terminal-Infra & Bldgs _0216 | CLI.CON-000002 | 11.10.14 - BUILDING PACKAGE-WORKSHOP PL-15410-C.b.4. | DN50mm | Approved
Damietta Container Terminal-Infra & Bldgs _0216 | CLI.CON-000002 |  |  | Approved
Damietta Container Terminal-Infra & Bldgs _0216 | CLI.CON-000002 | 11.11.13 - Building Package -ELV-TERMINAL-I.Penetration-I.1. | Firestop, labels, fitting and accessories | Approved
Damietta Container Terminal-Infra & Bldgs _0216 | CLI.CON-000002 |  |  | Approved
Damietta Container Terminal-Infra & Bldgs _0216 | CLI.CON-000002 | 11.11.10 - Building Package - 100_Terminal House - 09638 - 2.7.7.1 | Granite flooring for stair landing (40*40 cm) Tiles , 2 cm thick, the work includes cement sand bed mortar, straight and no joints The items include (15 cm Skirting) and all other accessories for work completion in accordance with approved floor pattern on shop drawings. | Approved
Damietta Container Terminal-Infra & Bldgs _0216 | CLI.CON-000002 |  |  | Approved
Damietta Container Terminal-Infra & Bldgs _0216 | CLI.CON-000002 | 11.11.16 - BUILDING PACKAGE-Terminal HOUSE PL-15410-C.b.5. | b. Above ground pipe, uPVCAccessories | Approved
Damietta Container Terminal-Infra & Bldgs _0216 | CLI.CON-000002 |  |  | Approved
Damietta Container Terminal-Infra & Bldgs _0216 | CLI.CON-000002 | 11.11.15 - BUILDING PACKAGE-Terminal HOUSE HVAC-15100-A.d.5. | Pressure relief valve DN100mm | Approved
Damietta Container Terminal-Infra & Bldgs _0216 | CLI.CON-000002 |  |  | Approved
Damietta Container Terminal-Infra & Bldgs _0216 | CLI.CON-000002 | 11.10.14 - BUILDING PACKAGE-WORKSHOP PL-15300-E.b.8. | Pipe sleeves, sealant and label | Approved
Damietta Container Terminal-Infra & Bldgs _0216 | CLI.CON-000002 |  |  | Approved
Damietta Container Terminal-Infra & Bldgs _0216 | CLI.CON-000002 | 11.19.10 - Building Package - 104_Fuel Station - 04200 - 2.3.1.1.1 | 120 mm wall Thickness | Approved
Damietta Container Terminal-Infra & Bldgs _0216 | CLI.CON-000002 |  |  | Approved
Damietta Container Terminal-Infra & Bldgs _0216 | CLI.CON-000002 | 11.19.11 - Building Package-Fuel Station BOQ MEP-16470-2.12.4.3 | DB-PUMPSTATION | Approved
Damietta Container Terminal-Infra & Bldgs _0216 | CLI.CON-000002 |  |  | Approved
Damietta Container Terminal-Infra & Bldgs _0216 | CLI.CON-000002 | 11.10.12 - Building Package -LV-Workshop-D.DATA-LAN Network System -D.3. | IT Cabinet | Approved
Damietta Container Terminal-Infra & Bldgs _0216 | CLI.CON-000002 |  |  | Approved
Damietta Container Terminal-Infra & Bldgs _0216 | CLI.CON-000002 | 11.11.12 - Building Package -LV-TERMINAL- F.LV Switchboard - F.13. | DB-AC | Approved
Damietta Container Terminal-Infra & Bldgs _0216 | CLI.CON-000002 |  |  | Approved
Damietta Container Terminal-Infra & Bldgs _0216 | CLI.CON-000002 | 11.10.14 - BUILDING PACKAGE-WORKSHOP PL-15410-C.b.6. | Accessories | Approved
Damietta Container Terminal-Infra & Bldgs _0216 | CLI.CON-000002 |  |  | Approved
Damietta Container Terminal-Infra & Bldgs _0216 | CLI.CON-000002 | 11.11.15 - BUILDING PACKAGE-Terminal HOUSE HVAC-15145-A.j.10. | Fittings, hangers, supports, accessories for installation | Approved
Damietta Container Terminal-Infra & Bldgs _0216 | CLI.CON-000002 |  |  | Approved
Damietta Container Terminal-Infra & Bldgs _0216 | CLI.CON-000002 | 11.11.16 - BUILDING PACKAGE-Terminal HOUSE PL-15300-F.a.1. | a. Server room Fire Suppression System Package: - Novec 1230 weight: 90kg completed with cylinder, valve, diptube, pressure gauge and label - Black steel pipe DN65 = 9m - Black steel fitting - Latching solenoid actuator (1pc) - Manual actuator button (1pc) - Discharge hose (1pc) - Discharge brass nozzle (1pc) - Conventional control panel (1pc) - Smoke detector complete with base (1pc) - Heat detector complete with base (1pc) - Alarm bell (1pc) - Abort switch (1pc) - Sounder with strobe (1pc) - Evacuate sign (1pc) - Gas release sign (1pc) - Manual pull station complete with base (1pc) - Accessories and support | Approved
Damietta Container Terminal-Infra & Bldgs _0216 | CLI.CON-000002 |  |  | Approved
Damietta Container Terminal-Infra & Bldgs _0216 | CLI.CON-000002 | 11.10.11 - Building Package -LV-Workshop-G.a.Main Power Cable and Accessories-G.a.16. | 1C 25mm² Cu/PVC/PE | Approved
Damietta Container Terminal-Infra & Bldgs _0216 | CLI.CON-000002 |  |  | Approved
Damietta Container Terminal-Infra & Bldgs _0216 | CLI.CON-000002 | 11.11.12 - Building Package -LV-TERMINAL- F.LV Switchboard - F.7. | DB-SERVE | Approved
Damietta Container Terminal-Infra & Bldgs _0216 | CLI.CON-000002 |  |  | Approved
Damietta Container Terminal-Infra & Bldgs _0216 | CLI.CON-000002 | 11.11.10 - Building Package - 100_Terminal House - 09638 - 2.8.2.1 | Supply, delivery and installing granite vanity top (600 mm) width as shown in drawings. The work includes supporting, cutting and all accessories required for complete work. Color, shop drawings and sample to be approved prior to production. | Approved
Damietta Container Terminal-Infra & Bldgs _0216 | CLI.CON-000002 |  |  | Approved
Damietta Container Terminal-Infra & Bldgs _0216 | CLI.CON-000002 | 11.10.14 - BUILDING PACKAGE-WORKSHOP PL-15410-B.a.5. | Accessories | Approved
Damietta Container Terminal-Infra & Bldgs _0216 | CLI.CON-000002 |  |  | Approved
Damietta Container Terminal-Infra & Bldgs _0216 | CLI.CON-000002 | 11.11.15 - BUILDING PACKAGE-Terminal HOUSE HVAC-15080-A.l.3. | Insulation 19.1mm wall thickness for refrigerant pipe Ø 12.7mm | Approved
Damietta Container Terminal-Infra & Bldgs _0216 | CLI.CON-000002 |  |  | Approved
Damietta Container Terminal-Infra & Bldgs _0216 | CLI.CON-000002 | 11.11.13 - Building Package -ELV-TERMINAL-H.BMS System -H.7. | Label, fitting and accessories | Approved
Damietta Container Terminal-Infra & Bldgs _0216 | CLI.CON-000002 |  |  | Approved
Damietta Container Terminal-Infra & Bldgs _0216 | CLI.CON-000002 | 11.11.13 - Building Package -ELV-TERMINAL-F.Access Control System -F.5. | Push Button | Approved
Damietta Container Terminal-Infra & Bldgs _0216 | CLI.CON-000002 |  |  | Approved
Damietta Container Terminal-Infra & Bldgs _0216 | CLI.CON-000002 | 11.10.13 - BUILDING PACKAGE-WORKSHOP HVAC-15651-A.c.9. | Additional charge of refrigerant | Approved
Damietta Container Terminal-Infra & Bldgs _0216 | CLI.CON-000002 |  |  | Approved
Damietta Container Terminal-Infra & Bldgs _0216 | CLI.CON-000002 | 11.11.15 - BUILDING PACKAGE-Terminal HOUSE HVAC-15880-A.h.1. | Flexible duct Ø 150mm | Approved
Damietta Container Terminal-Infra & Bldgs _0216 | CLI.CON-000002 |  |  | Approved
Damietta Container Terminal-Infra & Bldgs _0216 | CLI.CON-000002 | 11.11.15 - BUILDING PACKAGE-Terminal HOUSE HVAC-15145-A.i.5. | Accessories for installation | Approved
Damietta Container Terminal-Infra & Bldgs _0216 | CLI.CON-000002 |  |  | Approved
Damietta Container Terminal-Infra & Bldgs _0216 | CLI.CON-000002 | 11.19.15 - BUILDING PACKAGE-FUEL STAION Plumbing&FIFI-15410-2.9.7 | Connection of water supply and drain works with city network and coordinate to finish all the documents and works to complete this connection. | Approved
Damietta Container Terminal-Infra & Bldgs _0216 | CLI.CON-000002 |  |  | Approved
Damietta Container Terminal-Infra & Bldgs _0216 | CLI.CON-000002 | 11.11.16 - BUILDING PACKAGE-Terminal HOUSE PL-15145-A.b.7. | b. Above ground pipe, PPR PN12.5Hangers, supports, sleeve and accessories | Approved
Damietta Container Terminal-Infra & Bldgs _0216 | CLI.CON-000002 |  |  | Approved
Damietta Container Terminal-Infra & Bldgs _0216 | CLI.CON-000002 | 11.11.13 - Building Package -ELV-TERMINAL-B.Fire Alarm System -B.11. | 2Cx2.5mm2/ SHIELD Cu/Mica/XLPE/LSOH Cable | Approved
Damietta Container Terminal-Infra & Bldgs _0216 | CLI.CON-000002 |  |  | Approved
Damietta Container Terminal-Infra & Bldgs _0216 | CLI.CON-000002 | 11.17.10 - Building Package - 108_Firefighting Tank - 03100 - 2.2.2.3 | Roof Slab for Tank | Approved
Damietta Container Terminal-Infra & Bldgs _0216 | CLI.CON-000002 |  |  | Approved
Damietta Container Terminal-Infra & Bldgs _0216 | CLI.CON-000002 | 11.14.12 - Building Package-Dangerous Goods Area -16120-2.12.2.2 | (4x25+16E)mm2 | Approved
Damietta Container Terminal-Infra & Bldgs _0216 | CLI.CON-000002 |  |  | Approved
Damietta Container Terminal-Infra & Bldgs _0216 | CLI.CON-000002 | 11.14.14 - BUILDING PACKAGE-Dangerous good area FIFI WORK-15300-2.10.5.1 | supply and install isolation valve as OS&Y valve FW or FiFi system to contol ,operation and maintance | Approved
Damietta Container Terminal-Infra & Bldgs _0216 | CLI.CON-000002 |  |  | Approved
Damietta Container Terminal-Infra & Bldgs _0216 | CLI.CON-000002 | 11.10.13 - BUILDING PACKAGE-WORKSHOP HVAC-15145-B.d.3. | Accessories for installation | Approved
Damietta Container Terminal-Infra & Bldgs _0216 | CLI.CON-000002 |  |  | Approved
Damietta Container Terminal-Infra & Bldgs _0216 | CLI.CON-000002 | 11.11.15 - BUILDING PACKAGE-Terminal HOUSE HVAC-15651-A.k.6. | Nitrogen for testing | Approved
Damietta Container Terminal-Infra & Bldgs _0216 | CLI.CON-000002 |  |  | Approved
Damietta Container Terminal-Infra & Bldgs _0216 | CLI.CON-000002 | 11.18.10 - Building Package - 112_In Out Gate- 07220 - 2.5.2.2 | supply,deliver and install of 4mm thick torch-applied EPDM waterproofing membrane system, including all necessary additional strips at angles intersections, etc. complete as specified | Approved
Damietta Container Terminal-Infra & Bldgs _0216 | CLI.CON-000002 |  |  | Approved
Damietta Container Terminal-Infra & Bldgs _0216 | CLI.CON-000002 | 11.16.10 - Building Package - 112_Guard House- 03100 - 2.2.2.2 | Columns | Approved
Damietta Container Terminal-Infra & Bldgs _0216 | CLI.CON-000002 |  |  | Approved
Damietta Container Terminal-Infra & Bldgs _0216 | CLI.CON-000002 | 11.11.15 - BUILDING PACKAGE-Terminal HOUSE HVAC-15880-B.h.4. | Fire damper 400x600mm | Approved
Damietta Container Terminal-Infra & Bldgs _0216 | CLI.CON-000002 |  |  | Approved
Damietta Container Terminal-Infra & Bldgs _0216 | CLI.CON-000002 | 11.11.13 - Building Package -ELV-TERMINAL-D.DATA-LAN Network System -D.7. | Cat6A Cable | Approved
Damietta Container Terminal-Infra & Bldgs _0216 | CLI.CON-000002 |  |  | Approved
Damietta Container Terminal-Infra & Bldgs _0216 | CLI.CON-000002 | 11.22 - BUILDING PACKAGE-Workshop complex Technological equipment-11080-2.13.7.3 | Storage Shelve System Type C light | Approved
Damietta Container Terminal-Infra & Bldgs _0216 | CLI.CON-000002 |  |  | Approved
Damietta Container Terminal-Infra & Bldgs _0216 | CLI.CON-000002 | 11.16.1881 - BUILDING PACKAGE-GUARD HOUSE PL&Firefighting-15100-2.9.4.1.1 | Valve size ø 20 mm Dia | Approved
Damietta Container Terminal-Infra & Bldgs _0216 | CLI.CON-000002 |  |  | Approved
Damietta Container Terminal-Infra & Bldgs _0216 | CLI.CON-000002 | 11.11.12 - Building Package -LV-TERMINAL- G.f.Power Cable For Solar - G.f.3. | Solar Cable 1C 4mm² Cu | Approved
Damietta Container Terminal-Infra & Bldgs _0216 | CLI.CON-000002 |  |  | Approved
Damietta Container Terminal-Infra & Bldgs _0216 | CLI.CON-000002 | 11.10.11 - Building Package -LV-Workshop-D.Lighting and Accessories-D.7. | Double Switch 2 way | Approved
Damietta Container Terminal-Infra & Bldgs _0216 | CLI.CON-000002 |  |  | Approved
Damietta Container Terminal-Infra & Bldgs _0216 | CLI.CON-000002 | 11.10.14 - BUILDING PACKAGE-WORKSHOP PL-15300-E.c.1. | Isolation valve DN100mm | Approved
Damietta Container Terminal-Infra & Bldgs _0216 | CLI.CON-000002 |  |  | Approved
Damietta Container Terminal-Infra & Bldgs _0216 | CLI.CON-000002 | 11.11.10 - Building Package - 100_Terminal House - 04200 - 2.3.1.3.1 | Double Wall constructed of 120 mm brick wall, 110 mm cavity (containing heat Insulation) & 120 mm brick wall | Approved
Damietta Container Terminal-Infra & Bldgs _0216 | CLI.CON-000002 |  |  | Approved
Damietta Container Terminal-Infra & Bldgs _0216 | CLI.CON-000002 | 11.10.10 - Building Package - 101_Workshop - 09638 - 2.7.8.2 | Threshold for For walls Width 37 cm | Approved
Damietta Container Terminal-Infra & Bldgs _0216 | CLI.CON-000002 |  |  | Approved
Damietta Container Terminal-Infra & Bldgs _0216 | CLI.CON-000002 | 11.10.14 - BUILDING PACKAGE-WORKSHOP PL-15410-A.a.2. | OD50mm | Approved
Damietta Container Terminal-Infra & Bldgs _0216 | CLI.CON-000002 |  |  | Approved
Damietta Container Terminal-Infra & Bldgs _0216 | CLI.CON-000002 | 11.18.10 - Building Package - 102_In-Out Gate - 03100 - 2.2.2.1 | For Foundations | Approved
Damietta Container Terminal-Infra & Bldgs _0216 | CLI.CON-000002 |  |  | Approved
Damietta Container Terminal-Infra & Bldgs _0216 | CLI.CON-000002 | 11.10.10 - Building Package - 101_Workshop - 09910 - 2.7.12.1.2 | For Ceilings | Approved
Damietta Container Terminal-Infra & Bldgs _0216 | CLI.CON-000002 |  |  | Approved
Damietta Container Terminal-Infra & Bldgs _0216 | CLI.CON-000002 | 11.10.14 - BUILDING PACKAGE-WORKSHOP PL-15410-C.a.3. | DN50mm | Approved
Damietta Container Terminal-Infra & Bldgs _0216 | CLI.CON-000002 |  |  | Approved
Damietta Container Terminal-Infra & Bldgs _0216 | CLI.CON-000002 | 11.19.10 - Building Package - 104_Fuel Station - 09300 - 2.7.3.1 | 30 * 60 cm | Approved
Damietta Container Terminal-Infra & Bldgs _0216 | CLI.CON-000002 |  |  | Approved
Damietta Container Terminal-Infra & Bldgs _0216 | CLI.CON-000002 | 11.22 - BUILDING PACKAGE-Workshop complex Technological equipment-11030-2.13.2.4.1 | Pressure Piping PN16, 2", galvanized steel | Approved
Damietta Container Terminal-Infra & Bldgs _0216 | CLI.CON-000002 |  |  | Approved
Damietta Container Terminal-Infra & Bldgs _0216 | CLI.CON-000002 | 11.10.10 - Building Package - 101_Workshop - 04230 - 2.7.11.1 | Supply, delivery and installing Glass Blocks (25 x25 cm) for elevations Facades, as shown on drawings. The work includes all fixing system, and all accessories needed for work completion, sample to be approved prior to production. | Approved
Damietta Container Terminal-Infra & Bldgs _0216 | CLI.CON-000002 |  |  | Approved
Damietta Container Terminal-Infra & Bldgs _0216 | CLI.CON-000002 | 11.10.10 | Civil Works | Approved
Damietta Container Terminal-Infra & Bldgs _0216 | CLI.CON-000002 |  |  | Approved
Damietta Container Terminal-Infra & Bldgs _0216 | CLI.CON-000002 | 11.11.13 - Building Package -ELV-TERMINAL-F.Access Control System -F.11. | Label, fitting and accessories | Approved
Damietta Container Terminal-Infra & Bldgs _0216 | CLI.CON-000002 |  |  | Approved
Damietta Container Terminal-Infra & Bldgs _0216 | CLI.CON-000002 | 11.11.15 - BUILDING PACKAGE-Terminal HOUSE HVAC-15145-B.d.3. | Accessories for installation | Approved
Damietta Container Terminal-Infra & Bldgs _0216 | CLI.CON-000002 |  |  | Approved
Damietta Container Terminal-Infra & Bldgs _0216 | CLI.CON-000002 | 11.11.12 - Building Package -LV-TERMINAL- A.c.Solar System - A.c.1. | Inverter 3-phase 50kW | Approved
Damietta Container Terminal-Infra & Bldgs _0216 | CLI.CON-000002 |  |  | Approved
Damietta Container Terminal-Infra & Bldgs _0216 | CLI.CON-000002 | 11.11.15 - BUILDING PACKAGE-Terminal HOUSE HVAC-15651-A.k.3. | Copper pipe Ø 12.7mm with minimum 0.8mm thickness | Approved
Damietta Container Terminal-Infra & Bldgs _0216 | CLI.CON-000002 |  |  | Approved
Damietta Container Terminal-Infra & Bldgs _0216 | CLI.CON-000002 | 11.17.11 - Building Package-Firefighting Tank -16143-2.12.2.1.6 | 1-phase M.C.B Circuit breaker (20A-250V) | Approved
Damietta Container Terminal-Infra & Bldgs _0216 | CLI.CON-000002 |  |  | Approved
Damietta Container Terminal-Infra & Bldgs _0216 | CLI.CON-000002 | 11.10.11 - Building Package -LV-Workshop-D.Lighting and Accessories-D.6. | Paragon optran 18w | Approved
Damietta Container Terminal-Infra & Bldgs _0216 | CLI.CON-000002 |  |  | Approved
Damietta Container Terminal-Infra & Bldgs _0216 | CLI.CON-000002 | 11.17.10 - Building Package - 108_Firefighting Tank - 07111 - 2. 2.3.1 | Supplying, delivering, installing, and testing one layer of elastomeric membrane bituminous sheets of thickness 4.0 mm each according to drawings and specifications. The work includes surface cleaning and smoothing, primers, counter flashing, corner fillets, mastic, bricks or concrete screed for protection according to drawings, and all other necessary items to complete the work | Approved
Damietta Container Terminal-Infra & Bldgs _0216 | CLI.CON-000002 |  |  | Approved
Damietta Container Terminal-Infra & Bldgs _0216 | CLI.CON-000002 | 11.10.10 - Building Package - 101_Workshop - 03300 - 2. 2.1.1 | For Foundations | Approved
Damietta Container Terminal-Infra & Bldgs _0216 | CLI.CON-000002 |  |  | Approved
Damietta Container Terminal-Infra & Bldgs _0216 | CLI.CON-000002 | 11.11.15 - BUILDING PACKAGE-Terminal HOUSE HVAC-15880-B.i.9. | Sound attenuator for ducting 300x350mm | Approved
Damietta Container Terminal-Infra & Bldgs _0216 | CLI.CON-000002 |  |  | Approved
Damietta Container Terminal-Infra & Bldgs _0216 | CLI.CON-000002 | 11.18.10 - Building Package - 102_In-Out Gate - 09200 - 2.7.1.2 | For external work | Approved
Damietta Container Terminal-Infra & Bldgs _0216 | CLI.CON-000002 |  |  | Approved
Damietta Container Terminal-Infra & Bldgs _0216 | CLI.CON-000002 | 11.11.10 - Building Package - 100_Terminal House - 04200 - 2. 2.3.1.1 | 35 cm wall Thickness | Approved
Damietta Container Terminal-Infra & Bldgs _0216 | CLI.CON-000002 |  |  | Approved
Damietta Container Terminal-Infra & Bldgs _0216 | CLI.CON-000002 | 11.18.14 - BUILDING PACKAGE-In-Out Gate PL&FIFI-15100-2.9.4.2.1 | Valve size ø 25 mm Dia | Approved
Damietta Container Terminal-Infra & Bldgs _0216 | CLI.CON-000002 |  |  | Approved
Damietta Container Terminal-Infra & Bldgs _0216 | CLI.CON-000002 | 11.10.10 - Building Package - 101_Workshop - 08110 - 2.6.2.1.1 | Not fire rated | Approved
Damietta Container Terminal-Infra & Bldgs _0216 | CLI.CON-000002 |  |  | Approved
Damietta Container Terminal-Infra & Bldgs _0216 | CLI.CON-000002 | 11.11.17 - BUILDING PACKAGE -Terminal House Kitchen Equipment-11400-6.22 | Juice blender @ 1 kw | Approved
Damietta Container Terminal-Infra & Bldgs _0216 | CLI.CON-000002 |  |  | Approved
Damietta Container Terminal-Infra & Bldgs _0216 | CLI.CON-000002 | 11.11.17 - BUILDING PACKAGE -Terminal House Kitchen Equipment-11400-9.03 | Hot Trolley For Transporting Food (Single Door) For accommodating: 8 GN 1/1 Depth: 15 @ 2 kw | Approved
Damietta Container Terminal-Infra & Bldgs _0216 | CLI.CON-000002 |  |  | Approved
Damietta Container Terminal-Infra & Bldgs _0216 | CLI.CON-000002 | 11.11.10 - Building Package - 100_Terminal House - 08201 - 2.6.3.3.1 | Type WD-PT (4800 x 3500 mm height) | Approved
Damietta Container Terminal-Infra & Bldgs _0216 | CLI.CON-000002 |  |  | Approved
Damietta Container Terminal-Infra & Bldgs _0216 | CLI.CON-000002 | 11.10.11 - Building Package -LV-Workshop-G.d.Power Cable For MVAC-G.d.8. | PVC Conduit Ø50 | Approved
Damietta Container Terminal-Infra & Bldgs _0216 | CLI.CON-000002 |  |  | Approved
Damietta Container Terminal-Infra & Bldgs _0216 | CLI.CON-000002 | 11.18.10 - Building Package - 102_In-Out Gate - 10165 - 2.8.1.1.3 | Electrical Hand Dryer | Approved
Damietta Container Terminal-Infra & Bldgs _0216 | CLI.CON-000002 |  |  | Approved
Damietta Container Terminal-Infra & Bldgs _0216 | CLI.CON-000002 | 11.11.12 - Building Package -LV-TERMINAL- F.LV Switchboard - F.8. | DB-1 | Approved
Damietta Container Terminal-Infra & Bldgs _0216 | CLI.CON-000002 |  |  | Approved
Damietta Container Terminal-Infra & Bldgs _0216 | CLI.CON-000002 | 11.10.10 - Building Package - 101_Workshop - 03100 - 2.2.2.4.3 | slabs, beams | Approved
Damietta Container Terminal-Infra & Bldgs _0216 | CLI.CON-000002 |  |  | Approved
Damietta Container Terminal-Infra & Bldgs _0216 | CLI.CON-000002 | 11.18.14 - BUILDING PACKAGE-In-Out Gate PL&FIFI-15440-2.9.3.3.2 | Supplying, installing, connecting and testing of lavatory for handicapped wall mounted bowl, made of vitreous china complete with hanging column , chrome plated water mixer ,two chrome 15 mm angle valve,flexible links, chrome plated siphon( u trap or cup ) and all required accessories, as shown on drawings and specifications . | Approved
Damietta Container Terminal-Infra & Bldgs _0216 | CLI.CON-000002 |  |  | Approved
Damietta Container Terminal-Infra & Bldgs _0216 | CLI.CON-000002 | 11.10.14 - BUILDING PACKAGE-WORKSHOP PL-15300-E.c.8. | Fire department connection (Breeching inlet), 2ways DN100xDN65xDN65 completed with - 1nos check valve DN100 - Support, label, sleeve and accessories | Approved
Damietta Container Terminal-Infra & Bldgs _0216 | CLI.CON-000002 |  |  | Approved
Damietta Container Terminal-Infra & Bldgs _0216 | CLI.CON-000002 | 11 | Building Package | Approved
Damietta Container Terminal-Infra & Bldgs _0216 | CLI.CON-000002 |  |  | Approved
Damietta Container Terminal-Infra & Bldgs _0216 | CLI.CON-000002 | 11.11.10 - Building Package - 100_Terminal House - 202 - 1.1.2.3 | supplying and installing loose recycle bins unit SF3 features as specified in details drawings sheet as included package which the price included all layers shown in details sheets and leveling as per proposed finish levels which all are shall be followed by proper cleaning methods ,finishing and finalizing as manufacture rules. All shall measured by number References: material schedule sheet number 220329-HAE-BA-ZZ-DR-LS-9001 Furniture details sheet number 220329-HAE-BA-ZZ-DR-LS-9801 220329-HAE-BA-ZZ-DR-LS-9802 220329-HAE-BA-ZZ-DR-LS-9803 | Approved
Damietta Container Terminal-Infra & Bldgs _0216 | CLI.CON-000002 |  |  | Approved
Damietta Container Terminal-Infra & Bldgs _0216 | CLI.CON-000002 | 11.19.11 | LV- Fuel Station | Approved
Damietta Container Terminal-Infra & Bldgs _0216 | CLI.CON-000002 |  |  | Approved
Damietta Container Terminal-Infra & Bldgs _0216 | CLI.CON-000002 | 11.11.16 - BUILDING PACKAGE-Terminal HOUSE PL-15145-D.b.4. | b. Above ground pipe, uPVCHangers, supports, sleeve and accessories | Approved
Damietta Container Terminal-Infra & Bldgs _0216 | CLI.CON-000002 |  |  | Approved
Damietta Container Terminal-Infra & Bldgs _0216 | CLI.CON-000002 | 11.10.13 - BUILDING PACKAGE-WORKSHOP HVAC-15880-B.h.3. | Sound attenuator for ducting Ø180mm | Approved
Damietta Container Terminal-Infra & Bldgs _0216 | CLI.CON-000002 |  |  | Approved
Damietta Container Terminal-Infra & Bldgs _0216 | CLI.CON-000002 | 11.11.13 - Building Package -ELV-TERMINAL-D.DATA-LAN Network System -D.1. | PC Work Station | Approved
Damietta Container Terminal-Infra & Bldgs _0216 | CLI.CON-000002 |  |  | Approved
Damietta Container Terminal-Infra & Bldgs _0216 | CLI.CON-000002 | 11.11.12 - Building Package -LV-TERMINAL- G.e.Power Cable For Plumbing - G.e.6. | Accessories | Approved
Damietta Container Terminal-Infra & Bldgs _0216 | CLI.CON-000002 |  |  | Approved
Damietta Container Terminal-Infra & Bldgs _0216 | CLI.CON-000002 | 11.10.13 - BUILDING PACKAGE-WORKSHOP HVAC-15890-B.a.6. | Exhaust air-Ceiling fan @ 140 cmh, 25Pa | Approved
Damietta Container Terminal-Infra & Bldgs _0216 | CLI.CON-000002 |  |  | Approved
Damietta Container Terminal-Infra & Bldgs _0216 | CLI.CON-000002 | 11.10.12 - Building Package -LV-Workshop-C.Public Address System -C.5. | Horn Speaker | Approved
Damietta Container Terminal-Infra & Bldgs _0216 | CLI.CON-000002 |  |  | Approved
Damietta Container Terminal-Infra & Bldgs _0216 | CLI.CON-000002 | 11.11.16 - BUILDING PACKAGE-Terminal HOUSE PL-15410-C.a.1. | a. Underground pipe, uPVCDN150mm | Approved
Damietta Container Terminal-Infra & Bldgs _0216 | CLI.CON-000002 |  |  | Approved
Damietta Container Terminal-Infra & Bldgs _0216 | CLI.CON-000002 | 11.11.13 - Building Package -ELV-TERMINAL-G.CCTV System -G.4. | Outdoor camera | Approved
Damietta Container Terminal-Infra & Bldgs _0216 | CLI.CON-000002 |  |  | Approved
Damietta Container Terminal-Infra & Bldgs _0216 | CLI.CON-000002 | 11.17.11 - Building Package-Firefighting Tank -16510-2.12.4.2.1 | F1-Suspended led light L1200, 35W | Approved
Damietta Container Terminal-Infra & Bldgs _0216 | CLI.CON-000002 |  |  | Approved
Damietta Container Terminal-Infra & Bldgs _0216 | CLI.CON-000002 | 11.19.10 - Building Package - 104_Fuel Station - 08110 - 2.6.1.1 | Type D04 ( 900 x 2200 mm) | Approved
Damietta Container Terminal-Infra & Bldgs _0216 | CLI.CON-000002 |  |  | Approved
Damietta Container Terminal-Infra & Bldgs _0216 | CLI.CON-000002 | 11.11.17 - BUILDING PACKAGE -Terminal House Kitchen Equipment-11400-6.17 | Single Door Refrigerator Dim: 70x80x210cm @ 1 kw | Approved
Damietta Container Terminal-Infra & Bldgs _0216 | CLI.CON-000002 |  |  | Approved
Damietta Container Terminal-Infra & Bldgs _0216 | CLI.CON-000002 | 11.11.13 - Building Package -ELV-TERMINAL-G.CCTV System -G.6. | Ø25mm PVC Conduit | Approved
Damietta Container Terminal-Infra & Bldgs _0216 | CLI.CON-000002 |  |  | Approved
Damietta Container Terminal-Infra & Bldgs _0216 | CLI.CON-000002 | 11.19.15 - BUILDING PACKAGE-FUEL STAION Plumbing&FIFI-15440-2.9.3.4 | Supplying, installing, connecting and testing of shower chrome plated water mixer ,two chrome 15 mm angle valve,flexible links and all required accessories , as shown on drawings and specifications . | Approved
Damietta Container Terminal-Infra & Bldgs _0216 | CLI.CON-000002 |  |  | Approved
Damietta Container Terminal-Infra & Bldgs _0216 | CLI.CON-000002 | 11.19.14 - BUILDING PACKAGE-FUEL STAION-FUEL STORAGE SYSTEM-15483-2.14.2.1 | Cylindrical Diesel fuel tanks, 100 m³ Disel oil (net volume), welded steel vessel, single wall design, suited for semi-buroed installation (gravel filling around), including dome, integrated fuel pump, safety accessories, ladder, foundation, piping flanges, vapor valve, pressure relief valve, saftey signs and marking (see drwaing), painted white (oil- and wear resistant to round gravel, slow inflammable) | Approved
Damietta Container Terminal-Infra & Bldgs _0216 | CLI.CON-000002 |  |  | Approved
Damietta Container Terminal-Infra & Bldgs _0216 | CLI.CON-000002 | 11.10.11 - Building Package -LV-Workshop-G.a.Main Power Cable and Accessories-G.a.15. | 1C 35mm² Cu/PVC/PE , For Crane | Approved
Damietta Container Terminal-Infra & Bldgs _0216 | CLI.CON-000002 |  |  | Approved
Damietta Container Terminal-Infra & Bldgs _0216 | CLI.CON-000002 | 11.17.11 - Building Package-Firefighting Tank -16120-2.12.2.1.1 | (4x25+16E)mm2 | Approved
Damietta Container Terminal-Infra & Bldgs _0216 | CLI.CON-000002 |  |  | Approved
Damietta Container Terminal-Infra & Bldgs _0216 | CLI.CON-000002 | 11.19.14 - BUILDING PACKAGE-FUEL STAION-FUEL STORAGE SYSTEM-15483-2.13.1.1 | Delivery and installation of fuel dispenser column with 2 dispenser lines, each separately switchable to tank 1 or 2, each 3 m hose, fuel pistol for Diesel supply to truck tanks, with monitor display, with transponder antena for RFID, with automatic pump start and stop, including all safety equipment, leakage stop, fastening elements and signage 0-60 L/min, flowmeter, manual unlock, automatic lock if RFID failure, anti-leakage safety connectors to tank piping system | Approved
Damietta Container Terminal-Infra & Bldgs _0216 | CLI.CON-000002 |  |  | Approved
Damietta Container Terminal-Infra & Bldgs _0216 | CLI.CON-000002 | 11.11.15 - BUILDING PACKAGE-Terminal HOUSE HVAC-15781-A.b.2. | Hangers, support and accessories for installation and testing | Approved
Damietta Container Terminal-Infra & Bldgs _0216 | CLI.CON-000002 |  |  | Approved
Damietta Container Terminal-Infra & Bldgs _0216 | CLI.CON-000002 | 11.11.16 - BUILDING PACKAGE-Terminal HOUSE PL-15410-A.a.6. | a. Underground pipe, HDPE PN12.5 PE80Excavation, backfilling and warning tap for underground pipe | Approved
Damietta Container Terminal-Infra & Bldgs _0216 | CLI.CON-000002 |  |  | Approved
Damietta Container Terminal-Infra & Bldgs _0216 | CLI.CON-000002 | 11.10.11 - Building Package -LV-Workshop-C.Earthing And Lightning Systems-C.5. | Test point | Approved
Damietta Container Terminal-Infra & Bldgs _0216 | CLI.CON-000002 |  |  | Approved
Damietta Container Terminal-Infra & Bldgs _0216 | CLI.CON-000002 | 11.10.10 - Building Package - 101_Workshop - 05120 - 2.4.6.1 | Supply, deliver and install Steel Ladder with Cage at R.T.G and Washing area 29m Height (as shown on dwg) , the Work includes fixation system and necessary Accessories required to complete work according to specifications and shop drawings. | Approved
Damietta Container Terminal-Infra & Bldgs _0216 | CLI.CON-000002 |  |  | Approved
Damietta Container Terminal-Infra & Bldgs _0216 | CLI.CON-000002 | 11.11.10 - Building Package - 100_Terminal House - 207 - 1.1.3.4.1 | supplying and implanting Gazania Rigens as specified in detail drawings in package included where shall be planted of soil as specified in item number 1.1.3.1 . All shall be measured by meter square References: planting schedule sheet 220329-HAE-BA-ZZ-DR-LS-9002 | Approved
Damietta Container Terminal-Infra & Bldgs _0216 | CLI.CON-000002 |  |  | Approved
Damietta Container Terminal-Infra & Bldgs _0216 | CLI.CON-000002 | 11.11.15 - BUILDING PACKAGE-Terminal HOUSE HVAC-15080-A.f.1. | Duct external insulation fiberglass 25mm thickness for indoor installation | Approved
Damietta Container Terminal-Infra & Bldgs _0216 | CLI.CON-000002 |  |  | Approved
Damietta Container Terminal-Infra & Bldgs _0216 | CLI.CON-000002 | 11.10.13 - BUILDING PACKAGE-WORKSHOP HVAC-15880-B.g.4. | Volume damper Ø200mm | Approved
Damietta Container Terminal-Infra & Bldgs _0216 | CLI.CON-000002 |  |  | Approved
Damietta Container Terminal-Infra & Bldgs _0216 | CLI.CON-000002 | 11.11.15 - BUILDING PACKAGE-Terminal HOUSE HVAC-15880-A.a.28. | Power wires and wiring for indoor units and outdoor units | Approved
Damietta Container Terminal-Infra & Bldgs _0216 | CLI.CON-000002 |  |  | Approved
Damietta Container Terminal-Infra & Bldgs _0216 | CLI.CON-000002 | 11.14.12 - Building Package-Dangerous Goods Area -16725-2.12.2.1 | Multisensor detector. | Approved
Damietta Container Terminal-Infra & Bldgs _0216 | CLI.CON-000002 |  |  | Approved
Damietta Container Terminal-Infra & Bldgs _0216 | CLI.CON-000002 | 11.18.10 - Building Package - 102_In-Out Gate - 03100 - 2.2.2.4 | For islands | Approved
Damietta Container Terminal-Infra & Bldgs _0216 | CLI.CON-000002 |  |  | Approved
Damietta Container Terminal-Infra & Bldgs _0216 | CLI.CON-000002 | 11.22 - BUILDING PACKAGE-Workshop complex Technological equipment-11130-2.13.12.5 | Waste Oil Sink | Approved
Damietta Container Terminal-Infra & Bldgs _0216 | CLI.CON-000002 |  |  | Approved
Damietta Container Terminal-Infra & Bldgs _0216 | CLI.CON-000002 | 11.18.10 - Building Package - 102_In-Out Gate - 07411 - 2.4.1.1 | Manufacture, Supply, deliver and install a Shelter (Shed) Consist of Steel Posts, Beams, Single Steel corrugated Roof sheet and Wooden seatings, (According to dwg. and Specifications) The work includes Fixation and all related items and accessories needed for work Completion. | Approved
Damietta Container Terminal-Infra & Bldgs _0216 | CLI.CON-000002 |  |  | Approved
Damietta Container Terminal-Infra & Bldgs _0216 | CLI.CON-000002 | 11.11.16 - BUILDING PACKAGE-Terminal HOUSE PL-15100-A.c.4. | c. Equipment, valve and other Gate valve DN15mm | Approved
Damietta Container Terminal-Infra & Bldgs _0216 | CLI.CON-000002 |  |  | Approved
Damietta Container Terminal-Infra & Bldgs _0216 | CLI.CON-000002 | 11.11.16 - BUILDING PACKAGE-Terminal HOUSE PL-15460-B.c.5. | c. Equipment , valve and other ELT instantaneous water heater 30liters, complete with valves, piping, fittings, fixation, spare parts and all accessories required to complete the works. | Approved
Damietta Container Terminal-Infra & Bldgs _0216 | CLI.CON-000002 |  |  | Approved
Damietta Container Terminal-Infra & Bldgs _0216 | CLI.CON-000002 | 11.11.16 - BUILDING PACKAGE-Terminal HOUSE PL-15300-E.c.2. | c. EquipmentFire extinguisher type CO2, 5kg with accessories | Approved
Damietta Container Terminal-Infra & Bldgs _0216 | CLI.CON-000002 |  |  | Approved
Damietta Container Terminal-Infra & Bldgs _0216 | CLI.CON-000002 | 11.10.13 - BUILDING PACKAGE-WORKSHOP HVAC-15880-B.h.2. | Sound attenuator for ducting Ø150mm | Approved
Damietta Container Terminal-Infra & Bldgs _0216 | CLI.CON-000002 |  |  | Approved
Damietta Container Terminal-Infra & Bldgs _0216 | CLI.CON-000002 | 11.11.16 - BUILDING PACKAGE-Terminal HOUSE PL-15440-G.2. | Water Closet : Supplying, installing, connecting and testing of water closet for handicapped complete with flush tank, toilet seat, open seat base, two chrome 15 mm angle valve, two accessories (handicapped supports one fixed & one moving ) small external bidet with flexible hose, flexible links, zipper socket connected to drain, and all required accessories, water closet made of vitreous china, as shown on drawings and specifications . | Approved
Damietta Container Terminal-Infra & Bldgs _0216 | CLI.CON-000002 |  |  | Approved
Damietta Container Terminal-Infra & Bldgs _0216 | CLI.CON-000002 | 11.10.11 - Building Package -LV-Workshop-B.a.Cable tray with cover-B.a.8. | ELV Cable Tray 300x60 | Approved
Damietta Container Terminal-Infra & Bldgs _0216 | CLI.CON-000002 |  |  | Approved
Damietta Container Terminal-Infra & Bldgs _0216 | CLI.CON-000002 | 11.11.15 - BUILDING PACKAGE-Terminal HOUSE HVAC-15880-B.i.6. | Sound attenuator for ducting Ø315mm | Approved
Damietta Container Terminal-Infra & Bldgs _0216 | CLI.CON-000002 | 11.10.14 - BUILDING PACKAGE-WORKSHOP PL-15412-C.c.4. | Floor drain DN100mm | Approved
Damietta Container Terminal-Infra & Bldgs _0216 | CLI.CON-000002 |  |  | Approved
Damietta Container Terminal-Infra & Bldgs _0216 | CLI.CON-000002 | 11.11.15 - BUILDING PACKAGE-Terminal HOUSE HVAC-15410-A.m.6. | Condensate drain pipe, PVC DN100mm class 8.5 (Underground) | Approved
Damietta Container Terminal-Infra & Bldgs _0216 | CLI.CON-000002 |  |  | Approved
Damietta Container Terminal-Infra & Bldgs _0216 | CLI.CON-000002 | 11.11.16 - BUILDING PACKAGE-Terminal HOUSE PL-15410-C.a.8. | a. Underground pipe, uPVCAccessories | Approved
Damietta Container Terminal-Infra & Bldgs _0216 | CLI.CON-000002 |  |  | Approved
Damietta Container Terminal-Infra & Bldgs _0216 | CLI.CON-000002 | 11.11.15 - BUILDING PACKAGE-Terminal HOUSE HVAC-15880-B.h.8. | Fire damper 400x1100mm | Approved
Damietta Container Terminal-Infra & Bldgs _0216 | CLI.CON-000002 |  |  | Approved
Damietta Container Terminal-Infra & Bldgs _0216 | CLI.CON-000002 | 11.11.12 - Building Package -LV-TERMINAL- G.d.Power Cable For MVAC - G.d.2. | 4C 35mm² Cu/XLPE/PVC | Approved
Damietta Container Terminal-Infra & Bldgs _0216 | CLI.CON-000002 |  |  | Approved
Damietta Container Terminal-Infra & Bldgs _0216 | CLI.CON-000002 | 11.11.10 - Building Package - 100_Terminal House - 04200 - 2.3.1.1.1 | 120 mm wall Thickness | Approved
Damietta Container Terminal-Infra & Bldgs _0216 | CLI.CON-000002 |  |  | Approved
Damietta Container Terminal-Infra & Bldgs _0216 | CLI.CON-000002 | 11.10.13 - BUILDING PACKAGE-WORKSHOP HVAC-15080-A.d.1. | Insulation 19.1mm wall thickness for refrigerant pipe Ø 6.35mm | Approved
Damietta Container Terminal-Infra & Bldgs _0216 | CLI.CON-000002 |  |  | Approved
Damietta Container Terminal-Infra & Bldgs _0216 | CLI.CON-000002 | 11.19.11 - Building Package-Fuel Station BOQ MEP-16725-2.12.7.3 | Smoke detector | Approved
Damietta Container Terminal-Infra & Bldgs _0216 | CLI.CON-000002 |  |  | Approved
Damietta Container Terminal-Infra & Bldgs _0216 | CLI.CON-000002 | 11.11.15 - BUILDING PACKAGE-Terminal HOUSE HVAC-15655-A.a.5. | Plate heat exchanger 245 kW | Approved
Damietta Container Terminal-Infra & Bldgs _0216 | CLI.CON-000002 |  |  | Approved
Damietta Container Terminal-Infra & Bldgs _0216 | CLI.CON-000002 | 11.10.11 - Building Package -LV-Workshop-G.b.Power Cable For Lighting-G.b.4. | PVC Flexible Conduit Ø20 | Approved
Damietta Container Terminal-Infra & Bldgs _0216 | CLI.CON-000002 |  |  | Approved
Damietta Container Terminal-Infra & Bldgs _0216 | CLI.CON-000002 | 11.22 - BUILDING PACKAGE-Workshop complex Technological equipment-11120-2.13.11.3 | Workstation Pit "Balzer", long version | Approved
Damietta Container Terminal-Infra & Bldgs _0216 | CLI.CON-000002 |  |  | Approved
Damietta Container Terminal-Infra & Bldgs _0216 | CLI.CON-000002 | 11.19.10 - Building Package - 104_Fuel Station - 03100 - 2.2.2.4 | For Raft for Tank | Approved
Damietta Container Terminal-Infra & Bldgs _0216 | CLI.CON-000002 |  |  | Approved
Damietta Container Terminal-Infra & Bldgs _0216 | CLI.CON-000002 | 11.17.11 - Building Package-Firefighting Tank -16510-2.12.5.2 | Manual Call Point | Approved
Damietta Container Terminal-Infra & Bldgs _0216 | CLI.CON-000002 |  |  | Approved
Damietta Container Terminal-Infra & Bldgs _0216 | CLI.CON-000002 | 11.18.14 - BUILDING PACKAGE-In-Out Gate PL&FIFI-15410-2.9.1.2.3 | Pipe size ø 75 mm Dia | Approved
Damietta Container Terminal-Infra & Bldgs _0216 | CLI.CON-000002 |  |  | Approved
Damietta Container Terminal-Infra & Bldgs _0216 | CLI.CON-000002 | 11.10.13 - BUILDING PACKAGE-WORKSHOP HVAC-15880-B.b.4. | Fresh air grille frame size 400x150mm with volume damper | Approved
Damietta Container Terminal-Infra & Bldgs _0216 | CLI.CON-000002 |  |  | Approved
Damietta Container Terminal-Infra & Bldgs _0216 | CLI.CON-000002 | 11.11.10 - Building Package - 100_Terminal House - 09300 - 2.7.2.2.1 | 60 * 60 cm | Approved
Damietta Container Terminal-Infra & Bldgs _0216 | CLI.CON-000002 |  |  | Approved
Damietta Container Terminal-Infra & Bldgs _0216 | CLI.CON-000002 | 11.11.10 - Building Package - 100_Terminal House - 02315 - 2. 1.1.1 | For Foundations | Approved
Damietta Container Terminal-Infra & Bldgs _0216 | CLI.CON-000002 |  |  | Approved
Damietta Container Terminal-Infra & Bldgs _0216 | CLI.CON-000002 | 11.10.10 - Building Package - 101_Workshop - 10200 - 2.6.7.2.1 | Type W07' ( Fixed Window) | Approved
Damietta Container Terminal-Infra & Bldgs _0216 | CLI.CON-000002 |  |  | Approved
Damietta Container Terminal-Infra & Bldgs _0216 | CLI.CON-000002 | 11.18.10 - Building Package - 102_In-Out Gate - 03100 - 2.2.2.3 | For slabs, beams | Approved
Damietta Container Terminal-Infra & Bldgs _0216 | CLI.CON-000002 |  |  | Approved
Damietta Container Terminal-Infra & Bldgs _0216 | CLI.CON-000002 | 11.10.12 - Building Package -LV-Workshop-E.Mobile Boost Singal System -E.9. | Label, fitting and accessories | Approved
Damietta Container Terminal-Infra & Bldgs _0216 | CLI.CON-000002 |  |  | Approved
Damietta Container Terminal-Infra & Bldgs _0216 | CLI.CON-000002 | 11.11.17 - BUILDING PACKAGE -Terminal House Kitchen Equipment-11400-1.03 | Insect Keller @250 watt | Approved
Damietta Container Terminal-Infra & Bldgs _0216 | CLI.CON-000002 |  |  | Approved
Damietta Container Terminal-Infra & Bldgs _0216 | CLI.CON-000002 | 11.11.17 - BUILDING PACKAGE -Terminal House Kitchen Equipment-11400-8.10 | Shelving unit Dim.: 135x50x180cm | Approved
Damietta Container Terminal-Infra & Bldgs _0216 | CLI.CON-000002 |  |  | Approved
Damietta Container Terminal-Infra & Bldgs _0216 | CLI.CON-000002 | 11.11.10 - Building Package - 100_Terminal House - 084400 - 2.6.6.5 | Type CW4 for Façade 2850 x 3000 mm (as shown in drawings) | Approved
Damietta Container Terminal-Infra & Bldgs _0216 | CLI.CON-000002 |  |  | Approved
Damietta Container Terminal-Infra & Bldgs _0216 | CLI.CON-000002 | 11.11.17 - BUILDING PACKAGE -Terminal House Kitchen Equipment-11400-4.02 | Shelving unit Dim.: 115x45x180cm | Approved
Damietta Container Terminal-Infra & Bldgs _0216 | CLI.CON-000002 |  |  | Approved
Damietta Container Terminal-Infra & Bldgs _0216 | CLI.CON-000002 | 11.19.10 - Building Package - 104_Fuel Station - 07411 - 2.4.1.1 | Manufacture, Supply, deliver and install a Fuel Tank Shelter (Shed) Consist of Steel Posts, Beams, Single Steel corrugated sheet (According to dwg. and Specifications) The work includes Fixation and all related items and accessories needed for work Completion. | Approved
Damietta Container Terminal-Infra & Bldgs _0216 | CLI.CON-000002 |  |  | Approved
Damietta Container Terminal-Infra & Bldgs _0216 | CLI.CON-000002 | 11.11.10 - Building Package - 100_Terminal House - 202 - 1.1.2.2 | supplying and installing embedded waiting bus unit SF2 features as specified in details drawings sheet as included package which the price included all layers shown in details sheets and leveling as per proposed finish levels included , insulation , located aggregate base if any , storm drainage and joint sealant for expansion which all are shall be followed by proper cleaning methods ,finishing and finalizing as manufacture rules. All shall measured by number References: material schedule sheet number 220329-HAE-BA-ZZ-DR-LS-9001 Furniture details sheet number 220329-HAE-BA-ZZ-DR-LS-9801 220329-HAE-BA-ZZ-DR-LS-9802 220329-HAE-BA-ZZ-DR-LS-9803 | Approved
Damietta Container Terminal-Infra & Bldgs _0216 | CLI.CON-000002 |  |  | Approved
Damietta Container Terminal-Infra & Bldgs _0216 | CLI.CON-000002 | 11.10.11 - Building Package -LV-Workshop-C.Earthing And Lightning Systems-C.7. | Earth Rod | Approved
Damietta Container Terminal-Infra & Bldgs _0216 | CLI.CON-000002 |  |  | Approved
Damietta Container Terminal-Infra & Bldgs _0216 | CLI.CON-000002 | 11.11.15 - BUILDING PACKAGE-Terminal HOUSE HVAC-15300-C.a. | Fire stop WORKSHOP HVAC | Approved
Damietta Container Terminal-Infra & Bldgs _0216 | CLI.CON-000002 |  |  | Approved
Damietta Container Terminal-Infra & Bldgs _0216 | CLI.CON-000002 | 11.10.13 - BUILDING PACKAGE-WORKSHOP HVAC-15651-A.c.3. | Copper pipe Ø 12.7mm with minimum 0.8mm thickness | Approved
Damietta Container Terminal-Infra & Bldgs _0216 | CLI.CON-000002 |  |  | Approved
Damietta Container Terminal-Infra & Bldgs _0216 | CLI.CON-000002 | 11.19.13 - BUILDING PACKAGE-FUEL STAION HVAC-15781-2.11.1.1 | Supply and install DX unit 3.6 kw,the unit shall be wall mounted direct expansion type complete with indoor fan coil, remote condenser, refrigerant pipe with installation, drain and other electro-mechanical accessories as per mechanical specifications and other appurtenances for a complet. | Approved
Damietta Container Terminal-Infra & Bldgs _0216 | CLI.CON-000002 |  |  | Approved
Damietta Container Terminal-Infra & Bldgs _0216 | CLI.CON-000002 | 11.11.15 - BUILDING PACKAGE-Terminal HOUSE HVAC-15410-A.m.3. | Condensate drain pipe, PVC DN40mm class 8.5 | Approved
Damietta Container Terminal-Infra & Bldgs _0216 | CLI.CON-000002 |  |  | Approved
Damietta Container Terminal-Infra & Bldgs _0216 | CLI.CON-000002 | 11.17.10 - Building Package - 108_Firefighting Tank - 02315 - 2. 1.3 | Disposal of Surplus excavated material | Approved
Damietta Container Terminal-Infra & Bldgs _0216 | CLI.CON-000002 |  |  | Approved
Damietta Container Terminal-Infra & Bldgs _0216 | CLI.CON-000002 | 11.19.11 - Building Package-Fuel Station BOQ MEP-16110-2.12.1.1 | 2*100mm, indoor, including handhole as per drawings | Approved
Damietta Container Terminal-Infra & Bldgs _0216 | CLI.CON-000002 |  |  | Approved
Damietta Container Terminal-Infra & Bldgs _0216 | CLI.CON-000002 | 11.10.13 - BUILDING PACKAGE-WORKSHOP HVAC-15890-B.a.2. | Exhaust air-Wall mounted fan @ 15000 cmh, 250Pa | Approved
Damietta Container Terminal-Infra & Bldgs _0216 | CLI.CON-000002 |  |  | Approved
Damietta Container Terminal-Infra & Bldgs _0216 | CLI.CON-000002 | 11.11.10 - Building Package - 100_Terminal House - 084400 - 2.6.6.7 | Type CW6 for Façade 3860 x 3000 mm (as shown in drawings) | Approved
Damietta Container Terminal-Infra & Bldgs _0216 | CLI.CON-000002 |  |  | Approved
Damietta Container Terminal-Infra & Bldgs _0216 | CLI.CON-000002 | 11.19.11 - Building Package-Fuel Station BOQ MEP-16775-2.12.8.3 | Network Video Recorder as per drawings & specifications and requirements. | Approved
Damietta Container Terminal-Infra & Bldgs _0216 | CLI.CON-000002 |  |  | Approved
Damietta Container Terminal-Infra & Bldgs _0216 | CLI.CON-000002 | 11.11.17 - BUILDING PACKAGE -Terminal House Kitchen Equipment-11400-7.04 | Bon Saw ( Meat Saw ) @ 3 kw | Approved
Damietta Container Terminal-Infra & Bldgs _0216 | CLI.CON-000002 |  |  | Approved
Damietta Container Terminal-Infra & Bldgs _0216 | CLI.CON-000002 | 11.18.12 - BUILDING PACKAGE -In-Out Gate FIRE PROTECTION-15300-2.10.1.1 | Supplying, installing, of Portable Fire Extinguisher, Dry powder class ABCDE, Capasity 6 kg item included bolts and all required accessories as shown on drawings, specifications and with the requirements of NFPA . | Approved
Damietta Container Terminal-Infra & Bldgs _0216 | CLI.CON-000002 |  |  | Approved
Damietta Container Terminal-Infra & Bldgs _0216 | CLI.CON-000002 | 11.17.10 - Building Package - 108_Firefighting Tank - 08110 - 2.6.1.1 | Type D15 ( 2500 x 2500 mm) | Approved
Damietta Container Terminal-Infra & Bldgs _0216 | CLI.CON-000002 |  |  | Approved
Damietta Container Terminal-Infra & Bldgs _0216 | CLI.CON-000002 | 11.11.10 - Building Package - 100_Terminal House - 09200 - 2.7.1.2 | For external work | Approved
Damietta Container Terminal-Infra & Bldgs _0216 | CLI.CON-000002 |  |  | Approved
Damietta Container Terminal-Infra & Bldgs _0216 | CLI.CON-000002 | 11.19.11 - Building Package-Fuel Station BOQ MEP-16750-2.12.7.7 | IT cable indoor and outdoor installation | Approved
Damietta Container Terminal-Infra & Bldgs _0216 | CLI.CON-000002 |  |  | Approved
Damietta Container Terminal-Infra & Bldgs _0216 | CLI.CON-000002 | 11.10.12 - Building Package -LV-Workshop-D.DATA-LAN Network System -D.5. | Data access point ceiling | Approved
Damietta Container Terminal-Infra & Bldgs _0216 | CLI.CON-000002 |  |  | Approved
Damietta Container Terminal-Infra & Bldgs _0216 | CLI.CON-000002 | 11.11.17 - BUILDING PACKAGE -Terminal House Kitchen Equipment-11400-6.11 | Elec. boiling pan Dim.: 80x90x85cm@ 15 kw | Approved
Damietta Container Terminal-Infra & Bldgs _0216 | CLI.CON-000002 |  |  | Approved
Damietta Container Terminal-Infra & Bldgs _0216 | CLI.CON-000002 | 11.11.12 - Building Package -LV-TERMINAL- B.a.Cable tray with cover - B.a.7. | ELV Cable Tray600x100 | Approved
Damietta Container Terminal-Infra & Bldgs _0216 | CLI.CON-000002 |  |  | Approved
Damietta Container Terminal-Infra & Bldgs _0216 | CLI.CON-000002 | 11.10.14 - BUILDING PACKAGE-WORKSHOP PL-15440-G.6. | janitor's sink Supplying, installing, connecting and testing of stainless steel single wall mounted bowl janitor's sink completed with chrome plated water mixer, two chrome 15 mm angle valves if needed, flexible links, chrome plated siphon (u trap or cup) and all required accessories, as shown on drawings and specifications. | Approved
Damietta Container Terminal-Infra & Bldgs _0216 | CLI.CON-000002 |  |  | Approved
Damietta Container Terminal-Infra & Bldgs _0216 | CLI.CON-000002 | 11.10.14 - BUILDING PACKAGE-WORKSHOP PL-15300-E.b.3. | DN80mm | Approved
Damietta Container Terminal-Infra & Bldgs _0216 | CLI.CON-000002 |  |  | Approved
Damietta Container Terminal-Infra & Bldgs _0216 | CLI.CON-000002 | 11.19.11 - Building Package-Fuel Station BOQ MEP--2.12.9.3 | DOOR CONTACT | Approved
Damietta Container Terminal-Infra & Bldgs _0216 | CLI.CON-000002 |  |  | Approved
Damietta Container Terminal-Infra & Bldgs _0216 | CLI.CON-000002 | 11.19.13 - BUILDING PACKAGE-FUEL STAION HVAC-15890-2.11.2.1 | Supply and install inline exhaust fan air flow rate 1140 cu.M/hr @ 100 pa , the unit shall be direct drive including flexible connection, gravity shatter on roof , cnopy,vibration isolator and other electro-mechanical accessories as per mechanical specifications and other appurtenances for a complet. | Approved
Damietta Container Terminal-Infra & Bldgs _0216 | CLI.CON-000002 |  |  | Approved
Damietta Container Terminal-Infra & Bldgs _0216 | CLI.CON-000002 | 11.11.10 - Building Package - 100_Terminal House - 05120 - 1.1.2.6 | Manufacture supply deliver and install Rialway Fence crossing Terminal House Area, accord to drawing and specifications , the work includes foundation, gates, and all related items and accessories for work completion | Approved
Damietta Container Terminal-Infra & Bldgs _0216 | CLI.CON-000002 |  |  | Approved
Damietta Container Terminal-Infra & Bldgs _0216 | CLI.CON-000002 | 11.10.12 - Building Package -LV-Workshop-C.Public Address System -C.8. | Ø25mm PVC Flexible Conduit | Approved
Damietta Container Terminal-Infra & Bldgs _0216 | CLI.CON-000002 |  |  | Approved
Damietta Container Terminal-Infra & Bldgs _0216 | CLI.CON-000002 | 11.11.10 - Building Package - 100_Terminal House - 05520 - 2.6.8.1.1 | Type D09 4700 x 2400 mm | Approved
Damietta Container Terminal-Infra & Bldgs _0216 | CLI.CON-000002 |  |  | Approved
Damietta Container Terminal-Infra & Bldgs _0216 | CLI.CON-000002 | 11.22 - BUILDING PACKAGE-Workshop complex Technological equipment-11100-2.13.9 | 09_Hydraulic/screw jack for cars (car lifter) | Approved
Damietta Container Terminal-Infra & Bldgs _0216 | CLI.CON-000002 | 11.11.12 - Building Package -LV-TERMINAL- E.Socket and Accessories - E.1. | Double Socket | Approved
Damietta Container Terminal-Infra & Bldgs _0216 | CLI.CON-000002 |  |  | Approved
Damietta Container Terminal-Infra & Bldgs _0216 | CLI.CON-000002 | 11.10.12 - Building Package -LV-Workshop-D.DATA-LAN Network System -D.6. | Cat6A Cable | Approved
Damietta Container Terminal-Infra & Bldgs _0216 | CLI.CON-000002 |  |  | Approved
Damietta Container Terminal-Infra & Bldgs _0216 | CLI.CON-000002 | 11.10.10 - Building Package - 101_Workshop - 08520 - 2.6.6.1.1 | Type W04 (1000 x 1200 mm) Pivot Window | Approved
Damietta Container Terminal-Infra & Bldgs _0216 | CLI.CON-000002 |  |  | Approved
Damietta Container Terminal-Infra & Bldgs _0216 | CLI.CON-000002 | 11.11.16 - BUILDING PACKAGE-Terminal HOUSE PL-15412-C.c.1. | c. Equipment , valve and other Clean out DN50mm | Approved
Damietta Container Terminal-Infra & Bldgs _0216 | CLI.CON-000002 |  |  | Approved
Damietta Container Terminal-Infra & Bldgs _0216 | CLI.CON-000002 | 11.14.14 | MEP FIFI&PL | Approved
Damietta Container Terminal-Infra & Bldgs _0216 | CLI.CON-000002 |  |  | Approved
Damietta Container Terminal-Infra & Bldgs _0216 | CLI.CON-000002 | 11.10.10 - Building Package - 101_Workshop - 02315 - 0013 | D14'(5.00*6.00)MM -FD90S 90 minutes Roller shutter opens in case of fire automatically. | Approved
Damietta Container Terminal-Infra & Bldgs _0216 | CLI.CON-000002 |  |  | Approved
Damietta Container Terminal-Infra & Bldgs _0216 | CLI.CON-000002 | 11.11.15 - BUILDING PACKAGE-Terminal HOUSE HVAC-15145-B.h.11. | Accessories for installation | Approved
Damietta Container Terminal-Infra & Bldgs _0216 | CLI.CON-000002 |  |  | Approved
Damietta Container Terminal-Infra & Bldgs _0216 | CLI.CON-000002 | 11.11.15 - BUILDING PACKAGE-Terminal HOUSE HVAC-15880-A.a.11. | FCU-concealed duct type-cooling capacity 4.66 kW with drain pump | Approved
Damietta Container Terminal-Infra & Bldgs _0216 | CLI.CON-000002 |  |  | Approved
Damietta Container Terminal-Infra & Bldgs _0216 | CLI.CON-000002 | 11.11.16 - BUILDING PACKAGE-Terminal HOUSE PL-15410-C.a.6. | a. Underground pipe, uPVCExcavation, backfilling and warning tap for underground pipe | Approved
Damietta Container Terminal-Infra & Bldgs _0216 | CLI.CON-000002 |  |  | Approved
Damietta Container Terminal-Infra & Bldgs _0216 | CLI.CON-000002 | 11.14.13 | Technical Equipment | Approved
Damietta Container Terminal-Infra & Bldgs _0216 | CLI.CON-000002 |  |  | Approved
Damietta Container Terminal-Infra & Bldgs _0216 | CLI.CON-000002 | 11.11.13 - Building Package -ELV-TERMINAL-A.Server Room-A.1. | Server room equipment | Approved
Damietta Container Terminal-Infra & Bldgs _0216 | CLI.CON-000002 |  |  | Approved
Damietta Container Terminal-Infra & Bldgs _0216 | CLI.CON-000002 | 11.11.16 - BUILDING PACKAGE-Terminal HOUSE PL-15440-G.4. | Kitchen sink : Supplying, installing, connecting and testing of stainless steel single wall mounted bowl kitchen sink completed with chrome plated water mixer, two chrome 15 mm angle valve if needed, flexible links, chrome plated siphon( u trap or cup ) and all required accessories, as shown on drawings and specifications . | Approved
Damietta Container Terminal-Infra & Bldgs _0216 | CLI.CON-000002 |  |  | Approved
Damietta Container Terminal-Infra & Bldgs _0216 | CLI.CON-000002 | 11.14.13 - BUILDING PACKAGE-Dangerous good area Technical equipment-230915-2.13.4.3 | Dripping Pan (container safety) 20' Supply a universal dripping pan as specified. Suited for leakage control of Containers up to 20'. Transport locks for flatbed trailer transportation and stacking. | Approved
Damietta Container Terminal-Infra & Bldgs _0216 | CLI.CON-000002 |  |  | Approved
Damietta Container Terminal-Infra & Bldgs _0216 | CLI.CON-000002 | 11.18.10 - Building Package - 102_In-Out Gate - 08110 - 2.6.1.1 | Type D04 ( 900 x 2200 mm) | Approved
Damietta Container Terminal-Infra & Bldgs _0216 | CLI.CON-000002 |  |  | Approved
Damietta Container Terminal-Infra & Bldgs _0216 | CLI.CON-000002 | 11.19.15 - BUILDING PACKAGE-FUEL STAION Plumbing&FIFI-15410-2.9.1.1.2 | Pipe size ø 75 mm Dia | Approved
Damietta Container Terminal-Infra & Bldgs _0216 | CLI.CON-000002 |  |  | Approved
Damietta Container Terminal-Infra & Bldgs _0216 | CLI.CON-000002 | 11.11.10 - Building Package - 100_Terminal House - 08201 - 2.6.3.1.1.2 | FD 45 Minutes with smoke seal and self closing according to Egyption FLS Standard | Approved
Damietta Container Terminal-Infra & Bldgs _0216 | CLI.CON-000002 |  |  | Approved
Damietta Container Terminal-Infra & Bldgs _0216 | CLI.CON-000002 | 11.10.14 - BUILDING PACKAGE-WORKSHOP PL-15100-A.b.7. | Check valve DN40 | Approved
Damietta Container Terminal-Infra & Bldgs _0216 | CLI.CON-000002 |  |  | Approved
Damietta Container Terminal-Infra & Bldgs _0216 | CLI.CON-000002 | 11.10.13 - BUILDING PACKAGE-WORKSHOP HVAC-15651-A.c.12. | Fittings,hangers, supports, accessories for installation and testing | Approved
Damietta Container Terminal-Infra & Bldgs _0216 | CLI.CON-000002 |  |  | Approved
Damietta Container Terminal-Infra & Bldgs _0216 | CLI.CON-000002 |  |  | Approved
Damietta Container Terminal-Infra & Bldgs _0216 | CLI.CON-000002 | 11.11.15 - BUILDING PACKAGE-Terminal HOUSE HVAC-15100-A.d.1. | Gate valve DN20mm | Approved
Damietta Container Terminal-Infra & Bldgs _0216 | CLI.CON-000002 |  |  | Approved
Damietta Container Terminal-Infra & Bldgs _0216 | CLI.CON-000002 | 11.11.10 - Building Package - 100_Terminal House - 07111 - 2.5.1.1 | For wet rooms and W.C | Approved
Damietta Container Terminal-Infra & Bldgs _0216 | CLI.CON-000002 |  |  | Approved
Damietta Container Terminal-Infra & Bldgs _0216 | CLI.CON-000002 | 11.11.17 - BUILDING PACKAGE -Terminal House Kitchen Equipment-11400-6.16 | Hand wash sink unit (Knee operated) Dim: 50x45x35cm | Approved
Damietta Container Terminal-Infra & Bldgs _0216 | CLI.CON-000002 |  |  | Approved
Damietta Container Terminal-Infra & Bldgs _0216 | CLI.CON-000002 | 11.10.11 - Building Package -LV-Workshop-A.a.Substation & Main equipment-A.a.4. | Generator 400kVA | Approved
Damietta Container Terminal-Infra & Bldgs _0216 | CLI.CON-000002 |  |  | Approved
Damietta Container Terminal-Infra & Bldgs _0216 | CLI.CON-000002 | 11.11.15 - BUILDING PACKAGE-Terminal HOUSE HVAC-15510-A.j.7. | BS Pre-insulated pipe DN80mm | Approved
Damietta Container Terminal-Infra & Bldgs _0216 | CLI.CON-000002 |  |  | Approved
Damietta Container Terminal-Infra & Bldgs _0216 | CLI.CON-000002 | 11.11.15 - BUILDING PACKAGE-Terminal HOUSE HVAC-15880-B.g.4. | Volume damper Ø250mm | Approved
Damietta Container Terminal-Infra & Bldgs _0216 | CLI.CON-000002 |  |  | Approved
Damietta Container Terminal-Infra & Bldgs _0216 | CLI.CON-000002 | 11.10.13 - BUILDING PACKAGE-WORKSHOP HVAC-15890-B.a.12. | Exhaust air-Axial in-line propeller fan @ 700 cmh, 250Pa | Approved
Damietta Container Terminal-Infra & Bldgs _0216 | CLI.CON-000002 |  |  | Approved
Damietta Container Terminal-Infra & Bldgs _0216 | CLI.CON-000002 | 11.10.13 - BUILDING PACKAGE-WORKSHOP HVAC-15890-B.a.5. | Exhaust air-Ceiling fan @ 120 cmh, 25Pa | Approved
Damietta Container Terminal-Infra & Bldgs _0216 | CLI.CON-000002 |  |  | Approved
Damietta Container Terminal-Infra & Bldgs _0216 | CLI.CON-000002 | 11.19.11 - Building Package-Fuel Station BOQ MEP-16470-2.12.4.1 | DB-F.S, 8 Way. | Approved
Damietta Container Terminal-Infra & Bldgs _0216 | CLI.CON-000002 |  |  | Approved
Damietta Container Terminal-Infra & Bldgs _0216 | CLI.CON-000002 | 11.10.14 - BUILDING PACKAGE-WORKSHOP PL-15410-A.a.1. | OD75mm | Approved
Damietta Container Terminal-Infra & Bldgs _0216 | CLI.CON-000002 |  |  | Approved
Damietta Container Terminal-Infra & Bldgs _0216 | CLI.CON-000002 | 11.16.10 - Building Package - 112_Guard House- 08520 - 2.6.2.1.2 - 00 | W02 = 600 x 600 mm (Pivot Window) | Approved
Damietta Container Terminal-Infra & Bldgs _0216 | CLI.CON-000002 |  |  | Approved
Damietta Container Terminal-Infra & Bldgs _0216 | CLI.CON-000002 | 11.10.11 - Building Package -LV-Workshop-G.b.Power Cable For Lighting-G.b.1. | 2C 2.5mm² Cu/PVC/PVC | Approved
Damietta Container Terminal-Infra & Bldgs _0216 | CLI.CON-000002 |  |  | Approved
Damietta Container Terminal-Infra & Bldgs _0216 | CLI.CON-000002 | 11.10.13 - BUILDING PACKAGE-WORKSHOP HVAC-15890-B.a.10. | Exhaust air-Axial in-line propeller fan @ 520 cmh, 130Pa | Approved
Damietta Container Terminal-Infra & Bldgs _0216 | CLI.CON-000002 |  |  | Approved
Damietta Container Terminal-Infra & Bldgs _0216 | CLI.CON-000002 | 11.10.14 - BUILDING PACKAGE-WORKSHOP PL-15412-C.c.2. | Clean out DN80mm | Approved
Damietta Container Terminal-Infra & Bldgs _0216 | CLI.CON-000002 |  |  | Approved
Damietta Container Terminal-Infra & Bldgs _0216 | CLI.CON-000002 | 11.19.10 - Building Package - 104_Fuel Station - 10165 - 2.8.1.1.2 | Toilet paper Holder | Approved
Damietta Container Terminal-Infra & Bldgs _0216 | CLI.CON-000002 |  |  | Approved
Damietta Container Terminal-Infra & Bldgs _0216 | CLI.CON-000002 | 11.10.10 - Building Package - 101_Workshop - 08520 - 2.6.6.1.2 | Type W04'( 850 x 1200 mm) Pivot Window | Approved
Damietta Container Terminal-Infra & Bldgs _0216 | CLI.CON-000002 |  |  | Approved
Damietta Container Terminal-Infra & Bldgs _0216 | CLI.CON-000002 | 11.11.15 - BUILDING PACKAGE-Terminal HOUSE HVAC-15880-A.a.18. | FCU-ceiling cassette type-cooling capacity 3.42 kW | Approved
Damietta Container Terminal-Infra & Bldgs _0216 | CLI.CON-000002 |  |  | Approved
Damietta Container Terminal-Infra & Bldgs _0216 | CLI.CON-000002 | 11.11.15 - BUILDING PACKAGE-Terminal HOUSE HVAC-15880-B.g.15. | Volume damper 800x1200mm | Approved
Damietta Container Terminal-Infra & Bldgs _0216 | CLI.CON-000002 |  |  | Approved
Damietta Container Terminal-Infra & Bldgs _0216 | CLI.CON-000002 | 11.19.15 - BUILDING PACKAGE-FUEL STAION Plumbing&FIFI-15410-2.9.1.1.3 | Pipe size ø 110 mm Dia | Approved
Damietta Container Terminal-Infra & Bldgs _0216 | CLI.CON-000002 |  |  | Approved
Damietta Container Terminal-Infra & Bldgs _0216 | CLI.CON-000002 | 11.19.10 - Building Package - 104_Fuel Station - 03100 - 2. 2.1.1 | For Foundations | Approved
Damietta Container Terminal-Infra & Bldgs _0216 | CLI.CON-000002 |  |  | Approved
Damietta Container Terminal-Infra & Bldgs _0216 | CLI.CON-000002 | 11.10.11 - Building Package -LV-Workshop-G.c.Power Cable For Socket-G.c.3. | 4C 4mm² Cu/PVC/PVC | Approved
Damietta Container Terminal-Infra & Bldgs _0216 | CLI.CON-000002 |  |  | Approved
Damietta Container Terminal-Infra & Bldgs _0216 | CLI.CON-000002 | 11.10.12 - Building Package -LV-Workshop-B.Fire Alarm System -B.10. | Control Module Addressable | Approved
Damietta Container Terminal-Infra & Bldgs _0216 | CLI.CON-000002 |  |  | Approved
Damietta Container Terminal-Infra & Bldgs _0216 | CLI.CON-000002 | 11.11.17 - BUILDING PACKAGE -Terminal House Kitchen Equipment-11400-1.02 | Floor drain Dim : 50x0x15cm | Approved
Damietta Container Terminal-Infra & Bldgs _0216 | CLI.CON-000002 |  |  | Approved
Damietta Container Terminal-Infra & Bldgs _0216 | CLI.CON-000002 | 11.19.15 - BUILDING PACKAGE-FUEL STAION Plumbing&FIFI-15411-2.9.4.1.3 | Pipe size ø 32 mm Dia | Approved
Damietta Container Terminal-Infra & Bldgs _0216 | CLI.CON-000002 |  |  | Approved
Damietta Container Terminal-Infra & Bldgs _0216 | CLI.CON-000002 | 11.10.13 - BUILDING PACKAGE-WORKSHOP HVAC-15410-A.e.5. | Condensate drain pipe, PVC DN65mm class 8.5 | Approved
Damietta Container Terminal-Infra & Bldgs _0216 | CLI.CON-000002 |  |  | Approved
Damietta Container Terminal-Infra & Bldgs _0216 | CLI.CON-000002 | 11.11.10 - Building Package - 100_Terminal House - 0512007411 - 1.1.2.8 | Manufacture supply deliver and install a Shelter ( Shed) consists of steel posts,beams,single sheet corrogated roof sheet and a wooden seating according to drawings and specifications , the work includes fixation and all related items and accessories for work completion | Approved
Damietta Container Terminal-Infra & Bldgs _0216 | CLI.CON-000002 |  |  | Approved
Damietta Container Terminal-Infra & Bldgs _0216 | CLI.CON-000002 | 11.10.10 - Building Package - 101_Workshop - 10200 - 2.6.7.1 | Type W07 (1600 x 2400 mm) Fixed Window | Approved
Damietta Container Terminal-Infra & Bldgs _0216 | CLI.CON-000002 |  |  | Approved
Damietta Container Terminal-Infra & Bldgs _0216 | CLI.CON-000002 | 11.17.10 - Building Package - 108_Firefighting Tank - 05720 - 2.4.2.1 | Supply, deliver and install Steel Ladder for Pump Room (as shown on dwg), the Work includes painting and all fixation and Accessories required for work completion according to specifications and shop drawings. | Approved
Damietta Container Terminal-Infra & Bldgs _0216 | CLI.CON-000002 |  |  | Approved
Damietta Container Terminal-Infra & Bldgs _0216 | CLI.CON-000002 | 11.11.17 - BUILDING PACKAGE -Terminal House Kitchen Equipment-11400-8.11 | Floor drain Dim : 50x30x15cm | Approved
Damietta Container Terminal-Infra & Bldgs _0216 | CLI.CON-000002 |  |  | Approved
Damietta Container Terminal-Infra & Bldgs _0216 | CLI.CON-000002 | 11.11.10 - Building Package - 100_Terminal House - 04200 - 2.8.6 | Charging signage (floor) on parking lots | Approved
Damietta Container Terminal-Infra & Bldgs _0216 | CLI.CON-000002 |  |  | Approved
Damietta Container Terminal-Infra & Bldgs _0216 | CLI.CON-000002 | 11.11.15 - BUILDING PACKAGE-Terminal HOUSE HVAC-15510-A.j.1. | BS Pre-insulated pipe DN20mm | Approved
Damietta Container Terminal-Infra & Bldgs _0216 | CLI.CON-000002 |  |  | Approved
Damietta Container Terminal-Infra & Bldgs _0216 | CLI.CON-000002 | 11.11.15 - BUILDING PACKAGE-Terminal HOUSE HVAC-15880-B.b.4. | Fresh air grille frame size 400x150mm with volume damper | Approved
Damietta Container Terminal-Infra & Bldgs _0216 | CLI.CON-000002 |  |  | Approved
Damietta Container Terminal-Infra & Bldgs _0216 | CLI.CON-000002 | 11.10.10 - Building Package - 101_Workshop - 02315 - 0010 | D03' (1.00*2.20) MM - FD 45 Minutes with smoke seal, self closing and vision panels according to Egyption FLS Standard | Approved
Damietta Container Terminal-Infra & Bldgs _0216 | CLI.CON-000002 |  |  | Approved
Damietta Container Terminal-Infra & Bldgs _0216 | CLI.CON-000002 | 11.19.15 - BUILDING PACKAGE-FUEL STAION Plumbing&FIFI-15410-2.9.1.1.4 | Pipe size ø 160 mm Dia | Approved
Damietta Container Terminal-Infra & Bldgs _0216 | CLI.CON-000002 |  |  | Approved
Damietta Container Terminal-Infra & Bldgs _0216 | CLI.CON-000002 | 11.22 - BUILDING PACKAGE-Workshop complex Technological equipment-11060-2.13.5.2 | Lathe for mechanical workshop | Approved
Damietta Container Terminal-Infra & Bldgs _0216 | CLI.CON-000002 |  |  | Approved
Damietta Container Terminal-Infra & Bldgs _0216 | CLI.CON-000002 | 11.10.14 - BUILDING PACKAGE-WORKSHOP PL-15100-A.b.9. | Access opening 0.4x0.4m | Approved
Damietta Container Terminal-Infra & Bldgs _0216 | CLI.CON-000002 |  |  | Approved
Damietta Container Terminal-Infra & Bldgs _0216 | CLI.CON-000002 | 11.11.12 - Building Package -LV-TERMINAL- G.a.Main Power Cable and Accessories - G.a.10. | 1C 95mm² Cu/PVC/PE | Approved
Damietta Container Terminal-Infra & Bldgs _0216 | CLI.CON-000002 |  |  | Approved
Damietta Container Terminal-Infra & Bldgs _0216 | CLI.CON-000002 | 11.11.17 - BUILDING PACKAGE -Terminal House Kitchen Equipment-11400-9.04 | Garbage bin (Cylindrical) Diameter :50cm | Approved
Damietta Container Terminal-Infra & Bldgs _0216 | CLI.CON-000002 |  |  | Approved
Damietta Container Terminal-Infra & Bldgs _0216 | CLI.CON-000002 | 11.10.14 - BUILDING PACKAGE-WORKSHOP PL-15100-A.b.10. | Aire Relief vent with insect screen for water tank DN40 | Approved
Damietta Container Terminal-Infra & Bldgs _0216 | CLI.CON-000002 |  |  | Approved
Damietta Container Terminal-Infra & Bldgs _0216 | CLI.CON-000002 | 11.11.15 - BUILDING PACKAGE-Terminal HOUSE HVAC-15880-A.a.20. | FCU-ceiling cassette type-cooling capacity 6.69 kW | Approved
Damietta Container Terminal-Infra & Bldgs _0216 | CLI.CON-000002 |  |  | Approved
Damietta Container Terminal-Infra & Bldgs _0216 | CLI.CON-000002 | 11.14.10 - Building Package - 109_Dangerous Goods Area - 02315 - 2.1.3.1 | Dangours Goods Area A | Approved
Damietta Container Terminal-Infra & Bldgs _0216 | CLI.CON-000002 |  |  | Approved
Damietta Container Terminal-Infra & Bldgs _0216 | CLI.CON-000002 | 11.10.10 - Building Package - 101_Workshop - 05730 - 2.4.3.1 | Supply, deliver and install steel Bollard as shown on dwg. Consist of Steel Tube 20 cm dia. With 90 cm Height the work includes all fixation and accessories needed for work Completion | Approved
Damietta Container Terminal-Infra & Bldgs _0216 | CLI.CON-000002 |  |  | Approved
Damietta Container Terminal-Infra & Bldgs _0216 | CLI.CON-000002 | 11.10.14 - BUILDING PACKAGE-WORKSHOP PL-15440-G.2. | Lavatories Supplying, installing, connecting and testing of lavatory wall mounted bowl, made of vitreous China complete with hanging column, chrome plated water mixer, two chrome 15 mm angle valve, flexible links, chrome plated siphon (u trap or cup) and all required accessories, as shown on drawings and specifications . | Approved
Damietta Container Terminal-Infra & Bldgs _0216 | CLI.CON-000002 |  |  | Approved
Damietta Container Terminal-Infra & Bldgs _0216 | CLI.CON-000002 | 11.11.10 - Building Package - 100_Terminal House - 09200 - 2.7.1.1.2 | For ceiling | Approved
Damietta Container Terminal-Infra & Bldgs _0216 | CLI.CON-000002 |  |  | Approved
Damietta Container Terminal-Infra & Bldgs _0216 | CLI.CON-000002 | 11.11.10 - Building Package - 100_Terminal House - 09910 - 2.7.10.1.2 | For Ceiling | Approved
Damietta Container Terminal-Infra & Bldgs _0216 | CLI.CON-000002 |  |  | Approved
Damietta Container Terminal-Infra & Bldgs _0216 | CLI.CON-000002 | 11.11.15 - BUILDING PACKAGE-Terminal HOUSE HVAC-15890-B.a.2. | Exhaust air-Jet fan @ 3500 cmh | Approved
Damietta Container Terminal-Infra & Bldgs _0216 | CLI.CON-000002 |  |  | Approved
Damietta Container Terminal-Infra & Bldgs _0216 | CLI.CON-000002 | 11.16.11 - Building Package-Guard House -16510-2.12.4.2.3 | F3-Flood Light, 100W | Approved
Damietta Container Terminal-Infra & Bldgs _0216 | CLI.CON-000002 |  |  | Approved
Damietta Container Terminal-Infra & Bldgs _0216 | CLI.CON-000002 | 11.14.14 - BUILDING PACKAGE-Dangerous good area FIFI WORK-15300-2.10.8.1 | supply and install service containers ( L*W*H 5.0*2.5*2.5 m ) as per drawing. Unit shall be fire rated as per dangouses goods area requirement and shall be consist of AC, FANs ,fire extanghusher, drain point, pentration for pipe , vibration isloators ,supports, panel and electrical lighting and power panel. | Approved
Damietta Container Terminal-Infra & Bldgs _0216 | CLI.CON-000002 |  |  | Approved
Damietta Container Terminal-Infra & Bldgs _0216 | CLI.CON-000002 | 11.11.10 - Building Package - 100_Terminal House - 04200 - 2.8.8.2 | Outdoor Smoking Signages | Approved
Damietta Container Terminal-Infra & Bldgs _0216 | CLI.CON-000002 |  |  | Approved
Damietta Container Terminal-Infra & Bldgs _0216 | CLI.CON-000002 | 11.11.15 - BUILDING PACKAGE-Terminal HOUSE HVAC-15880-B.i.8. | Sound attenuator for ducting Ø400mm | Approved
Damietta Container Terminal-Infra & Bldgs _0216 | CLI.CON-000002 |  |  | Approved
Damietta Container Terminal-Infra & Bldgs _0216 | CLI.CON-000002 | 11.11.17 - BUILDING PACKAGE -Terminal House Kitchen Equipment-11400-6.10 | Elec. grill (smooth) plate Dim: 80x90x85cm @ 12 kw | Approved
Damietta Container Terminal-Infra & Bldgs _0216 | CLI.CON-000002 |  |  | Approved
Damietta Container Terminal-Infra & Bldgs _0216 | CLI.CON-000002 | 11.21.10 - Building Package-Terminal House_Landscape BOQ ELT and IRR --2.13.5.2.3 | LP-Lighting Post, 30W | Approved
Damietta Container Terminal-Infra & Bldgs _0216 | CLI.CON-000002 |  |  | Approved
Damietta Container Terminal-Infra & Bldgs _0216 | CLI.CON-000002 | 11.10.10 - Building Package - 101_Workshop - 08201 - 2.6.4.1.3.1 | Not fire rated | Approved
Damietta Container Terminal-Infra & Bldgs _0216 | CLI.CON-000002 |  |  | Approved
Damietta Container Terminal-Infra & Bldgs _0216 | CLI.CON-000002 | 11.10.13 - BUILDING PACKAGE-WORKSHOP HVAC-15700-A.a.3. | Fresh air handling unit with heat recovery- cooling capacity 112kW, electric heater load 14.06kW, supply air 8080 cmh, extract air 6840 cmh, external static pressure 380 Pa | Approved
Damietta Container Terminal-Infra & Bldgs _0216 | CLI.CON-000002 | 11.11.15 - BUILDING PACKAGE-Terminal HOUSE HVAC-15880-B.e.6. | Flexible duct Ø 280mm | Approved
Damietta Container Terminal-Infra & Bldgs _0216 | CLI.CON-000002 |  |  | Approved
Damietta Container Terminal-Infra & Bldgs _0216 | CLI.CON-000002 | 11.11.10 - Building Package - 100_Terminal House - 07220 - 2.5.2.1 | Screed Sloping concrete. | Approved
Damietta Container Terminal-Infra & Bldgs _0216 | CLI.CON-000002 |  |  | Approved
Damietta Container Terminal-Infra & Bldgs _0216 | CLI.CON-000002 | 11.16.10 - Building Package - 112_Guard House- 02315 - 2. 1.3 | Disposal of Surplus excavated material | Approved
Damietta Container Terminal-Infra & Bldgs _0216 | CLI.CON-000002 |  |  | Approved
Damietta Container Terminal-Infra & Bldgs _0216 | CLI.CON-000002 | 11.19.15 - BUILDING PACKAGE-FUEL STAION Plumbing&FIFI-15410-2.9.2.2.1 | FCO 110 mm | Approved
Damietta Container Terminal-Infra & Bldgs _0216 | CLI.CON-000002 |  |  | Approved
Damietta Container Terminal-Infra & Bldgs _0216 | CLI.CON-000002 | 11.10.11 - Building Package -LV-Workshop-E.Socket and Accessories-E.6. | Double Socket with waterproof cover | Approved
Damietta Container Terminal-Infra & Bldgs _0216 | CLI.CON-000002 |  |  | Approved
Damietta Container Terminal-Infra & Bldgs _0216 | CLI.CON-000002 | 11.10.10 - Building Package - 101_Workshop - 02315 - 2. 1.3 | Disposal of Surplus excavated material | Approved
Damietta Container Terminal-Infra & Bldgs _0216 | CLI.CON-000002 |  |  | Approved
Damietta Container Terminal-Infra & Bldgs _0216 | CLI.CON-000002 | 11.11.15 - BUILDING PACKAGE-Terminal HOUSE HVAC-15880-B.b.13. | Exhaust air hood ventilation cap connection 400x300 with wiremesh screen | Approved
Damietta Container Terminal-Infra & Bldgs _0216 | CLI.CON-000002 |  |  | Approved
Damietta Container Terminal-Infra & Bldgs _0216 | CLI.CON-000002 | 11.19.10 - Building Package - 104_Fuel Station - 03100 - 2.2.2.1 | For Foundations | Approved
Damietta Container Terminal-Infra & Bldgs _0216 | CLI.CON-000002 |  |  | Approved
Damietta Container Terminal-Infra & Bldgs _0216 | CLI.CON-000002 | 11.11.10 - Building Package - 100_Terminal House - 03300 - 2. 2.1.1 | For Foundation | Approved
Damietta Container Terminal-Infra & Bldgs _0216 | CLI.CON-000002 |  |  | Approved
Damietta Container Terminal-Infra & Bldgs _0216 | CLI.CON-000002 | 11.19.10 - Building Package - 104_Fuel Station - 02315 - 2. 1.4 | Disposal of Surplus excavated material | Approved
Damietta Container Terminal-Infra & Bldgs _0216 | CLI.CON-000002 |  |  | Approved
Damietta Container Terminal-Infra & Bldgs _0216 | CLI.CON-000002 | 11.16.11 - Building Package-Guard House -16170-2.12.3.3.1 | 3-phase Disconnect switch (25A-250V). | Approved
Damietta Container Terminal-Infra & Bldgs _0216 | CLI.CON-000002 |  |  | Approved
Damietta Container Terminal-Infra & Bldgs _0216 | CLI.CON-000002 |  |  | Approved
Damietta Container Terminal-Infra & Bldgs _0216 | CLI.CON-000002 | 11.18.13 - BUILDING PACKAGE -In-Out GateHVAC WORKS-15781-2.11.1.2 | supply and install DX unit 3.6 kw ,The unit shall be wall mounted direct expansion type complete with indoor fan coil, remote condenser, refrigerant pipe with installation, drain and other electro-mechanical accessories as per mechanical specifications and other appurtenances for a complet | Approved
Damietta Container Terminal-Infra & Bldgs _0216 | CLI.CON-000002 |  |  | Approved
Damietta Container Terminal-Infra & Bldgs _0216 | CLI.CON-000002 | 11.16.10 - Building Package - 112_Guard House- 09300 - 2.7.2.2.2 | 30 * 30 cm | Approved
Damietta Container Terminal-Infra & Bldgs _0216 | CLI.CON-000002 |  |  | Approved
Damietta Container Terminal-Infra & Bldgs _0216 | CLI.CON-000002 | 11.10.10 - Building Package - 101_Workshop - 10165 - 2.8.1.2.1 | Size 800 x 1200 mm | Approved
Damietta Container Terminal-Infra & Bldgs _0216 | CLI.CON-000002 |  |  | Approved
Damietta Container Terminal-Infra & Bldgs _0216 | CLI.CON-000002 | 11.11.12 - Building Package -LV-TERMINAL- A.c.Solar System - A.c.4. | Fitting, Support and Accessories | Approved
Damietta Container Terminal-Infra & Bldgs _0216 | CLI.CON-000002 |  |  | Approved
Damietta Container Terminal-Infra & Bldgs _0216 | CLI.CON-000002 | 11.11.12 - Building Package -LV-TERMINAL- D.Lighting and Accessories - D.7. | Single Switch 1 Way | Approved
Damietta Container Terminal-Infra & Bldgs _0216 | CLI.CON-000002 |  |  | Approved
Damietta Container Terminal-Infra & Bldgs _0216 | CLI.CON-000002 | 11.10.14 - BUILDING PACKAGE-WORKSHOP PL-15410-B.a.6. | Hangers, supports, sleeve and accessories | Approved
Damietta Container Terminal-Infra & Bldgs _0216 | CLI.CON-000002 |  |  | Approved
Damietta Container Terminal-Infra & Bldgs _0216 | CLI.CON-000002 | 11.10.12 - Building Package -LV-Workshop-E.Mobile Boost Singal System -E.2. | BTS | Approved
Damietta Container Terminal-Infra & Bldgs _0216 | CLI.CON-000002 |  |  | Approved
Damietta Container Terminal-Infra & Bldgs _0216 | CLI.CON-000002 | 11.11.15 - BUILDING PACKAGE-Terminal HOUSE HVAC-15880-B.f.4. | Flexible duct Ø 200mm | Approved
Damietta Container Terminal-Infra & Bldgs _0216 | CLI.CON-000002 |  |  | Approved
Damietta Container Terminal-Infra & Bldgs _0216 | CLI.CON-000002 | 11.11.16 - BUILDING PACKAGE-Terminal HOUSE PL-15460-B.c.4. | c. Equipment , valve and other CENTRAL Electric water heaters 1800 liters, complete with valves, piping, fittings, fixation, spare parts and all accessories required to complete the works. | Approved
Damietta Container Terminal-Infra & Bldgs _0216 | CLI.CON-000002 |  |  | Approved
Damietta Container Terminal-Infra & Bldgs _0216 | CLI.CON-000002 | 11.19.10 - Building Package - 104_Fuel Station - 09638 - 2.8.2.1 | Supply, delivery and installing granite vanity top (600 mm) width as shown in drawings. The work includes supporting, cutting and all accessories required for complete work. Color, shop drawings and sample to be approved prior to production. | Approved
Damietta Container Terminal-Infra & Bldgs _0216 | CLI.CON-000002 |  |  | Approved
Damietta Container Terminal-Infra & Bldgs _0216 | CLI.CON-000002 | 11.19.11 - Building Package-Fuel Station BOQ MEP--2.12.3.1.1 | 3-phase Circuit breaker (80A-250V) | Approved
Damietta Container Terminal-Infra & Bldgs _0216 | CLI.CON-000002 |  |  | Approved
Damietta Container Terminal-Infra & Bldgs _0216 | CLI.CON-000002 | 11.10.10 - Building Package - 101_Workshop - 07111 - 2.5.1.1 | For wet rooms and W.C | Approved
Damietta Container Terminal-Infra & Bldgs _0216 | CLI.CON-000002 |  |  | Approved
Damietta Container Terminal-Infra & Bldgs _0216 | CLI.CON-000002 | 11.22 - BUILDING PACKAGE-Workshop complex Tech.1nological equipment-11120-2.13.11 | Workstation Pit "Balzer", long version | Approved
Damietta Container Terminal-Infra & Bldgs _0216 | CLI.CON-000002 |  |  | Approved
Damietta Container Terminal-Infra & Bldgs _0216 | CLI.CON-000002 | 11.19.15 - BUILDING PACKAGE-FUEL STAION Plumbing&FIFI-15460-2.9.6.1.1 | Electric water heaters , complete with valves, piping, fittings, fixation, spare parts and all accessories required to complete the works. for the following capacities: 50 liters | Approved
Damietta Container Terminal-Infra & Bldgs _0216 | CLI.CON-000002 |  |  | Approved
Damietta Container Terminal-Infra & Bldgs _0216 | CLI.CON-000002 | 11.14.10 - Building Package - 109_Dangerous Goods Area - 02315 - 2.1.3.2 | Dangours Goods Area B | Approved
Damietta Container Terminal-Infra & Bldgs _0216 | CLI.CON-000002 |  |  | Approved
Damietta Container Terminal-Infra & Bldgs _0216 | CLI.CON-000002 | 11.10.12 - Building Package -LV-Workshop-C.Public Address System -C.7. | Ø25mm PVC Conduit | Approved
Damietta Container Terminal-Infra & Bldgs _0216 | CLI.CON-000002 |  |  | Approved
Damietta Container Terminal-Infra & Bldgs _0216 | CLI.CON-000002 | 11.16.10 - Building Package - 112_Guard House- 03100 - 2.2.2.1 | For Isolated Footing and semells | Approved
Damietta Container Terminal-Infra & Bldgs _0216 | CLI.CON-000002 |  |  | Approved
Damietta Container Terminal-Infra & Bldgs _0216 | CLI.CON-000002 | 11.18.10 - Building Package - 102_In-Out Gate - 02310 - 2. 1.3 | Disposal of Surplus excavated material | Approved
Damietta Container Terminal-Infra & Bldgs _0216 | CLI.CON-000002 |  |  | Approved
Damietta Container Terminal-Infra & Bldgs _0216 | CLI.CON-000002 | 11.10.12 - Building Package -LV-Workshop-B.Fire Alarm System -B.16. | Label, fitting and accessories | Approved
Damietta Container Terminal-Infra & Bldgs _0216 | CLI.CON-000002 |  |  | Approved
Damietta Container Terminal-Infra & Bldgs _0216 | CLI.CON-000002 | 11.14.10 - Building Package - 109_Dangerous Goods Area - 02315 - 2. 1.1.2 | Excavation in any type of Soil for installation pit of underground tank including dewatering of the construction pit. | Approved
Damietta Container Terminal-Infra & Bldgs _0216 | CLI.CON-000002 |  |  | Approved
Damietta Container Terminal-Infra & Bldgs _0216 | CLI.CON-000002 | 11.11.12 - Building Package -LV-TERMINAL- C.Earthing And Lightning Systems - C.1. | Steel strip 30 x 3.5mm | Approved
Damietta Container Terminal-Infra & Bldgs _0216 | CLI.CON-000002 |  |  | Approved
Damietta Container Terminal-Infra & Bldgs _0216 | CLI.CON-000002 | 11.11.10 - Building Package - 100_Terminal House - 0512007411 - 1.1.2.7 | Manufacture supply deliver and install Care Shelter consists of steel columns and beams, corrogated sheet roof with solar panel on top,, according to drawings and specifications , the work includes foundation, doors, and all related items and accessories for work completion | Approved
Damietta Container Terminal-Infra & Bldgs _0216 | CLI.CON-000002 |  |  | Approved
Damietta Container Terminal-Infra & Bldgs _0216 | CLI.CON-000002 | 11.17.11 - Building Package-Firefighting Tank -16120-2.12.2.1.5 | (2x3)mm2 | Approved
Damietta Container Terminal-Infra & Bldgs _0216 | CLI.CON-000002 |  |  | Approved
Damietta Container Terminal-Infra & Bldgs _0216 | CLI.CON-000002 | 11.19.10 - Building Package - 104_Fuel Station - 02315 - 2. 1.2.1 | Backfilling around and above the foundations inside and outside the building should be carried out using material according to the Geotechnical Report and specification. The compaction procedure for the backfill around the foundation and above it shall be done as recommended by the geotechnical report and the instructions of the supervision engineer. | Approved
Damietta Container Terminal-Infra & Bldgs _0216 | CLI.CON-000002 |  |  | Approved
Damietta Container Terminal-Infra & Bldgs _0216 | CLI.CON-000002 | 11.10.14 - BUILDING PACKAGE-WORKSHOP PL-15410-C.a.5. | Pipe sleeves & sealant | Approved
Damietta Container Terminal-Infra & Bldgs _0216 | CLI.CON-000002 |  |  | Approved
Damietta Container Terminal-Infra & Bldgs _0216 | CLI.CON-000002 | 11.18.10 - Building Package - 102_In-Out Gate - 08201 - 2.6.2.1.1 | Type D02 (900 x 2200 mm) for Office | Approved
Damietta Container Terminal-Infra & Bldgs _0216 | CLI.CON-000002 |  |  | Approved
Damietta Container Terminal-Infra & Bldgs _0216 | CLI.CON-000002 | 11.18.10 - Building Package - 102_In-Out Gate - 05120 - 2.4.1.1 | Supply, deliver and install Automatic Barrier Arm Gate (According to dwg.) The work includes Fixation and all related items and accessories needed for work Completion. | Approved
Damietta Container Terminal-Infra & Bldgs _0216 | CLI.CON-000002 |  |  | Approved
Damietta Container Terminal-Infra & Bldgs _0216 | CLI.CON-000002 | 11.10.14 - BUILDING PACKAGE-WORKSHOP PL-15410-C.a.6. | Accessories | Approved
Damietta Container Terminal-Infra & Bldgs _0216 | CLI.CON-000002 |  |  | Approved
Damietta Container Terminal-Infra & Bldgs _0216 | CLI.CON-000002 | 11.10.13 - BUILDING PACKAGE-WORKSHOP HVAC-15651-A.c.8. | Copper pipe Ø 41.3mm with minimum 1.43mm thickness | Approved
Damietta Container Terminal-Infra & Bldgs _0216 | CLI.CON-000002 |  |  | Approved
Damietta Container Terminal-Infra & Bldgs _0216 | CLI.CON-000002 | 11.11.13 - Building Package -ELV-TERMINAL-D.DATA-LAN Network System -D.3. | IT Cabinet | Approved
Damietta Container Terminal-Infra & Bldgs _0216 | CLI.CON-000002 |  |  | Approved
Damietta Container Terminal-Infra & Bldgs _0216 | CLI.CON-000002 | 11.11.10 - Building Package - 100_Terminal House - 02315 - 2.1.1.3 | For Water Tank | Approved
Damietta Container Terminal-Infra & Bldgs _0216 | CLI.CON-000002 |  |  | Approved
Damietta Container Terminal-Infra & Bldgs _0216 | CLI.CON-000002 | 11.10.13 - BUILDING PACKAGE-WORKSHOP HVAC-15890-B.a.11. | Exhaust air-Axial in-line propeller fan @ 640 cmh, 250Pa | Approved
Damietta Container Terminal-Infra & Bldgs _0216 | CLI.CON-000002 |  |  | Approved
Damietta Container Terminal-Infra & Bldgs _0216 | CLI.CON-000002 | 11.10.12 - Building Package -LV-Workshop-E.Mobile Boost Singal System -E.3. | Repeater Booster mobile signal | Approved
Damietta Container Terminal-Infra & Bldgs _0216 | CLI.CON-000002 |  |  | Approved
Damietta Container Terminal-Infra & Bldgs _0216 | CLI.CON-000002 | 11.10.11 - Building Package -LV-Workshop-G.f.Power Cable For Solar-G.f.4. | Accessories | Approved
Damietta Container Terminal-Infra & Bldgs _0216 | CLI.CON-000002 |  |  | Approved
Damietta Container Terminal-Infra & Bldgs _0216 | CLI.CON-000002 | 11.11.17 - BUILDING PACKAGE -Terminal House Kitchen Equipment-11400-9.02 | Open trolley Cap.: 8 GN 1/1 depth: 15cm | Approved
Damietta Container Terminal-Infra & Bldgs _0216 | CLI.CON-000002 |  |  | Approved
Damietta Container Terminal-Infra & Bldgs _0216 | CLI.CON-000002 | 11.19.10 - Building Package - 104_Fuel Station - 02315 - 2. 1.1.1 | Excavation in any type of Soil | Approved
Damietta Container Terminal-Infra & Bldgs _0216 | CLI.CON-000002 |  |  | Approved
Damietta Container Terminal-Infra & Bldgs _0216 | CLI.CON-000002 | 11.21.11 - BUILDING PACKAGE-Terminal landscape irrigation-0-2.14.2 | Ø 32 mm water pipe | Approved
Damietta Container Terminal-Infra & Bldgs _0216 | CLI.CON-000002 |  |  | Approved
Damietta Container Terminal-Infra & Bldgs _0216 | CLI.CON-000002 | 11.11.15 - BUILDING PACKAGE-Terminal HOUSE HVAC-15880-B.i.1. | Sound attenuator for ducting Ø150mm | Approved
Damietta Container Terminal-Infra & Bldgs _0216 | CLI.CON-000002 |  |  | Approved
Damietta Container Terminal-Infra & Bldgs _0216 | CLI.CON-000002 | 11.10.13 - BUILDING PACKAGE-WORKSHOP HVAC-15880-B.b.11. | Exhaust air diffuser frame size Ø280mm with volume damper | Approved
Damietta Container Terminal-Infra & Bldgs _0216 | CLI.CON-000002 |  |  | Approved
Damietta Container Terminal-Infra & Bldgs _0216 | CLI.CON-000002 | 11.10.10 - Building Package - 101_Workshop - 03100 - 2.2.2.1.3 | slabs, beams | Approved
Damietta Container Terminal-Infra & Bldgs _0216 | CLI.CON-000002 |  |  | Approved
Damietta Container Terminal-Infra & Bldgs _0216 | CLI.CON-000002 | 11.11.10 - Building Package - 100_Terminal House - 207 - 1.1.3.5.3 | supplying and implanting Echinocactus as specified in detail drawings in package included where shall be planted of soil as specified in item number 1.1.3.1. All shall be measured by meter square References: planting schedule sheet 220329-HAE-BA-ZZ-DR-LS-9002 | Approved
Damietta Container Terminal-Infra & Bldgs _0216 | CLI.CON-000002 |  |  | Approved
Damietta Container Terminal-Infra & Bldgs _0216 | CLI.CON-000002 | 11.10.14 - BUILDING PACKAGE-WORKSHOP PL-15300-E.c.2. | Isolation valve DN80mm | Approved
Damietta Container Terminal-Infra & Bldgs _0216 | CLI.CON-000002 |  |  | Approved
Damietta Container Terminal-Infra & Bldgs _0216 | CLI.CON-000002 | 11.10.14 | PL | Approved
Damietta Container Terminal-Infra & Bldgs _0216 | CLI.CON-000002 |  |  | Approved
Damietta Container Terminal-Infra & Bldgs _0216 | CLI.CON-000002 | 11.10.11 - Building Package -LV-Workshop-F.LV Switchboard-F.14. | DB-VEN2 | Approved
Damietta Container Terminal-Infra & Bldgs _0216 | CLI.CON-000002 |  |  | Approved
Damietta Container Terminal-Infra & Bldgs _0216 | CLI.CON-000002 | 11.11.10 - Building Package - 100_Terminal House - 202 - 1.1.1.5 | supplying and installing Concrete Curb Stone PAV05 as specified as included package which the price included all layers shown in details sheets and leveling as per proposed finish levels included, insulation, located aggregate base if any, storm drainage and joint sealent for expansion which all are shall be followed by proper cleaning methods, finishing and finalizing as manufacture rules. All shall measured by meter run References: material schedule sheet number 220329-HAE-BA-ZZ-DR-LS-9001 Hardscape details sheet number 220329-HAE-BA-ZZ-DR-LS-9800. | Approved
Damietta Container Terminal-Infra & Bldgs _0216 | CLI.CON-000002 |  |  | Approved
Damietta Container Terminal-Infra & Bldgs _0216 | CLI.CON-000002 | 11.11.15 - BUILDING PACKAGE-Terminal HOUSE HVAC-15410-A.m.2. | Condensate drain pipe, PVC DN32mm class 8.5 | Approved
Damietta Container Terminal-Infra & Bldgs _0216 | CLI.CON-000002 |  |  | Approved
Damietta Container Terminal-Infra & Bldgs _0216 | CLI.CON-000002 | 11.11.16 - BUILDING PACKAGE-Terminal HOUSE PL-15412-C.c.4. | c. Equipment , valve and other Floor drain DN50mm | Approved
Damietta Container Terminal-Infra & Bldgs _0216 | CLI.CON-000002 |  |  | Approved
Damietta Container Terminal-Infra & Bldgs _0216 | CLI.CON-000002 | 11.10.13 - BUILDING PACKAGE-WORKSHOP HVAC-15410-A.e.6. | Condensate drain pipe, PVC DN100mm class 8.5 (Underground) | Approved
Damietta Container Terminal-Infra & Bldgs _0216 | CLI.CON-000002 |  |  | Approved
Damietta Container Terminal-Infra & Bldgs _0216 | CLI.CON-000002 | 11.19.11 - Building Package-Fuel Station BOQ MEP--2.12.9.6 | CARD READER | Approved
Damietta Container Terminal-Infra & Bldgs _0216 | CLI.CON-000002 |  |  | Approved
Damietta Container Terminal-Infra & Bldgs _0216 | CLI.CON-000002 | 11.19.11 - Building Package-Fuel Station BOQ MEP--2.12.9.4 | ELECTRO MAGNETIC LOCK | Approved
Damietta Container Terminal-Infra & Bldgs _0216 | CLI.CON-000002 |  |  | Approved
Damietta Container Terminal-Infra & Bldgs _0216 | CLI.CON-000002 | 11.17.10 - Building Package - 108_Firefighting Tank - 07220 - 2.5.1.4 | supply,deliver and install of 40x40x4 cm thick precast concrete roof pavers on PVC spacers, loose laid as indicated on drawings including Skirting 20 cm Height | Approved
Damietta Container Terminal-Infra & Bldgs _0216 | CLI.CON-000002 |  |  | Approved
Damietta Container Terminal-Infra & Bldgs _0216 | CLI.CON-000002 | 11.11.15 - BUILDING PACKAGE-Terminal HOUSE HVAC-15651-A.k.7. | Sleeves and sealant | Approved
Damietta Container Terminal-Infra & Bldgs _0216 | CLI.CON-000002 |  |  | Approved
Damietta Container Terminal-Infra & Bldgs _0216 | CLI.CON-000002 | 11.19.10 - Building Package - 104_Fuel Station - 03100 - 2.2.2.3 | For slabs , beams | Approved
Damietta Container Terminal-Infra & Bldgs _0216 | CLI.CON-000002 |  |  | Approved
Damietta Container Terminal-Infra & Bldgs _0216 | CLI.CON-000002 | 11.19.10 - Building Package - 104_Fuel Station - 09910 - 2.7.6.1.1 | For office | Approved
Damietta Container Terminal-Infra & Bldgs _0216 | CLI.CON-000002 |  |  | Approved
Damietta Container Terminal-Infra & Bldgs _0216 | CLI.CON-000002 | 11.19.10 - Building Package - 104_Fuel Station - 09200 - 2.7.1.1 | For internal work. | Approved
Damietta Container Terminal-Infra & Bldgs _0216 | CLI.CON-000002 |  |  | Approved
Damietta Container Terminal-Infra & Bldgs _0216 | CLI.CON-000002 | 11.11.15 - BUILDING PACKAGE-Terminal HOUSE HVAC-15510-A.j.8. | BS Pre-insulated pipe DN100mm | Approved
Damietta Container Terminal-Infra & Bldgs _0216 | CLI.CON-000002 |  |  | Approved
Damietta Container Terminal-Infra & Bldgs _0216 | CLI.CON-000002 | 11.10.11 - Building Package -LV-Workshop-F.LV Switchboard-F.13. | DB-VEN1 | Approved
Damietta Container Terminal-Infra & Bldgs _0216 | CLI.CON-000002 |  |  | Approved
Damietta Container Terminal-Infra & Bldgs _0216 | CLI.CON-000002 | 11.10.11 - Building Package -LV-Workshop-G.d.Power Cable For MVAC-G.d.11. | PVC Flexible Conduit Ø20 | Approved
Damietta Container Terminal-Infra & Bldgs _0216 | CLI.CON-000002 |  |  | Approved
Damietta Container Terminal-Infra & Bldgs _0216 | CLI.CON-000002 | 11.18.13 - BUILDING PACKAGE -In-Out GateHVAC WORKS-15840-2.11.4.1 | supply and install round DISC outlet for toilet face size DIA 250 mm, Complete with supply and round neck flexible connection , air deflector blade, volume damper, support and other fixing accessories for complete installation. | Approved
Damietta Container Terminal-Infra & Bldgs _0216 | CLI.CON-000002 |  |  | Approved
Damietta Container Terminal-Infra & Bldgs _0216 | CLI.CON-000002 | 11.21.10 - Building Package-Terminal House_Landscape BOQ ELT and IRR -16120-2.13.2.1.4 | (4x16+16E)mm2 | Approved
Damietta Container Terminal-Infra & Bldgs _0216 | CLI.CON-000002 |  |  | Approved
Damietta Container Terminal-Infra & Bldgs _0216 | CLI.CON-000002 | 11.11.13 - Building Package -ELV-TERMINAL-F.Access Control System -F.9. | 2C x 16AWG STP Cable Low Smoke Zero Halogen Cable | Approved
Damietta Container Terminal-Infra & Bldgs _0216 | CLI.CON-000002 |  |  | Approved
Damietta Container Terminal-Infra & Bldgs _0216 | CLI.CON-000002 | 11.10.11 - Building Package -LV-Workshop-A.c.Solar System-A.c.1. | Inverter 3-phase 110kW | Approved
Damietta Container Terminal-Infra & Bldgs _0216 | CLI.CON-000002 |  |  | Approved
Damietta Container Terminal-Infra & Bldgs _0216 | CLI.CON-000002 | 11.11.17 - BUILDING PACKAGE -Terminal House Kitchen Equipment-11400-8.06 | Exhaust & supply hood (Wall type) Dim.: 80x110x35cm | Approved
Damietta Container Terminal-Infra & Bldgs _0216 | CLI.CON-000002 |  |  | Approved
Damietta Container Terminal-Infra & Bldgs _0216 | CLI.CON-000002 | 11.10.11 - Building Package -LV-Workshop-G.c.Power Cable For Socket-G.c.5. | 2C 2.5mm² Cu/PVC/PVC | Approved
Damietta Container Terminal-Infra & Bldgs _0216 | CLI.CON-000002 |  |  | Approved
Damietta Container Terminal-Infra & Bldgs _0216 | CLI.CON-000002 | 11.11.12 - Building Package -LV-TERMINAL- D.Lighting and Accessories - D.1. | Suspend Led Light L1200 | Approved
Damietta Container Terminal-Infra & Bldgs _0216 | CLI.CON-000002 |  |  | Approved
Damietta Container Terminal-Infra & Bldgs _0216 | CLI.CON-000002 | 11.11.10 - Building Package - 100_Terminal House - 207 - 1.1.3.2.3 | supplying and implanting Chamaerops Humilis as specified in detail drawings in package included where shall be planted of soil as specified in item number 1.1.3.1 . All shall be measured by number References: planting schedule sheet 220329-HAE-BA-ZZ-DR-LS-9002 | Approved
Damietta Container Terminal-Infra & Bldgs _0216 | CLI.CON-000002 |  |  | Approved
Damietta Container Terminal-Infra & Bldgs _0216 | CLI.CON-000002 | 11.10.13 - BUILDING PACKAGE-WORKSHOP HVAC-15890-B.a.7. | Exhaust air-Ceiling fan @ 270 cmh, 25Pa | Approved
Damietta Container Terminal-Infra & Bldgs _0216 | CLI.CON-000002 |  |  | Approved
Damietta Container Terminal-Infra & Bldgs _0216 | CLI.CON-000002 | 11.10.12 - Building Package -LV-Workshop-B.Fire Alarm System -B.8. | Isolator Module | Approved
Damietta Container Terminal-Infra & Bldgs _0216 | CLI.CON-000002 |  |  | Approved
Damietta Container Terminal-Infra & Bldgs _0216 | CLI.CON-000002 | 11.11.15 - BUILDING PACKAGE-Terminal HOUSE HVAC-15880-A.a.14. | FCU-concealed duct type-cooling capacity 10.2 kW with drain pump | Approved
Damietta Container Terminal-Infra & Bldgs _0216 | CLI.CON-000002 |  |  | Approved
Damietta Container Terminal-Infra & Bldgs _0216 | CLI.CON-000002 | 11.11.10 - Building Package - 100_Terminal House - 08110 - 2.6.1.4.1 | FD 90 Minutes with smoke seal and self closing according to Egyption FLS Standard | Approved
Damietta Container Terminal-Infra & Bldgs _0216 | CLI.CON-000002 |  |  | Approved
Damietta Container Terminal-Infra & Bldgs _0216 | CLI.CON-000002 | 11.11.17 - BUILDING PACKAGE -Terminal House Kitchen Equipment-11400-6.03 | Wall shelf Dim.: 150x35x4cm | Approved
Damietta Container Terminal-Infra & Bldgs _0216 | CLI.CON-000002 |  |  | Approved
Damietta Container Terminal-Infra & Bldgs _0216 | CLI.CON-000002 | 11.14.10 - Building Package - 109_Dangerous Goods Area - 02315 - | delivery and application of heavy duty, rigid, self-reflecting road paint for marking and sign application, application of road signs and curb marings according to drawing (road marking plan) | Approved
Damietta Container Terminal-Infra & Bldgs _0216 | CLI.CON-000002 |  |  | Approved
Damietta Container Terminal-Infra & Bldgs _0216 | CLI.CON-000002 | 11.10.10 - Building Package - 101_Workshop - 04200 - 2.3.1.1.1 | 120 mm wall Thickness | Approved
Damietta Container Terminal-Infra & Bldgs _0216 | CLI.CON-000002 |  |  | Approved
Damietta Container Terminal-Infra & Bldgs _0216 | CLI.CON-000002 | 11.10.10 - Building Package - 101_Workshop - 03100 - 2.2.2.3.2 | Columns , shear wall and core | Approved
Damietta Container Terminal-Infra & Bldgs _0216 | CLI.CON-000002 |  |  | Approved
Damietta Container Terminal-Infra & Bldgs _0216 | CLI.CON-000002 | 11.11.16 - BUILDING PACKAGE-Terminal HOUSE PL-15145-B.c.7. | c. Equipment , valve and other Hangers, supports, sleeve and accessories | Approved
Damietta Container Terminal-Infra & Bldgs _0216 | CLI.CON-000002 |  |  | Approved
Damietta Container Terminal-Infra & Bldgs _0216 | CLI.CON-000002 | 11.10.10 - Building Package - 101_Workshop - 071613 - 2. 2.4.1 | Delivering and coating three layers of Polymer Modified Cement Waterproofing for all surfaces of reinforcement concrete and bricks under the ground according to drawings and specifications. The work includes surface cleaning and , bricks or concrete screed for protection (if required) and all other necessary items to complete the work | Approved
Damietta Container Terminal-Infra & Bldgs _0216 | CLI.CON-000002 |  |  | Approved
Damietta Container Terminal-Infra & Bldgs _0216 | CLI.CON-000002 | 11.11.15 - BUILDING PACKAGE-Terminal HOUSE HVAC-15880-B.e.2. | Flexible duct Ø 150mm | Approved
Damietta Container Terminal-Infra & Bldgs _0216 | CLI.CON-000002 |  |  | Approved
Damietta Container Terminal-Infra & Bldgs _0216 | CLI.CON-000002 | 11.18.10 - Building Package - 102_In-Out Gate - 07220 - 2.5.2.3 | Extruded polystyrene XPS with max K value = 0.03W/m.k rigid foam insulation for Roof Covering | Approved
Damietta Container Terminal-Infra & Bldgs _0216 | CLI.CON-000002 |  |  | Approved
Damietta Container Terminal-Infra & Bldgs _0216 | CLI.CON-000002 | 11.14.10 - Building Package - 109_Dangerous Goods Area - 02315 - 2. 1.2.1 | Backfilling around and above the foundations inside and outside the building should be carried out using material according to the Geotechnical Report and specification. The compaction procedure for the backfill around the foundation and above it shall be done as recommended by the geotechnical report and the instructions of the supervision engineer. | Approved
Damietta Container Terminal-Infra & Bldgs _0216 | CLI.CON-000002 |  |  | Approved
Damietta Container Terminal-Infra & Bldgs _0216 | CLI.CON-000002 | 11.10.10 - Building Package - 101_Workshop - 03100 - 2.2.2.1.4 | Stairs | Approved
Damietta Container Terminal-Infra & Bldgs _0216 | CLI.CON-000002 |  |  | Approved
Damietta Container Terminal-Infra & Bldgs _0216 | CLI.CON-000002 | 11.14.13 - BUILDING PACKAGE-Dangerous good area Technical equipment-230915-2.13.3.3 | Generator Container Generator Container ISO 20', fire insulated Class F120, with access doors, air intake with fire dampers and breathing pipe, including exhaust and silencers, including control panel console and illumination, public adress system, leakage pan for Diesel fuel lekage control, outside tank hydrant (for tank filling), including ventilation and signalling, including fire protection system and automatic extinguisher | Approved
Damietta Container Terminal-Infra & Bldgs _0216 | CLI.CON-000002 |  |  | Approved
Damietta Container Terminal-Infra & Bldgs _0216 | CLI.CON-000002 | 11.10.10 - Building Package - 101_Workshop - 02315 - 009 | D02(0.90*2.20)MM-FD 45 Minutes with smoke seal, self closing and vision panels according to Egyption FLS Standard | Approved
Damietta Container Terminal-Infra & Bldgs _0216 | CLI.CON-000002 |  |  | Approved
Damietta Container Terminal-Infra & Bldgs _0216 | CLI.CON-000002 | 11.19.15 - BUILDING PACKAGE-FUEL STAION Plumbing&FIFI-15410-2.9.2.4.1 | IC 600X600 | Approved
Damietta Container Terminal-Infra & Bldgs _0216 | CLI.CON-000002 |  |  | Approved
Damietta Container Terminal-Infra & Bldgs _0216 | CLI.CON-000002 | 11.11.10 - Building Package - 100_Terminal House - 03100 - 2.2.2.5 | For slabs, beams | Approved
Damietta Container Terminal-Infra & Bldgs _0216 | CLI.CON-000002 |  |  | Approved
Damietta Container Terminal-Infra & Bldgs _0216 | CLI.CON-000002 | 11.11.15 - BUILDING PACKAGE-Terminal HOUSE HVAC-15880-A.h.4. | Flexible duct Ø 250mm | Approved
Damietta Container Terminal-Infra & Bldgs _0216 | CLI.CON-000002 | 11.11.12 - Building Package -LV-TERMINAL- G.d.Power Cable For MVAC - G.d.12. | PVC Conduit Ø32 | Approved
Damietta Container Terminal-Infra & Bldgs _0216 | CLI.CON-000002 |  |  | Approved
Damietta Container Terminal-Infra & Bldgs _0216 | CLI.CON-000002 | 11.10.14 - BUILDING PACKAGE-WORKSHOP PL-15410-C.b.7. | Hangers, supports, sleeve and accessories | Approved
Damietta Container Terminal-Infra & Bldgs _0216 | CLI.CON-000002 |  |  | Approved
Damietta Container Terminal-Infra & Bldgs _0216 | CLI.CON-000002 | 11.11.12 - Building Package -LV-TERMINAL- C.Earthing And Lightning Systems - C.9. | Cable bonding | Approved
Damietta Container Terminal-Infra & Bldgs _0216 | CLI.CON-000002 |  |  | Approved
Damietta Container Terminal-Infra & Bldgs _0216 | CLI.CON-000002 | 11.10.13 - BUILDING PACKAGE-WORKSHOP HVAC-15880-B.g.7. | Volume damper 300x300mm | Approved
Damietta Container Terminal-Infra & Bldgs _0216 | CLI.CON-000002 |  |  | Approved
Damietta Container Terminal-Infra & Bldgs _0216 | CLI.CON-000002 | 11.11.12 - Building Package -LV-TERMINAL- F.LV Switchboard - F.4. | DB-LOCKER | Approved
Damietta Container Terminal-Infra & Bldgs _0216 | CLI.CON-000002 |  |  | Approved
Damietta Container Terminal-Infra & Bldgs _0216 | CLI.CON-000002 | 11.11.15 - BUILDING PACKAGE-Terminal HOUSE HVAC-15880-B.g.7. | Volume damper Ø355mm | Approved
Damietta Container Terminal-Infra & Bldgs _0216 | CLI.CON-000002 |  |  | Approved
Damietta Container Terminal-Infra & Bldgs _0216 | CLI.CON-000002 | 11.14.14 - BUILDING PACKAGE-Dangerous good area PL-15412-2.9.6.4 | Supply, install, testing and commissioning of a control unit to operate valves and pumps and manifolds as per requirement of spill status. Control Unit to offer all data and sensor input interface and command exits for the actuators. Connection to SCADA and automatic Fire System control is mandatory. Spill control system to be operated manually, automatic (e.g. smoke or spill alarm) and a slave to the Fire Fighting system. Control unit commands the valve motors, the manifold routing valves and the spill evacuation pump. Command output of 24V DC or 230V AC type according to the chosen voltage and current of the actuators. | Approved
Damietta Container Terminal-Infra & Bldgs _0216 | CLI.CON-000002 |  |  | Approved
Damietta Container Terminal-Infra & Bldgs _0216 | CLI.CON-000002 | 11.19.10 - Building Package - 104_Fuel Station - 09300 - 2.7.2.3.1 | 60 * 15 cm | Approved
Damietta Container Terminal-Infra & Bldgs _0216 | CLI.CON-000002 |  |  | Approved
Damietta Container Terminal-Infra & Bldgs _0216 | CLI.CON-000002 | 11.17.11 - Building Package-Firefighting Tank -16120-2.12.2.1.6 | (2x2.5)mm2 | Approved
Damietta Container Terminal-Infra & Bldgs _0216 | CLI.CON-000002 |  |  | Approved
Damietta Container Terminal-Infra & Bldgs _0216 | CLI.CON-000002 | 11.22 - BUILDING PACKAGE-Workshop complex Technological equipment-11030-2.13.2.4.2 | Pressure Piping PN16, 1 1/4", galvanized steel | Approved
Damietta Container Terminal-Infra & Bldgs _0216 | CLI.CON-000002 |  |  | Approved
Damietta Container Terminal-Infra & Bldgs _0216 | CLI.CON-000002 | 11.11.16 - BUILDING PACKAGE-Terminal HOUSE PL-15300-E.b.7. | b. Above ground pipe, Black Steel Pipe (BS 1387-1985 class Medium or ASTM 53-2001)Pipe sleeves, sealant and label | Approved
Damietta Container Terminal-Infra & Bldgs _0216 | CLI.CON-000002 |  |  | Approved
Damietta Container Terminal-Infra & Bldgs _0216 | CLI.CON-000002 | 11.22 - BUILDING PACKAGE-Workshop complex Technological equipment-11020-2.13.1.3 | Mechanical workshop bridge cranes: Crane with one trolley and 5 tons SWL | Approved
Damietta Container Terminal-Infra & Bldgs _0216 | CLI.CON-000002 |  |  | Approved
Damietta Container Terminal-Infra & Bldgs _0216 | CLI.CON-000002 | 11.11.10 - Building Package - 100_Terminal House - 04200 - 2.8.8.1 | Non Smoking Signatures for each floor and buidling Smoking Signatures (way finding) for each floor and buidling | Approved
Damietta Container Terminal-Infra & Bldgs _0216 | CLI.CON-000002 |  |  | Approved
Damietta Container Terminal-Infra & Bldgs _0216 | CLI.CON-000002 | 11.11.15 - BUILDING PACKAGE-Terminal HOUSE HVAC-15080-A.l.2. | Insulation 19.1mm wall thickness for refrigerant pipe Ø 9.52mm | Approved
Damietta Container Terminal-Infra & Bldgs _0216 | CLI.CON-000002 |  |  | Approved
Damietta Container Terminal-Infra & Bldgs _0216 | CLI.CON-000002 | 11.14.10 - Building Package - 109_Dangerous Goods Area - 02315 - 2. 1.1.4 | Excavation in any type of Soil for installation pit of underground tank including dewatering of the construction pit. | Approved
Damietta Container Terminal-Infra & Bldgs _0216 | CLI.CON-000002 |  |  | Approved
Damietta Container Terminal-Infra & Bldgs _0216 | CLI.CON-000002 | 11.11.10 - Building Package - 100_Terminal House - 08520 - 2.6.5.1.5 | Type W03 1200x1200 mm (Fixed Window) for Mosque, rotated 45 dg (as shown in dwg) | Approved
Damietta Container Terminal-Infra & Bldgs _0216 | CLI.CON-000002 |  |  | Approved
Damietta Container Terminal-Infra & Bldgs _0216 | CLI.CON-000002 | 11.11.17 - BUILDING PACKAGE -Terminal House Kitchen Equipment-11400-5.04 | Wall shelf Dim.: 180x35x4cm | Approved
Damietta Container Terminal-Infra & Bldgs _0216 | CLI.CON-000002 |  |  | Approved
Damietta Container Terminal-Infra & Bldgs _0216 | CLI.CON-000002 |  |  | Approved
Damietta Container Terminal-Infra & Bldgs _0216 | CLI.CON-000002 | 11.11.16 - BUILDING PACKAGE-Terminal HOUSE PL-15300-E.c.6. | c. EquipmentFire hose cabinet (FHC) package : Supplying, installing, connecting and testing of Double fire hose cabinets consists of 65 mm brass valve, landing valve, fire hose 65mm Dia. and 30 m long, and 40 mm brass valve, fire hose (rubber) 25mm Dia. and 30 m long, item includded a ball valve 65 mm dia for maintaince, FHC includded wall mounted fire extinguishers 6 kg to be installed, cabints will install inside buliding with all adapters and fittings required for the complete assembly. | Approved
Damietta Container Terminal-Infra & Bldgs _0216 | CLI.CON-000002 |  |  | Approved
Damietta Container Terminal-Infra & Bldgs _0216 | CLI.CON-000002 | 11.16.1881 - BUILDING PACKAGE-GUARD HOUSE PL&Firefighting-15440-2.9.3.1 | Supplying, installing, connecting and testing of water closet complete with flush tank , toilet seat , open seat base , two chrome 15 mm angle valve , small external bidet with flexible hose , flexible links, zipper socket connected to drain , and all required accessories, water closet made of vitreous china ,as shown on drawings and specifications . | Approved
Damietta Container Terminal-Infra & Bldgs _0216 | CLI.CON-000002 |  |  | Approved
Damietta Container Terminal-Infra & Bldgs _0216 | CLI.CON-000002 | 11.11.15 - BUILDING PACKAGE-Terminal HOUSE HVAC-15880-A.e.3. | Galvanized steel sheet 0.85 mm thickness | Approved
Damietta Container Terminal-Infra & Bldgs _0216 | CLI.CON-000002 |  |  | Approved
Damietta Container Terminal-Infra & Bldgs _0216 | CLI.CON-000002 | 11.11.10 | Civil Works | Approved
Damietta Container Terminal-Infra & Bldgs _0216 | CLI.CON-000002 |  |  | Approved
Damietta Container Terminal-Infra & Bldgs _0216 | CLI.CON-000002 | 11.10.10 - Building Package - 101_Workshop - 03100 - 2.2.2.2.1 | Foundations | Approved
Damietta Container Terminal-Infra & Bldgs _0216 | CLI.CON-000002 |  |  | Approved
Damietta Container Terminal-Infra & Bldgs _0216 | CLI.CON-000002 | 11.10.10 - Building Package - 101_Workshop - 03100 - 2.2.2.1.1 | Foundations | Approved
Damietta Container Terminal-Infra & Bldgs _0216 | CLI.CON-000002 |  |  | Approved
Damietta Container Terminal-Infra & Bldgs _0216 | CLI.CON-000002 | 11.10.10 - Building Package - 101_Workshop - 09638 - 2.7.8.3 | Threshold for For walls Width 29 cm | Approved
Damietta Container Terminal-Infra & Bldgs _0216 | CLI.CON-000002 |  |  | Approved
Damietta Container Terminal-Infra & Bldgs _0216 | CLI.CON-000002 | 11.10.14 - BUILDING PACKAGE-WORKSHOP PL-15300-E.c.10. | Floor control valve DN150 PN20 completed with - 1nos : Butterfly valve DN150 PN20 completed with supervisory switch - 1nos : Flow Switch DN150 PN20 - 1nos : Check valve DN150 - 1nos : Pressure gauge completed with isolation valve DN15 PN20 - 1nos : Sight glass DN25 PN20 - 1nos : Drain valve DN50 PN20 - 1nos : Inspector test valve DN25 PN20 - 1nos : Union DN25 PN20 | Approved
Damietta Container Terminal-Infra & Bldgs _0216 | CLI.CON-000002 |  |  | Approved
Damietta Container Terminal-Infra & Bldgs _0216 | CLI.CON-000002 | 11.11.16 - BUILDING PACKAGE-Terminal HOUSE PL-15145-B.b.6. | b. Above ground pipe, PPR PN20Hangers, supports, sleeve and accessories | Approved
Damietta Container Terminal-Infra & Bldgs _0216 | CLI.CON-000002 |  |  | Approved
Damietta Container Terminal-Infra & Bldgs _0216 | CLI.CON-000002 | 11.11.15 - BUILDING PACKAGE-Terminal HOUSE HVAC-15880-B.i.4. | Sound attenuator for ducting Ø250mm | Approved
Damietta Container Terminal-Infra & Bldgs _0216 | CLI.CON-000002 |  |  | Approved
Damietta Container Terminal-Infra & Bldgs _0216 | CLI.CON-000002 | 11.19.15 - BUILDING PACKAGE-FUEL STAION Plumbing&FIFI-15487-2.9.8.2 | - 25 mm nom, Dia. Fuel Oil Piping. | Approved
Damietta Container Terminal-Infra & Bldgs _0216 | CLI.CON-000002 |  |  | Approved
Damietta Container Terminal-Infra & Bldgs _0216 | CLI.CON-000002 | 11.10.11 - Building Package -LV-Workshop-B.a.Cable tray with cover-B.a.7. | ELV Cable Tray 300x50 | Approved
Damietta Container Terminal-Infra & Bldgs _0216 | CLI.CON-000002 |  |  | Approved
Damietta Container Terminal-Infra & Bldgs _0216 | CLI.CON-000002 | 11.11.12 - Building Package -LV-TERMINAL- D.Lighting and Accessories - D.12. | Exit sign Escape Route Right Wall | Approved
Damietta Container Terminal-Infra & Bldgs _0216 | CLI.CON-000002 |  |  | Approved
Damietta Container Terminal-Infra & Bldgs _0216 | CLI.CON-000002 | 11.10.10 - Building Package - 101_Workshop - 02315 - 002 | 250 mm wall Thickness 90 min fire rated | Approved
Damietta Container Terminal-Infra & Bldgs _0216 | CLI.CON-000002 |  |  | Approved
Damietta Container Terminal-Infra & Bldgs _0216 | CLI.CON-000002 | 11.11.16 - BUILDING PACKAGE-Terminal HOUSE PL-15412-C.c.6. | c. Equipment , valve and other Access opening 400x400mm | Approved
Damietta Container Terminal-Infra & Bldgs _0216 | CLI.CON-000002 |  |  | Approved
Damietta Container Terminal-Infra & Bldgs _0216 | CLI.CON-000002 | 11.11.17 - BUILDING PACKAGE -Terminal House Kitchen Equipment-11400-2.01 | Floor drain Dim : 50x30x15cm | Approved
Damietta Container Terminal-Infra & Bldgs _0216 | CLI.CON-000002 |  |  | Approved
Damietta Container Terminal-Infra & Bldgs _0216 | CLI.CON-000002 | 11.10.11 - Building Package -LV-Workshop-G.c.Power Cable For Socket-G.c.4. | 4C 2.5mm² Cu/PVC/PVC | Approved
Damietta Container Terminal-Infra & Bldgs _0216 | CLI.CON-000002 |  |  | Approved
Damietta Container Terminal-Infra & Bldgs _0216 | CLI.CON-000002 | 11.11.16 - BUILDING PACKAGE-Terminal HOUSE PL-15300-E.c.5. | c. EquipmentFire department connection (Breeching inlet), 2ways DN100xDN65xDN65 completed with - 1nos check valve DN100 - Support, label, sleeve and accessories | Approved
Damietta Container Terminal-Infra & Bldgs _0216 | CLI.CON-000002 |  |  | Approved
Damietta Container Terminal-Infra & Bldgs _0216 | CLI.CON-000002 | 11.11.12 - Building Package -LV-TERMINAL- F.LV Switchboard - F.5. | DB-PRAYING | Approved
Damietta Container Terminal-Infra & Bldgs _0216 | CLI.CON-000002 |  |  | Approved
Damietta Container Terminal-Infra & Bldgs _0216 | CLI.CON-000002 | 11.19.15 - BUILDING PACKAGE-FUEL STAION Plumbing&FIFI-15410-2.9.2.1.2 | FD 2 50 mm | Approved
Damietta Container Terminal-Infra & Bldgs _0216 | CLI.CON-000002 |  |  | Approved
Damietta Container Terminal-Infra & Bldgs _0216 | CLI.CON-000002 | 11.10.11 - Building Package -LV-Workshop-E.Socket and Accessories-E.1. | Double Socket | Approved
Damietta Container Terminal-Infra & Bldgs _0216 | CLI.CON-000002 |  |  | Approved
Damietta Container Terminal-Infra & Bldgs _0216 | CLI.CON-000002 | 11.11.15 - BUILDING PACKAGE-Terminal HOUSE HVAC-15880-A.g.4. | Flexible duct Ø 355mm | Approved
Damietta Container Terminal-Infra & Bldgs _0216 | CLI.CON-000002 |  |  | Approved
Damietta Container Terminal-Infra & Bldgs _0216 | CLI.CON-000002 | 11.10.10 - Building Package - 101_Workshop - 02315 - 001 | 120 mm wall Thickness 90 min fire rated | Approved
Damietta Container Terminal-Infra & Bldgs _0216 | CLI.CON-000002 |  |  | Approved
Damietta Container Terminal-Infra & Bldgs _0216 | CLI.CON-000002 | 11.10.14 - BUILDING PACKAGE-WORKSHOP PL-15410-D.a.3. | Excavation, backfilling and warning tap for underground pipe | Approved
Damietta Container Terminal-Infra & Bldgs _0216 | CLI.CON-000002 |  |  | Approved
Damietta Container Terminal-Infra & Bldgs _0216 | CLI.CON-000002 | 11.11.15 - BUILDING PACKAGE-Terminal HOUSE HVAC-15880-B.g.6. | Volume damper Ø315mm | Approved
Damietta Container Terminal-Infra & Bldgs _0216 | CLI.CON-000002 |  |  | Approved
Damietta Container Terminal-Infra & Bldgs _0216 | CLI.CON-000002 | 11.11.13 - Building Package -ELV-TERMINAL-E.Mobile Boost Singal System -E.6. | Coaxial Feeder 1/2 Cable | Approved
Damietta Container Terminal-Infra & Bldgs _0216 | CLI.CON-000002 |  |  | Approved
Damietta Container Terminal-Infra & Bldgs _0216 | CLI.CON-000002 | 11.10.14 - BUILDING PACKAGE-WORKSHOP PL-15412-C.c.3. | Floor clean out DN100mm | Approved
Damietta Container Terminal-Infra & Bldgs _0216 | CLI.CON-000002 |  |  | Approved
Damietta Container Terminal-Infra & Bldgs _0216 | CLI.CON-000002 | 11.11.10 - Building Package - 100_Terminal House - 10165 - 2.8.1.1.4 | Granite Urinal Screens Panel 600 x 1500 mm | Approved
Damietta Container Terminal-Infra & Bldgs _0216 | CLI.CON-000002 |  |  | Approved
Damietta Container Terminal-Infra & Bldgs _0216 | CLI.CON-000002 | 11.11.15 - BUILDING PACKAGE-Terminal HOUSE HVAC-15080-B.d.2. | Duct external insulation fiberglass 25mm thickness plus 50mm thickness hybrid plaster insulation | Approved
Damietta Container Terminal-Infra & Bldgs _0216 | CLI.CON-000002 |  |  | Approved
Damietta Container Terminal-Infra & Bldgs _0216 | CLI.CON-000002 | 11.22 - BUILDING PACKAGE-Workshop complex Technological equipment-11080-2.13.7.2 | Storage Shelve System Type B heavy | Approved
Damietta Container Terminal-Infra & Bldgs _0216 | CLI.CON-000002 |  |  | Approved
Damietta Container Terminal-Infra & Bldgs _0216 | CLI.CON-000002 | 11.11.15 - BUILDING PACKAGE-Terminal HOUSE HVAC-15880-B.h.2. | Fire damper 350x350mm | Approved
Damietta Container Terminal-Infra & Bldgs _0216 | CLI.CON-000002 |  |  | Approved
Damietta Container Terminal-Infra & Bldgs _0216 | CLI.CON-000002 | 11.11.16 - BUILDING PACKAGE-Terminal HOUSE PL-15440-G.1. | Water Closet : Supplying, installing, connecting and testing of water closet complete with flush tank, toilet seat, open seat base, two chrome 15 mm angle valve, small external bidet with flexible hose, flexible links, zipper socket connected to drain, and all required accessories, water closet made of vitreous china, as shown on drawings and specifications. | Approved
Damietta Container Terminal-Infra & Bldgs _0216 | CLI.CON-000002 |  |  | Approved
Damietta Container Terminal-Infra & Bldgs _0216 | CLI.CON-000002 | 11.19.10 - Building Package - 104_Fuel Station - 096700 - 2.7.5.1 | Supply, delivery and install (10 cm thick) 1% Sloped Concrete Floor with Floor Hardener for Technical Room with Epoxy Paint. The item includes skirting and GraniteTreshold and all other accessories for work completion. | Approved
Damietta Container Terminal-Infra & Bldgs _0216 | CLI.CON-000002 |  |  | Approved
Damietta Container Terminal-Infra & Bldgs _0216 | CLI.CON-000002 | 11.11.10 - Building Package - 100_Terminal House - 03100 - 2.2.2.8.7 | For stairs | Approved
Damietta Container Terminal-Infra & Bldgs _0216 | CLI.CON-000002 |  |  | Approved
Damietta Container Terminal-Infra & Bldgs _0216 | CLI.CON-000002 | 11.19.12 - BUILDING PACKAGE-FUEL STAION FIRE PROTECTION-15300-2.10.2.2.1 | Supplying, installing, connecting and testing of Gate valve ( O.S&Y gate valve) be installed on main HDPE pipes in site (general layout) , item included ,flanges, and all required accessories ,Valve install in a chamber item included make a chember (60*60) with cover which let passage of cars (20 ton) cover heavy duty ( cast iron or GRP) as shown on drawings,specifications and with the requirements of NFPA . Gate valve 6 inch | Approved
Damietta Container Terminal-Infra & Bldgs _0216 | CLI.CON-000002 |  |  | Approved
Damietta Container Terminal-Infra & Bldgs _0216 | CLI.CON-000002 | 11.10.12 | ELV-Workshop | Approved
Damietta Container Terminal-Infra & Bldgs _0216 | CLI.CON-000002 |  |  | Approved
Damietta Container Terminal-Infra & Bldgs _0216 | CLI.CON-000002 | 11.19.11 - Building Package-Fuel Station BOQ MEP-16470-2.12.4.2 | DB-AVR | Approved
Damietta Container Terminal-Infra & Bldgs _0216 | CLI.CON-000002 |  |  | Approved
Damietta Container Terminal-Infra & Bldgs _0216 | CLI.CON-000002 | 11.11.12 - Building Package -LV-TERMINAL- D.Lighting and Accessories - D.13. | Motion Sensor | Approved
Damietta Container Terminal-Infra & Bldgs _0216 | CLI.CON-000002 |  |  | Approved
Damietta Container Terminal-Infra & Bldgs _0216 | CLI.CON-000002 | 11.10.14 - BUILDING PACKAGE-WORKSHOP PL-15410-C.b.3. | DN80mm | Approved
Damietta Container Terminal-Infra & Bldgs _0216 | CLI.CON-000002 |  |  | Approved
Damietta Container Terminal-Infra & Bldgs _0216 | CLI.CON-000002 | 11.14.12 - Building Package-Dangerous Goods Area -16775-2.12.4.3 | Network Video Recorder as per drawings & specifications and requirements. Connected to SCADA for reporting in Central Control Room | Approved
Damietta Container Terminal-Infra & Bldgs _0216 | CLI.CON-000002 |  |  | Approved
Damietta Container Terminal-Infra & Bldgs _0216 | CLI.CON-000002 | 11.11.12 - Building Package -LV-TERMINAL- D.Lighting and Accessories - D.6. | Double Switch 1 way | Approved
Damietta Container Terminal-Infra & Bldgs _0216 | CLI.CON-000002 |  |  | Approved
Damietta Container Terminal-Infra & Bldgs _0216 | CLI.CON-000002 | 11.10.10 - Building Package - 101_Workshop - 031513 - 2.4.5.2 | for Walls | Approved
Damietta Container Terminal-Infra & Bldgs _0216 | CLI.CON-000002 |  |  | Approved
Damietta Container Terminal-Infra & Bldgs _0216 | CLI.CON-000002 | 11.11.15 - BUILDING PACKAGE-Terminal HOUSE HVAC-15880-B.e.1. | Flexible duct Ø 100mm | Approved
Damietta Container Terminal-Infra & Bldgs _0216 | CLI.CON-000002 |  |  | Approved
Damietta Container Terminal-Infra & Bldgs _0216 | CLI.CON-000002 | 11.10.14 - BUILDING PACKAGE-WORKSHOP PL-15410-D.b.1. | DN100mm | Approved
Damietta Container Terminal-Infra & Bldgs _0216 | CLI.CON-000002 |  |  | Approved
Damietta Container Terminal-Infra & Bldgs _0216 | CLI.CON-000002 | 11.10.11 - Building Package -LV-Workshop-E.Socket and Accessories-E.5. | Industrial Socket Panel | Approved
Damietta Container Terminal-Infra & Bldgs _0216 | CLI.CON-000002 |  |  | Approved
Damietta Container Terminal-Infra & Bldgs _0216 | CLI.CON-000002 | 11.10.11 - Building Package -LV-Workshop-G.f.Power Cable For Solar-G.f.2. | 1C 70mm² Cu/PVC/PE | Approved
Damietta Container Terminal-Infra & Bldgs _0216 | CLI.CON-000002 |  |  | Approved
Damietta Container Terminal-Infra & Bldgs _0216 | CLI.CON-000002 | 11.11.13 - Building Package -ELV-TERMINAL-G.CCTV System -G.2. | Server equipmet (Network switch, NVR, UPS, patch panel...) | Approved
Damietta Container Terminal-Infra & Bldgs _0216 | CLI.CON-000002 |  |  | Approved
Damietta Container Terminal-Infra & Bldgs _0216 | CLI.CON-000002 | 11.11.17 - BUILDING PACKAGE -Terminal House Kitchen Equipment-11400-9.06 | Elec. Bain Marie (Island) Dim.: 185x70x85cm @ 10 kw | Approved
Damietta Container Terminal-Infra & Bldgs _0216 | CLI.CON-000002 |  |  | Approved
Damietta Container Terminal-Infra & Bldgs _0216 | CLI.CON-000002 | 11.14.10 - Building Package - 109_Dangerous Goods Area - 03100 - | Supplying, placing, finishing curing, and testing of concrete watertight slabs according to drawings and specifications. The work includes all layers under concrete slab, embedded items, waterstops, reinforcement cross wise T16@100 at top and bottom and all other necessary items to complete the work. | Approved
Damietta Container Terminal-Infra & Bldgs _0216 | CLI.CON-000002 |  |  | Approved
Damietta Container Terminal-Infra & Bldgs _0216 | CLI.CON-000002 | 11.17.12 - BUILDING PACKAGE-FIREFIGHTING TANK-PL&FIFI-15100-2.9.4.1 | Supplying, installing, connecting and testing all seamless black & galvanized steel piping works for fire protection system within the pump room including fire and jockey pumps suction and delivery piping system, fire pump test line back to the tank, test line flow meter, all drain pipes connecting relief valves to pump room drain points & water level alarm connection systems all with valves, supports, hangers, sleeves inserts, painting controls, and all accessories as specified and as shown on drawings. | Approved
Damietta Container Terminal-Infra & Bldgs _0216 | CLI.CON-000002 |  |  | Approved
Damietta Container Terminal-Infra & Bldgs _0216 | CLI.CON-000002 | 11.11.10 - Building Package - 100_Terminal House - 08110 - 2.6.2.2.1 | FD 90 Minutes with smoke seal, self closing and vision panel according to Egyption FLS Standard | Approved
Damietta Container Terminal-Infra & Bldgs _0216 | CLI.CON-000002 |  |  | Approved
Damietta Container Terminal-Infra & Bldgs _0216 | CLI.CON-000002 | 11.10.11 - Building Package -LV-Workshop-D.Lighting and Accessories-D.15. | Motion Sensor | Approved
Damietta Container Terminal-Infra & Bldgs _0216 | CLI.CON-000002 |  |  | Approved
Damietta Container Terminal-Infra & Bldgs _0216 | CLI.CON-000002 | 11.19.14 | Fuel Storage | Approved
Damietta Container Terminal-Infra & Bldgs _0216 | CLI.CON-000002 |  |  | Approved
Damietta Container Terminal-Infra & Bldgs _0216 | CLI.CON-000002 | 11.11.15 - BUILDING PACKAGE-Terminal HOUSE HVAC-15100-A.d.24. | Pressure guage | Approved
Damietta Container Terminal-Infra & Bldgs _0216 | CLI.CON-000002 |  |  | Approved
Damietta Container Terminal-Infra & Bldgs _0216 | CLI.CON-000002 | 11.10.10 - Building Package - 101_Workshop - 02315 - 2. 1.1.1 | Excavation in any type of Soil | Approved
Damietta Container Terminal-Infra & Bldgs _0216 | CLI.CON-000002 |  |  | Approved
Damietta Container Terminal-Infra & Bldgs _0216 | CLI.CON-000002 | 11.18.14 - BUILDING PACKAGE-In-Out Gate PL&FIFI-15460-2.9.5.1 | 30 liters | Approved
Damietta Container Terminal-Infra & Bldgs _0216 | CLI.CON-000002 |  |  | Approved
Damietta Container Terminal-Infra & Bldgs _0216 | CLI.CON-000002 | 11.19.10 - Building Package - 104_Fuel Station - 10165 - 2.8.1.1.3 | Electrical Hand Dryer | Approved
Damietta Container Terminal-Infra & Bldgs _0216 | CLI.CON-000002 |  |  | Approved
Damietta Container Terminal-Infra & Bldgs _0216 | CLI.CON-000002 | 11.14.10 - Building Package - 109_Dangerous Goods Area - 02315 - 2. 1.1.3 | Excavation in any type of Soil | Approved
Damietta Container Terminal-Infra & Bldgs _0216 | CLI.CON-000002 |  |  | Approved
Damietta Container Terminal-Infra & Bldgs _0216 | CLI.CON-000002 | 11.10.11 - Building Package -LV-Workshop-G.d.Power Cable For MVAC-G.d.10. | PVC Conduit Ø20 | Approved
Damietta Container Terminal-Infra & Bldgs _0216 | CLI.CON-000002 |  |  | Approved
Damietta Container Terminal-Infra & Bldgs _0216 | CLI.CON-000002 | 11.10.10 - Building Package - 101_Workshop - 09910 - 2.7.12.2.1 | For external work | Approved
Damietta Container Terminal-Infra & Bldgs _0216 | CLI.CON-000002 |  |  | Approved
Damietta Container Terminal-Infra & Bldgs _0216 | CLI.CON-000002 | 11.10.13 - BUILDING PACKAGE-WORKSHOP HVAC-15700-A.a.13. | Hangers, supports, accessories for installation and testing | Approved
Damietta Container Terminal-Infra & Bldgs _0216 | CLI.CON-000002 |  |  | Approved
Damietta Container Terminal-Infra & Bldgs _0216 | CLI.CON-000002 | 11.18.11 - Building Package-In-Out Gate BOQ MEP-16143-2.12.3.1.2 | 1-phase Miniature Circuit breaker (20A-250V). | Approved
Damietta Container Terminal-Infra & Bldgs _0216 | CLI.CON-000002 |  |  | Approved
Damietta Container Terminal-Infra & Bldgs _0216 | CLI.CON-000002 | 11.14.13 - BUILDING PACKAGE-Dangerous good area Technical equipment-230915-2.13.4.2 | Dripping Pan (container safety) 40' Supply a universal dripping pan as specified. Suited for leakage control of Containers up to 40' or 2x 20'. Transport locks for flatbed trailer transportation and stacking. | Approved
Damietta Container Terminal-Infra & Bldgs _0216 | CLI.CON-000002 |  |  | Approved
Damietta Container Terminal-Infra & Bldgs _0216 | CLI.CON-000002 | 11.10.14 - BUILDING PACKAGE-WORKSHOP PL-15300-F.1. | - Novec 1230 weight: 57kg completed with cylinder, valve, diptube, pressure gauge and label - Black steel pipe DN50 = 10m - Black steel fitting - Latching solenoid actuator (1pc) - Manual actuator button (1pc) - Discharge hose (1pc) - Discharge brass nozzle (1pc) - Conventional control panel (1pc) - Smoke detector complete with base (1pc) - Heat detector complete with base (1pc) - Alarm bell (1pc) - Abort switch (1pc) - Sounder with strobe (1pc) - Evacuate sign (1pc) - Gas release sign (1pc) - Manual pull station complete with base (1pc) - Accessories and support | Approved
Damietta Container Terminal-Infra & Bldgs _0216 | CLI.CON-000002 |  |  | Approved
Damietta Container Terminal-Infra & Bldgs _0216 | CLI.CON-000002 | 11.11.12 - Building Package -LV-TERMINAL- G.a.Main Power Cable and Accessories - G.a.8. | 1C 150mm² Cu/PVC/PE | Approved
Damietta Container Terminal-Infra & Bldgs _0216 | CLI.CON-000002 |  |  | Approved
Damietta Container Terminal-Infra & Bldgs _0216 | CLI.CON-000002 | 11.11.16 - BUILDING PACKAGE-Terminal HOUSE PL-15300-E.b.5. | b. Above ground pipe, Black Steel Pipe (BS 1387-1985 class Medium or ASTM 53-2001)DN32mm | Approved
Damietta Container Terminal-Infra & Bldgs _0216 | CLI.CON-000002 |  |  | Approved
Damietta Container Terminal-Infra & Bldgs _0216 | CLI.CON-000002 | 11.22 - BUILDING PACKAGE-Workshop complex Technological equipment-11090-2.13.8.1 | Tire exchange roller | Approved
Damietta Container Terminal-Infra & Bldgs _0216 | CLI.CON-000002 |  |  | Approved
Damietta Container Terminal-Infra & Bldgs _0216 | CLI.CON-000002 |  |  | Approved
Damietta Container Terminal-Infra & Bldgs _0216 | CLI.CON-000002 | 11.11.15 - BUILDING PACKAGE-Terminal HOUSE HVAC-15880-B.e.4. | Flexible duct Ø 200mm | Approved
Damietta Container Terminal-Infra & Bldgs _0216 | CLI.CON-000002 |  |  | Approved
Damietta Container Terminal-Infra & Bldgs _0216 | CLI.CON-000002 | 11.10.11 - Building Package -LV-Workshop-G.c.Power Cable For Socket-G.c.6. | 1C 16mm² Cu/PVC/PE | Approved
Damietta Container Terminal-Infra & Bldgs _0216 | CLI.CON-000002 |  |  | Approved
Damietta Container Terminal-Infra & Bldgs _0216 | CLI.CON-000002 | 11.10.12 - Building Package -LV-Workshop-E.Mobile Boost Singal System -E.1. | Booster Signal Control System(Splitter, other...) | Approved
Damietta Container Terminal-Infra & Bldgs _0216 | CLI.CON-000002 |  |  | Approved
Damietta Container Terminal-Infra & Bldgs _0216 | CLI.CON-000002 | 11.19.11 - Building Package-Fuel Station BOQ MEP-16750-2.12.7.2 | Voice Over IP patch panel and all necessary accessories needed to complete the work in accordance to the project drawings, specifications and standard codes. | Approved
Damietta Container Terminal-Infra & Bldgs _0216 | CLI.CON-000002 |  |  | Approved
Damietta Container Terminal-Infra & Bldgs _0216 | CLI.CON-000002 | 11.16.10 - Building Package - 112_Guard House- 03100 - 2.2.2.3 | Slabs, beams | Approved
Damietta Container Terminal-Infra & Bldgs _0216 | CLI.CON-000002 |  |  | Approved
Damietta Container Terminal-Infra & Bldgs _0216 | CLI.CON-000002 | 11.20.10 - Building Package - 110_Reefer Racks- 05120 - 2.2.2.1 | Supply and installation of anchoring plate including all accessories as per drawings and specifications. Steel type: S 235 J2 Corrosion protection: As per ISO 12944 Class C5 Including all accessories. | Approved
Damietta Container Terminal-Infra & Bldgs _0216 | CLI.CON-000002 |  |  | Approved
Damietta Container Terminal-Infra & Bldgs _0216 | CLI.CON-000002 | 11.10.10 - Building Package - 101_Workshop - 03100 - 2.2.2.4.2 | Columns , shear wall and core | Approved
Damietta Container Terminal-Infra & Bldgs _0216 | CLI.CON-000002 |  |  | Approved
Damietta Container Terminal-Infra & Bldgs _0216 | CLI.CON-000002 | 11.10.14 - BUILDING PACKAGE-WORKSHOP PL-15412-D.c.1. | Roof drain DN100mm | Approved
Damietta Container Terminal-Infra & Bldgs _0216 | CLI.CON-000002 |  |  | Approved
Damietta Container Terminal-Infra & Bldgs _0216 | CLI.CON-000002 | 11.11.15 - BUILDING PACKAGE-Terminal HOUSE HVAC-15880-B.g.12. | Volume damper 400x800mm | Approved
Damietta Container Terminal-Infra & Bldgs _0216 | CLI.CON-000002 |  |  | Approved
Damietta Container Terminal-Infra & Bldgs _0216 | CLI.CON-000002 | 11.11.12 - Building Package -LV-TERMINAL- G.e.Power Cable For Plumbing - G.e.1. | 4C 6mm² Cu/XLPE/PVC | Approved
Damietta Container Terminal-Infra & Bldgs _0216 | CLI.CON-000002 |  |  | Approved
Damietta Container Terminal-Infra & Bldgs _0216 | CLI.CON-000002 | 11.10.13 - BUILDING PACKAGE-WORKSHOP HVAC-15080-A.d.8. | Insulation 25mm wall thickness for refrigerant pipe Ø 41.3mm | Approved
Damietta Container Terminal-Infra & Bldgs _0216 | CLI.CON-000002 |  |  | Approved
Damietta Container Terminal-Infra & Bldgs _0216 | CLI.CON-000002 | 11.10.13 - BUILDING PACKAGE-WORKSHOP HVAC-15880-B.h.7. | Sound attenuator 300x300mm | Approved
Damietta Container Terminal-Infra & Bldgs _0216 | CLI.CON-000002 |  |  | Approved
Damietta Container Terminal-Infra & Bldgs _0216 | CLI.CON-000002 | 11.11.10 - Building Package - 100_Terminal House - 207 - 1.1.3.5.2 | supplying and implanting Furcraea Foetidas as specified in detail drawings in package included where shall be planted of soil as specified in item number 1.1.3.1 . All shall be measured by number References: planting schedule sheet 220329-HAE-BA-ZZ-DR-LS-9002 | Approved
Damietta Container Terminal-Infra & Bldgs _0216 | CLI.CON-000002 |  |  | Approved
Damietta Container Terminal-Infra & Bldgs _0216 | CLI.CON-000002 | 11.10.13 - BUILDING PACKAGE-WORKSHOP HVAC-15651-A.c.6. | Copper pipe Ø 28.58mm with minimum 0.99mm thickness | Approved
Damietta Container Terminal-Infra & Bldgs _0216 | CLI.CON-000002 |  |  | Approved
Damietta Container Terminal-Infra & Bldgs _0216 | CLI.CON-000002 | 11.10.12 - Building Package -LV-Workshop-C.Public Address System -C.4. | Ceiling Speaker | Approved
Damietta Container Terminal-Infra & Bldgs _0216 | CLI.CON-000002 |  |  | Approved
Damietta Container Terminal-Infra & Bldgs _0216 | CLI.CON-000002 | 11.19.15 - BUILDING PACKAGE-FUEL STAION Plumbing&FIFI-15410-2.9.1.1.1 | Pipe size ø 50 mm Dia | Approved
Damietta Container Terminal-Infra & Bldgs _0216 | CLI.CON-000002 |  |  | Approved
Damietta Container Terminal-Infra & Bldgs _0216 | CLI.CON-000002 | 11.11.16 - BUILDING PACKAGE-Terminal HOUSE PL-15100-A.c.10. | c. Equipment, valve and other Foot valve DN32mm ( In water tank) | Approved
Damietta Container Terminal-Infra & Bldgs _0216 | CLI.CON-000002 |  |  | Approved
Damietta Container Terminal-Infra & Bldgs _0216 | CLI.CON-000002 | 11.16.1881 - BUILDING PACKAGE-GUARD HOUSE PL&Firefighting-15100-2.9.4.2.1 | Valve size ø 25 mm Dia | Approved
Damietta Container Terminal-Infra & Bldgs _0216 | CLI.CON-000002 |  |  | Approved
Damietta Container Terminal-Infra & Bldgs _0216 | CLI.CON-000002 | 11.11.10 - Building Package - 100_Terminal House - 08110 - 2.6.2.1.2 | FD 90 Minutes with smoke seal and self closing according to Egyption FLS Standard | Approved
Damietta Container Terminal-Infra & Bldgs _0216 | CLI.CON-000002 |  |  | Approved
Damietta Container Terminal-Infra & Bldgs _0216 | CLI.CON-000002 | 11.19.10 - Building Package - 104_Fuel Station - 05730 - 2.13.1.1 | delivery and installation of traffic signs, each set 1x "limited height" 1x "limited beam", DIN or local standard, >59 cm diameter, self reflecting coating, (signage and road marking plan) | Approved
Damietta Container Terminal-Infra & Bldgs _0216 | CLI.CON-000002 |  |  | Approved
Damietta Container Terminal-Infra & Bldgs _0216 | CLI.CON-000002 | 11.11.16 - BUILDING PACKAGE-Terminal HOUSE PL-15454-A.c.13. | c. Equipment, valve and other Electrical Booster pump inverter c/w VSD control (2 pump 1standby,1duty) > Booster pump, Q:24m3/h, @3bar and for each > Discharge Manifold: 2 gate valves DN32mm 2 check valves DN32mm 2 flexibles DN32mm 3 Pressure Gauge c/w Gate Valve DN15mm 1 Pressure Senser c/w Gate Valve DN15mm 2 Reducer > 1 Control Panel > Wiring for Senser and Actuators > Cable Management > Support and Accessories > 1 no. pressure tank c/w Gate Valve DN32mm flanged end, Vibration spring, Concrete plinth > Floatless level switch, control cable and power cable connect with pump to Electrical panel > Suction Manifold: 2 Gate Valve DN32mm 2 Flexible Rubber Joint DN32mm 1 Backwash filter with pressure reduce DN32mm 2 Pressure Gauge c/w Gate Valve DN15mm 2 Eccentric Reducer 2 Reducer | Approved
Damietta Container Terminal-Infra & Bldgs _0216 | CLI.CON-000002 |  |  | Approved
Damietta Container Terminal-Infra & Bldgs _0216 | CLI.CON-000002 | 11.10.11 - Building Package -LV-Workshop-G.a.Main Power Cable and Accessories-G.a.17. | 1C 16mm² Cu/PVC/PE | Approved
Damietta Container Terminal-Infra & Bldgs _0216 | CLI.CON-000002 |  |  | Approved
Damietta Container Terminal-Infra & Bldgs _0216 | CLI.CON-000002 | 11.14.14 - BUILDING PACKAGE-Dangerous good area FIFI WORK-15300-2.10.6.4 | DN 100 | Approved
Damietta Container Terminal-Infra & Bldgs _0216 | CLI.CON-000002 |  |  | Approved
Damietta Container Terminal-Infra & Bldgs _0216 | CLI.CON-000002 | 11.10.10 - Building Package - 101_Workshop - 07220 - 2.5.2.5 | supply,deliver and install of 40x40x4 cm thick precast concrete roof pavers on PVC spacers, loose laid as indicated on drawings including Skirting 20 cm Height | Approved
Damietta Container Terminal-Infra & Bldgs _0216 | CLI.CON-000002 |  |  | Approved
Damietta Container Terminal-Infra & Bldgs _0216 | CLI.CON-000002 | 11.11.15 - BUILDING PACKAGE-Terminal HOUSE HVAC-15880-B.f.2. | Flexible duct Ø 150mm | Approved
Damietta Container Terminal-Infra & Bldgs _0216 | CLI.CON-000002 |  |  | Approved
Damietta Container Terminal-Infra & Bldgs _0216 | CLI.CON-000002 | 11.10.13 - BUILDING PACKAGE-WORKSHOP HVAC-15880-B.b.5. | Return air diffuser frame size Ø300mm with plenum box and volume damper | Approved
Damietta Container Terminal-Infra & Bldgs _0216 | CLI.CON-000002 |  |  | Approved
Damietta Container Terminal-Infra & Bldgs _0216 | CLI.CON-000002 | 11.10.13 - BUILDING PACKAGE-WORKSHOP HVAC-15890-B.a.16. | Access panel: 600x600mm | Approved
Damietta Container Terminal-Infra & Bldgs _0216 | CLI.CON-000002 |  |  | Approved
Damietta Container Terminal-Infra & Bldgs _0216 | CLI.CON-000002 | 11.10.14 - BUILDING PACKAGE-WORKSHOP PL-15410-C.c.12. | Hangers, supports, sleeve and accessories | Approved
Damietta Container Terminal-Infra & Bldgs _0216 | CLI.CON-000002 |  |  | Approved
Damietta Container Terminal-Infra & Bldgs _0216 | CLI.CON-000002 | 11.11.17 - BUILDING PACKAGE -Terminal House Kitchen Equipment-11400-3.01 | Shelving unit Dim.: 120x45x180cm | Approved
Damietta Container Terminal-Infra & Bldgs _0216 | CLI.CON-000002 |  |  | Approved
Damietta Container Terminal-Infra & Bldgs _0216 | CLI.CON-000002 | 11.11.15 - BUILDING PACKAGE-Terminal HOUSE HVAC-15880-B.g.2. | Volume damper Ø180mm | Approved
Damietta Container Terminal-Infra & Bldgs _0216 | CLI.CON-000002 |  |  | Approved
Damietta Container Terminal-Infra & Bldgs _0216 | CLI.CON-000002 | 11.18.10 | Civil Works | Approved
Damietta Container Terminal-Infra & Bldgs _0216 | CLI.CON-000002 |  |  | Approved
Damietta Container Terminal-Infra & Bldgs _0216 | CLI.CON-000002 | 11.10.14 - BUILDING PACKAGE-WORKSHOP PL-15100-B.b.4. | Auto air relief valve DNDN25mm | Approved
Damietta Container Terminal-Infra & Bldgs _0216 | CLI.CON-000002 |  |  | Approved
Damietta Container Terminal-Infra & Bldgs _0216 | CLI.CON-000002 | 11.10.10 - Building Package - 101_Workshop - 04200 - 001 | Double Wall constructed of 120 mm brick wall, 110 mm air cavity & 120 mm brick wall | Approved
Damietta Container Terminal-Infra & Bldgs _0216 | CLI.CON-000002 |  |  | Approved
Damietta Container Terminal-Infra & Bldgs _0216 | CLI.CON-000002 | 11.11.16 - BUILDING PACKAGE-Terminal HOUSE PL-15410-A.b.2. | b. Above ground pipe, PPR PN12.5OD32mm | Approved
Damietta Container Terminal-Infra & Bldgs _0216 | CLI.CON-000002 |  |  | Approved
Damietta Container Terminal-Infra & Bldgs _0216 | CLI.CON-000002 | 11.10.14 - BUILDING PACKAGE-WORKSHOP PL-15100-A.b.5. | Gate valve DN15mm | Approved
Damietta Container Terminal-Infra & Bldgs _0216 | CLI.CON-000002 |  |  | Approved
Damietta Container Terminal-Infra & Bldgs _0216 | CLI.CON-000002 | 11.10.11 - Building Package -LV-Workshop-G.f.Power Cable For Solar-G.f.1. | 4C 120mm² Cu/XLPE/PVC | Approved
Damietta Container Terminal-Infra & Bldgs _0216 | CLI.CON-000002 |  |  | Approved
Damietta Container Terminal-Infra & Bldgs _0216 | CLI.CON-000002 | 11.22 - BUILDING PACKAGE-Workshop complex Technological equipment-11120-2.13.11.7 | Break Test Stand "MAHA" | Approved
Damietta Container Terminal-Infra & Bldgs _0216 | CLI.CON-000002 |  |  | Approved
Damietta Container Terminal-Infra & Bldgs _0216 | CLI.CON-000002 | 11.11.16 - BUILDING PACKAGE-Terminal HOUSE PL-15100-A.c.3. | c. Equipment, valve and other Gate valve DN20mm | Approved
Damietta Container Terminal-Infra & Bldgs _0216 | CLI.CON-000002 |  |  | Approved
Damietta Container Terminal-Infra & Bldgs _0216 | CLI.CON-000002 | 11.23 - Building Package - 001 General Items - 1.1.1 - 1.1.1 | Insurances for damitta building | Approved
Damietta Container Terminal-Infra & Bldgs _0216 | CLI.CON-000002 |  |  | Approved
Damietta Container Terminal-Infra & Bldgs _0216 | CLI.CON-000002 | 11.11.16 - BUILDING PACKAGE-Terminal HOUSE PL-15100-A.c.8. | c. Equipment, valve and other Access opening 400x400mm | Approved
Damietta Container Terminal-Infra & Bldgs _0216 | CLI.CON-000002 |  |  | Approved
Damietta Container Terminal-Infra & Bldgs _0216 | CLI.CON-000002 | 11.11.16 - BUILDING PACKAGE-Terminal HOUSE PL-15412-C.c.5. | c. Equipment , valve and other P-trap DN50mm | Approved
Damietta Container Terminal-Infra & Bldgs _0216 | CLI.CON-000002 |  |  | Approved
Damietta Container Terminal-Infra & Bldgs _0216 | CLI.CON-000002 | 11.11.12 - Building Package -LV-TERMINAL- G.d.Power Cable For MVAC - G.d.9. | 1C 6mm² Cu/PVC/PE | Approved
Damietta Container Terminal-Infra & Bldgs _0216 | CLI.CON-000002 |  |  | Approved
Damietta Container Terminal-Infra & Bldgs _0216 | CLI.CON-000002 | 11.11.12 - Building Package -LV-TERMINAL- G.a.Main Power Cable and Accessories - G.a.5. | 1C 50mm² Cu/XLPE/PVC | Approved
Damietta Container Terminal-Infra & Bldgs _0216 | CLI.CON-000002 |  |  | Approved
Damietta Container Terminal-Infra & Bldgs _0216 | CLI.CON-000002 | 11.17.11 - Building Package-Firefighting Tank -16143-2.12.2.2.1.1 | Two gang, Two way lighting switch 10A-250V | Approved
Damietta Container Terminal-Infra & Bldgs _0216 | CLI.CON-000002 |  |  | Approved
Damietta Container Terminal-Infra & Bldgs _0216 | CLI.CON-000002 | 11.22 - BUILDING PACKAGE-Workshop complex Technological equipment-11130-2.13.12.7 | Tyre cage for filling: | Approved
Damietta Container Terminal-Infra & Bldgs _0216 | CLI.CON-000002 |  |  | Approved
Damietta Container Terminal-Infra & Bldgs _0216 | CLI.CON-000002 | 11.10.11 - Building Package -LV-Workshop-B.a.Cable tray with cover-B.a.9. | ELV Cable Tray 300x100 | Approved
Damietta Container Terminal-Infra & Bldgs _0216 | CLI.CON-000002 |  |  | Approved
Damietta Container Terminal-Infra & Bldgs _0216 | CLI.CON-000002 | 11.11.15 - BUILDING PACKAGE-Terminal HOUSE HVAC-15880-B.b.15. | Exhaust air hood ventilation cap connection 1470x948 with wiremesh screen | Approved
Damietta Container Terminal-Infra & Bldgs _0216 | CLI.CON-000002 |  |  | Approved
Damietta Container Terminal-Infra & Bldgs _0216 | CLI.CON-000002 | 11.11.10 - Building Package - 100_Terminal House - 09721 - 2.4.1.1 | Fabricate deliver and install aluminum facades sun breakers 10 cm Thickness as shown in drawings. Shape dimensions and details of drawings, Color and sample to be approved prior to production The work includes all fixation and accessories needed for Work completion | Approved
Damietta Container Terminal-Infra & Bldgs _0216 | CLI.CON-000002 |  |  | Approved
Damietta Container Terminal-Infra & Bldgs _0216 | CLI.CON-000002 | 11.11.15 - BUILDING PACKAGE-Terminal HOUSE HVAC-15880-B.g.11. | Volume damper 350x800mm | Approved
Damietta Container Terminal-Infra & Bldgs _0216 | CLI.CON-000002 |  |  | Approved
Damietta Container Terminal-Infra & Bldgs _0216 | CLI.CON-000002 | 11.11.12 - Building Package -LV-TERMINAL- B.a.Cable tray with cover - B.a.8. | Fitting, Support and Accessories | Approved
Damietta Container Terminal-Infra & Bldgs _0216 | CLI.CON-000002 |  |  | Approved
Damietta Container Terminal-Infra & Bldgs _0216 | CLI.CON-000002 | 11.11.15 - BUILDING PACKAGE-Terminal HOUSE HVAC-15720-A.a.10. | Fresh air handling unit with heat recovery-cooling capacity 88 kW, electric heater load 11.4 kW, supply air 6590 cmh, extract air 5605 cmh, external static pressure 500 Pa | Approved
Damietta Container Terminal-Infra & Bldgs _0216 | CLI.CON-000002 |  |  | Approved
Damietta Container Terminal-Infra & Bldgs _0216 | CLI.CON-000002 | 11.11.13 - Building Package -ELV-TERMINAL-D.DATA-LAN Network System -D.10. | Ø25mm PVC Flexible Conduit | Approved
Damietta Container Terminal-Infra & Bldgs _0216 | CLI.CON-000002 |  |  | Approved
Damietta Container Terminal-Infra & Bldgs _0216 | CLI.CON-000002 | 11.11.17 - BUILDING PACKAGE -Terminal House Kitchen Equipment-11400-5.06 | Single door reach in freezer Dim: 70x80x210cm @1000watt | Approved
Damietta Container Terminal-Infra & Bldgs _0216 | CLI.CON-000002 |  |  | Approved
Damietta Container Terminal-Infra & Bldgs _0216 | CLI.CON-000002 | 11.19.12 - BUILDING PACKAGE-GUARD HOUSE FIRE PROTECTION-15300-2.10.1.1 | Supplying, installing, of Portable Fire Extinguisher, Dry powder class ABCDE, Capasity 6 kg item included bolts and all required accessories as shown on drawings, specifications and with the requirements of NFPA . | Approved
Damietta Container Terminal-Infra & Bldgs _0216 | CLI.CON-000002 |  |  | Approved
Damietta Container Terminal-Infra & Bldgs _0216 | CLI.CON-000002 | 11.10.11 - Building Package -LV-Workshop-A.a.Substation & Main equipment-A.a.3. | Low voltage cabinet (ATS+Capacitor bank) panel | Approved
Damietta Container Terminal-Infra & Bldgs _0216 | CLI.CON-000002 |  |  | Approved
Damietta Container Terminal-Infra & Bldgs _0216 | CLI.CON-000002 | 11.11.10 - Building Package - 100_Terminal House - 08110 - 2.6.1.1.1 | Not Fire rated | Approved
Damietta Container Terminal-Infra & Bldgs _0216 | CLI.CON-000002 |  |  | Approved
Damietta Container Terminal-Infra & Bldgs _0216 | CLI.CON-000002 | 11.10.12 - Building Package -LV-Workshop-F.Access Control System -F.7. | Glass Break | Approved
Damietta Container Terminal-Infra & Bldgs _0216 | CLI.CON-000002 |  |  | Approved
Damietta Container Terminal-Infra & Bldgs _0216 | CLI.CON-000002 | 11.11.17 - BUILDING PACKAGE -Terminal House Kitchen Equipment-11400-9.01 | Floor drain Dim : 50x30x15cm | Approved
Damietta Container Terminal-Infra & Bldgs _0216 | CLI.CON-000002 |  |  | Approved
Damietta Container Terminal-Infra & Bldgs _0216 | CLI.CON-000002 | 11.10.14 - BUILDING PACKAGE-WORKSHOP PL-15300-E.a.1. | OD160mm | Approved
Damietta Container Terminal-Infra & Bldgs _0216 | CLI.CON-000002 |  |  | Approved
Damietta Container Terminal-Infra & Bldgs _0216 | CLI.CON-000002 | 11.18.10 - Building Package - 102_In-Out Gate - 02310 - 2. 1.1.1 | Excavation in any type of Soil | Approved
Damietta Container Terminal-Infra & Bldgs _0216 | CLI.CON-000002 |  |  | Approved
Damietta Container Terminal-Infra & Bldgs _0216 | CLI.CON-000002 | 11.10.12 - Building Package -LV-Workshop-D.DATA-LAN Network System -D.7. | Optical Fiber | Approved
Damietta Container Terminal-Infra & Bldgs _0216 | CLI.CON-000002 |  |  | Approved
Damietta Container Terminal-Infra & Bldgs _0216 | CLI.CON-000002 | 11.11.16 - BUILDING PACKAGE-Terminal HOUSE PL-15410-C.b.1. | b. Above ground pipe, uPVCDN100mm | Approved
Damietta Container Terminal-Infra & Bldgs _0216 | CLI.CON-000002 |  |  | Approved
Damietta Container Terminal-Infra & Bldgs _0216 | CLI.CON-000002 | 11.11.17 - BUILDING PACKAGE -Terminal House Kitchen Equipment-11400-6.04 | grill Dim: 120x70x85cm | Approved
Damietta Container Terminal-Infra & Bldgs _0216 | CLI.CON-000002 |  |  | Approved
Damietta Container Terminal-Infra & Bldgs _0216 | CLI.CON-000002 | 11.11.16 | PL | Approved
Damietta Container Terminal-Infra & Bldgs _0216 | CLI.CON-000002 |  |  | Approved
Damietta Container Terminal-Infra & Bldgs _0216 | CLI.CON-000002 | 11.11.12 - Building Package -LV-TERMINAL- C.Earthing And Lightning Systems - C.11. | Label | Approved
Damietta Container Terminal-Infra & Bldgs _0216 | CLI.CON-000002 |  |  | Approved
Damietta Container Terminal-Infra & Bldgs _0216 | CLI.CON-000002 | 11.11.12 - Building Package -LV-TERMINAL- B.a.Cable tray with cover - B.a.6. | ELV Cable Tray400x100 | Approved
Damietta Container Terminal-Infra & Bldgs _0216 | CLI.CON-000002 |  |  | Approved
Damietta Container Terminal-Infra & Bldgs _0216 | CLI.CON-000002 | 11.14.13 - BUILDING PACKAGE-Dangerous good area Technical equipment-230915-2.13.1.2 | Access Bridge (modular) Supply and installation of 7x access bridge module, each at top of installation consisiting of 7 modules. Steel framework with walking grating with thermal zinc coating and fire protection coating. Installation on a ISO Container 20'. Access for maintanenace of CCTV, illumination and fire fighting monitors | Approved
Damietta Container Terminal-Infra & Bldgs _0216 | CLI.CON-000002 |  |  | Approved
Damietta Container Terminal-Infra & Bldgs _0216 | CLI.CON-000002 | 11.18.11 - Building Package-In-Out Gate BOQ MEP-16750-2.12.6.1 | Telephone/Data socket. | Approved
Damietta Container Terminal-Infra & Bldgs _0216 | CLI.CON-000002 |  |  | Approved
Damietta Container Terminal-Infra & Bldgs _0216 | CLI.CON-000002 | 11.11.17 - BUILDING PACKAGE -Terminal House Kitchen Equipment-11400-1.05 | Hose reel | Approved
Damietta Container Terminal-Infra & Bldgs _0216 | CLI.CON-000002 |  |  | Approved
Damietta Container Terminal-Infra & Bldgs _0216 | CLI.CON-000002 | 11.11.15 - BUILDING PACKAGE-Terminal HOUSE HVAC-15880-A.a.27. | Wired remote controller | Approved
Damietta Container Terminal-Infra & Bldgs _0216 | CLI.CON-000002 |  |  | Approved
Damietta Container Terminal-Infra & Bldgs _0216 | CLI.CON-000002 | 11.10.11 - Building Package -LV-Workshop-D.Lighting and Accessories-D.10. | Emergency light wall mounted (Frog eyes) | Approved
Damietta Container Terminal-Infra & Bldgs _0216 | CLI.CON-000002 |  |  | Approved
Damietta Container Terminal-Infra & Bldgs _0216 | CLI.CON-000002 | 11.11.13 - Building Package -ELV-TERMINAL-D.DATA-LAN Network System -D.9. | Ø25mm PVC Conduit | Approved
Damietta Container Terminal-Infra & Bldgs _0216 | CLI.CON-000002 |  |  | Approved
Damietta Container Terminal-Infra & Bldgs _0216 | CLI.CON-000002 | 11.10.14 - BUILDING PACKAGE-WORKSHOP PL-15412-C.c.5. | P-trap DN50mm | Approved
Damietta Container Terminal-Infra & Bldgs _0216 | CLI.CON-000002 |  |  | Approved
Damietta Container Terminal-Infra & Bldgs _0216 | CLI.CON-000002 | 11.10.11 - Building Package -LV-Workshop-G.a.Main Power Cable and Accessories-G.a.9. | 1C 16mm² Cu/XLPE/PVC | Approved
Damietta Container Terminal-Infra & Bldgs _0216 | CLI.CON-000002 |  |  | Approved
Damietta Container Terminal-Infra & Bldgs _0216 | CLI.CON-000002 | 11.19.11 - Building Package-Fuel Station BOQ MEP-16510-2.12.5.2.3 | F3-Flood Light, 100W | Approved
Damietta Container Terminal-Infra & Bldgs _0216 | CLI.CON-000002 |  |  | Approved
Damietta Container Terminal-Infra & Bldgs _0216 | CLI.CON-000002 | 11.10.14 - BUILDING PACKAGE-WORKSHOP PL-15300-E.c.6. | Conceal pendent sprinkler head, Type, K=5.6, Temperature Rating 68°C | Approved
Damietta Container Terminal-Infra & Bldgs _0216 | CLI.CON-000002 |  |  | Approved
Damietta Container Terminal-Infra & Bldgs _0216 | CLI.CON-000002 | 11.11.10 - Building Package - 100_Terminal House - 02315 - 2. 1.3 | Disposal of Surplus excavated material | Approved
Damietta Container Terminal-Infra & Bldgs _0216 | CLI.CON-000002 |  |  | Approved
Damietta Container Terminal-Infra & Bldgs _0216 | CLI.CON-000002 | 11.18.10 - Building Package - 102_In-Out Gate - 03100 - 2. 2.1.1 | For Foundations | Approved
Damietta Container Terminal-Infra & Bldgs _0216 | CLI.CON-000002 |  |  | Approved
Damietta Container Terminal-Infra & Bldgs _0216 | CLI.CON-000002 | 11.18.14 - BUILDING PACKAGE-In-Out Gate PL&FIFI-15440-2.9.3.3.1 | Supplying, installing, connecting and testing of lavatory wall mounted bowl, made of vitreous china complete with hanging column , chrome plated water mixer ,two chrome 15 mm angle valve,flexible links, chrome plated siphon( u trap or cup ) and all required accessories , as shown on drawings and specifications . | Approved
Damietta Container Terminal-Infra & Bldgs _0216 | CLI.CON-000002 |  |  | Approved
Damietta Container Terminal-Infra & Bldgs _0216 | CLI.CON-000002 | 11.10.12 - Building Package -LV-Workshop-F.Access Control System -F.11. | Ø25mm PVC Conduit | Approved
Damietta Container Terminal-Infra & Bldgs _0216 | CLI.CON-000002 |  |  | Approved
Damietta Container Terminal-Infra & Bldgs _0216 | CLI.CON-000002 | 11.17.10 - Building Package - 108_Firefighting Tank - 05730 - 2.4.4.1 | For Tank (800*800 mm) | Approved
Damietta Container Terminal-Infra & Bldgs _0216 | CLI.CON-000002 |  |  | Approved
Damietta Container Terminal-Infra & Bldgs _0216 | CLI.CON-000002 | 11.10.12 - Building Package -LV-Workshop-B.Fire Alarm System -B.11. | Monitoring Module Addressable | Approved
Damietta Container Terminal-Infra & Bldgs _0216 | CLI.CON-000002 |  |  | Approved
Damietta Container Terminal-Infra & Bldgs _0216 | CLI.CON-000002 | 11.11.10 - Building Package - 100_Terminal House - 10165 - 2.8.1.1.3 | Electrical Hand Dryer | Approved
Damietta Container Terminal-Infra & Bldgs _0216 | CLI.CON-000002 | 11.11.10 - Building Package - 100_Terminal House - 08201 - 2.6.3.1.4.1 | Not Fire Rated | Approved
Damietta Container Terminal-Infra & Bldgs _0216 | CLI.CON-000002 |  |  | Approved
Damietta Container Terminal-Infra & Bldgs _0216 | CLI.CON-000002 | 11.11.17 - BUILDING PACKAGE -Terminal House Kitchen Equipment-11400-6.28 | Floor drain Dim : 50x30x15cm | Approved
Damietta Container Terminal-Infra & Bldgs _0216 | CLI.CON-000002 |  |  | Approved
Damietta Container Terminal-Infra & Bldgs _0216 | CLI.CON-000002 | 11.10.10 - Building Package - 101_Workshop - 08110 - 2.6.1.4.1 | FD 90 Minutes with smoke seal and self closing according to Egyption FLS Standard | Approved
Damietta Container Terminal-Infra & Bldgs _0216 | CLI.CON-000002 |  |  | Approved
Damietta Container Terminal-Infra & Bldgs _0216 | CLI.CON-000002 | 11.10.12 - Building Package -LV-Workshop-D.DATA-LAN Network System -D.10. | Label, fitting and accessories | Approved
Damietta Container Terminal-Infra & Bldgs _0216 | CLI.CON-000002 |  |  | Approved
Damietta Container Terminal-Infra & Bldgs _0216 | CLI.CON-000002 | 11.11.13 - Building Package -ELV-TERMINAL-B.Fire Alarm System -B.14. | Label, fitting and accessories | Approved
Damietta Container Terminal-Infra & Bldgs _0216 | CLI.CON-000002 |  |  | Approved
Damietta Container Terminal-Infra & Bldgs _0216 | CLI.CON-000002 | 11.10.11 - Building Package -LV-Workshop-G.d.Power Cable For MVAC-G.d.9. | PVC Conduit Ø32 | Approved
Damietta Container Terminal-Infra & Bldgs _0216 | CLI.CON-000002 |  |  | Approved
Damietta Container Terminal-Infra & Bldgs _0216 | CLI.CON-000002 | 11.11.12 - Building Package -LV-TERMINAL- B.a.Cable tray with cover - B.a.4. | LV Cabel Tray 300x100 | Approved
Damietta Container Terminal-Infra & Bldgs _0216 | CLI.CON-000002 |  |  | Approved
Damietta Container Terminal-Infra & Bldgs _0216 | CLI.CON-000002 | 11.11.16 - BUILDING PACKAGE-Terminal HOUSE PL-15410-D.b.3. | b. Above ground pipe, uPVCAccessories | Approved
Damietta Container Terminal-Infra & Bldgs _0216 | CLI.CON-000002 |  |  | Approved
Damietta Container Terminal-Infra & Bldgs _0216 | CLI.CON-000002 | 11.11.16 - BUILDING PACKAGE-Terminal HOUSE PL-15410-C.a.4. | a. Underground pipe, uPVCDN65mm | Approved
Damietta Container Terminal-Infra & Bldgs _0216 | CLI.CON-000002 |  |  | Approved
Damietta Container Terminal-Infra & Bldgs _0216 | CLI.CON-000002 | 11.20.10 - Building Package - 110_Reefer Racks- 05120 - 2.2.4.1 | Supply and installation of removable handrails on steel structure as per drawings and specifications. Steel type: S 235 J2 Corrosion protection: As per ISO 12944 Class C5 Including slip guard and all accessories. | Approved
Damietta Container Terminal-Infra & Bldgs _0216 | CLI.CON-000002 |  |  | Approved
Damietta Container Terminal-Infra & Bldgs _0216 | CLI.CON-000002 | 11.22 - BUILDING PACKAGE-Workshop complex Technological equipment-11120-2.13.11.6 | Workstation Pit "Balzer", short version | Approved
Damietta Container Terminal-Infra & Bldgs _0216 | CLI.CON-000002 |  |  | Approved
Damietta Container Terminal-Infra & Bldgs _0216 | CLI.CON-000002 | 11.11.16 - BUILDING PACKAGE-Terminal HOUSE PL-15100-A.c.7. | c. Equipment, valve and other Hygiene rinse | Approved
Damietta Container Terminal-Infra & Bldgs _0216 | CLI.CON-000002 |  |  | Approved
Damietta Container Terminal-Infra & Bldgs _0216 | CLI.CON-000002 | 11.11.12 - Building Package -LV-TERMINAL- G.d.Power Cable For MVAC - G.d.4. | 4C 6mm² Cu/XLPE/PVC | Approved
Damietta Container Terminal-Infra & Bldgs _0216 | CLI.CON-000002 |  |  | Approved
Damietta Container Terminal-Infra & Bldgs _0216 | CLI.CON-000002 | 11.14.13 - BUILDING PACKAGE-Dangerous good area Technical equipment-230915-2.13.1.1 | Staircase (modular) Supply and installation of 6x Staircase container frame module, each at end of instalaltion consisiting of 3 modules - floor, middle, top row. Steel stairs with thermal zinc coating and fire protection coating. Installation in a mobile ISO Container 20' frame. | Approved
Damietta Container Terminal-Infra & Bldgs _0216 | CLI.CON-000002 |  |  | Approved
Damietta Container Terminal-Infra & Bldgs _0216 | CLI.CON-000002 | 11.19.15 - BUILDING PACKAGE-FUEL STAION Plumbing&FIFI-15410-2.9.1.2.1 | Pipe size ø 110 mm Dia | Approved
Damietta Container Terminal-Infra & Bldgs _0216 | CLI.CON-000002 |  |  | Approved
Damietta Container Terminal-Infra & Bldgs _0216 | CLI.CON-000002 | 11.11.10 - Building Package - 100_Terminal House - 09638 - 2.7.7.3.2 | Threshold for For External walls Width 40 cm | Approved
Damietta Container Terminal-Infra & Bldgs _0216 | CLI.CON-000002 |  |  | Approved
Damietta Container Terminal-Infra & Bldgs _0216 | CLI.CON-000002 | 11.10.13 - BUILDING PACKAGE-WORKSHOP HVAC-15700-A.a.9. | Access panel: 600x600mm | Approved
Damietta Container Terminal-Infra & Bldgs _0216 | CLI.CON-000002 |  |  | Approved
Damietta Container Terminal-Infra & Bldgs _0216 | CLI.CON-000002 | 11.10.10 - Building Package - 101_Workshop - 02315 - 007 | D02' (1.00*2.20) MM - 90 minutes Fire door self-closing with intumescent strip and smoke seal and Fire Door -Keep Shut' sign. | Approved
Damietta Container Terminal-Infra & Bldgs _0216 | CLI.CON-000002 |  |  | Approved
Damietta Container Terminal-Infra & Bldgs _0216 | CLI.CON-000002 | 11.18.10 - Building Package - 102_In-Out Gate - 10165 - 2.8.1.1.2 | Toilet paper Holder | Approved
Damietta Container Terminal-Infra & Bldgs _0216 | CLI.CON-000002 |  |  | Approved
Damietta Container Terminal-Infra & Bldgs _0216 | CLI.CON-000002 | 11.10.11 - Building Package -LV-Workshop-E.Socket and Accessories-E.4. | Juction Box 3P+E | Approved
Damietta Container Terminal-Infra & Bldgs _0216 | CLI.CON-000002 |  |  | Approved
Damietta Container Terminal-Infra & Bldgs _0216 | CLI.CON-000002 | 11.14.14 - BUILDING PACKAGE-Dangerous good area PL-15412-2.9.5 | Supply/construction, installation, connect, finish, commissioning of Oil-Water Separator complete with a concrete base, manhole load class B250 EN 1433, frame, rings, special joint required to fix the pipe to the chamber. The item also includes excavation, supporting the trench sides, and backfilling using clean sand with watering, and compaction after approval of the employer. Capacity 6000 Ltrs. | Approved
Damietta Container Terminal-Infra & Bldgs _0216 | CLI.CON-000002 |  |  | Approved
Damietta Container Terminal-Infra & Bldgs _0216 | CLI.CON-000002 | 11.10.14 - BUILDING PACKAGE-WORKSHOP PL-15410-A.a.9. | Hangers, supports, sleeve and accessories | Approved
Damietta Container Terminal-Infra & Bldgs _0216 | CLI.CON-000002 |  |  | Approved
Damietta Container Terminal-Infra & Bldgs _0216 | CLI.CON-000002 | 11.10.11 - Building Package -LV-Workshop-G.c.Power Cable For Socket-G.c.11. | PVC Conduit Ø32 | Approved
Damietta Container Terminal-Infra & Bldgs _0216 | CLI.CON-000002 |  |  | Approved
Damietta Container Terminal-Infra & Bldgs _0216 | CLI.CON-000002 | 11.18.10 - Building Package - 102_In-Out Gate - 09638 - 2.8.2.1 | Supply, delivery and installing granite vanity top (600 mm) width as shown in drawings. The work includes supporting, cutting and all accessories required for complete work. Color, shop drawings and sample to be approved prior to production. | Approved
Damietta Container Terminal-Infra & Bldgs _0216 | CLI.CON-000002 |  |  | Approved
Damietta Container Terminal-Infra & Bldgs _0216 | CLI.CON-000002 | 11.19.10 - Building Package - 104_Fuel Station - 10165 - 2.8.1.1.4 | Granite Urinal Screens Panel 400 x 600 mm | Approved
Damietta Container Terminal-Infra & Bldgs _0216 | CLI.CON-000002 |  |  | Approved
Damietta Container Terminal-Infra & Bldgs _0216 | CLI.CON-000002 | 11.11.15 - BUILDING PACKAGE-Terminal HOUSE HVAC-15880-B.b.7. | Return air diffuser frame size 450x450mm with plenum box and volume damper | Approved
Damietta Container Terminal-Infra & Bldgs _0216 | CLI.CON-000002 |  |  | Approved
Damietta Container Terminal-Infra & Bldgs _0216 | CLI.CON-000002 | 11.17.11 - Building Package-Firefighting Tank -16143-2.12.2.1.3 | 3-phase M.C.B Circuit breaker (32A-250V) | Approved
Damietta Container Terminal-Infra & Bldgs _0216 | CLI.CON-000002 |  |  | Approved
Damietta Container Terminal-Infra & Bldgs _0216 | CLI.CON-000002 | 11.10.11 - Building Package -LV-Workshop-B.a.Cable tray with cover-B.a.5. | LV Cable Tray 600x100 | Approved
Damietta Container Terminal-Infra & Bldgs _0216 | CLI.CON-000002 |  |  | Approved
Damietta Container Terminal-Infra & Bldgs _0216 | CLI.CON-000002 | 11.10.10 - Building Package - 101_Workshop - 05730 - 2.4.4.1 | Supply, deliver and install steel Barrier U Shape as shown on dwg. From Steel Tube 20 cm dia. And 1 m Height the work includes all fixation and accessories needed for work Completion | Approved
Damietta Container Terminal-Infra & Bldgs _0216 | CLI.CON-000002 |  |  | Approved
Damietta Container Terminal-Infra & Bldgs _0216 | CLI.CON-000002 | 11.19.10 - Building Package - 104_Fuel Station - 10165 - 2.8.1.2.1 | Size 3300 x 1200 mm | Approved
Damietta Container Terminal-Infra & Bldgs _0216 | CLI.CON-000002 |  |  | Approved
Damietta Container Terminal-Infra & Bldgs _0216 | CLI.CON-000002 | 11.11.15 - BUILDING PACKAGE-Terminal HOUSE HVAC-15880-B.b.11. | Exhaust air diffuser frame size Ø300mm with plenum box and volume damper | Approved
Damietta Container Terminal-Infra & Bldgs _0216 | CLI.CON-000002 |  |  | Approved
Damietta Container Terminal-Infra & Bldgs _0216 | CLI.CON-000002 | 11.10.10 - Building Package - 101_Workshop - 08520 - 2.6.5.2.1 | Not fire rated | Approved
Damietta Container Terminal-Infra & Bldgs _0216 | CLI.CON-000002 |  |  | Approved
Damietta Container Terminal-Infra & Bldgs _0216 | CLI.CON-000002 | 11.11.10 - Building Package - 100_Terminal House - 202 - 1.1.1.3 | supplying and installing Concrete blocks tiles Type 1 PAV03 as specified as included package which the price included all layers shown in details sheets and leveling as per proposed finish levels included , insulation , located aggregate base if any , storm drainage and joint sealent for expansion which all are shall be followed by proper cleaning methods ,finishing and finalizing as manufacture rules. All shall measured by meter square References: material schedule sheet number 220329-HAE-BA-ZZ-DR-LS-9001 Hardscape details sheet number 220329-HAE-BA-ZZ-DR-LS-9800 | Approved
Damietta Container Terminal-Infra & Bldgs _0216 | CLI.CON-000002 |  |  | Approved
Damietta Container Terminal-Infra & Bldgs _0216 | CLI.CON-000002 |  |  | Approved
Damietta Container Terminal-Infra & Bldgs _0216 | CLI.CON-000002 | 11.10.12 - Building Package -LV-Workshop-G.CCTV System -G.8. | Label, fitting and accessories | Approved
Damietta Container Terminal-Infra & Bldgs _0216 | CLI.CON-000002 |  |  | Approved
Damietta Container Terminal-Infra & Bldgs _0216 | CLI.CON-000002 | 11.10.13 - BUILDING PACKAGE-WORKSHOP HVAC-15880-B.g.1. | Volume damper Ø100mm | Approved
Damietta Container Terminal-Infra & Bldgs _0216 | CLI.CON-000002 |  |  | Approved
Damietta Container Terminal-Infra & Bldgs _0216 | CLI.CON-000002 | 11.11.17 - BUILDING PACKAGE -Terminal House Kitchen Equipment-11400-2.03 | Double door reach in freezer Dim: 136x80x210cm @1000watt | Approved
Damietta Container Terminal-Infra & Bldgs _0216 | CLI.CON-000002 |  |  | Approved
Damietta Container Terminal-Infra & Bldgs _0216 | CLI.CON-000002 | 11.11.15 - BUILDING PACKAGE-Terminal HOUSE HVAC-15100-A.d.14. | Y-strainer DN100mm | Approved
Damietta Container Terminal-Infra & Bldgs _0216 | CLI.CON-000002 |  |  | Approved
Damietta Container Terminal-Infra & Bldgs _0216 | CLI.CON-000002 | 11.11.13 - Building Package -ELV-TERMINAL-D.DATA-LAN Network System -D.11. | Label, fitting and accessories | Approved
Damietta Container Terminal-Infra & Bldgs _0216 | CLI.CON-000002 |  |  | Approved
Damietta Container Terminal-Infra & Bldgs _0216 | CLI.CON-000002 | 11.10.10 - Building Package - 101_Workshop - 096700 - 2.7.9.3 | Supply, delivery and install (15 cm Height) Cement screed Skirting for Stairs with Epoxy Paint. The item includes all other accessories required for work completion. | Approved
Damietta Container Terminal-Infra & Bldgs _0216 | CLI.CON-000002 |  |  | Approved
Damietta Container Terminal-Infra & Bldgs _0216 | CLI.CON-000002 | 11.14.10 - Building Package - 109_Dangerous Goods Area - 02315 - 2. 1.2.4 | Supply, laying and compaction of Sub - base course layer of crushed aggregate stones with total thickness of 20 cm thickness after compaction with CBR not less than 80%. | Approved
Damietta Container Terminal-Infra & Bldgs _0216 | CLI.CON-000002 |  |  | Approved
Damietta Container Terminal-Infra & Bldgs _0216 | CLI.CON-000002 | 11.11.15 - BUILDING PACKAGE-Terminal HOUSE HVAC-15880-A.a.30. | Wiring for sensors and actuators | Approved
Damietta Container Terminal-Infra & Bldgs _0216 | CLI.CON-000002 |  |  | Approved
Damietta Container Terminal-Infra & Bldgs _0216 | CLI.CON-000002 | 11.10.10 - Building Package - 101_Workshop - 08201 - 2.6.4.1.1.2 | FD 45 Minutes with smoke seal, self closing and vision panels according to Egyption FLS Standard | Approved
Damietta Container Terminal-Infra & Bldgs _0216 | CLI.CON-000002 |  |  | Approved
Damietta Container Terminal-Infra & Bldgs _0216 | CLI.CON-000002 | 11.10.11 - Building Package -LV-Workshop-E.Socket and Accessories-E.2. | Single Socket | Approved
Damietta Container Terminal-Infra & Bldgs _0216 | CLI.CON-000002 |  |  | Approved
Damietta Container Terminal-Infra & Bldgs _0216 | CLI.CON-000002 | 11.18.10 - Building Package - 102_In-Out Gate - 08520 - 2.6.3.1.1 | Type D06 900 x 2200mm (Single Door) | Approved
Damietta Container Terminal-Infra & Bldgs _0216 | CLI.CON-000002 |  |  | Approved
Damietta Container Terminal-Infra & Bldgs _0216 | CLI.CON-000002 | 11.11.17 - BUILDING PACKAGE -Terminal House Kitchen Equipment-11400-7.10 | Garbage bin (Cylindrical) Diameter : 50cm | Approved
Damietta Container Terminal-Infra & Bldgs _0216 | CLI.CON-000002 |  |  | Approved
Damietta Container Terminal-Infra & Bldgs _0216 | CLI.CON-000002 | 11.10.14 - BUILDING PACKAGE-WORKSHOP PL-15410-A.a.8. | Accessories | Approved
Damietta Container Terminal-Infra & Bldgs _0216 | CLI.CON-000002 |  |  | Approved
Damietta Container Terminal-Infra & Bldgs _0216 | CLI.CON-000002 | 11.10.10 - Building Package - 101_Workshop - 05120 - 2.4.6.2 | Supply, deliver and install Steel Ladder with Cage at Storage and Tech. department 4 m Height (as shown on dwg) , the Work includes fixation system and necessary Accessories required to complete work according to specifications and shop drawings. | Approved
Damietta Container Terminal-Infra & Bldgs _0216 | CLI.CON-000002 |  |  | Approved
Damietta Container Terminal-Infra & Bldgs _0216 | CLI.CON-000002 | 11.11.15 - BUILDING PACKAGE-Terminal HOUSE HVAC-15410-A.m.1. | Condensate drain pipe, PVC DN25mm class 8.5 | Approved
Damietta Container Terminal-Infra & Bldgs _0216 | CLI.CON-000002 |  |  | Approved
Damietta Container Terminal-Infra & Bldgs _0216 | CLI.CON-000002 | 11.14.13 - BUILDING PACKAGE-Dangerous good area Technical equipment-230915-2.13.2.2 | Fresh Water Storage Tank Supply and install ISO 20' tank container for fresh water storage, volume 26.000 liter + 20% reserve. Tank shall be from stainless steel with all equipment for a safe storage of sweet water with pH-grade between 6 and 8. Including hydrants for access to feeder line, with locking valves and anti-dripping valve covers, with gauges and pressure relief valve, with level and temperature sensor. Tank shall be removable in case of necessity. Including all pipeworks and accessories for safe connection. | Approved
Damietta Container Terminal-Infra & Bldgs _0216 | CLI.CON-000002 |  |  | Approved
Damietta Container Terminal-Infra & Bldgs _0216 | CLI.CON-000002 | 11.16.1881 - BUILDING PACKAGE-GUARD HOUSE PL&Firefighting-15410-2.9.3.5.1 | Pipe size ø 20 mm Dia | Approved
Damietta Container Terminal-Infra & Bldgs _0216 | CLI.CON-000002 |  |  | Approved
Damietta Container Terminal-Infra & Bldgs _0216 | CLI.CON-000002 | 11.10.13 - BUILDING PACKAGE-WORKSHOP HVAC-15700-A.a.10. | Refrigerant pipe Y-joints | Approved
Damietta Container Terminal-Infra & Bldgs _0216 | CLI.CON-000002 |  |  | Approved
Damietta Container Terminal-Infra & Bldgs _0216 | CLI.CON-000002 | 11.10.13 | HVAC | Approved
Damietta Container Terminal-Infra & Bldgs _0216 | CLI.CON-000002 |  |  | Approved
Damietta Container Terminal-Infra & Bldgs _0216 | CLI.CON-000002 | 11.10.14 - BUILDING PACKAGE-WORKSHOP PL-15300-E.b.2. | DN100mm | Approved
Damietta Container Terminal-Infra & Bldgs _0216 | CLI.CON-000002 |  |  | Approved
Damietta Container Terminal-Infra & Bldgs _0216 | CLI.CON-000002 | 11.11.12 - Building Package -LV-TERMINAL- G.f.Power Cable For Solar - G.f.1. | 4C 35mm² Cu/XLPE/PVC | Approved
Damietta Container Terminal-Infra & Bldgs _0216 | CLI.CON-000002 |  |  | Approved
Damietta Container Terminal-Infra & Bldgs _0216 | CLI.CON-000002 | 11.10.13 - BUILDING PACKAGE-WORKSHOP HVAC-15145-A.b.3. | Hangers, supports, accessories for installation and testing | Approved
Damietta Container Terminal-Infra & Bldgs _0216 | CLI.CON-000002 |  |  | Approved
Damietta Container Terminal-Infra & Bldgs _0216 | CLI.CON-000002 | 11.11.17 - BUILDING PACKAGE -Terminal House Kitchen Equipment-11400-7.07 | Wall shelf Dim.: 150x35x4cm | Approved
Damietta Container Terminal-Infra & Bldgs _0216 | CLI.CON-000002 |  |  | Approved
Damietta Container Terminal-Infra & Bldgs _0216 | CLI.CON-000002 | 11.14.14 - BUILDING PACKAGE-Dangerous good area PL-15412-2.9.1.2.1 | Supply, installation, connecting and testing of trench-type with surrounding, load bearing concrete strcuture according to manufacturer's requirements, casted tight to the slab, trench cover made of stainless steel or cast iron, load class F900 EN1433, including all installation utilities and auxiliaries to connect to pipeline to the spill tank. | Approved
Damietta Container Terminal-Infra & Bldgs _0216 | CLI.CON-000002 |  |  | Approved
Damietta Container Terminal-Infra & Bldgs _0216 | CLI.CON-000002 | 11.18.10 - Building Package - 102_In-Out Gate - 09545 - 2.7.4.1 | Supply, delivery and install Metal stripes (15 cm width) reflected ceiling for wc & Showers . The work includes suspension system, access panels and all necessary accessories for work completion, Color & Sample to be approved prior to production. | Approved
Damietta Container Terminal-Infra & Bldgs _0216 | CLI.CON-000002 |  |  | Approved
Damietta Container Terminal-Infra & Bldgs _0216 | CLI.CON-000002 | 11.17.10 - Building Package - 108_Firefighting Tank - 02315 - 2. 1.1.1 | Excavation in any type of Soil | Approved
Damietta Container Terminal-Infra & Bldgs _0216 | CLI.CON-000002 |  |  | Approved
Damietta Container Terminal-Infra & Bldgs _0216 | CLI.CON-000002 | 11.11.15 - BUILDING PACKAGE-Terminal HOUSE HVAC-15880-B.i.7. | Sound attenuator for ducting Ø355mm | Approved
Damietta Container Terminal-Infra & Bldgs _0216 | CLI.CON-000002 |  |  | Approved
Damietta Container Terminal-Infra & Bldgs _0216 | CLI.CON-000002 | 11.10.10 - Building Package - 101_Workshop - 05120 - 2.2.3.1 | For Crane | Approved
Damietta Container Terminal-Infra & Bldgs _0216 | CLI.CON-000002 |  |  | Approved
Damietta Container Terminal-Infra & Bldgs _0216 | CLI.CON-000002 | 11.10.14 - BUILDING PACKAGE-WORKSHOP PL-15100-B.b.2. | Gate valve DN15mm | Approved
Damietta Container Terminal-Infra & Bldgs _0216 | CLI.CON-000002 |  |  | Approved
Damietta Container Terminal-Infra & Bldgs _0216 | CLI.CON-000002 | 11.19.15 - BUILDING PACKAGE-FUEL STAION Plumbing&FIFI-15411-2.9.4.1.4 | Pipe size ø 40 mm Dia | Approved
Damietta Container Terminal-Infra & Bldgs _0216 | CLI.CON-000002 |  |  | Approved
Damietta Container Terminal-Infra & Bldgs _0216 | CLI.CON-000002 | 11.16.11 - Building Package-Guard House -16170-2.12.3.3.2 | 3-phase Disconnect switch (16A-250V). | Approved
Damietta Container Terminal-Infra & Bldgs _0216 | CLI.CON-000002 |  |  | Approved
Damietta Container Terminal-Infra & Bldgs _0216 | CLI.CON-000002 | 11.10.10 - Building Package - 101_Workshop - 096700 - 2.7.13.2 | Antislippery Epoxy Paint For Concrete Stair Treads and Risers, The work includes Aluminum Nosing, | Approved
Damietta Container Terminal-Infra & Bldgs _0216 | CLI.CON-000002 |  |  | Approved
Damietta Container Terminal-Infra & Bldgs _0216 | CLI.CON-000002 | 11.19.11 - Building Package-Fuel Station BOQ MEP--2.12.10.1 | Sound system including Loudspeakers, cabling or wireless transmitters, Power Amplifier, Public Address system, connected to Central Control room via IP system, including inside mounted and outdoor mounted loudspeakers for signalling and warning of users | Approved
Damietta Container Terminal-Infra & Bldgs _0216 | CLI.CON-000002 |  |  | Approved
Damietta Container Terminal-Infra & Bldgs _0216 | CLI.CON-000002 | 11.11.16 - BUILDING PACKAGE-Terminal HOUSE PL-15410-A.b.1. | b. Above ground pipe, PPR PN12.5OD40mm | Approved
Damietta Container Terminal-Infra & Bldgs _0216 | CLI.CON-000002 |  |  | Approved
Damietta Container Terminal-Infra & Bldgs _0216 | CLI.CON-000002 | 11.18.14 - BUILDING PACKAGE-In-Out Gate PL&FIFI-15100-2.9.4.1.1 | Valve size ø 20 mm Dia | Approved
Damietta Container Terminal-Infra & Bldgs _0216 | CLI.CON-000002 |  |  | Approved
Damietta Container Terminal-Infra & Bldgs _0216 | CLI.CON-000002 | 11.10.13 - BUILDING PACKAGE-WORKSHOP HVAC-15080-A.f.1. | Electrical power wiring and control wiring with accessories | Approved
Damietta Container Terminal-Infra & Bldgs _0216 | CLI.CON-000002 |  |  | Approved
Damietta Container Terminal-Infra & Bldgs _0216 | CLI.CON-000002 | 11.10.14 - BUILDING PACKAGE-WORKSHOP PL-15100-A.b.2. | Gate valve DN32mm | Approved
Damietta Container Terminal-Infra & Bldgs _0216 | CLI.CON-000002 |  |  | Approved
Damietta Container Terminal-Infra & Bldgs _0216 | CLI.CON-000002 | 11.11.15 - BUILDING PACKAGE-Terminal HOUSE HVAC-15880-A.a.12. | FCU-concealed duct type-cooling capacity 6.69 kW with drain pump | Approved
Damietta Container Terminal-Infra & Bldgs _0216 | CLI.CON-000002 |  |  | Approved
Damietta Container Terminal-Infra & Bldgs _0216 | CLI.CON-000002 | 11.11.10 - Building Package - 100_Terminal House - 09721 - 2.4.1.2 | Fabricate deliver and install aluminum Canopy Windows of depth 60 cm with 20 cm Thickness and 1.25 m width for Lockers Windows as shown in drawings The work includes all fixation and accessories needed for Work completion | Approved
Damietta Container Terminal-Infra & Bldgs _0216 | CLI.CON-000002 |  |  | Approved
Damietta Container Terminal-Infra & Bldgs _0216 | CLI.CON-000002 | 11.18.13 - BUILDING PACKAGE -In-Out GateHVAC WORKS-15840-2.11.3.1 | supply and install exhaust duct works with a complete accessories with G.I sheet metal jacketing protection of 0.6mm thick for out-door installations, flex duct connectors, manual volume damper, turning vanes, hangers, supports, etc. Ducting shall be rated 2" WG pressure class | Approved
Damietta Container Terminal-Infra & Bldgs _0216 | CLI.CON-000002 |  |  | Approved
Damietta Container Terminal-Infra & Bldgs _0216 | CLI.CON-000002 | 11.19.10 - Building Package - 104_Fuel Station - 02315 - | delivery and application of heavy duty, rigid, self-reflecting road paint for marking and sign application, application of road signs and curb marings according to drawing (road marking plan) | Approved
Damietta Container Terminal-Infra & Bldgs _0216 | CLI.CON-000002 |  |  | Approved
Damietta Container Terminal-Infra & Bldgs _0216 | CLI.CON-000002 | 11.11.15 - BUILDING PACKAGE-Terminal HOUSE HVAC-15880-A.a.29. | Control Panel | Approved
Damietta Container Terminal-Infra & Bldgs _0216 | CLI.CON-000002 |  |  | Approved
Damietta Container Terminal-Infra & Bldgs _0216 | CLI.CON-000002 | 11.11.10 - Building Package - 100_Terminal House - 08520 - 2.6.5.1.2 | Type W1a 1250 x 2600 mm (Fixed Window) as shown in dwg | Approved
Damietta Container Terminal-Infra & Bldgs _0216 | CLI.CON-000002 |  |  | Approved
Damietta Container Terminal-Infra & Bldgs _0216 | CLI.CON-000002 | 11.11.13 - Building Package -ELV-TERMINAL-E.Mobile Boost Singal System -E.2. | BTS | Approved
Damietta Container Terminal-Infra & Bldgs _0216 | CLI.CON-000002 |  |  | Approved
Damietta Container Terminal-Infra & Bldgs _0216 | CLI.CON-000002 | 11.11.12 - Building Package -LV-TERMINAL- C.Earthing And Lightning Systems - C.6. | Test point | Approved
Damietta Container Terminal-Infra & Bldgs _0216 | CLI.CON-000002 |  |  | Approved
Damietta Container Terminal-Infra & Bldgs _0216 | CLI.CON-000002 | 11.11.15 - BUILDING PACKAGE-Terminal HOUSE HVAC-15030-A.n.1. | Electrical power wiring and control wiring with accessories | Approved
Damietta Container Terminal-Infra & Bldgs _0216 | CLI.CON-000002 |  |  | Approved
Damietta Container Terminal-Infra & Bldgs _0216 | CLI.CON-000002 | 11.10.10 - Building Package - 101_Workshop - 08520 - 2.6.6.1.6 | Type W06' (1800 x 1200 mm) Fixed Sash with 2 Sliding Windows as shown in dwg | Approved
Damietta Container Terminal-Infra & Bldgs _0216 | CLI.CON-000002 |  |  | Approved
Damietta Container Terminal-Infra & Bldgs _0216 | CLI.CON-000002 | 11.10.11 - Building Package -LV-Workshop-F.LV Switchboard-F.5. | DB-TRUCK WS | Approved
Damietta Container Terminal-Infra & Bldgs _0216 | CLI.CON-000002 |  |  | Approved
Damietta Container Terminal-Infra & Bldgs _0216 | CLI.CON-000002 | 11.11.11 | Elevator | Approved
Damietta Container Terminal-Infra & Bldgs _0216 | CLI.CON-000002 |  |  | Approved
Damietta Container Terminal-Infra & Bldgs _0216 | CLI.CON-000002 | 11.11.15 - BUILDING PACKAGE-Terminal HOUSE HVAC-15880-B.f.3. | Flexible duct Ø 180mm | Approved
Damietta Container Terminal-Infra & Bldgs _0216 | CLI.CON-000002 |  |  | Approved
Damietta Container Terminal-Infra & Bldgs _0216 | CLI.CON-000002 | 11.19.10 - Building Package - 104_Fuel Station - 10165 - 2.8.1.1.1 | Soap dispenser | Approved
Damietta Container Terminal-Infra & Bldgs _0216 | CLI.CON-000002 |  |  | Approved
Damietta Container Terminal-Infra & Bldgs _0216 | CLI.CON-000002 | 11.18.11 - Building Package-In-Out Gate BOQ MEP-16143-2.12.3.2.1.1 | One gang, One way lighting switch 10A-250V | Approved
Damietta Container Terminal-Infra & Bldgs _0216 | CLI.CON-000002 |  |  | Approved
Damietta Container Terminal-Infra & Bldgs _0216 | CLI.CON-000002 | 11.10.10 - Building Package - 101_Workshop - 08520 - 2.6.6.1.4 | Type W05' (2000 x 1200 mm) Sliding Window | Approved
Damietta Container Terminal-Infra & Bldgs _0216 | CLI.CON-000002 |  |  | Approved
Damietta Container Terminal-Infra & Bldgs _0216 | CLI.CON-000002 | 11.11.12 - Building Package -LV-TERMINAL- C.Earthing And Lightning Systems - C.10. | Exothermic Welding joint | Approved
Damietta Container Terminal-Infra & Bldgs _0216 | CLI.CON-000002 |  |  | Approved
Damietta Container Terminal-Infra & Bldgs _0216 | CLI.CON-000002 | 11.11.10 - Building Package - 100_Terminal House - 03100 - 2.2.2.8.3 | Roof Slab forTunnel | Approved
Damietta Container Terminal-Infra & Bldgs _0216 | CLI.CON-000002 |  |  | Approved
Damietta Container Terminal-Infra & Bldgs _0216 | CLI.CON-000002 | 11.10.10 - Building Package - 101_Workshop - 03100 - 2.2.2.3.1 | Foundations | Approved
Damietta Container Terminal-Infra & Bldgs _0216 | CLI.CON-000002 |  |  | Approved
Damietta Container Terminal-Infra & Bldgs _0216 | CLI.CON-000002 | 11.19.15 - BUILDING PACKAGE-FUEL STAION Plumbing&FIFI-15440-2.9.3.5 | Supplying, installing, connecting and testing of stainless steel single wall mounted bowl janitor's sink completed with chrome plated water mixer,two chrome 15 mm angle valves if needed,flexible links, chrome plated siphon( u trap or cup ) and all required accessories , as shown on drawings and specifications. | Approved
Damietta Container Terminal-Infra & Bldgs _0216 | CLI.CON-000002 |  |  | Approved
Damietta Container Terminal-Infra & Bldgs _0216 | CLI.CON-000002 | 11.11.10 - Building Package - 100_Terminal House - 08110 - 2.6.1.1.3 | FD 90 Minutes with smoke seal and self closing according to Egyption FLS Standard | Approved
Damietta Container Terminal-Infra & Bldgs _0216 | CLI.CON-000002 |  |  | Approved
Damietta Container Terminal-Infra & Bldgs _0216 | CLI.CON-000002 | 11.19.12 - BUILDING PACKAGE-FUEL STAION FIRE PROTECTION-15300-2.10.1.1.5 | Pipe size ø 65 mm Dia | Approved
Damietta Container Terminal-Infra & Bldgs _0216 | CLI.CON-000002 |  |  | Approved
Damietta Container Terminal-Infra & Bldgs _0216 | CLI.CON-000002 | 11.10.14 - BUILDING PACKAGE-WORKSHOP PL-15410-B.a.4. | Pipe sleeves, sealant and label | Approved
Damietta Container Terminal-Infra & Bldgs _0216 | CLI.CON-000002 |  |  | Approved
Damietta Container Terminal-Infra & Bldgs _0216 | CLI.CON-000002 | 11.11.16 - BUILDING PACKAGE-Terminal HOUSE PL-15410-B.b.1. | b. Above ground pipe, PPR PN20OD32mm With insulation | Approved
Damietta Container Terminal-Infra & Bldgs _0216 | CLI.CON-000002 |  |  | Approved
Damietta Container Terminal-Infra & Bldgs _0216 | CLI.CON-000002 | 11.11.17 - BUILDING PACKAGE -Terminal House Kitchen Equipment-11400-6.09 | Elec. fryer (2 well) Di.: 80x90x85cm @ 18 kw | Approved
Damietta Container Terminal-Infra & Bldgs _0216 | CLI.CON-000002 |  |  | Approved
Damietta Container Terminal-Infra & Bldgs _0216 | CLI.CON-000002 | 11.10.11 - Building Package -LV-Workshop-G.a.Main Power Cable and Accessories-G.a.4. | 1C 70mm² Cu/XLPE/PVC | Approved
Damietta Container Terminal-Infra & Bldgs _0216 | CLI.CON-000002 |  |  | Approved
Damietta Container Terminal-Infra & Bldgs _0216 | CLI.CON-000002 | 11.11.12 - Building Package -LV-TERMINAL- D.Lighting and Accessories - D.11. | Exit sign Escape Route Left Wall | Approved
Damietta Container Terminal-Infra & Bldgs _0216 | CLI.CON-000002 |  |  | Approved
Damietta Container Terminal-Infra & Bldgs _0216 | CLI.CON-000002 | 11.18.11 - Building Package-In-Out Gate BOQ MEP-16120-2.12.2.1.2 | (2x3)mm2 | Approved
Damietta Container Terminal-Infra & Bldgs _0216 | CLI.CON-000002 |  |  | Approved
Damietta Container Terminal-Infra & Bldgs _0216 | CLI.CON-000002 | 11.11.15 - BUILDING PACKAGE-Terminal HOUSE HVAC-15880-B.g.5. | Volume damper Ø280mm | Approved
Damietta Container Terminal-Infra & Bldgs _0216 | CLI.CON-000002 |  |  | Approved
Damietta Container Terminal-Infra & Bldgs _0216 | CLI.CON-000002 | 11.21.10 - Building Package-Terminal House_Landscape BOQ ELT and IRR -16120-2.13.2.1.3 | (4x25+16E)mm2 | Approved
Damietta Container Terminal-Infra & Bldgs _0216 | CLI.CON-000002 |  |  | Approved
Damietta Container Terminal-Infra & Bldgs _0216 | CLI.CON-000002 | 11.11.15 - BUILDING PACKAGE-Terminal HOUSE HVAC-15880-B.h.3. | Fire damper 500x500mm | Approved
Damietta Container Terminal-Infra & Bldgs _0216 | CLI.CON-000002 |  |  | Approved
Damietta Container Terminal-Infra & Bldgs _0216 | CLI.CON-000002 | 11.16.13 - BUILDING PACKAGE-GUARD HOUSE HVAC-15781-2.11.1.1 | supply and install DX unit 3.6 kw ,The unit shall be wall mounted direct expansion type complete with indoor fan coil, remote condenser, refrigerant pipe with installation, drain and other electro-mechanical accessories as per mechanical specifications and other appurtenances for a complet | Approved
Damietta Container Terminal-Infra & Bldgs _0216 | CLI.CON-000002 | 11.11.17 - BUILDING PACKAGE -Terminal House Kitchen Equipment-11400-6.14 | Island work table with over shelf in center Dim.: 150x70x85cm | Approved
Damietta Container Terminal-Infra & Bldgs _0216 | CLI.CON-000002 |  |  | Approved
Damietta Container Terminal-Infra & Bldgs _0216 | CLI.CON-000002 | 11.10.10 - Building Package - 101_Workshop - 83416 - 3.6.3.3.1 | Not fire rated | Approved
Damietta Container Terminal-Infra & Bldgs _0216 | CLI.CON-000002 |  |  | Approved
Damietta Container Terminal-Infra & Bldgs _0216 | CLI.CON-000002 | 11.10.12 - Building Package -LV-Workshop-F.Access Control System -F.1. | PC Work Station | Approved
Damietta Container Terminal-Infra & Bldgs _0216 | CLI.CON-000002 |  |  | Approved
Damietta Container Terminal-Infra & Bldgs _0216 | CLI.CON-000002 | 11.18.10 - Building Package - 102_In-Out Gate - 02310 - 2. 1.2.1 | Backfilling around and above the foundations inside and outside the building should be carried out using material according to the Geotechnical Report and specification. The compaction procedure for the backfill around the foundation and above it shall be done as recommended by the geotechnical report and the instructions of the supervision engineer. | Approved
Damietta Container Terminal-Infra & Bldgs _0216 | CLI.CON-000002 |  |  | Approved
Damietta Container Terminal-Infra & Bldgs _0216 | CLI.CON-000002 | 11.19.12 - BUILDING PACKAGE-FUEL STAION FIRE PROTECTION-15300-2.10.1.1.1 | Pipe size ø 25 mm Dia | Approved
Damietta Container Terminal-Infra & Bldgs _0216 | CLI.CON-000002 |  |  | Approved
Damietta Container Terminal-Infra & Bldgs _0216 | CLI.CON-000002 | 11.14.14 - BUILDING PACKAGE-Dangerous good area FIFI WORK-15300-2.10.6.3 | DN 75 | Approved
Damietta Container Terminal-Infra & Bldgs _0216 | CLI.CON-000002 |  |  | Approved
Damietta Container Terminal-Infra & Bldgs _0216 | CLI.CON-000002 | 11.11.13 - Building Package -ELV-TERMINAL-G.CCTV System -G.5. | Cat6A Cable | Approved
Damietta Container Terminal-Infra & Bldgs _0216 | CLI.CON-000002 |  |  | Approved
Damietta Container Terminal-Infra & Bldgs _0216 | CLI.CON-000002 | 11.10.11 - Building Package -LV-Workshop-G.c.Power Cable For Socket-G.c.13. | Accessories | Approved
Damietta Container Terminal-Infra & Bldgs _0216 | CLI.CON-000002 |  |  | Approved
Damietta Container Terminal-Infra & Bldgs _0216 | CLI.CON-000002 | 11.19.11 - Building Package-Fuel Station BOQ MEP-16725-2.12.7.6 | Control Module | Approved
Damietta Container Terminal-Infra & Bldgs _0216 | CLI.CON-000002 |  |  | Approved
Damietta Container Terminal-Infra & Bldgs _0216 | CLI.CON-000002 | 11.11.17 - BUILDING PACKAGE -Terminal House Kitchen Equipment-11400-9.10 | Water Cooler Cap: 150ltr. @ 1 kw | Approved
Damietta Container Terminal-Infra & Bldgs _0216 | CLI.CON-000002 |  |  | Approved
Damietta Container Terminal-Infra & Bldgs _0216 | CLI.CON-000002 | 11.11.10 - Building Package - 100_Terminal House - 09300 - 2.7.2.3.1 | 60 * 15 cm | Approved
Damietta Container Terminal-Infra & Bldgs _0216 | CLI.CON-000002 |  |  | Approved
Damietta Container Terminal-Infra & Bldgs _0216 | CLI.CON-000002 | 11.11.16 - BUILDING PACKAGE-Terminal HOUSE PL-15440-G.6. | Shower faucets : Supplying, installing, connecting and testing of shower chrome plated water mixer, two chrome 15 mm angle valve, flexible links and all required accessories, as shown on drawings and specifications . | Approved
Damietta Container Terminal-Infra & Bldgs _0216 | CLI.CON-000002 |  |  | Approved
Damietta Container Terminal-Infra & Bldgs _0216 | CLI.CON-000002 | 11.10.10 - Building Package - 101_Workshop - 07111 - 2. 2.4.2 | Supplying, delivering, installing, and testing two layers of elastomeric membrane bituminous sheets of thickness 4.00 mm each according to drawings and specifications. The work includes surface cleaning and smoothing, primers, counter flashing, corner fillets, mastic, bricks or screed for protection according to drawings, and all other necessary items to complete the work | Approved
Damietta Container Terminal-Infra & Bldgs _0216 | CLI.CON-000002 |  |  | Approved
Damietta Container Terminal-Infra & Bldgs _0216 | CLI.CON-000002 | 11.10.10 - Building Package - 101_Workshop - 07220 - 2.5.2.3 | Extruded polystyrene XPS with max K value = 0.03W/m.k rigid foam insulation for Roof Covering | Approved
Damietta Container Terminal-Infra & Bldgs _0216 | CLI.CON-000002 |  |  | Approved
Damietta Container Terminal-Infra & Bldgs _0216 | CLI.CON-000002 | 11.16.10 - Building Package - 112_Guard House- 09200 - 2.7.1.1 | For internal Walls & Ceiling | Approved
Damietta Container Terminal-Infra & Bldgs _0216 | CLI.CON-000002 |  |  | Approved
Damietta Container Terminal-Infra & Bldgs _0216 | CLI.CON-000002 | 11.11.15 - BUILDING PACKAGE-Terminal HOUSE HVAC-15880-B.f.5. | Flexible duct Ø 250mm | Approved
Damietta Container Terminal-Infra & Bldgs _0216 | CLI.CON-000002 |  |  | Approved
Damietta Container Terminal-Infra & Bldgs _0216 | CLI.CON-000002 | 11.19.11 - Building Package-Fuel Station BOQ MEP--2.12.3.1.4 | 1-phase Circuit breaker (16A-250V) | Approved
Damietta Container Terminal-Infra & Bldgs _0216 | CLI.CON-000002 |  |  | Approved
Damietta Container Terminal-Infra & Bldgs _0216 | CLI.CON-000002 |  |  | Approved
Damietta Container Terminal-Infra & Bldgs _0216 | CLI.CON-000002 | 11.10.11 - Building Package -LV-Workshop-D.Lighting and Accessories-D.11. | Emergency light ceiling | Approved
Damietta Container Terminal-Infra & Bldgs _0216 | CLI.CON-000002 |  |  | Approved
Damietta Container Terminal-Infra & Bldgs _0216 | CLI.CON-000002 | 11.18.10 - Building Package - 102_In-Out Gate - 08520 - 2.6.4.1.2 | Type W12 600 x 600 mm (Pivot Window) with lever Handle (1.6 m Sill height) | Approved
Damietta Container Terminal-Infra & Bldgs _0216 | CLI.CON-000002 |  |  | Approved
Damietta Container Terminal-Infra & Bldgs _0216 | CLI.CON-000002 | 11.16.1881 - BUILDING PACKAGE-GUARD HOUSE PL&Firefighting-15410-2.9.1.3.2 | Pipe size ø 160 mm Dia | Approved
Damietta Container Terminal-Infra & Bldgs _0216 | CLI.CON-000002 |  |  | Approved
Damietta Container Terminal-Infra & Bldgs _0216 | CLI.CON-000002 | 11.11.13 - Building Package -ELV-TERMINAL-H.BMS System -H.6. | Wiring and equopments from DDC | Approved
Damietta Container Terminal-Infra & Bldgs _0216 | CLI.CON-000002 |  |  | Approved
Damietta Container Terminal-Infra & Bldgs _0216 | CLI.CON-000002 | 11.11.12 - Building Package -LV-TERMINAL- G.e.Power Cable For Plumbing - G.e.5. | PVC Conduit Ø32 | Approved
Damietta Container Terminal-Infra & Bldgs _0216 | CLI.CON-000002 |  |  | Approved
Damietta Container Terminal-Infra & Bldgs _0216 | CLI.CON-000002 | 11.10.11 - Building Package -LV-Workshop-C.Earthing And Lightning Systems-C.3. | Hot dipped galvanized steel 10mm | Approved
Damietta Container Terminal-Infra & Bldgs _0216 | CLI.CON-000002 |  |  | Approved
Damietta Container Terminal-Infra & Bldgs _0216 | CLI.CON-000002 | 11.17.10 - Building Package - 108_Firefighting Tank - 09200 - 2.7.1.2 | For external work | Approved
Damietta Container Terminal-Infra & Bldgs _0216 | CLI.CON-000002 |  |  | Approved
Damietta Container Terminal-Infra & Bldgs _0216 | CLI.CON-000002 | 11.11.10 - Building Package - 100_Terminal House - 09300 - 2.7.2.1.1 | 60 * 60 cm | Approved
Damietta Container Terminal-Infra & Bldgs _0216 | CLI.CON-000002 |  |  | Approved
Damietta Container Terminal-Infra & Bldgs _0216 | CLI.CON-000002 | 11.17.10 - Building Package - 108_Firefighting Tank - 05730 - 2.7.2.1 | Supply, delivery and install Checker plate floor over steel structure (as shown in dwg) The item includes fixation and all other accessories needed for work completion. | Approved
Damietta Container Terminal-Infra & Bldgs _0216 | CLI.CON-000002 |  |  | Approved
Damietta Container Terminal-Infra & Bldgs _0216 | CLI.CON-000002 | 11.19.12 - BUILDING PACKAGE-FUEL STAION FIRE PROTECTION-15300-2.10.2.1 | Supplying, installing, connecting and testing Automatic air vent Ø1" Dia.which install on a ball valve,pressure gage and all required accessories to be installed at highest point of risers as shown on drawings,specifications and with the requirements of NFPA . | Approved
Damietta Container Terminal-Infra & Bldgs _0216 | CLI.CON-000002 |  |  | Approved
Damietta Container Terminal-Infra & Bldgs _0216 | CLI.CON-000002 | 11.10.10 - Building Package - 101_Workshop - 07220 - 2.5.2.2 | supply,deliver and install of 4mm thick torch-applied EPDM waterproofing membrane system, including all necessary additional strips at angles intersections, etc. complete as specified. | Approved
Damietta Container Terminal-Infra & Bldgs _0216 | CLI.CON-000002 |  |  | Approved
Damietta Container Terminal-Infra & Bldgs _0216 | CLI.CON-000002 | 11.10.10 - Building Package - 101_Workshop - 07220 - 2.5.2.4 | Filter membrane geotextile 180g/sqm, of non woven fabric as specified | Approved
Damietta Container Terminal-Infra & Bldgs _0216 | CLI.CON-000002 |  |  | Approved
Damietta Container Terminal-Infra & Bldgs _0216 | CLI.CON-000002 | 11.10.14 - BUILDING PACKAGE-WORKSHOP PL-15300-H.2. | Waterproofing, fitting and accessories | Approved
Damietta Container Terminal-Infra & Bldgs _0216 | CLI.CON-000002 |  |  | Approved
Damietta Container Terminal-Infra & Bldgs _0216 | CLI.CON-000002 | 11.11.13 - Building Package -ELV-TERMINAL-F.Access Control System -F.4. | Door Contact | Approved
Damietta Container Terminal-Infra & Bldgs _0216 | CLI.CON-000002 |  |  | Approved
Damietta Container Terminal-Infra & Bldgs _0216 | CLI.CON-000002 | 11.18.14 - BUILDING PACKAGE-In-Out Gate PL&FIFI-15440-2.9.3.4 | Supplying, installing, connecting and testing of shower chrome plated water mixer, two chrome 15 mm angle valve, flexible links and all required accessories, as shown on drawings and specifications . | Approved
Damietta Container Terminal-Infra & Bldgs _0216 | CLI.CON-000002 |  |  | Approved
Damietta Container Terminal-Infra & Bldgs _0216 | CLI.CON-000002 | 11.16.10 - Building Package - 112_Guard House- 10165 - 2.8.1.1.2 | Toilet paper Holder | Approved
Damietta Container Terminal-Infra & Bldgs _0216 | CLI.CON-000002 |  |  | Approved
Damietta Container Terminal-Infra & Bldgs _0216 | CLI.CON-000002 | 11.10.14 - BUILDING PACKAGE-WORKSHOP PL-15410-C.b.1. | DN150mm | Approved
Damietta Container Terminal-Infra & Bldgs _0216 | CLI.CON-000002 |  |  | Approved
Civil Package 2 - Furnace, Float, Lehr buildings (Saint Gobain) _0221 | CLI.CON-000001 | 10.16 - Civil-52-c | c) 150mm dia | Approved
Civil Package 2 - Furnace, Float, Lehr buildings (Saint Gobain) _0221 | CLI.CON-000001 |  |  | Approved
Civil Package 2 - Furnace, Float, Lehr buildings (Saint Gobain) _0221 | CLI.CON-000001 | 10.16 - Civil-8-b | b) P.C.C 1:3:6 | Approved
Civil Package 2 - Furnace, Float, Lehr buildings (Saint Gobain) _0221 | CLI.CON-000001 |  |  | Approved
Civil Package 2 - Furnace, Float, Lehr buildings (Saint Gobain) _0221 | CLI.CON-000001 | 10.16 - Civil-2-b | b) 3m-8m depth | Approved
Civil Package 2 - Furnace, Float, Lehr buildings (Saint Gobain) _0221 | CLI.CON-000001 |  |  | Approved
Civil Package 2 - Furnace, Float, Lehr buildings (Saint Gobain) _0221 | CLI.CON-000001 | 10.12 - Civil-3-a | a) With selected excavated earth | Approved
Civil Package 2 - Furnace, Float, Lehr buildings (Saint Gobain) _0221 | CLI.CON-000001 |  |  | Approved
Civil Package 2 - Furnace, Float, Lehr buildings (Saint Gobain) _0221 | CLI.CON-000001 | 10.16 - Civil-5-b | b) With approved pit run gravel | Approved
Civil Package 2 - Furnace, Float, Lehr buildings (Saint Gobain) _0221 | CLI.CON-000001 |  |  | Approved
Civil Package 2 - Furnace, Float, Lehr buildings (Saint Gobain) _0221 | CLI.CON-000001 | 10.15 - Civil-Provisional Sums-58 | Allowance for supply and installation of process equipment grouting including all works complete as per the drawings, specification and as directed by the Employer Including Allowance for contractor's profit, over head, attendance, general builders works, specific builders works, facilities and coordination cost incurred during execution of works covered by Provisional Sum ( % of Provisional Sum) | Approved
Civil Package 2 - Furnace, Float, Lehr buildings (Saint Gobain) _0221 | CLI.CON-000001 |  |  | Approved
Civil Package 2 - Furnace, Float, Lehr buildings (Saint Gobain) _0221 | CLI.CON-000001 | 10.13 - Civil-12-b | b) Fy400 | Approved
Civil Package 2 - Furnace, Float, Lehr buildings (Saint Gobain) _0221 | CLI.CON-000001 |  |  | Approved
Civil Package 2 - Furnace, Float, Lehr buildings (Saint Gobain) _0221 | CLI.CON-000001 | 10.16 - Civil-21 | welded to base plates fixed in concrete as per the drawings | Approved
Civil Package 2 - Furnace, Float, Lehr buildings (Saint Gobain) _0221 | CLI.CON-000001 |  |  | Approved
Civil Package 2 - Furnace, Float, Lehr buildings (Saint Gobain) _0221 | CLI.CON-000001 | 10.16 - Civil-46 | Supplying and fixing 22mm thick Polycarbonate board | Approved
Civil Package 2 - Furnace, Float, Lehr buildings (Saint Gobain) _0221 | CLI.CON-000001 |  |  | Approved
Civil Package 2 - Furnace, Float, Lehr buildings (Saint Gobain) _0221 | CLI.CON-000001 | 10.13 - Civil-11-C | making the required shape and size. (This is normal centering and shuttering for pockets /Cut outs with an (average size of 1.2 meter x 0.6 meter x 1meter depth) | Approved
Civil Package 2 - Furnace, Float, Lehr buildings (Saint Gobain) _0221 | CLI.CON-000001 |  |  | Approved
Civil Package 2 - Furnace, Float, Lehr buildings (Saint Gobain) _0221 | CLI.CON-000001 | 10.10 - Civil-30 | aggregate with all material and labour complete. | Approved
Civil Package 2 - Furnace, Float, Lehr buildings (Saint Gobain) _0221 | CLI.CON-000001 |  |  | Approved
Civil Package 2 - Furnace, Float, Lehr buildings (Saint Gobain) _0221 | CLI.CON-000001 | 10.16 - Civil-17-b | b) Gantry Girder | Approved
Civil Package 2 - Furnace, Float, Lehr buildings (Saint Gobain) _0221 | CLI.CON-000001 |  |  | Approved
Civil Package 2 - Furnace, Float, Lehr buildings (Saint Gobain) _0221 | CLI.CON-000001 | 10.16 - Civil-35-a | a) 25x20mm | Approved
Civil Package 2 - Furnace, Float, Lehr buildings (Saint Gobain) _0221 | CLI.CON-000001 |  |  | Approved
Civil Package 2 - Furnace, Float, Lehr buildings (Saint Gobain) _0221 | CLI.CON-000001 | 10.14 - Civil-52-a | a) 75mm dia | Approved
Civil Package 2 - Furnace, Float, Lehr buildings (Saint Gobain) _0221 | CLI.CON-000001 |  |  | Approved
Civil Package 2 - Furnace, Float, Lehr buildings (Saint Gobain) _0221 | CLI.CON-000001 | 10.16 - Civil-54-d | HST M20 mm dia | Approved
Civil Package 2 - Furnace, Float, Lehr buildings (Saint Gobain) _0221 | CLI.CON-000001 |  |  | Approved
Civil Package 2 - Furnace, Float, Lehr buildings (Saint Gobain) _0221 | CLI.CON-000001 | 10.16 - Civil-28 | complete this work. | Approved
Civil Package 2 - Furnace, Float, Lehr buildings (Saint Gobain) _0221 | CLI.CON-000001 |  |  | Approved
Civil Package 2 - Furnace, Float, Lehr buildings (Saint Gobain) _0221 | CLI.CON-000001 | 10.14 | Plumbing | Approved
Civil Package 2 - Furnace, Float, Lehr buildings (Saint Gobain) _0221 | CLI.CON-000001 |  |  | Approved
Civil Package 2 - Furnace, Float, Lehr buildings (Saint Gobain) _0221 | CLI.CON-000001 | 10.16 - Civil-16-b | b) HSL M10/10 - 90mm long | Approved
Civil Package 2 - Furnace, Float, Lehr buildings (Saint Gobain) _0221 | CLI.CON-000001 |  |  | Approved
Civil Package 2 - Furnace, Float, Lehr buildings (Saint Gobain) _0221 | CLI.CON-000001 | 10.16 - Civil-27-2 | 5m length | Approved
Civil Package 2 - Furnace, Float, Lehr buildings (Saint Gobain) _0221 | CLI.CON-000001 |  |  | Approved
Civil Package 2 - Furnace, Float, Lehr buildings (Saint Gobain) _0221 | CLI.CON-000001 | 10.13 - Civil-9-k | Screed Concrete fcu = 20 N/mm2 ( thickness Varies from 50mm to 100mm) | Approved
Civil Package 2 - Furnace, Float, Lehr buildings (Saint Gobain) _0221 | CLI.CON-000001 |  |  | Approved
Civil Package 2 - Furnace, Float, Lehr buildings (Saint Gobain) _0221 | CLI.CON-000001 | 10.13 - Civil-9-d | Tie beam | Approved
Civil Package 2 - Furnace, Float, Lehr buildings (Saint Gobain) _0221 | CLI.CON-000001 |  |  | Approved
Civil Package 2 - Furnace, Float, Lehr buildings (Saint Gobain) _0221 | CLI.CON-000001 | 10.16 - Civil-11-a-6 | vi) Cable trenches | Approved
Civil Package 2 - Furnace, Float, Lehr buildings (Saint Gobain) _0221 | CLI.CON-000001 |  |  | Approved
Civil Package 2 - Furnace, Float, Lehr buildings (Saint Gobain) _0221 | CLI.CON-000001 | 10.12 | Earthwork | Approved
Civil Package 2 - Furnace, Float, Lehr buildings (Saint Gobain) _0221 | CLI.CON-000001 |  |  | Approved
Civil Package 2 - Furnace, Float, Lehr buildings (Saint Gobain) _0221 | CLI.CON-000001 | 10.16 - Civil-2a-a | a) 0-3m depth | Approved
Civil Package 2 - Furnace, Float, Lehr buildings (Saint Gobain) _0221 | CLI.CON-000001 |  |  | Approved
Civil Package 2 - Furnace, Float, Lehr buildings (Saint Gobain) _0221 | CLI.CON-000001 | 10.16 - Civil-35-b | b) 50x20mm | Approved
Civil Package 2 - Furnace, Float, Lehr buildings (Saint Gobain) _0221 | CLI.CON-000001 |  |  | Approved
Civil Package 2 - Furnace, Float, Lehr buildings (Saint Gobain) _0221 | CLI.CON-000001 | 10.13 - Civil-11-a-4 | iv) Retaining Walls | Approved
Civil Package 2 - Furnace, Float, Lehr buildings (Saint Gobain) _0221 | CLI.CON-000001 |  |  | Approved
Civil Package 2 - Furnace, Float, Lehr buildings (Saint Gobain) _0221 | CLI.CON-000001 | 10.16 - Civil-17-c | c) Plates/Steel silo plates | Approved
Civil Package 2 - Furnace, Float, Lehr buildings (Saint Gobain) _0221 | CLI.CON-000001 |  |  | Approved
Civil Package 2 - Furnace, Float, Lehr buildings (Saint Gobain) _0221 | CLI.CON-000001 | 10.16 - Civil-53-b | HST M12 mm dia | Approved
Civil Package 2 - Furnace, Float, Lehr buildings (Saint Gobain) _0221 | CLI.CON-000001 |  |  | Approved
Civil Package 2 - Furnace, Float, Lehr buildings (Saint Gobain) _0221 | CLI.CON-000001 | 10.12 - Civil-3-b | b) With selected earth brought from outside | Approved
Civil Package 2 - Furnace, Float, Lehr buildings (Saint Gobain) _0221 | CLI.CON-000001 |  |  | Approved
Civil Package 2 - Furnace, Float, Lehr buildings (Saint Gobain) _0221 | CLI.CON-000001 | 10.16 - Civil-8-c | c) P.C.C 1:4:8 | Approved
Civil Package 2 - Furnace, Float, Lehr buildings (Saint Gobain) _0221 | CLI.CON-000001 |  |  | Approved
Civil Package 2 - Furnace, Float, Lehr buildings (Saint Gobain) _0221 | CLI.CON-000001 | 10.13 - Civil-8-a | a) P.C.C 1:1.5:3 ( Concrete grade fcu = 20 N/mm2) | Approved
Civil Package 2 - Furnace, Float, Lehr buildings (Saint Gobain) _0221 | CLI.CON-000001 |  |  | Approved
Civil Package 2 - Furnace, Float, Lehr buildings (Saint Gobain) _0221 | CLI.CON-000001 | 10.11 - Civil-14-g | Angles with Plate for Equipment Fixing | Approved
Civil Package 2 - Furnace, Float, Lehr buildings (Saint Gobain) _0221 | CLI.CON-000001 |  |  | Approved
Civil Package 2 - Furnace, Float, Lehr buildings (Saint Gobain) _0221 | CLI.CON-000001 | 10.16 - Civil-2a-b | b) 3m-8m depth | Approved
Civil Package 2 - Furnace, Float, Lehr buildings (Saint Gobain) _0221 | CLI.CON-000001 |  |  | Approved
Civil Package 2 - Furnace, Float, Lehr buildings (Saint Gobain) _0221 | CLI.CON-000001 | 10.11 - Civil-14-c | Insert plates | Approved
Civil Package 2 - Furnace, Float, Lehr buildings (Saint Gobain) _0221 | CLI.CON-000001 |  |  | Approved
Civil Package 2 - Furnace, Float, Lehr buildings (Saint Gobain) _0221 | CLI.CON-000001 | 10.16 - Civil-33-c | c) 5x20mm | Approved
Civil Package 2 - Furnace, Float, Lehr buildings (Saint Gobain) _0221 | CLI.CON-000001 |  |  | Approved
Civil Package 2 - Furnace, Float, Lehr buildings (Saint Gobain) _0221 | CLI.CON-000001 | 10.13 - Civil-11-a-11 | iv) Slab and beams | Approved
Civil Package 2 - Furnace, Float, Lehr buildings (Saint Gobain) _0221 | CLI.CON-000001 |  |  | Approved
Civil Package 2 - Furnace, Float, Lehr buildings (Saint Gobain) _0221 | CLI.CON-000001 | 10.11 - Civil-14-f | Anti Flooding Barrier | Approved
Civil Package 2 - Furnace, Float, Lehr buildings (Saint Gobain) _0221 | CLI.CON-000001 |  |  | Approved
Civil Package 2 - Furnace, Float, Lehr buildings (Saint Gobain) _0221 | CLI.CON-000001 | 10.16 - Civil-17-j | J) corner curb angles | Approved
Civil Package 2 - Furnace, Float, Lehr buildings (Saint Gobain) _0221 | CLI.CON-000001 |  |  | Approved
Civil Package 2 - Furnace, Float, Lehr buildings (Saint Gobain) _0221 | CLI.CON-000001 | 10.10 - Civil-42 | Technical sepcification Item No. 23.4.6, " Page No. 62 of 220 should be considered for preparing the Unit rate. | Approved
Civil Package 2 - Furnace, Float, Lehr buildings (Saint Gobain) _0221 | CLI.CON-000001 |  |  | Approved
Civil Package 2 - Furnace, Float, Lehr buildings (Saint Gobain) _0221 | CLI.CON-000001 | 10.16 - Civil-11-a-10 | x) Grade Slab | Approved
Civil Package 2 - Furnace, Float, Lehr buildings (Saint Gobain) _0221 | CLI.CON-000001 |  |  | Approved
Civil Package 2 - Furnace, Float, Lehr buildings (Saint Gobain) _0221 | CLI.CON-000001 | 10.11 - Civil-55 | Shuttering for Pocket will be paid separately | Approved
Civil Package 2 - Furnace, Float, Lehr buildings (Saint Gobain) _0221 | CLI.CON-000001 |  |  | Approved
Civil Package 2 - Furnace, Float, Lehr buildings (Saint Gobain) _0221 | CLI.CON-000001 | 10.16 | Others | Approved
Civil Package 2 - Furnace, Float, Lehr buildings (Saint Gobain) _0221 | CLI.CON-000001 |  |  | Approved
Civil Package 2 - Furnace, Float, Lehr buildings (Saint Gobain) _0221 | CLI.CON-000001 | 10.16 - Civil-7-b | b) Outside the site by mechanical transport to Govt approved designated area including necessary authority approvals and Royalty fees, permits etc.. | Approved
Civil Package 2 - Furnace, Float, Lehr buildings (Saint Gobain) _0221 | CLI.CON-000001 |  |  | Approved
Civil Package 2 - Furnace, Float, Lehr buildings (Saint Gobain) _0221 | CLI.CON-000001 | 10.10 - Civil-37 | directed, all material and labour complete in all respects. | Approved
Civil Package 2 - Furnace, Float, Lehr buildings (Saint Gobain) _0221 | CLI.CON-000001 |  |  | Approved
Civil Package 2 - Furnace, Float, Lehr buildings (Saint Gobain) _0221 | CLI.CON-000001 | 10.16 - Civil-52-d | d) 200mm dia | Approved
Civil Package 2 - Furnace, Float, Lehr buildings (Saint Gobain) _0221 | CLI.CON-000001 |  |  | Approved
Civil Package 2 - Furnace, Float, Lehr buildings (Saint Gobain) _0221 | CLI.CON-000001 | 10.16 - Civil-4 | execution. (Quote Rate Only- QRO) | Approved
Civil Package 2 - Furnace, Float, Lehr buildings (Saint Gobain) _0221 | CLI.CON-000001 |  |  | Approved
Civil Package 2 - Furnace, Float, Lehr buildings (Saint Gobain) _0221 | CLI.CON-000001 | 10.16 - Civil-17-h | h) Sag rod | Approved
Civil Package 2 - Furnace, Float, Lehr buildings (Saint Gobain) _0221 | CLI.CON-000001 |  |  | Approved
Civil Package 2 - Furnace, Float, Lehr buildings (Saint Gobain) _0221 | CLI.CON-000001 | 10.11 - Civil-14-h | Cage Ladder | Approved
Civil Package 2 - Furnace, Float, Lehr buildings (Saint Gobain) _0221 | CLI.CON-000001 |  |  | Approved
Civil Package 2 - Furnace, Float, Lehr buildings (Saint Gobain) _0221 | CLI.CON-000001 | 10.16 - Civil-53-c | HST M16 mm dia | Approved
Civil Package 2 - Furnace, Float, Lehr buildings (Saint Gobain) _0221 | CLI.CON-000001 |  |  | Approved
Civil Package 2 - Furnace, Float, Lehr buildings (Saint Gobain) _0221 | CLI.CON-000001 | 10.13 - Civil-11-a-5 | v) Equipment foundations | Approved
Civil Package 2 - Furnace, Float, Lehr buildings (Saint Gobain) _0221 | CLI.CON-000001 |  |  | Approved
Civil Package 2 - Furnace, Float, Lehr buildings (Saint Gobain) _0221 | CLI.CON-000001 | 10.10 - Civil-24 | Technical sepcification Item No. 16.6.2, " Page No. 174 of 220 should be considered for preparing the Unit rate. | Approved
Civil Package 2 - Furnace, Float, Lehr buildings (Saint Gobain) _0221 | CLI.CON-000001 |  |  | Approved
Civil Package 2 - Furnace, Float, Lehr buildings (Saint Gobain) _0221 | CLI.CON-000001 | 10.16 - Civil-48 | Supply and fixing of Bollard height 1200 mm made of MS hollow pipe 100mm dia, anchoring with necessary bolts on floor and apply of two coat of synthatic enamel paint over a coat of zic chromate primer. The rate is inclusive of all material ,labour, tools, tackles, lead and lift in position position as shown in drawing and painting etc., and as directed by engineer-in-charge. Fixing type - Root Fixed Material : Mild Steel. | Approved
Civil Package 2 - Furnace, Float, Lehr buildings (Saint Gobain) _0221 | CLI.CON-000001 |  |  | Approved
Civil Package 2 - Furnace, Float, Lehr buildings (Saint Gobain) _0221 | CLI.CON-000001 | 10.16 - Civil-22-b-2 | ii) For wall side claddings | Approved
Civil Package 2 - Furnace, Float, Lehr buildings (Saint Gobain) _0221 | CLI.CON-000001 |  |  | Approved
Civil Package 2 - Furnace, Float, Lehr buildings (Saint Gobain) _0221 | CLI.CON-000001 | 10.13 - Civil-11-a-2 | ii) Columns and pedestals | Approved
Civil Package 2 - Furnace, Float, Lehr buildings (Saint Gobain) _0221 | CLI.CON-000001 |  |  | Approved
Civil Package 2 - Furnace, Float, Lehr buildings (Saint Gobain) _0221 | CLI.CON-000001 | 10.11 - Civil-20-b | b) Extra for supplying & fixing 100x4mm thk toe plate at bottom | Approved
Civil Package 2 - Furnace, Float, Lehr buildings (Saint Gobain) _0221 | CLI.CON-000001 |  |  | Approved
Civil Package 2 - Furnace, Float, Lehr buildings (Saint Gobain) _0221 | CLI.CON-000001 | 10.16 - Civil-10 | Local standards and as per manufacturer's specification and as directed by Engineer for Concrete works. | Approved
Civil Package 2 - Furnace, Float, Lehr buildings (Saint Gobain) _0221 | CLI.CON-000001 |  |  | Approved
Civil Package 2 - Furnace, Float, Lehr buildings (Saint Gobain) _0221 | CLI.CON-000001 | 10.10 - Civil-26-3 | Wet area waterproofing for various areas as per manufaturer specification -Sikka or fosroc.(toilets floors) | Approved
Civil Package 2 - Furnace, Float, Lehr buildings (Saint Gobain) _0221 | CLI.CON-000001 |  |  | Approved
Civil Package 2 - Furnace, Float, Lehr buildings (Saint Gobain) _0221 | CLI.CON-000001 | 10.14 - Civil-50-b | 500mm dia TOTAL FOR MISCELLANEOUS WORKS | Approved
Civil Package 2 - Furnace, Float, Lehr buildings (Saint Gobain) _0221 | CLI.CON-000001 |  |  | Approved
Civil Package 2 - Furnace, Float, Lehr buildings (Saint Gobain) _0221 | CLI.CON-000001 | 10.16 - Civil-2a-c | C) 8m-10m depth | Approved
Civil Package 2 - Furnace, Float, Lehr buildings (Saint Gobain) _0221 | CLI.CON-000001 |  |  | Approved
Civil Package 2 - Furnace, Float, Lehr buildings (Saint Gobain) _0221 | CLI.CON-000001 | 10.15 - Civil-Provisional Sums-57 | Allowance for supply and installation of chemical lab including all works complete as per the drawings, specification and as directed by the Employer Including Allowance for contractor's profit, over head, attendance, general builders works, specific builders works, facilities and coordination cost incurred during execution of works covered by Provisional Sum ( % of Provisional Sum) | Approved
Civil Package 2 - Furnace, Float, Lehr buildings (Saint Gobain) _0221 | CLI.CON-000001 |  |  | Approved
Civil Package 2 - Furnace, Float, Lehr buildings (Saint Gobain) _0221 | CLI.CON-000001 | 10.16 - Civil-33-b | b) 50x25mm | Approved
Civil Package 2 - Furnace, Float, Lehr buildings (Saint Gobain) _0221 | CLI.CON-000001 |  |  | Approved
Civil Package 2 - Furnace, Float, Lehr buildings (Saint Gobain) _0221 | CLI.CON-000001 | 10.16 - Civil-47 | RCC -Manhole Cover slab (600mmx600mm) with 100mm thick | Approved
Civil Package 2 - Furnace, Float, Lehr buildings (Saint Gobain) _0221 | CLI.CON-000001 |  |  | Approved
Civil Package 2 - Furnace, Float, Lehr buildings (Saint Gobain) _0221 | CLI.CON-000001 | 13.11 - Arch-56-31 | xvi)2000x1600mm | Approved
Civil Package 2 - Furnace, Float, Lehr buildings (Saint Gobain) _0221 | CLI.CON-000001 |  |  | Approved
Civil Package 2 - Furnace, Float, Lehr buildings (Saint Gobain) _0221 | CLI.CON-000001 | 13.15 - Arch-9 | Providing and Constructing masonry by using 100 mm thick AAC-Block Wall as per local Egyptian codes and standards | Approved
Civil Package 2 - Furnace, Float, Lehr buildings (Saint Gobain) _0221 | CLI.CON-000001 |  |  | Approved
Civil Package 2 - Furnace, Float, Lehr buildings (Saint Gobain) _0221 | CLI.CON-000001 | 13.11 - Arch-56-28 | xvi)4000x1600mm | Approved
Civil Package 2 - Furnace, Float, Lehr buildings (Saint Gobain) _0221 | CLI.CON-000001 |  |  | Approved
Civil Package 2 - Furnace, Float, Lehr buildings (Saint Gobain) _0221 | CLI.CON-000001 | 13.15 - Arch-104 | Supply and install False ceiling with perforated Aluminium Ceiling tiles 600x600mm with T's | Approved
Civil Package 2 - Furnace, Float, Lehr buildings (Saint Gobain) _0221 | CLI.CON-000001 |  |  | Approved
Civil Package 2 - Furnace, Float, Lehr buildings (Saint Gobain) _0221 | CLI.CON-000001 | 13.15 - Arch-60-a | i) 1500x2100 | Approved
Civil Package 2 - Furnace, Float, Lehr buildings (Saint Gobain) _0221 | CLI.CON-000001 |  |  | Approved
Civil Package 2 - Furnace, Float, Lehr buildings (Saint Gobain) _0221 | CLI.CON-000001 | 13.11 - Arch-66-d | iv) 2000x2500 WITH VISION PANEL (500X700) | Approved
Civil Package 2 - Furnace, Float, Lehr buildings (Saint Gobain) _0221 | CLI.CON-000001 |  |  | Approved
Civil Package 2 - Furnace, Float, Lehr buildings (Saint Gobain) _0221 | CLI.CON-000001 | 13.11 - Arch-56-34 | xvi)5800x4300mm | Approved
Civil Package 2 - Furnace, Float, Lehr buildings (Saint Gobain) _0221 | CLI.CON-000001 |  |  | Approved
Civil Package 2 - Furnace, Float, Lehr buildings (Saint Gobain) _0221 | CLI.CON-000001 | 13.15 - Arch-69-a | i) 1000x2100 | Approved
Civil Package 2 - Furnace, Float, Lehr buildings (Saint Gobain) _0221 | CLI.CON-000001 |  |  | Approved
Civil Package 2 - Furnace, Float, Lehr buildings (Saint Gobain) _0221 | CLI.CON-000001 | 13.13 | Masonry | Approved
Civil Package 2 - Furnace, Float, Lehr buildings (Saint Gobain) _0221 | CLI.CON-000001 |  |  | Approved
Civil Package 2 - Furnace, Float, Lehr buildings (Saint Gobain) _0221 | CLI.CON-000001 | 13.14 | Concrete Works | Approved
Civil Package 2 - Furnace, Float, Lehr buildings (Saint Gobain) _0221 | CLI.CON-000001 |  |  | Approved
Civil Package 2 - Furnace, Float, Lehr buildings (Saint Gobain) _0221 | CLI.CON-000001 | 13.11 - Arch-56-9 | vi) 4000x3500mm | Approved
Civil Package 2 - Furnace, Float, Lehr buildings (Saint Gobain) _0221 | CLI.CON-000001 |  |  | Approved
Civil Package 2 - Furnace, Float, Lehr buildings (Saint Gobain) _0221 | CLI.CON-000001 | 13.15 - Arch-38-b | iii) 2000x2100 with louver panel | Approved
Civil Package 2 - Furnace, Float, Lehr buildings (Saint Gobain) _0221 | CLI.CON-000001 |  |  | Approved
Civil Package 2 - Furnace, Float, Lehr buildings (Saint Gobain) _0221 | CLI.CON-000001 | 13.11 - Arch-33 | DGU with 10mm Planiterm + 12mm Air Gap +8mm Clear Glass (Heat Soaked) Glass partition | Approved
Civil Package 2 - Furnace, Float, Lehr buildings (Saint Gobain) _0221 | CLI.CON-000001 |  |  | Approved
Civil Package 2 - Furnace, Float, Lehr buildings (Saint Gobain) _0221 | CLI.CON-000001 | 13.15 - Arch-89-a | i) 3100x4500 | Approved
Civil Package 2 - Furnace, Float, Lehr buildings (Saint Gobain) _0221 | CLI.CON-000001 |  |  | Approved
Civil Package 2 - Furnace, Float, Lehr buildings (Saint Gobain) _0221 | CLI.CON-000001 | 13.11 - Arch-56-7 | v) 4000x3200mm | Approved
Civil Package 2 - Furnace, Float, Lehr buildings (Saint Gobain) _0221 | CLI.CON-000001 |  |  | Approved
Civil Package 2 - Furnace, Float, Lehr buildings (Saint Gobain) _0221 | CLI.CON-000001 | 13.11 - Arch-56-19 | xiii)3400x3000mm | Approved
Civil Package 2 - Furnace, Float, Lehr buildings (Saint Gobain) _0221 | CLI.CON-000001 |  |  | Approved
Civil Package 2 - Furnace, Float, Lehr buildings (Saint Gobain) _0221 | CLI.CON-000001 | 13.10 - Arch-105 | will withstand Axial load of 2200 kg. | Approved
Civil Package 2 - Furnace, Float, Lehr buildings (Saint Gobain) _0221 | CLI.CON-000001 |  |  | Approved
Civil Package 2 - Furnace, Float, Lehr buildings (Saint Gobain) _0221 | CLI.CON-000001 | 13.11 - Arch-54-b | ii) 2950x1200mm | Approved
Civil Package 2 - Furnace, Float, Lehr buildings (Saint Gobain) _0221 | CLI.CON-000001 |  |  | Approved
Civil Package 2 - Furnace, Float, Lehr buildings (Saint Gobain) _0221 | CLI.CON-000001 | 13.11 - Arch-87-f | v) 4500x5000mm | Approved
Civil Package 2 - Furnace, Float, Lehr buildings (Saint Gobain) _0221 | CLI.CON-000001 |  |  | Approved
Civil Package 2 - Furnace, Float, Lehr buildings (Saint Gobain) _0221 | CLI.CON-000001 | 13.15 - Arch-70-a | i) 1500x2100 | Approved
Civil Package 2 - Furnace, Float, Lehr buildings (Saint Gobain) _0221 | CLI.CON-000001 |  |  | Approved
Civil Package 2 - Furnace, Float, Lehr buildings (Saint Gobain) _0221 | CLI.CON-000001 | 13.11 - Arch-56-44 | xvi)2900x1600mm | Approved
Civil Package 2 - Furnace, Float, Lehr buildings (Saint Gobain) _0221 | CLI.CON-000001 |  |  | Approved
Civil Package 2 - Furnace, Float, Lehr buildings (Saint Gobain) _0221 | CLI.CON-000001 | 13.10 - Arch-100 | Mineral board false ceiling without moisture content | Approved
Civil Package 2 - Furnace, Float, Lehr buildings (Saint Gobain) _0221 | CLI.CON-000001 | 13.10 - Arch-19 | to complete the job. | Approved
Civil Package 2 - Furnace, Float, Lehr buildings (Saint Gobain) _0221 | CLI.CON-000001 |  |  | Approved
Civil Package 2 - Furnace, Float, Lehr buildings (Saint Gobain) _0221 | CLI.CON-000001 | 13.11 - Arch-71-c | iii) 2000x2500 with vision panel (500x700) | Approved
Civil Package 2 - Furnace, Float, Lehr buildings (Saint Gobain) _0221 | CLI.CON-000001 |  |  | Approved
Civil Package 2 - Furnace, Float, Lehr buildings (Saint Gobain) _0221 | CLI.CON-000001 | 13.15 - Arch-48-a | i) 800x2100 with translucent glass | Approved
Civil Package 2 - Furnace, Float, Lehr buildings (Saint Gobain) _0221 | CLI.CON-000001 |  |  | Approved
Civil Package 2 - Furnace, Float, Lehr buildings (Saint Gobain) _0221 | CLI.CON-000001 | 13.11 - Arch-54-c | iii) 1800x1200mm | Approved
Civil Package 2 - Furnace, Float, Lehr buildings (Saint Gobain) _0221 | CLI.CON-000001 |  |  | Approved
Civil Package 2 - Furnace, Float, Lehr buildings (Saint Gobain) _0221 | CLI.CON-000001 | 13.11 - Arch-41-a | i) 1500x2100 | Approved
Civil Package 2 - Furnace, Float, Lehr buildings (Saint Gobain) _0221 | CLI.CON-000001 |  |  | Approved
Civil Package 2 - Furnace, Float, Lehr buildings (Saint Gobain) _0221 | CLI.CON-000001 | 13.15 - Arch-80-a | i)1000x2100 | Approved
Civil Package 2 - Furnace, Float, Lehr buildings (Saint Gobain) _0221 | CLI.CON-000001 |  |  | Approved
Civil Package 2 - Furnace, Float, Lehr buildings (Saint Gobain) _0221 | CLI.CON-000001 | 13.15 - Arch-58-a | i) 1000x2100 | Approved
Civil Package 2 - Furnace, Float, Lehr buildings (Saint Gobain) _0221 | CLI.CON-000001 |  |  | Approved
Civil Package 2 - Furnace, Float, Lehr buildings (Saint Gobain) _0221 | CLI.CON-000001 | 13.10 - Arch-20 | to complete the job. | Approved
Civil Package 2 - Furnace, Float, Lehr buildings (Saint Gobain) _0221 | CLI.CON-000001 |  |  | Approved
Civil Package 2 - Furnace, Float, Lehr buildings (Saint Gobain) _0221 | CLI.CON-000001 | 13.11 - Arch-56-15 | x)5075x3200mm | Approved
Civil Package 2 - Furnace, Float, Lehr buildings (Saint Gobain) _0221 | CLI.CON-000001 |  |  | Approved
Civil Package 2 - Furnace, Float, Lehr buildings (Saint Gobain) _0221 | CLI.CON-000001 | 13.11 - Arch-56-27 | xvi)4825x1600mm | Approved
Civil Package 2 - Furnace, Float, Lehr buildings (Saint Gobain) _0221 | CLI.CON-000001 |  |  | Approved
Civil Package 2 - Furnace, Float, Lehr buildings (Saint Gobain) _0221 | CLI.CON-000001 | 13.15 - Arch-91-a | doors and windows. | Approved
Civil Package 2 - Furnace, Float, Lehr buildings (Saint Gobain) _0221 | CLI.CON-000001 |  |  | Approved
Civil Package 2 - Furnace, Float, Lehr buildings (Saint Gobain) _0221 | CLI.CON-000001 | 13.11 - Arch-56-38 | xvi)5000x4300mm | Approved
Civil Package 2 - Furnace, Float, Lehr buildings (Saint Gobain) _0221 | CLI.CON-000001 |  |  | Approved
Civil Package 2 - Furnace, Float, Lehr buildings (Saint Gobain) _0221 | CLI.CON-000001 | 13.11 - Arch-56-41 | xvi)3600x1600mm | Approved
Civil Package 2 - Furnace, Float, Lehr buildings (Saint Gobain) _0221 | CLI.CON-000001 |  |  | Approved
Civil Package 2 - Furnace, Float, Lehr buildings (Saint Gobain) _0221 | CLI.CON-000001 | 13.11 - Arch-56-17 | xi)3000x3200mm | Approved
Civil Package 2 - Furnace, Float, Lehr buildings (Saint Gobain) _0221 | CLI.CON-000001 |  |  | Approved
Civil Package 2 - Furnace, Float, Lehr buildings (Saint Gobain) _0221 | CLI.CON-000001 | 13.15 - Arch-87-a | i) 4000x3500mm | Approved
Civil Package 2 - Furnace, Float, Lehr buildings (Saint Gobain) _0221 | CLI.CON-000001 |  |  | Approved
Civil Package 2 - Furnace, Float, Lehr buildings (Saint Gobain) _0221 | CLI.CON-000001 | 13.15 - Arch-52-a | i) 600x900mm | Approved
Civil Package 2 - Furnace, Float, Lehr buildings (Saint Gobain) _0221 | CLI.CON-000001 |  |  | Approved
Civil Package 2 - Furnace, Float, Lehr buildings (Saint Gobain) _0221 | CLI.CON-000001 | 13.10 - Arch-103 | Supply and install Fire resistant gypsum board false ceiling using 12mm to 18mm thick gypsum board | Approved
Civil Package 2 - Furnace, Float, Lehr buildings (Saint Gobain) _0221 | CLI.CON-000001 |  |  | Approved
Civil Package 2 - Furnace, Float, Lehr buildings (Saint Gobain) _0221 | CLI.CON-000001 | 13.15 - Arch-75-c | iii) 1000x2500 | Approved
Civil Package 2 - Furnace, Float, Lehr buildings (Saint Gobain) _0221 | CLI.CON-000001 |  |  | Approved
Civil Package 2 - Furnace, Float, Lehr buildings (Saint Gobain) _0221 | CLI.CON-000001 | 13.15 - Arch-83-c | iii)2000x2500 | Approved
Civil Package 2 - Furnace, Float, Lehr buildings (Saint Gobain) _0221 | CLI.CON-000001 |  |  | Approved
Civil Package 2 - Furnace, Float, Lehr buildings (Saint Gobain) _0221 | CLI.CON-000001 | 13.15 - Arch-79-b | ii) 3500x3500 | Approved
Civil Package 2 - Furnace, Float, Lehr buildings (Saint Gobain) _0221 | CLI.CON-000001 |  |  | Approved
Civil Package 2 - Furnace, Float, Lehr buildings (Saint Gobain) _0221 | CLI.CON-000001 | 13.11 - Arch-56-35 | xvi)5450x4300mm | Approved
Civil Package 2 - Furnace, Float, Lehr buildings (Saint Gobain) _0221 | CLI.CON-000001 |  |  | Approved
Civil Package 2 - Furnace, Float, Lehr buildings (Saint Gobain) _0221 | CLI.CON-000001 | 13.11 - Arch-53-b | b) Of size 600x900mm | Approved
Civil Package 2 - Furnace, Float, Lehr buildings (Saint Gobain) _0221 | CLI.CON-000001 |  |  | Approved
Civil Package 2 - Furnace, Float, Lehr buildings (Saint Gobain) _0221 | CLI.CON-000001 | 10.11 - Civil-14-i | Supply and fixing of anchor bolt | Approved
Civil Package 2 - Furnace, Float, Lehr buildings (Saint Gobain) _0221 | CLI.CON-000001 |  |  | Approved
Civil Package 2 - Furnace, Float, Lehr buildings (Saint Gobain) _0221 | CLI.CON-000001 | 10.16 - Civil-12-a | a) Fy360 | Approved
Civil Package 2 - Furnace, Float, Lehr buildings (Saint Gobain) _0221 | CLI.CON-000001 |  |  | Approved
Civil Package 2 - Furnace, Float, Lehr buildings (Saint Gobain) _0221 | CLI.CON-000001 | 10.15 | General Requirment | Approved
Civil Package 2 - Furnace, Float, Lehr buildings (Saint Gobain) _0221 | CLI.CON-000001 |  |  | Approved
Civil Package 2 - Furnace, Float, Lehr buildings (Saint Gobain) _0221 | CLI.CON-000001 | 10.13 - Civil-11-a-1 | i) Foundations, Base slab | Approved
Civil Package 2 - Furnace, Float, Lehr buildings (Saint Gobain) _0221 | CLI.CON-000001 |  |  | Approved
Civil Package 2 - Furnace, Float, Lehr buildings (Saint Gobain) _0221 | CLI.CON-000001 | 10.11 - Civil-17-f | f) Gratings (Maximum depth 50mm) thick ness of flat bar (bearing bar) 5mm | Approved
Civil Package 2 - Furnace, Float, Lehr buildings (Saint Gobain) _0221 | CLI.CON-000001 |  |  | Approved
Civil Package 2 - Furnace, Float, Lehr buildings (Saint Gobain) _0221 | CLI.CON-000001 | 10.11 - Civil-19 | complete. | Approved
Civil Package 2 - Furnace, Float, Lehr buildings (Saint Gobain) _0221 | CLI.CON-000001 |  |  | Approved
Civil Package 2 - Furnace, Float, Lehr buildings (Saint Gobain) _0221 | CLI.CON-000001 | 10.10 - Civil-32-a | a) 50 mm thick | Approved
Civil Package 2 - Furnace, Float, Lehr buildings (Saint Gobain) _0221 | CLI.CON-000001 |  |  | Approved
Civil Package 2 - Furnace, Float, Lehr buildings (Saint Gobain) _0221 | CLI.CON-000001 | 10.12 - Civil-6-a | a) 200mm thick in single layer | Approved
Civil Package 2 - Furnace, Float, Lehr buildings (Saint Gobain) _0221 | CLI.CON-000001 |  |  | Approved
Civil Package 2 - Furnace, Float, Lehr buildings (Saint Gobain) _0221 | CLI.CON-000001 | 10.10 - Civil-31 | complete | Approved
Civil Package 2 - Furnace, Float, Lehr buildings (Saint Gobain) _0221 | CLI.CON-000001 |  |  | Approved
Civil Package 2 - Furnace, Float, Lehr buildings (Saint Gobain) _0221 | CLI.CON-000001 | 10.11 - Civil-44 | diameter and 1100mm height as per the drawings and specification | Approved
Civil Package 2 - Furnace, Float, Lehr buildings (Saint Gobain) _0221 | CLI.CON-000001 |  |  | Approved
Civil Package 2 - Furnace, Float, Lehr buildings (Saint Gobain) _0221 | CLI.CON-000001 | 10.16 - Civil-25 | Technical sepcification Item No. 16.6.3, " Page No. 174 of 220 should be considered for preparing the Unit rate. | Approved
Civil Package 2 - Furnace, Float, Lehr buildings (Saint Gobain) _0221 | CLI.CON-000001 |  |  | Approved
Civil Package 2 - Furnace, Float, Lehr buildings (Saint Gobain) _0221 | CLI.CON-000001 | 10.11 - Civil-18 | required to complete the job. | Approved
Civil Package 2 - Furnace, Float, Lehr buildings (Saint Gobain) _0221 | CLI.CON-000001 |  |  | Approved
Civil Package 2 - Furnace, Float, Lehr buildings (Saint Gobain) _0221 | CLI.CON-000001 | 10.16 - Civil-2-c | C) 8m-10m depth | Approved
Civil Package 2 - Furnace, Float, Lehr buildings (Saint Gobain) _0221 | CLI.CON-000001 |  |  | Approved
Civil Package 2 - Furnace, Float, Lehr buildings (Saint Gobain) _0221 | CLI.CON-000001 | 10.13 - Civil-9-h | Roof Slab | Approved
Civil Package 2 - Furnace, Float, Lehr buildings (Saint Gobain) _0221 | CLI.CON-000001 |  |  | Approved
Civil Package 2 - Furnace, Float, Lehr buildings (Saint Gobain) _0221 | CLI.CON-000001 | 10.11 - Civil-54-b | HST M12 mm dia | Approved
Civil Package 2 - Furnace, Float, Lehr buildings (Saint Gobain) _0221 | CLI.CON-000001 |  |  | Approved
Civil Package 2 - Furnace, Float, Lehr buildings (Saint Gobain) _0221 | CLI.CON-000001 | 10.16 - Civil-27-1 | 7.5m Length | Approved
Civil Package 2 - Furnace, Float, Lehr buildings (Saint Gobain) _0221 | CLI.CON-000001 |  |  | Approved
Civil Package 2 - Furnace, Float, Lehr buildings (Saint Gobain) _0221 | CLI.CON-000001 | 10.13 - Civil-9-e | Grade Slab (Including Shuttering) | Approved
Civil Package 2 - Furnace, Float, Lehr buildings (Saint Gobain) _0221 | CLI.CON-000001 |  |  | Approved
Civil Package 2 - Furnace, Float, Lehr buildings (Saint Gobain) _0221 | CLI.CON-000001 | 10.16 - Civil-53-d | HST M20 mm dia | Approved
Civil Package 2 - Furnace, Float, Lehr buildings (Saint Gobain) _0221 | CLI.CON-000001 |  |  | Approved
Civil Package 2 - Furnace, Float, Lehr buildings (Saint Gobain) _0221 | CLI.CON-000001 | 10.13 - Civil-9-a | Footing | Approved
Civil Package 2 - Furnace, Float, Lehr buildings (Saint Gobain) _0221 | CLI.CON-000001 |  |  | Approved
Civil Package 2 - Furnace, Float, Lehr buildings (Saint Gobain) _0221 | CLI.CON-000001 | 10.10 - Civil-34-b | b) 50x25mm | Approved
Civil Package 2 - Furnace, Float, Lehr buildings (Saint Gobain) _0221 | CLI.CON-000001 |  |  | Approved
Civil Package 2 - Furnace, Float, Lehr buildings (Saint Gobain) _0221 | CLI.CON-000001 | 10.13 - Civil-9-f | Retaining Wall | Approved
Civil Package 2 - Furnace, Float, Lehr buildings (Saint Gobain) _0221 | CLI.CON-000001 |  |  | Approved
Civil Package 2 - Furnace, Float, Lehr buildings (Saint Gobain) _0221 | CLI.CON-000001 | 10.14 - Civil-49-b | 300mm dia | Approved
Civil Package 2 - Furnace, Float, Lehr buildings (Saint Gobain) _0221 | CLI.CON-000001 |  |  | Approved
Civil Package 2 - Furnace, Float, Lehr buildings (Saint Gobain) _0221 | CLI.CON-000001 |  |  | Approved
Civil Package 2 - Furnace, Float, Lehr buildings (Saint Gobain) _0221 | CLI.CON-000001 | 10.10 - Civil-26-2 | to RCC drain floors on furnace basement raft. | Approved
Civil Package 2 - Furnace, Float, Lehr buildings (Saint Gobain) _0221 | CLI.CON-000001 |  |  | Approved
Civil Package 2 - Furnace, Float, Lehr buildings (Saint Gobain) _0221 | CLI.CON-000001 | 10.10 - Civil-32-b | b) 25 mm thick | Approved
Civil Package 2 - Furnace, Float, Lehr buildings (Saint Gobain) _0221 | CLI.CON-000001 |  |  | Approved
Civil Package 2 - Furnace, Float, Lehr buildings (Saint Gobain) _0221 | CLI.CON-000001 | 10.16 - Civil-34-d | d) 12x20mm | Approved
Civil Package 2 - Furnace, Float, Lehr buildings (Saint Gobain) _0221 | CLI.CON-000001 |  |  | Approved
Civil Package 2 - Furnace, Float, Lehr buildings (Saint Gobain) _0221 | CLI.CON-000001 | 10.10 - Civil-26-1 | to RCC Walls of Floor drain on furnace basement raft. | Approved
Civil Package 2 - Furnace, Float, Lehr buildings (Saint Gobain) _0221 | CLI.CON-000001 |  |  | Approved
Civil Package 2 - Furnace, Float, Lehr buildings (Saint Gobain) _0221 | CLI.CON-000001 | 10.16 - Civil-22-b-1 | i) For roof | Approved
Civil Package 2 - Furnace, Float, Lehr buildings (Saint Gobain) _0221 | CLI.CON-000001 |  |  | Approved
Civil Package 2 - Furnace, Float, Lehr buildings (Saint Gobain) _0221 | CLI.CON-000001 | 10.12 - Civil-1-b | b) 3m-8m depth | Approved
Civil Package 2 - Furnace, Float, Lehr buildings (Saint Gobain) _0221 | CLI.CON-000001 |  |  | Approved
Civil Package 2 - Furnace, Float, Lehr buildings (Saint Gobain) _0221 | CLI.CON-000001 | 10.13 - Civil-11-a-3 | iii) Plinth beams | Approved
Civil Package 2 - Furnace, Float, Lehr buildings (Saint Gobain) _0221 | CLI.CON-000001 |  |  | Approved
Civil Package 2 - Furnace, Float, Lehr buildings (Saint Gobain) _0221 | CLI.CON-000001 | 10.13 | Concrete Works | Approved
Civil Package 2 - Furnace, Float, Lehr buildings (Saint Gobain) _0221 | CLI.CON-000001 |  |  | Approved
Civil Package 2 - Furnace, Float, Lehr buildings (Saint Gobain) _0221 | CLI.CON-000001 | 10.16 - Civil-53-a | HST M10 mm dia | Approved
Civil Package 2 - Furnace, Float, Lehr buildings (Saint Gobain) _0221 | CLI.CON-000001 |  |  | Approved
Civil Package 2 - Furnace, Float, Lehr buildings (Saint Gobain) _0221 | CLI.CON-000001 | 10.16 - Civil-54-a | HST M10 mm dia | Approved
Civil Package 2 - Furnace, Float, Lehr buildings (Saint Gobain) _0221 | CLI.CON-000001 |  |  | Approved
Civil Package 2 - Furnace, Float, Lehr buildings (Saint Gobain) _0221 | CLI.CON-000001 | 10.10 - Civil-36 | directed, all material and labour complete in all respects. | Approved
Civil Package 2 - Furnace, Float, Lehr buildings (Saint Gobain) _0221 | CLI.CON-000001 |  |  | Approved
Civil Package 2 - Furnace, Float, Lehr buildings (Saint Gobain) _0221 | CLI.CON-000001 | 10.13 - Civil-9-b | Pedestal & Column | Approved
Civil Package 2 - Furnace, Float, Lehr buildings (Saint Gobain) _0221 | CLI.CON-000001 |  |  | Approved
Civil Package 2 - Furnace, Float, Lehr buildings (Saint Gobain) _0221 | CLI.CON-000001 | 10.16 - Civil-27-3 | 8m length | Approved
Civil Package 2 - Furnace, Float, Lehr buildings (Saint Gobain) _0221 | CLI.CON-000001 |  |  | Approved
Civil Package 2 - Furnace, Float, Lehr buildings (Saint Gobain) _0221 | CLI.CON-000001 | 10.16 - Civil-17-d | d) Rails with fixtures | Approved
Civil Package 2 - Furnace, Float, Lehr buildings (Saint Gobain) _0221 | CLI.CON-000001 |  |  | Approved
Civil Package 2 - Furnace, Float, Lehr buildings (Saint Gobain) _0221 | CLI.CON-000001 | 10.13 - Civil-9-c | Plinth beam | Approved
Civil Package 2 - Furnace, Float, Lehr buildings (Saint Gobain) _0221 | CLI.CON-000001 |  |  | Approved
Civil Package 2 - Furnace, Float, Lehr buildings (Saint Gobain) _0221 | CLI.CON-000001 | 10.11 - Civil-15-a | Number of Columns ( 6 to 10 numbers Anchor plates required for each column based on PEB Vendor structural design) | Approved
Civil Package 2 - Furnace, Float, Lehr buildings (Saint Gobain) _0221 | CLI.CON-000001 |  |  | Approved
Civil Package 2 - Furnace, Float, Lehr buildings (Saint Gobain) _0221 | CLI.CON-000001 | 10.16 - Civil-16-c | c) HSL M12/20 - 115mm long | Approved
Civil Package 2 - Furnace, Float, Lehr buildings (Saint Gobain) _0221 | CLI.CON-000001 |  |  | Approved
Civil Package 2 - Furnace, Float, Lehr buildings (Saint Gobain) _0221 | CLI.CON-000001 | 10.11 - Civil-14-a | Staircase | Approved
Civil Package 2 - Furnace, Float, Lehr buildings (Saint Gobain) _0221 | CLI.CON-000001 |  |  | Approved
Civil Package 2 - Furnace, Float, Lehr buildings (Saint Gobain) _0221 | CLI.CON-000001 | 10.14 - Civil-49-a | 200 mm dia | Approved
Civil Package 2 - Furnace, Float, Lehr buildings (Saint Gobain) _0221 | CLI.CON-000001 |  |  | Approved
Civil Package 2 - Furnace, Float, Lehr buildings (Saint Gobain) _0221 | CLI.CON-000001 | 10.11 - Civil-22-a-1 | i) For roof | Approved
Civil Package 2 - Furnace, Float, Lehr buildings (Saint Gobain) _0221 | CLI.CON-000001 |  |  | Approved
Civil Package 2 - Furnace, Float, Lehr buildings (Saint Gobain) _0221 | CLI.CON-000001 | 10.16 - Civil-54-c | HST M16 mm dia | Approved
Civil Package 2 - Furnace, Float, Lehr buildings (Saint Gobain) _0221 | CLI.CON-000001 |  |  | Approved
Civil Package 2 - Furnace, Float, Lehr buildings (Saint Gobain) _0221 | CLI.CON-000001 | 10.13 - Civil-9-i | Staircase | Approved
Civil Package 2 - Furnace, Float, Lehr buildings (Saint Gobain) _0221 | CLI.CON-000001 |  |  | Approved
Civil Package 2 - Furnace, Float, Lehr buildings (Saint Gobain) _0221 | CLI.CON-000001 |  |  | Approved
Civil Package 2 - Furnace, Float, Lehr buildings (Saint Gobain) _0221 | CLI.CON-000001 | 13.15 - Arch-26-c | 9 mm thick coating | Approved
Civil Package 2 - Furnace, Float, Lehr buildings (Saint Gobain) _0221 | CLI.CON-000001 |  |  | Approved
Civil Package 2 - Furnace, Float, Lehr buildings (Saint Gobain) _0221 | CLI.CON-000001 | 13.15 - Arch-52-c | iii) 1200x900mm | Approved
Civil Package 2 - Furnace, Float, Lehr buildings (Saint Gobain) _0221 | CLI.CON-000001 |  |  | Approved
Civil Package 2 - Furnace, Float, Lehr buildings (Saint Gobain) _0221 | CLI.CON-000001 | 13.10 - Arch-12-a | a) For internal walls | Approved
Civil Package 2 - Furnace, Float, Lehr buildings (Saint Gobain) _0221 | CLI.CON-000001 |  |  | Approved
Civil Package 2 - Furnace, Float, Lehr buildings (Saint Gobain) _0221 | CLI.CON-000001 | 13.15 - Arch-88-c | iii) 4000x4000mm | Approved
Civil Package 2 - Furnace, Float, Lehr buildings (Saint Gobain) _0221 | CLI.CON-000001 |  |  | Approved
Civil Package 2 - Furnace, Float, Lehr buildings (Saint Gobain) _0221 | CLI.CON-000001 | 13.11 - Arch-46-c | iii) 2000x2100 | Approved
Civil Package 2 - Furnace, Float, Lehr buildings (Saint Gobain) _0221 | CLI.CON-000001 |  |  | Approved
Civil Package 2 - Furnace, Float, Lehr buildings (Saint Gobain) _0221 | CLI.CON-000001 | 13.15 - Arch-86-12 | xii) 3500x5150mm | Approved
Civil Package 2 - Furnace, Float, Lehr buildings (Saint Gobain) _0221 | CLI.CON-000001 |  |  | Approved
Civil Package 2 - Furnace, Float, Lehr buildings (Saint Gobain) _0221 | CLI.CON-000001 | 13.15 - Arch-51-e | v) 5000x3400mm - Partly Fixed | Approved
Civil Package 2 - Furnace, Float, Lehr buildings (Saint Gobain) _0221 | CLI.CON-000001 |  |  | Approved
Civil Package 2 - Furnace, Float, Lehr buildings (Saint Gobain) _0221 | CLI.CON-000001 | 13.15 - Arch-81-e | v)2500x3000 | Approved
Civil Package 2 - Furnace, Float, Lehr buildings (Saint Gobain) _0221 | CLI.CON-000001 |  |  | Approved
Civil Package 2 - Furnace, Float, Lehr buildings (Saint Gobain) _0221 | CLI.CON-000001 | 13.15 - Arch-86-6 | vi) 4000x3500mm | Approved
Civil Package 2 - Furnace, Float, Lehr buildings (Saint Gobain) _0221 | CLI.CON-000001 |  |  | Approved
Civil Package 2 - Furnace, Float, Lehr buildings (Saint Gobain) _0221 | CLI.CON-000001 | 13.15 - Arch-90-b | b) 2000x 2500mm | Approved
Civil Package 2 - Furnace, Float, Lehr buildings (Saint Gobain) _0221 | CLI.CON-000001 |  |  | Approved
Civil Package 2 - Furnace, Float, Lehr buildings (Saint Gobain) _0221 | CLI.CON-000001 | 13.15 - Arch-48-c | iii) 1000x2100 with louvers | Approved
Civil Package 2 - Furnace, Float, Lehr buildings (Saint Gobain) _0221 | CLI.CON-000001 |  |  | Approved
Civil Package 2 - Furnace, Float, Lehr buildings (Saint Gobain) _0221 | CLI.CON-000001 | 13.15 - Arch-98 | DOUBLE LEAF GRILL GATE DOOR | Approved
Civil Package 2 - Furnace, Float, Lehr buildings (Saint Gobain) _0221 | CLI.CON-000001 |  |  | Approved
Civil Package 2 - Furnace, Float, Lehr buildings (Saint Gobain) _0221 | CLI.CON-000001 | 13.15 - Arch-42-b | ii) 800x2100 | Approved
Civil Package 2 - Furnace, Float, Lehr buildings (Saint Gobain) _0221 | CLI.CON-000001 |  |  | Approved
Civil Package 2 - Furnace, Float, Lehr buildings (Saint Gobain) _0221 | CLI.CON-000001 | 13.15 - Arch-44-a | i) 1000x2100 | Approved
Civil Package 2 - Furnace, Float, Lehr buildings (Saint Gobain) _0221 | CLI.CON-000001 |  |  | Approved
Civil Package 2 - Furnace, Float, Lehr buildings (Saint Gobain) _0221 | CLI.CON-000001 | 13.15 - Arch-90-a | a) 1000x2100mm | Approved
Civil Package 2 - Furnace, Float, Lehr buildings (Saint Gobain) _0221 | CLI.CON-000001 |  |  | Approved
Civil Package 2 - Furnace, Float, Lehr buildings (Saint Gobain) _0221 | CLI.CON-000001 | 13.15 - Arch-82-a | i)1000x2100 | Approved
Civil Package 2 - Furnace, Float, Lehr buildings (Saint Gobain) _0221 | CLI.CON-000001 |  |  | Approved
Civil Package 2 - Furnace, Float, Lehr buildings (Saint Gobain) _0221 | CLI.CON-000001 | 13.15 - Arch-75-d | iv) 2000x3000 | Approved
Civil Package 2 - Furnace, Float, Lehr buildings (Saint Gobain) _0221 | CLI.CON-000001 |  |  | Approved
Civil Package 2 - Furnace, Float, Lehr buildings (Saint Gobain) _0221 | CLI.CON-000001 | 13.10 - Arch-23 | Providing & fixing as per design 18-20mm thick polished Granite Flooring on staircase including steps,skirting, risers of steps,External Platform etc. on main staircase, steps to be fumed polished (base price of granite in two or more colours including making grooves at edges,item includes Full round nosing at step edges, complete withall details as per drawings. The stone to be fixed withcement mortar 1:3 (1 cement:3 coarse sand) as per design.Rate to include cost for laying Granite to the approved pattern, design as directed by Architect, including curing, acid wash, etc.,. . Note : Contractor should submit the samples and get approval from client/PMC before start the work. | Approved
Civil Package 2 - Furnace, Float, Lehr buildings (Saint Gobain) _0221 | CLI.CON-000001 |  |  | Approved
Civil Package 2 - Furnace, Float, Lehr buildings (Saint Gobain) _0221 | CLI.CON-000001 | 13.11 - Arch-56-10 | vii) 3450x1700mm | Approved
Civil Package 2 - Furnace, Float, Lehr buildings (Saint Gobain) _0221 | CLI.CON-000001 |  |  | Approved
Civil Package 2 - Furnace, Float, Lehr buildings (Saint Gobain) _0221 | CLI.CON-000001 | 13.11 - Arch-56-32 | xvi)1200x1200mm | Approved
Civil Package 2 - Furnace, Float, Lehr buildings (Saint Gobain) _0221 | CLI.CON-000001 |  |  | Approved
Civil Package 2 - Furnace, Float, Lehr buildings (Saint Gobain) _0221 | CLI.CON-000001 | 13.15 - Arch-50-c | iii) 1800x1200 mm | Approved
Civil Package 2 - Furnace, Float, Lehr buildings (Saint Gobain) _0221 | CLI.CON-000001 |  |  | Approved
Civil Package 2 - Furnace, Float, Lehr buildings (Saint Gobain) _0221 | CLI.CON-000001 | 13.15 - Arch-61-9 | vii) 4000x4000 | Approved
Civil Package 2 - Furnace, Float, Lehr buildings (Saint Gobain) _0221 | CLI.CON-000001 | 10.11 - Civil-22-a-2 | ii) For wall side claddings | Approved
Civil Package 2 - Furnace, Float, Lehr buildings (Saint Gobain) _0221 | CLI.CON-000001 |  |  | Approved
Civil Package 2 - Furnace, Float, Lehr buildings (Saint Gobain) _0221 | CLI.CON-000001 | 10.12 - Civil-6-b | b) 400mm thick in 2 layers of 200mm & 200 mm thk (Including roads) | Approved
Civil Package 2 - Furnace, Float, Lehr buildings (Saint Gobain) _0221 | CLI.CON-000001 |  |  | Approved
Civil Package 2 - Furnace, Float, Lehr buildings (Saint Gobain) _0221 | CLI.CON-000001 | 10.12 - Civil-7-a | a) Within site premises near the boundary wall. | Approved
Civil Package 2 - Furnace, Float, Lehr buildings (Saint Gobain) _0221 | CLI.CON-000001 |  |  | Approved
Civil Package 2 - Furnace, Float, Lehr buildings (Saint Gobain) _0221 | CLI.CON-000001 | 12 | Indirect Cost | Approved
Civil Package 2 - Furnace, Float, Lehr buildings (Saint Gobain) _0221 | CLI.CON-000001 |  |  | Approved
Civil Package 2 - Furnace, Float, Lehr buildings (Saint Gobain) _0221 | CLI.CON-000001 | 12 | Indirect Cost | Approved
Civil Package 2 - Furnace, Float, Lehr buildings (Saint Gobain) _0221 | CLI.CON-000001 |  |  | Approved
Civil Package 2 - Furnace, Float, Lehr buildings (Saint Gobain) _0221 | CLI.CON-000001 | 13 | Arch | Approved
Civil Package 2 - Furnace, Float, Lehr buildings (Saint Gobain) _0221 | CLI.CON-000001 |  |  | Approved
Civil Package 2 - Furnace, Float, Lehr buildings (Saint Gobain) _0221 | CLI.CON-000001 | 13.11 - Arch-56-12 | ix) 1750x1400mm | Approved
Civil Package 2 - Furnace, Float, Lehr buildings (Saint Gobain) _0221 | CLI.CON-000001 |  |  | Approved
Civil Package 2 - Furnace, Float, Lehr buildings (Saint Gobain) _0221 | CLI.CON-000001 | 13.15 - Arch-86-3 | iii) 3150x3200mm | Approved
Civil Package 2 - Furnace, Float, Lehr buildings (Saint Gobain) _0221 | CLI.CON-000001 |  |  | Approved
Civil Package 2 - Furnace, Float, Lehr buildings (Saint Gobain) _0221 | CLI.CON-000001 | 13.11 - Arch-56-5 | iii) 4925x3150mm | Approved
Civil Package 2 - Furnace, Float, Lehr buildings (Saint Gobain) _0221 | CLI.CON-000001 |  |  | Approved
Civil Package 2 - Furnace, Float, Lehr buildings (Saint Gobain) _0221 | CLI.CON-000001 | 13.15 - Arch-61-1 | i) 1500x2500 | Approved
Civil Package 2 - Furnace, Float, Lehr buildings (Saint Gobain) _0221 | CLI.CON-000001 |  |  | Approved
Civil Package 2 - Furnace, Float, Lehr buildings (Saint Gobain) _0221 | CLI.CON-000001 | 13.15 - Arch-83-b | ii)1500x3000 | Approved
Civil Package 2 - Furnace, Float, Lehr buildings (Saint Gobain) _0221 | CLI.CON-000001 |  |  | Approved
Civil Package 2 - Furnace, Float, Lehr buildings (Saint Gobain) _0221 | CLI.CON-000001 | 13.15 - Arch-88-f | vi) 4000x3700mm | Approved
Civil Package 2 - Furnace, Float, Lehr buildings (Saint Gobain) _0221 | CLI.CON-000001 |  |  | Approved
Civil Package 2 - Furnace, Float, Lehr buildings (Saint Gobain) _0221 | CLI.CON-000001 | 13.11 - Arch-71-e | v) 2500x3000 with vision panel (500x700) | Approved
Civil Package 2 - Furnace, Float, Lehr buildings (Saint Gobain) _0221 | CLI.CON-000001 |  |  | Approved
Civil Package 2 - Furnace, Float, Lehr buildings (Saint Gobain) _0221 | CLI.CON-000001 | 13.15 - Arch-72-a | i) 1000x2100 | Approved
Civil Package 2 - Furnace, Float, Lehr buildings (Saint Gobain) _0221 | CLI.CON-000001 |  |  | Approved
Civil Package 2 - Furnace, Float, Lehr buildings (Saint Gobain) _0221 | CLI.CON-000001 | 13.15 - Arch-86-8 | viii) 3250x3500mm | Approved
Civil Package 2 - Furnace, Float, Lehr buildings (Saint Gobain) _0221 | CLI.CON-000001 |  |  | Approved
Civil Package 2 - Furnace, Float, Lehr buildings (Saint Gobain) _0221 | CLI.CON-000001 | 13.15 - Arch-84-a | a) For Single leaf door | Approved
Civil Package 2 - Furnace, Float, Lehr buildings (Saint Gobain) _0221 | CLI.CON-000001 |  |  | Approved
Civil Package 2 - Furnace, Float, Lehr buildings (Saint Gobain) _0221 | CLI.CON-000001 | 13.10 - Arch-28 | materials and measures required to complete the job. | Approved
Civil Package 2 - Furnace, Float, Lehr buildings (Saint Gobain) _0221 | CLI.CON-000001 |  |  | Approved
Civil Package 2 - Furnace, Float, Lehr buildings (Saint Gobain) _0221 | CLI.CON-000001 | 13.15 - Arch-30 | all respects all materials and labour complete. | Approved
Civil Package 2 - Furnace, Float, Lehr buildings (Saint Gobain) _0221 | CLI.CON-000001 |  |  | Approved
Civil Package 2 - Furnace, Float, Lehr buildings (Saint Gobain) _0221 | CLI.CON-000001 | 13.15 - Arch-76-a | i) 2000x2500 | Approved
Civil Package 2 - Furnace, Float, Lehr buildings (Saint Gobain) _0221 | CLI.CON-000001 |  |  | Approved
Civil Package 2 - Furnace, Float, Lehr buildings (Saint Gobain) _0221 | CLI.CON-000001 | 13.1 | Finishes | Approved
Civil Package 2 - Furnace, Float, Lehr buildings (Saint Gobain) _0221 | CLI.CON-000001 |  |  | Approved
Civil Package 2 - Furnace, Float, Lehr buildings (Saint Gobain) _0221 | CLI.CON-000001 | 13.15 - Arch-83-d | iv)2500x3000 | Approved
Civil Package 2 - Furnace, Float, Lehr buildings (Saint Gobain) _0221 | CLI.CON-000001 |  |  | Approved
Civil Package 2 - Furnace, Float, Lehr buildings (Saint Gobain) _0221 | CLI.CON-000001 | 13.15 - Arch-85-a | i) 2500x3000mm | Approved
Civil Package 2 - Furnace, Float, Lehr buildings (Saint Gobain) _0221 | CLI.CON-000001 |  |  | Approved
Civil Package 2 - Furnace, Float, Lehr buildings (Saint Gobain) _0221 | CLI.CON-000001 | 13.15 - Arch-52-b | ii) 600x1200mm | Approved
Civil Package 2 - Furnace, Float, Lehr buildings (Saint Gobain) _0221 | CLI.CON-000001 |  |  | Approved
Civil Package 2 - Furnace, Float, Lehr buildings (Saint Gobain) _0221 | CLI.CON-000001 | 13.15 - Arch-57-b | ii) 1000x2100 - without vision panel | Approved
Civil Package 2 - Furnace, Float, Lehr buildings (Saint Gobain) _0221 | CLI.CON-000001 | 13.15 - Arch-2-a | a) In cement mortar 1:5 | Approved
Civil Package 2 - Furnace, Float, Lehr buildings (Saint Gobain) _0221 | CLI.CON-000001 |  |  | Approved
Civil Package 2 - Furnace, Float, Lehr buildings (Saint Gobain) _0221 | CLI.CON-000001 | 13.13 - Arch-5 | course (including curing scaffolding, etc.) all materials | Approved
Civil Package 2 - Furnace, Float, Lehr buildings (Saint Gobain) _0221 | CLI.CON-000001 |  |  | Approved
Civil Package 2 - Furnace, Float, Lehr buildings (Saint Gobain) _0221 | CLI.CON-000001 | 13.15 - Arch-83-a | i)1500x2900 | Approved
Civil Package 2 - Furnace, Float, Lehr buildings (Saint Gobain) _0221 | CLI.CON-000001 |  |  | Approved
Civil Package 2 - Furnace, Float, Lehr buildings (Saint Gobain) _0221 | CLI.CON-000001 | 13.15 - Arch-85-b | ii) 4000x4750mm | Approved
Civil Package 2 - Furnace, Float, Lehr buildings (Saint Gobain) _0221 | CLI.CON-000001 |  |  | Approved
Civil Package 2 - Furnace, Float, Lehr buildings (Saint Gobain) _0221 | CLI.CON-000001 | 13.11 - Arch-56-37 | xvi)5000x1600mm | Approved
Civil Package 2 - Furnace, Float, Lehr buildings (Saint Gobain) _0221 | CLI.CON-000001 |  |  | Approved
Civil Package 2 - Furnace, Float, Lehr buildings (Saint Gobain) _0221 | CLI.CON-000001 | 13.11 - Arch-56-14 | x)5000x3200mm | Approved
Civil Package 2 - Furnace, Float, Lehr buildings (Saint Gobain) _0221 | CLI.CON-000001 |  |  | Approved
Civil Package 2 - Furnace, Float, Lehr buildings (Saint Gobain) _0221 | CLI.CON-000001 | 13.15 - Arch-52-d | iv) 1200x1600mm | Approved
Civil Package 2 - Furnace, Float, Lehr buildings (Saint Gobain) _0221 | CLI.CON-000001 |  |  | Approved
Civil Package 2 - Furnace, Float, Lehr buildings (Saint Gobain) _0221 | CLI.CON-000001 | 13.11 - Arch-53-a | a) Of size 1200x1200mm | Approved
Civil Package 2 - Furnace, Float, Lehr buildings (Saint Gobain) _0221 | CLI.CON-000001 |  |  | Approved
Civil Package 2 - Furnace, Float, Lehr buildings (Saint Gobain) _0221 | CLI.CON-000001 | 13.15 - Arch-35 | i) 1000x2100 | Approved
Civil Package 2 - Furnace, Float, Lehr buildings (Saint Gobain) _0221 | CLI.CON-000001 |  |  | Approved
Civil Package 2 - Furnace, Float, Lehr buildings (Saint Gobain) _0221 | CLI.CON-000001 | 13.15 - Arch-88-a | i) 4000x3000mm | Approved
Civil Package 2 - Furnace, Float, Lehr buildings (Saint Gobain) _0221 | CLI.CON-000001 |  |  | Approved
Civil Package 2 - Furnace, Float, Lehr buildings (Saint Gobain) _0221 | CLI.CON-000001 | 13.15 - Arch-7 | Providing and constructing masonry by using 200mm thick AAC - block wall as per local Egyptian codes and standards | Approved
Civil Package 2 - Furnace, Float, Lehr buildings (Saint Gobain) _0221 | CLI.CON-000001 |  |  | Approved
Civil Package 2 - Furnace, Float, Lehr buildings (Saint Gobain) _0221 | CLI.CON-000001 | 13.11 - Arch-93-a | i) 1000x2100mm | Approved
Civil Package 2 - Furnace, Float, Lehr buildings (Saint Gobain) _0221 | CLI.CON-000001 |  |  | Approved
Civil Package 2 - Furnace, Float, Lehr buildings (Saint Gobain) _0221 | CLI.CON-000001 | 13.15 - Arch-86-14 | xiv) 4000x3000mm | Approved
Civil Package 2 - Furnace, Float, Lehr buildings (Saint Gobain) _0221 | CLI.CON-000001 |  |  | Approved
Civil Package 2 - Furnace, Float, Lehr buildings (Saint Gobain) _0221 | CLI.CON-000001 | 13.15 - Arch-44-b | i) 1500x2100 | Approved
Civil Package 2 - Furnace, Float, Lehr buildings (Saint Gobain) _0221 | CLI.CON-000001 |  |  | Approved
Civil Package 2 - Furnace, Float, Lehr buildings (Saint Gobain) _0221 | CLI.CON-000001 | 13.11 - Arch-56-8 | vi) 4000x3200mm | Approved
Civil Package 2 - Furnace, Float, Lehr buildings (Saint Gobain) _0221 | CLI.CON-000001 |  |  | Approved
Civil Package 2 - Furnace, Float, Lehr buildings (Saint Gobain) _0221 | CLI.CON-000001 | 13.15 - Arch-71-a | ii) 1500x2500 | Approved
Civil Package 2 - Furnace, Float, Lehr buildings (Saint Gobain) _0221 | CLI.CON-000001 |  |  | Approved
Civil Package 2 - Furnace, Float, Lehr buildings (Saint Gobain) _0221 | CLI.CON-000001 | 13.15 - Arch-66-a | i) 2500x2500 | Approved
Civil Package 2 - Furnace, Float, Lehr buildings (Saint Gobain) _0221 | CLI.CON-000001 |  |  | Approved
Civil Package 2 - Furnace, Float, Lehr buildings (Saint Gobain) _0221 | CLI.CON-000001 | 13.12 - Arch-96-b | ii)1500x2100mm | Approved
Civil Package 2 - Furnace, Float, Lehr buildings (Saint Gobain) _0221 | CLI.CON-000001 |  |  | Approved
Civil Package 2 - Furnace, Float, Lehr buildings (Saint Gobain) _0221 | CLI.CON-000001 | 13.15 - Arch-47-a | i) 800x2100 with louver panels | Approved
Civil Package 2 - Furnace, Float, Lehr buildings (Saint Gobain) _0221 | CLI.CON-000001 |  |  | Approved
Civil Package 2 - Furnace, Float, Lehr buildings (Saint Gobain) _0221 | CLI.CON-000001 | 13.11 - Arch-56-39 | xvi)4800x1600mm | Approved
Civil Package 2 - Furnace, Float, Lehr buildings (Saint Gobain) _0221 | CLI.CON-000001 |  |  | Approved
Civil Package 2 - Furnace, Float, Lehr buildings (Saint Gobain) _0221 | CLI.CON-000001 | 13.15 - Arch-51-h | viii) 1250x2800 mm - Partly fixed | Approved
Civil Package 2 - Furnace, Float, Lehr buildings (Saint Gobain) _0221 | CLI.CON-000001 |  |  | Approved
Civil Package 2 - Furnace, Float, Lehr buildings (Saint Gobain) _0221 | CLI.CON-000001 | 13.11 - Arch-46-a | i)900x2100 | Approved
Civil Package 2 - Furnace, Float, Lehr buildings (Saint Gobain) _0221 | CLI.CON-000001 |  |  | Approved
Civil Package 2 - Furnace, Float, Lehr buildings (Saint Gobain) _0221 | CLI.CON-000001 | 13.15 - Arch-37-b | ii) 1500x2100 | Approved
Civil Package 2 - Furnace, Float, Lehr buildings (Saint Gobain) _0221 | CLI.CON-000001 |  |  | Approved
Civil Package 2 - Furnace, Float, Lehr buildings (Saint Gobain) _0221 | CLI.CON-000001 |  |  | Approved
Civil Package 2 - Furnace, Float, Lehr buildings (Saint Gobain) _0221 | CLI.CON-000001 | 13.13 - Arch-4 | Technical sepcification Item.No: 14.0.0 page no.34 of 220 should be considered for preparing the Unit rate. | Approved
Civil Package 2 - Furnace, Float, Lehr buildings (Saint Gobain) _0221 | CLI.CON-000001 |  |  | Approved
Civil Package 2 - Furnace, Float, Lehr buildings (Saint Gobain) _0221 | CLI.CON-000001 | 13.12 | Metal Works | Approved
Civil Package 2 - Furnace, Float, Lehr buildings (Saint Gobain) _0221 | CLI.CON-000001 |  |  | Approved
Civil Package 2 - Furnace, Float, Lehr buildings (Saint Gobain) _0221 | CLI.CON-000001 | 13.11 - Arch-75-b | ii) 1500x2500 | Approved
Civil Package 2 - Furnace, Float, Lehr buildings (Saint Gobain) _0221 | CLI.CON-000001 |  |  | Approved
Civil Package 2 - Furnace, Float, Lehr buildings (Saint Gobain) _0221 | CLI.CON-000001 | 13.15 - Arch-61-2 | i) 1500x2100 | Approved
Civil Package 2 - Furnace, Float, Lehr buildings (Saint Gobain) _0221 | CLI.CON-000001 |  |  | Approved
Civil Package 2 - Furnace, Float, Lehr buildings (Saint Gobain) _0221 | CLI.CON-000001 | 13.15 - Arch-106 | Same as above with 1600mm high above existing floor | Approved
Civil Package 2 - Furnace, Float, Lehr buildings (Saint Gobain) _0221 | CLI.CON-000001 |  |  | Approved
Civil Package 2 - Furnace, Float, Lehr buildings (Saint Gobain) _0221 | CLI.CON-000001 | 13.11 - Arch-56-18 | xii)3200x3400mm | Approved
Civil Package 2 - Furnace, Float, Lehr buildings (Saint Gobain) _0221 | CLI.CON-000001 |  |  | Approved
Civil Package 2 - Furnace, Float, Lehr buildings (Saint Gobain) _0221 | CLI.CON-000001 | 13.11 - Arch-65-a | i) 1000x2100 | Approved
Civil Package 2 - Furnace, Float, Lehr buildings (Saint Gobain) _0221 | CLI.CON-000001 |  |  | Approved
Civil Package 2 - Furnace, Float, Lehr buildings (Saint Gobain) _0221 | CLI.CON-000001 | 13.15 - Arch-86-2 | ii) 4350x4800mm | Approved
Civil Package 2 - Furnace, Float, Lehr buildings (Saint Gobain) _0221 | CLI.CON-000001 |  |  | Approved
Civil Package 2 - Furnace, Float, Lehr buildings (Saint Gobain) _0221 | CLI.CON-000001 | 13.15 - Arch-62-5 | v) 2000x3000 | Approved
Civil Package 2 - Furnace, Float, Lehr buildings (Saint Gobain) _0221 | CLI.CON-000001 |  |  | Approved
Civil Package 2 - Furnace, Float, Lehr buildings (Saint Gobain) _0221 | CLI.CON-000001 | 13.12 - Arch-95 | Supplying and fixing G.I.chain link fencing as shown in drawing & specification. The rate includes cost of 4mm dia wire fencing having mesh size 50x50mm made of G.I wire, MS post of size as 75 x 75 x 6mm tuber section at respective intervals of 3m C/C mentioned drawing including fixing the wire net using nuts, bolts and washers on the supporting posts using necessary scaffolding etc. complete and as directed by the engineer in charge. The rate includes necessary steel supporting posts, framing arrangements and inclusive of structural steel yield strength 250Mpa with 1 coat of primer and 2 coats of synthetic enamel paint etc. complete as per the directions of the engineer in charge. | Approved
Civil Package 2 - Furnace, Float, Lehr buildings (Saint Gobain) _0221 | CLI.CON-000001 |  |  | Approved
Civil Package 2 - Furnace, Float, Lehr buildings (Saint Gobain) _0221 | CLI.CON-000001 | 13.15 - Arch-55 | and the directions of the engineers-in-charge. | Approved
Civil Package 2 - Furnace, Float, Lehr buildings (Saint Gobain) _0221 | CLI.CON-000001 |  |  | Approved
Civil Package 2 - Furnace, Float, Lehr buildings (Saint Gobain) _0221 | CLI.CON-000001 | 13.11 - Arch-56-16 | xi)3100x3000mm | Approved
Civil Package 2 - Furnace, Float, Lehr buildings (Saint Gobain) _0221 | CLI.CON-000001 |  |  | Approved
Civil Package 2 - Furnace, Float, Lehr buildings (Saint Gobain) _0221 | CLI.CON-000001 | 13.11 - Arch-93-b | ii) 750x2100mm | Approved
Civil Package 2 - Furnace, Float, Lehr buildings (Saint Gobain) _0221 | CLI.CON-000001 |  |  | Approved
Civil Package 2 - Furnace, Float, Lehr buildings (Saint Gobain) _0221 | CLI.CON-000001 | 13.15 - Arch-61-8 | vii) 2000x3300 | Approved
Civil Package 2 - Furnace, Float, Lehr buildings (Saint Gobain) _0221 | CLI.CON-000001 |  |  | Approved
Civil Package 2 - Furnace, Float, Lehr buildings (Saint Gobain) _0221 | CLI.CON-000001 | 13.11 - Arch-56-13 | x)5000x3000mm | Approved
Civil Package 2 - Furnace, Float, Lehr buildings (Saint Gobain) _0221 | CLI.CON-000001 |  |  | Approved
Civil Package 2 - Furnace, Float, Lehr buildings (Saint Gobain) _0221 | CLI.CON-000001 | 13.15 - Arch-63-a | i) 2000x3300 | Approved
Civil Package 2 - Furnace, Float, Lehr buildings (Saint Gobain) _0221 | CLI.CON-000001 |  |  | Approved
Civil Package 2 - Furnace, Float, Lehr buildings (Saint Gobain) _0221 | CLI.CON-000001 | 13.15 - Arch-61-3 | ii) 1500x3000 | Approved
Civil Package 2 - Furnace, Float, Lehr buildings (Saint Gobain) _0221 | CLI.CON-000001 |  |  | Approved
Civil Package 2 - Furnace, Float, Lehr buildings (Saint Gobain) _0221 | CLI.CON-000001 | 13.11 - Arch-56-3 | i) 5700x2800mm | Approved
Civil Package 2 - Furnace, Float, Lehr buildings (Saint Gobain) _0221 | CLI.CON-000001 |  |  | Approved
Civil Package 2 - Furnace, Float, Lehr buildings (Saint Gobain) _0221 | CLI.CON-000001 | 13.15 - Arch-79-c | iii) 3900x3500 | Approved
Civil Package 2 - Furnace, Float, Lehr buildings (Saint Gobain) _0221 | CLI.CON-000001 |  |  | Approved
Civil Package 2 - Furnace, Float, Lehr buildings (Saint Gobain) _0221 | CLI.CON-000001 | 13.15 - Arch-51-c | iii) 600x900mm - Partly fixed | Approved
Civil Package 2 - Furnace, Float, Lehr buildings (Saint Gobain) _0221 | CLI.CON-000001 |  |  | Approved
Civil Package 2 - Furnace, Float, Lehr buildings (Saint Gobain) _0221 | CLI.CON-000001 | 13.10 - Arch-12-b | b) For ceiling | Approved
Civil Package 2 - Furnace, Float, Lehr buildings (Saint Gobain) _0221 | CLI.CON-000001 |  |  | Approved
Civil Package 2 - Furnace, Float, Lehr buildings (Saint Gobain) _0221 | CLI.CON-000001 | 13.11 - Arch-34 | Double glass unit in center, 18mm (5mm + 5mm + 8mm gap), 24mm Glass partition | Approved
Civil Package 2 - Furnace, Float, Lehr buildings (Saint Gobain) _0221 | CLI.CON-000001 |  |  | Approved
Civil Package 2 - Furnace, Float, Lehr buildings (Saint Gobain) _0221 | CLI.CON-000001 | 13.15 - Arch-49-b | ii) 1500x2100 with louvers | Approved
Civil Package 2 - Furnace, Float, Lehr buildings (Saint Gobain) _0221 | CLI.CON-000001 |  |  | Approved
Civil Package 2 - Furnace, Float, Lehr buildings (Saint Gobain) _0221 | CLI.CON-000001 | 13.15 - Arch-88-g | vii) 4000x3000mm | Approved
Civil Package 2 - Furnace, Float, Lehr buildings (Saint Gobain) _0221 | CLI.CON-000001 |  |  | Approved
Civil Package 2 - Furnace, Float, Lehr buildings (Saint Gobain) _0221 | CLI.CON-000001 | 13.15 - Arch-62-4 | iv) 3000x4000 | Approved
Civil Package 2 - Furnace, Float, Lehr buildings (Saint Gobain) _0221 | CLI.CON-000001 |  |  | Approved
Civil Package 2 - Furnace, Float, Lehr buildings (Saint Gobain) _0221 | CLI.CON-000001 | 13.15 - Arch-61-6 | v) 2500x2500 | Approved
Civil Package 2 - Furnace, Float, Lehr buildings (Saint Gobain) _0221 | CLI.CON-000001 |  |  | Approved
Civil Package 2 - Furnace, Float, Lehr buildings (Saint Gobain) _0221 | CLI.CON-000001 | 13.10 - Arch-10-a | a) In cement mortar 1:5 for walls | Approved
Civil Package 2 - Furnace, Float, Lehr buildings (Saint Gobain) _0221 | CLI.CON-000001 |  |  | Approved
Civil Package 2 - Furnace, Float, Lehr buildings (Saint Gobain) _0221 | CLI.CON-000001 | 13.10 - Arch-107 | 100mm Thk - Gypsum Partition | Approved
Civil Package 2 - Furnace, Float, Lehr buildings (Saint Gobain) _0221 | CLI.CON-000001 |  |  | Approved
Civil Package 2 - Furnace, Float, Lehr buildings (Saint Gobain) _0221 | CLI.CON-000001 | 13.11 - Arch-68-a | i) 2500x2500 | Approved
Civil Package 2 - Furnace, Float, Lehr buildings (Saint Gobain) _0221 | CLI.CON-000001 |  |  | Approved
Civil Package 2 - Furnace, Float, Lehr buildings (Saint Gobain) _0221 | CLI.CON-000001 | 13.15 - Arch-81-c | iii)1500x3000 | Approved
Civil Package 2 - Furnace, Float, Lehr buildings (Saint Gobain) _0221 | CLI.CON-000001 |  |  | Approved
Civil Package 2 - Furnace, Float, Lehr buildings (Saint Gobain) _0221 | CLI.CON-000001 | 13.11 - Arch-56-11 | viii) 3875x3150mm | Approved
Civil Package 2 - Furnace, Float, Lehr buildings (Saint Gobain) _0221 | CLI.CON-000001 |  |  | Approved
Civil Package 2 - Furnace, Float, Lehr buildings (Saint Gobain) _0221 | CLI.CON-000001 | 13.15 - Arch-78-a | i) 1500x2100 | Approved
Civil Package 2 - Furnace, Float, Lehr buildings (Saint Gobain) _0221 | CLI.CON-000001 |  |  | Approved
Civil Package 2 - Furnace, Float, Lehr buildings (Saint Gobain) _0221 | CLI.CON-000001 | 13.15 - Arch-88-b | ii) 3000x3000mm | Approved
Civil Package 2 - Furnace, Float, Lehr buildings (Saint Gobain) _0221 | CLI.CON-000001 |  |  | Approved
Civil Package 2 - Furnace, Float, Lehr buildings (Saint Gobain) _0221 | CLI.CON-000001 | 13.10 - Arch-101 | Mineral board false ceiling with moisture content | Approved
Civil Package 2 - Furnace, Float, Lehr buildings (Saint Gobain) _0221 | CLI.CON-000001 |  |  | Approved
Civil Package 2 - Furnace, Float, Lehr buildings (Saint Gobain) _0221 | CLI.CON-000001 | 13.15 - Arch-77-a | i) 1000x2100 | Approved
Civil Package 2 - Furnace, Float, Lehr buildings (Saint Gobain) _0221 | CLI.CON-000001 |  |  | Approved
Civil Package 2 - Furnace, Float, Lehr buildings (Saint Gobain) _0221 | CLI.CON-000001 | 13.15 | others | Approved
Civil Package 2 - Furnace, Float, Lehr buildings (Saint Gobain) _0221 | CLI.CON-000001 |  |  | Approved
Civil Package 2 - Furnace, Float, Lehr buildings (Saint Gobain) _0221 | CLI.CON-000001 | 13.15 - Arch-67-a | i) 1500x2100 | Approved
Civil Package 2 - Furnace, Float, Lehr buildings (Saint Gobain) _0221 | CLI.CON-000001 |  |  | Approved
Civil Package 2 - Furnace, Float, Lehr buildings (Saint Gobain) _0221 | CLI.CON-000001 | 13.15 - Arch-49-a | i) 1500x2100 with translucent glass and louvers | Approved
Civil Package 2 - Furnace, Float, Lehr buildings (Saint Gobain) _0221 | CLI.CON-000001 |  |  | Approved
Civil Package 2 - Furnace, Float, Lehr buildings (Saint Gobain) _0221 | CLI.CON-000001 | 13.15 - Arch-51-f | vi) 5000x3150 mm - Partly Fixed | Approved
Civil Package 2 - Furnace, Float, Lehr buildings (Saint Gobain) _0221 | CLI.CON-000001 |  |  | Approved
Civil Package 2 - Furnace, Float, Lehr buildings (Saint Gobain) _0221 | CLI.CON-000001 | 13.11 - Arch-39-b | ii) 1200x2100 | Approved
Civil Package 2 - Furnace, Float, Lehr buildings (Saint Gobain) _0221 | CLI.CON-000001 |  |  | Approved
Civil Package 2 - Furnace, Float, Lehr buildings (Saint Gobain) _0221 | CLI.CON-000001 | 13.14 - Arch-17 | exclude cost of concrete and reinforcement. ) | Approved
Civil Package 2 - Furnace, Float, Lehr buildings (Saint Gobain) _0221 | CLI.CON-000001 |  |  | Approved
Civil Package 2 - Furnace, Float, Lehr buildings (Saint Gobain) _0221 | CLI.CON-000001 | 13.11 | Openings | Approved
Civil Package 2 - Furnace, Float, Lehr buildings (Saint Gobain) _0221 | CLI.CON-000001 |  |  | Approved
Civil Package 2 - Furnace, Float, Lehr buildings (Saint Gobain) _0221 | CLI.CON-000001 | 13.11 - Arch-56-6 | iv) 4800x3000mm | Approved
Civil Package 2 - Furnace, Float, Lehr buildings (Saint Gobain) _0221 | CLI.CON-000001 |  |  | Approved
Civil Package 2 - Furnace, Float, Lehr buildings (Saint Gobain) _0221 | CLI.CON-000001 | 13.11 - Arch-71-d | iv) 2500x2500 with vision panel (500x700) | Approved
Civil Package 2 - Furnace, Float, Lehr buildings (Saint Gobain) _0221 | CLI.CON-000001 | 13.15 - Arch-73-a | i) 1000x2100 | Approved
Civil Package 2 - Furnace, Float, Lehr buildings (Saint Gobain) _0221 | CLI.CON-000001 |  |  | Approved
Civil Package 2 - Furnace, Float, Lehr buildings (Saint Gobain) _0221 | CLI.CON-000001 | 13.11 - Arch-56-25 | xvi)4000x750mm | Approved
Civil Package 2 - Furnace, Float, Lehr buildings (Saint Gobain) _0221 | CLI.CON-000001 |  |  | Approved
Civil Package 2 - Furnace, Float, Lehr buildings (Saint Gobain) _0221 | CLI.CON-000001 | 13.15 - Arch-37-a | i) 1000x2100 | Approved
Civil Package 2 - Furnace, Float, Lehr buildings (Saint Gobain) _0221 | CLI.CON-000001 |  |  | Approved
Civil Package 2 - Furnace, Float, Lehr buildings (Saint Gobain) _0221 | CLI.CON-000001 | 13.15 - Arch-66-e | v) 4500x3700 | Approved
Civil Package 2 - Furnace, Float, Lehr buildings (Saint Gobain) _0221 | CLI.CON-000001 |  |  | Approved
Civil Package 2 - Furnace, Float, Lehr buildings (Saint Gobain) _0221 | CLI.CON-000001 | 13.15 - Arch-79-a | i) 3000x3750 | Approved
Civil Package 2 - Furnace, Float, Lehr buildings (Saint Gobain) _0221 | CLI.CON-000001 |  |  | Approved
Civil Package 2 - Furnace, Float, Lehr buildings (Saint Gobain) _0221 | CLI.CON-000001 | 13.15 - Arch-83-e | v) 1000x2500mm | Approved
Civil Package 2 - Furnace, Float, Lehr buildings (Saint Gobain) _0221 | CLI.CON-000001 |  |  | Approved
Civil Package 2 - Furnace, Float, Lehr buildings (Saint Gobain) _0221 | CLI.CON-000001 | 13.11 - Arch-46-b | ii) 1000x2100 | Approved
Civil Package 2 - Furnace, Float, Lehr buildings (Saint Gobain) _0221 | CLI.CON-000001 |  |  | Approved
Civil Package 2 - Furnace, Float, Lehr buildings (Saint Gobain) _0221 | CLI.CON-000001 | 13.15 - Arch-62-3 | iii) 2000x2500 | Approved
Civil Package 2 - Furnace, Float, Lehr buildings (Saint Gobain) _0221 | CLI.CON-000001 |  |  | Approved
Civil Package 2 - Furnace, Float, Lehr buildings (Saint Gobain) _0221 | CLI.CON-000001 | 13.15 - Arch-81-g | vii) 4000x3500mm | Approved
Civil Package 2 - Furnace, Float, Lehr buildings (Saint Gobain) _0221 | CLI.CON-000001 |  |  | Approved
Civil Package 2 - Furnace, Float, Lehr buildings (Saint Gobain) _0221 | CLI.CON-000001 | 13.15 - Arch-84-b | b) For double leaf door | Approved
Civil Package 2 - Furnace, Float, Lehr buildings (Saint Gobain) _0221 | CLI.CON-000001 |  |  | Approved
Civil Package 2 - Furnace, Float, Lehr buildings (Saint Gobain) _0221 | CLI.CON-000001 | 13.15 - Arch-3-a | a) In cement mortar 1:4 | Approved
Civil Package 2 - Furnace, Float, Lehr buildings (Saint Gobain) _0221 | CLI.CON-000001 |  |  | Approved
Civil Package 2 - Furnace, Float, Lehr buildings (Saint Gobain) _0221 | CLI.CON-000001 | 13.10 - Arch-29 | labour complete. | Approved
Civil Package 2 - Furnace, Float, Lehr buildings (Saint Gobain) _0221 | CLI.CON-000001 |  |  | Approved
Civil Package 2 - Furnace, Float, Lehr buildings (Saint Gobain) _0221 | CLI.CON-000001 | 13.15 - Arch-18 | complete. | Approved
Civil Package 2 - Furnace, Float, Lehr buildings (Saint Gobain) _0221 | CLI.CON-000001 |  |  | Approved
Civil Package 2 - Furnace, Float, Lehr buildings (Saint Gobain) _0221 | CLI.CON-000001 | 13.15 - Arch-58-b | ii) 1000x2500 | Approved
Civil Package 2 - Furnace, Float, Lehr buildings (Saint Gobain) _0221 | CLI.CON-000001 |  |  | Approved
Civil Package 2 - Furnace, Float, Lehr buildings (Saint Gobain) _0221 | CLI.CON-000001 | 13.15 - Arch-50-a | i) 1200x1200mm | Approved
Civil Package 2 - Furnace, Float, Lehr buildings (Saint Gobain) _0221 | CLI.CON-000001 |  |  | Approved
Civil Package 2 - Furnace, Float, Lehr buildings (Saint Gobain) _0221 | CLI.CON-000001 | 13.10 - Arch-11-a | a) In cement mortar 1:4 | Approved
Civil Package 2 - Furnace, Float, Lehr buildings (Saint Gobain) _0221 | CLI.CON-000001 |  |  | Approved
Civil Package 2 - Furnace, Float, Lehr buildings (Saint Gobain) _0221 | CLI.CON-000001 | 13.15 - Arch-27 | PU With electro static flooring | Approved
Civil Package 2 - Furnace, Float, Lehr buildings (Saint Gobain) _0221 | CLI.CON-000001 |  |  | Approved
Civil Package 2 - Furnace, Float, Lehr buildings (Saint Gobain) _0221 | CLI.CON-000001 | 13.15 - Arch-36-b | ii) 4000x3000 | Approved
Civil Package 2 - Furnace, Float, Lehr buildings (Saint Gobain) _0221 | CLI.CON-000001 |  |  | Approved
Civil Package 2 - Furnace, Float, Lehr buildings (Saint Gobain) _0221 | CLI.CON-000001 | 13.11 - Arch-56-26 | xvi)5200x1600mm | Approved
Civil Package 2 - Furnace, Float, Lehr buildings (Saint Gobain) _0221 | CLI.CON-000001 |  |  | Approved
Civil Package 2 - Furnace, Float, Lehr buildings (Saint Gobain) _0221 | CLI.CON-000001 | 13.11 - Arch-56-36 | xvi)5200x1600mm | Approved
Civil Package 2 - Furnace, Float, Lehr buildings (Saint Gobain) _0221 | CLI.CON-000001 |  |  | Approved
Civil Package 2 - Furnace, Float, Lehr buildings (Saint Gobain) _0221 | CLI.CON-000001 | 13.15 - Arch-22 | complete the job. | Approved
Civil Package 2 - Furnace, Float, Lehr buildings (Saint Gobain) _0221 | CLI.CON-000001 |  |  | Approved
Civil Package 2 - Furnace, Float, Lehr buildings (Saint Gobain) _0221 | CLI.CON-000001 | 13.15 - Arch-88-d | iv) 4200x3700mm | Approved
Civil Package 2 - Furnace, Float, Lehr buildings (Saint Gobain) _0221 | CLI.CON-000001 |  |  | Approved
Civil Package 2 - Furnace, Float, Lehr buildings (Saint Gobain) _0221 | CLI.CON-000001 | 13.11 - Arch-87-d | iv) 4200x5500mm | Approved
Civil Package 2 - Furnace, Float, Lehr buildings (Saint Gobain) _0221 | CLI.CON-000001 |  |  | Approved
Civil Package 2 - Furnace, Float, Lehr buildings (Saint Gobain) _0221 | CLI.CON-000001 | 13.15 - Arch-38-a | d) Double leaf door | Approved
Civil Package 2 - Furnace, Float, Lehr buildings (Saint Gobain) _0221 | CLI.CON-000001 |  |  | Approved
Civil Package 2 - Furnace, Float, Lehr buildings (Saint Gobain) _0221 | CLI.CON-000001 |  |  | Approved
Civil Package 2 - Furnace, Float, Lehr buildings (Saint Gobain) _0221 | CLI.CON-000001 | 13.15 - Arch-81-d | iv)2000x2500 | Approved
Civil Package 2 - Furnace, Float, Lehr buildings (Saint Gobain) _0221 | CLI.CON-000001 |  |  | Approved
Civil Package 2 - Furnace, Float, Lehr buildings (Saint Gobain) _0221 | CLI.CON-000001 | 13.15 - Arch-51-b | ii) 600x1200mm - Partly fixed | Approved
Civil Package 2 - Furnace, Float, Lehr buildings (Saint Gobain) _0221 | CLI.CON-000001 |  |  | Approved
Civil Package 2 - Furnace, Float, Lehr buildings (Saint Gobain) _0221 | CLI.CON-000001 | 13.10 - Arch-21 | measures required to complete the job. | Approved
Civil Package 2 - Furnace, Float, Lehr buildings (Saint Gobain) _0221 | CLI.CON-000001 |  |  | Approved
Civil Package 2 - Furnace, Float, Lehr buildings (Saint Gobain) _0221 | CLI.CON-000001 | 13.15 - Arch-48-b | ii) 1000x2100 with translucent glass and louvers | Approved
Civil Package 2 - Furnace, Float, Lehr buildings (Saint Gobain) _0221 | CLI.CON-000001 |  |  | Approved
Civil Package 2 - Furnace, Float, Lehr buildings (Saint Gobain) _0221 | CLI.CON-000001 | 13.15 - Arch-86-11 | xi) 3325x4100mm | Approved
Civil Package 2 - Furnace, Float, Lehr buildings (Saint Gobain) _0221 | CLI.CON-000001 |  |  | Approved
Civil Package 2 - Furnace, Float, Lehr buildings (Saint Gobain) _0221 | CLI.CON-000001 | 13.15 - Arch-16 | shade and all materials and measures to complete the Job | Approved
Civil Package 2 - Furnace, Float, Lehr buildings (Saint Gobain) _0221 | CLI.CON-000001 |  |  | Approved
Civil Package 2 - Furnace, Float, Lehr buildings (Saint Gobain) _0221 | CLI.CON-000001 | 13.15 - Arch-61-4 | iii) 2000x2500 | Approved
Civil Package 2 - Furnace, Float, Lehr buildings (Saint Gobain) _0221 | CLI.CON-000001 |  |  | Approved
Civil Package 2 - Furnace, Float, Lehr buildings (Saint Gobain) _0221 | CLI.CON-000001 | 13.15 - Arch-42-a | i) 1000x2100 | Approved
Civil Package 2 - Furnace, Float, Lehr buildings (Saint Gobain) _0221 | CLI.CON-000001 |  |  | Approved
Civil Package 2 - Furnace, Float, Lehr buildings (Saint Gobain) _0221 | CLI.CON-000001 | 13.11 - Arch-56-30 | xvi)2900x1600mm | Approved
Civil Package 2 - Furnace, Float, Lehr buildings (Saint Gobain) _0221 | CLI.CON-000001 |  |  | Approved
Civil Package 2 - Furnace, Float, Lehr buildings (Saint Gobain) _0221 | CLI.CON-000001 | 13.15 - Arch-54-a | i) 1625x1500mm | Approved
Civil Package 2 - Furnace, Float, Lehr buildings (Saint Gobain) _0221 | CLI.CON-000001 |  |  | Approved
Civil Package 2 - Furnace, Float, Lehr buildings (Saint Gobain) _0221 | CLI.CON-000001 | 13.15 - Arch-87-b | ii) 3500x5000mm | Approved
Civil Package 2 - Furnace, Float, Lehr buildings (Saint Gobain) _0221 | CLI.CON-000001 |  |  | Approved
Civil Package 2 - Furnace, Float, Lehr buildings (Saint Gobain) _0221 | CLI.CON-000001 | 13.11 - Arch-56-43 | xvi)3000x1600mm | Approved
Civil Package 2 - Furnace, Float, Lehr buildings (Saint Gobain) _0221 | CLI.CON-000001 |  |  | Approved
Civil Package 2 - Furnace, Float, Lehr buildings (Saint Gobain) _0221 | CLI.CON-000001 | 13.11 - Arch-56-40 | xvi)4500x1600mm | Approved
Civil Package 2 - Furnace, Float, Lehr buildings (Saint Gobain) _0221 | CLI.CON-000001 |  |  | Approved
Civil Package 2 - Furnace, Float, Lehr buildings (Saint Gobain) _0221 | CLI.CON-000001 | 13.11 - Arch-66-c | iii) 4000x3000 (WITH FULL LOUVER SHUTTER,ANTI DUST SCREEN) | Approved
Civil Package 2 - Furnace, Float, Lehr buildings (Saint Gobain) _0221 | CLI.CON-000001 |  |  | Approved
Civil Package 2 - Furnace, Float, Lehr buildings (Saint Gobain) _0221 | CLI.CON-000001 | 13.15 - Arch-51-a | i) 1200x1200mm - side hung | Approved
Civil Package 2 - Furnace, Float, Lehr buildings (Saint Gobain) _0221 | CLI.CON-000001 |  |  | Approved
Civil Package 2 - Furnace, Float, Lehr buildings (Saint Gobain) _0221 | CLI.CON-000001 | 13.15 - Arch-50-b | ii) 600x900 mm | Approved
Civil Package 2 - Furnace, Float, Lehr buildings (Saint Gobain) _0221 | CLI.CON-000001 |  |  | Approved
Civil Package 2 - Furnace, Float, Lehr buildings (Saint Gobain) _0221 | CLI.CON-000001 | 13.11 - Arch-75-a | i) 1200x2100 | Approved
Civil Package 2 - Furnace, Float, Lehr buildings (Saint Gobain) _0221 | CLI.CON-000001 |  |  | Approved
Civil Package 2 - Furnace, Float, Lehr buildings (Saint Gobain) _0221 | CLI.CON-000001 | 13.15 - Arch-88-e | v) 4200x5500mm | Approved
Civil Package 2 - Furnace, Float, Lehr buildings (Saint Gobain) _0221 | CLI.CON-000001 |  |  | Approved
Civil Package 2 - Furnace, Float, Lehr buildings (Saint Gobain) _0221 | CLI.CON-000001 | 13.15 - Arch-62-2 | ii) 1500x2500 | Approved
Civil Package 2 - Furnace, Float, Lehr buildings (Saint Gobain) _0221 | CLI.CON-000001 |  |  | Approved
Civil Package 2 - Furnace, Float, Lehr buildings (Saint Gobain) _0221 | CLI.CON-000001 | 13.11 - Arch-56-23 | xvi)5400x750mm | Approved
Civil Package 2 - Furnace, Float, Lehr buildings (Saint Gobain) _0221 | CLI.CON-000001 |  |  | Approved
Civil Package 2 - Furnace, Float, Lehr buildings (Saint Gobain) _0221 | CLI.CON-000001 | 13.15 - Arch-36-a | i) 1500x2100 | Approved
Civil Package 2 - Furnace, Float, Lehr buildings (Saint Gobain) _0221 | CLI.CON-000001 |  |  | Approved
Civil Package 2 - Furnace, Float, Lehr buildings (Saint Gobain) _0221 | CLI.CON-000001 | 13.11 - Arch-56-21 | xv)3400x3050mm | Approved
Civil Package 2 - Furnace, Float, Lehr buildings (Saint Gobain) _0221 | CLI.CON-000001 |  |  | Approved
Civil Package 2 - Furnace, Float, Lehr buildings (Saint Gobain) _0221 | CLI.CON-000001 | 13.11 - Arch-87-c | iii) 4200x3700mm | Approved
Civil Package 2 - Furnace, Float, Lehr buildings (Saint Gobain) _0221 | CLI.CON-000001 |  |  | Approved
Civil Package 2 - Furnace, Float, Lehr buildings (Saint Gobain) _0221 | CLI.CON-000001 | 13.15 - Arch-51-d | iv) 5300x3150 mm - Partly fixed | Approved
Civil Package 2 - Furnace, Float, Lehr buildings (Saint Gobain) _0221 | CLI.CON-000001 |  |  | Approved
Civil Package 2 - Furnace, Float, Lehr buildings (Saint Gobain) _0221 | CLI.CON-000001 | 13.15 - Arch-57-a | i) 1000x2100 | Approved
Civil Package 2 - Furnace, Float, Lehr buildings (Saint Gobain) _0221 | CLI.CON-000001 |  |  | Approved
Civil Package 2 - Furnace, Float, Lehr buildings (Saint Gobain) _0221 | CLI.CON-000001 | 13.15 - Arch-74-a | i) 1500x2500 | Approved
Civil Package 2 - Furnace, Float, Lehr buildings (Saint Gobain) _0221 | CLI.CON-000001 |  |  | Approved
Civil Package 2 - Furnace, Float, Lehr buildings (Saint Gobain) _0221 | CLI.CON-000001 | 13.15 - Arch-40-a | i) 1000x2100 | Approved
Civil Package 2 - Furnace, Float, Lehr buildings (Saint Gobain) _0221 | CLI.CON-000001 |  |  | Approved
Civil Package 2 - Furnace, Float, Lehr buildings (Saint Gobain) _0221 | CLI.CON-000001 | 13.15 - Arch-59-a | i) 1000x2100 | Approved
Civil Package 2 - Furnace, Float, Lehr buildings (Saint Gobain) _0221 | CLI.CON-000001 |  |  | Approved
Civil Package 2 - Furnace, Float, Lehr buildings (Saint Gobain) _0221 | CLI.CON-000001 | 13.10 - Arch-108 | 100mm Thk - 2hrs Fire rated gypsum partition wall | Approved
Civil Package 2 - Furnace, Float, Lehr buildings (Saint Gobain) _0221 | CLI.CON-000001 |  |  | Approved
Civil Package 2 - Furnace, Float, Lehr buildings (Saint Gobain) _0221 | CLI.CON-000001 | 13.15 - Arch-62-1 | i) 1500x2100 | Approved
Civil Package 2 - Furnace, Float, Lehr buildings (Saint Gobain) _0221 | CLI.CON-000001 |  |  | Approved
Civil Package 2 - Furnace, Float, Lehr buildings (Saint Gobain) _0221 | CLI.CON-000001 | 13.11 - Arch-56-4 | ii) 5300x3150mm | Approved
Civil Package 2 - Furnace, Float, Lehr buildings (Saint Gobain) _0221 | CLI.CON-000001 |  |  | Approved
Civil Package 2 - Furnace, Float, Lehr buildings (Saint Gobain) _0221 | CLI.CON-000001 | 13.15 - Arch-6 | aggregate at plinth level. | Approved
Civil Package 2 - Furnace, Float, Lehr buildings (Saint Gobain) _0221 | CLI.CON-000001 |  |  | Approved
Civil Package 2 - Furnace, Float, Lehr buildings (Saint Gobain) _0221 | CLI.CON-000001 | 13.15 - Arch-15 | per manufacturer's specification | Approved
Civil Package 2 - Furnace, Float, Lehr buildings (Saint Gobain) _0221 | CLI.CON-000001 |  |  | Approved
Civil Package 2 - Furnace, Float, Lehr buildings (Saint Gobain) _0221 | CLI.CON-000001 | 13.15 - Arch-45-a | i) 1500x2100 | Approved
Civil Package 2 - Furnace, Float, Lehr buildings (Saint Gobain) _0221 | CLI.CON-000001 |  |  | Approved
Civil Package 2 - Furnace, Float, Lehr buildings (Saint Gobain) _0221 | CLI.CON-000001 | 13.11 - Arch-71-b | ii) 2000x2100 with Vision panel (500x700) | Approved
Civil Package 2 - Furnace, Float, Lehr buildings (Saint Gobain) _0221 | CLI.CON-000001 |  |  | Approved
Civil Package 2 - Furnace, Float, Lehr buildings (Saint Gobain) _0221 | CLI.CON-000001 | 13.15 - Arch-39-a | i) 1000x2100 | Approved
Civil Package 2 - Furnace, Float, Lehr buildings (Saint Gobain) _0221 | CLI.CON-000001 |  |  | Approved
Civil Package 2 - Furnace, Float, Lehr buildings (Saint Gobain) _0221 | CLI.CON-000001 | 13.15 - Arch-26-a | 4 mm thick coating | Approved
Civil Package 2 - Furnace, Float, Lehr buildings (Saint Gobain) _0221 | CLI.CON-000001 |  |  | Approved
Civil Package 2 - Furnace, Float, Lehr buildings (Saint Gobain) _0221 | CLI.CON-000001 | 13.15 - Arch-26-b | 6 mm thick coating | Approved
Civil Package 2 - Furnace, Float, Lehr buildings (Saint Gobain) _0221 | CLI.CON-000001 |  |  | Approved
Civil Package 2 - Furnace, Float, Lehr buildings (Saint Gobain) _0221 | CLI.CON-000001 | 13.11 - Arch-56-1 | i) 600x600mm (With Exhaust opening) | Approved
Civil Package 2 - Furnace, Float, Lehr buildings (Saint Gobain) _0221 | CLI.CON-000001 |  |  | Approved
Civil Package 2 - Furnace, Float, Lehr buildings (Saint Gobain) _0221 | CLI.CON-000001 | 13.15 - Arch-86-9 | ix) 3500x3500mm | Approved
Civil Package 2 - Furnace, Float, Lehr buildings (Saint Gobain) _0221 | CLI.CON-000001 |  |  | Approved
Civil Package 2 - Furnace, Float, Lehr buildings (Saint Gobain) _0221 | CLI.CON-000001 | 13.11 - Arch-56-20 | xiv)1250x2800mm | Approved
Civil Package 2 - Furnace, Float, Lehr buildings (Saint Gobain) _0221 | CLI.CON-000001 |  |  | Approved
Civil Package 2 - Furnace, Float, Lehr buildings (Saint Gobain) _0221 | CLI.CON-000001 | 13.15 - Arch-25 | Preparing the existing surface of floor by shot blasting and cleaning by wire brushing etc., to remove all dirt, dust, oil, etc. to expose clean sound base concrete. Providing and applying Cementitious polyurethane floor topping at a thickness of 6mm using Ucrete UD200 heavy-duty PU cementitious floor topping laid at 6.0mm thick, Service Temperature- 25°C to 80°C . Ensure that the construction, control joint, and other anchorage grooves of are fully wetted out with material at the edges, day joints, up-stands, drains, doorways and at regular points across the floor and all debris removed. | Approved
Civil Package 2 - Furnace, Float, Lehr buildings (Saint Gobain) _0221 | CLI.CON-000001 |  |  | Approved
Civil Package 2 - Furnace, Float, Lehr buildings (Saint Gobain) _0221 | CLI.CON-000001 | 13.11 - Arch-65-b | ii) 1200x2100 WITH VISION PANEL (200x450) | Approved
Civil Package 2 - Furnace, Float, Lehr buildings (Saint Gobain) _0221 | CLI.CON-000001 |  |  | Approved
Civil Package 2 - Furnace, Float, Lehr buildings (Saint Gobain) _0221 | CLI.CON-000001 | 13.15 - Arch-102 | Supply and install Gypsum False Ceiling using 12mm to 18mm thick gypsum board | Approved
Civil Package 2 - Furnace, Float, Lehr buildings (Saint Gobain) _0221 | CLI.CON-000001 |  |  | Approved
Civil Package 2 - Furnace, Float, Lehr buildings (Saint Gobain) _0221 | CLI.CON-000001 | 13.15 - Arch-64-b | Ii) Double shutter | Approved
Civil Package 2 - Furnace, Float, Lehr buildings (Saint Gobain) _0221 | CLI.CON-000001 |  |  | Approved
Civil Package 2 - Furnace, Float, Lehr buildings (Saint Gobain) _0221 | CLI.CON-000001 | 13.15 - Arch-86-13 | xiii) 4000x4750mm | Approved
Civil Package 2 - Furnace, Float, Lehr buildings (Saint Gobain) _0221 | CLI.CON-000001 |  |  | Approved
Civil Package 2 - Furnace, Float, Lehr buildings (Saint Gobain) _0221 | CLI.CON-000001 | 13.11 - Arch-69-b | ii) 1200x2100 | Approved
Civil Package 2 - Furnace, Float, Lehr buildings (Saint Gobain) _0221 | CLI.CON-000001 |  |  | Approved
Civil Package 2 - Furnace, Float, Lehr buildings (Saint Gobain) _0221 | CLI.CON-000001 | 13.15 - Arch-64-a | i) Single shutter | Approved
Civil Package 2 - Furnace, Float, Lehr buildings (Saint Gobain) _0221 | CLI.CON-000001 |  |  | Approved
Civil Package 2 - Furnace, Float, Lehr buildings (Saint Gobain) _0221 | CLI.CON-000001 | 13.15 - Arch-86-1 | i) 3000x3500mm | Approved
Civil Package 2 - Furnace, Float, Lehr buildings (Saint Gobain) _0221 | CLI.CON-000001 |  |  | Approved
Civil Package 2 - Furnace, Float, Lehr buildings (Saint Gobain) _0221 | CLI.CON-000001 | 13.12 - Arch-96-a | i) 3000x2100mm | Approved
Civil Package 2 - Furnace, Float, Lehr buildings (Saint Gobain) _0221 | CLI.CON-000001 |  |  | Approved
Civil Package 2 - Furnace, Float, Lehr buildings (Saint Gobain) _0221 | CLI.CON-000001 | 13.11 - Arch-56-33 | xvi)6200x4300mm | Approved
Civil Package 2 - Furnace, Float, Lehr buildings (Saint Gobain) _0221 | CLI.CON-000001 |  |  | Approved
Civil Package 2 - Furnace, Float, Lehr buildings (Saint Gobain) _0221 | CLI.CON-000001 | 13.15 - Arch-86-7 | vii) 3500x5000mm | Approved
Civil Package 2 - Furnace, Float, Lehr buildings (Saint Gobain) _0221 | CLI.CON-000001 |  |  | Approved
Civil Package 2 - Furnace, Float, Lehr buildings (Saint Gobain) _0221 | CLI.CON-000001 | 13.11 - Arch-56-2 | ii) 600x900mm (With Exhaust opening) | Approved
Civil Package 2 - Furnace, Float, Lehr buildings (Saint Gobain) _0221 | CLI.CON-000001 |  |  | Approved
Civil Package 2 - Furnace, Float, Lehr buildings (Saint Gobain) _0221 | CLI.CON-000001 | 13.10 - Arch-10-b | b) In cement mortar 1:3 for Ceiling | Approved
Civil Package 2 - Furnace, Float, Lehr buildings (Saint Gobain) _0221 | CLI.CON-000001 |  |  | Approved
Civil Package 2 - Furnace, Float, Lehr buildings (Saint Gobain) _0221 | CLI.CON-000001 | 13.15 - Arch-52-e | v) 1200x1200mm | Approved
Civil Package 2 - Furnace, Float, Lehr buildings (Saint Gobain) _0221 | CLI.CON-000001 |  |  | Approved
Civil Package 2 - Furnace, Float, Lehr buildings (Saint Gobain) _0221 | CLI.CON-000001 | 13.15 - Arch-61-5 | iv) 2000x3000 | Approved
Civil Package 2 - Furnace, Float, Lehr buildings (Saint Gobain) _0221 | CLI.CON-000001 |  |  | Approved
Civil Package 2 - Furnace, Float, Lehr buildings (Saint Gobain) _0221 | CLI.CON-000001 | 13.15 - Arch-66-b | ii) 1500x2100 | Approved
Civil Package 2 - Furnace, Float, Lehr buildings (Saint Gobain) _0221 | CLI.CON-000001 |  |  | Approved
Civil Package 2 - Furnace, Float, Lehr buildings (Saint Gobain) _0221 | CLI.CON-000001 | 13.15 - Arch-86-4 | iv) 3900x3700mm | Approved
Civil Package 2 - Furnace, Float, Lehr buildings (Saint Gobain) _0221 | CLI.CON-000001 |  |  | Approved
Civil Package 2 - Furnace, Float, Lehr buildings (Saint Gobain) _0221 | CLI.CON-000001 | 13.15 - Arch-1-a | a) In cement mortar 1:5 | Approved
Civil Package 2 - Furnace, Float, Lehr buildings (Saint Gobain) _0221 | CLI.CON-000001 |  |  | Approved
Civil Package 2 - Furnace, Float, Lehr buildings (Saint Gobain) _0221 | CLI.CON-000001 | 13.10 - Arch-14 | specification and as directed. | Approved
Civil Package 2 - Furnace, Float, Lehr buildings (Saint Gobain) _0221 | CLI.CON-000001 |  |  | Approved
Civil Package 2 - Furnace, Float, Lehr buildings (Saint Gobain) _0221 | CLI.CON-000001 | 13.15 - Arch-86-15 | xv) 4200x3700mm | Approved
Civil Package 2 - Furnace, Float, Lehr buildings (Saint Gobain) _0221 | CLI.CON-000001 |  |  | Approved
Civil Package 2 - Furnace, Float, Lehr buildings (Saint Gobain) _0221 | CLI.CON-000001 | 13.15 - Arch-42-c | iii) 1000x2100 with vision panel | Approved
Civil Package 2 - Furnace, Float, Lehr buildings (Saint Gobain) _0221 | CLI.CON-000001 |  |  | Approved
Civil Package 2 - Furnace, Float, Lehr buildings (Saint Gobain) _0221 | CLI.CON-000001 | 13.15 - Arch-97 | GI - Louvers | Approved
Civil Package 2 - Furnace, Float, Lehr buildings (Saint Gobain) _0221 | CLI.CON-000001 |  |  | Approved
Civil Package 2 - Furnace, Float, Lehr buildings (Saint Gobain) _0221 | CLI.CON-000001 | 13.10 - Arch-13-a | a) On walls | Approved
Civil Package 2 - Furnace, Float, Lehr buildings (Saint Gobain) _0221 | CLI.CON-000001 |  |  | Approved
Civil Package 2 - Furnace, Float, Lehr buildings (Saint Gobain) _0221 | CLI.CON-000001 | 13.15 - Arch-81-b | ii)1500x2100 | Approved
Civil Package 2 - Furnace, Float, Lehr buildings (Saint Gobain) _0221 | CLI.CON-000001 |  |  | Approved
Civil Package 2 - Furnace, Float, Lehr buildings (Saint Gobain) _0221 | CLI.CON-000001 | 14 | phe-internal | Approved
Civil Package 2 - Furnace, Float, Lehr buildings (Saint Gobain) _0221 | CLI.CON-000001 |  |  | Approved
Civil Package 2 - Furnace, Float, Lehr buildings (Saint Gobain) _0221 | CLI.CON-000001 | 14.13 - phe -Internal.MECHANICAL -PHE-INTERNAL-34-C | 25mm nominal bore | Approved
Civil Package 2 - Furnace, Float, Lehr buildings (Saint Gobain) _0221 | CLI.CON-000001 |  |  | Approved
Civil Package 2 - Furnace, Float, Lehr buildings (Saint Gobain) _0221 | CLI.CON-000001 | 14.12 - phe -Internal.MECHANICAL -PHE-INTERNAL-32-A | I) 80mm dia | Approved
Civil Package 2 - Furnace, Float, Lehr buildings (Saint Gobain) _0221 | CLI.CON-000001 | 14.13 - phe -Internal.MECHANICAL -PHE-INTERNAL-39-A | Providing and fixing of Syntex Water tank | Approved
Civil Package 2 - Furnace, Float, Lehr buildings (Saint Gobain) _0221 | CLI.CON-000001 |  |  | Approved
Civil Package 2 - Furnace, Float, Lehr buildings (Saint Gobain) _0221 | CLI.CON-000001 | 14.12 - phe -Internal.MECHANICAL -PHE-INTERNAL-27-A | 80mm dia | Approved
Civil Package 2 - Furnace, Float, Lehr buildings (Saint Gobain) _0221 | CLI.CON-000001 |  |  | Approved
Civil Package 2 - Furnace, Float, Lehr buildings (Saint Gobain) _0221 | CLI.CON-000001 | 14.14 - phe -Internal.MECHANICAL -PHE-INTERNAL-7-A | Engineer-in-charge. | Approved
Civil Package 2 - Furnace, Float, Lehr buildings (Saint Gobain) _0221 | CLI.CON-000001 |  |  | Approved
Civil Package 2 - Furnace, Float, Lehr buildings (Saint Gobain) _0221 | CLI.CON-000001 | 14.11 - phe -Internal.MECHANICAL -PHE-INTERNAL-18-D | 40mm dia | Approved
Civil Package 2 - Furnace, Float, Lehr buildings (Saint Gobain) _0221 | CLI.CON-000001 |  |  | Approved
Civil Package 2 - Furnace, Float, Lehr buildings (Saint Gobain) _0221 | CLI.CON-000001 | 14.12 - phe -Internal.MECHANICAL -PHE-INTERNAL-31-A | 80mm nominal bore | Approved
Civil Package 2 - Furnace, Float, Lehr buildings (Saint Gobain) _0221 | CLI.CON-000001 |  |  | Approved
Civil Package 2 - Furnace, Float, Lehr buildings (Saint Gobain) _0221 | CLI.CON-000001 | 14.11 - phe -Internal.MECHANICAL -PHE-INTERNAL-22-A | 100mm dia. | Approved
Civil Package 2 - Furnace, Float, Lehr buildings (Saint Gobain) _0221 | CLI.CON-000001 |  |  | Approved
Civil Package 2 - Furnace, Float, Lehr buildings (Saint Gobain) _0221 | CLI.CON-000001 | 14.12 - phe -Internal.MECHANICAL -PHE-INTERNAL-30-B | 400mm width | Approved
Civil Package 2 - Furnace, Float, Lehr buildings (Saint Gobain) _0221 | CLI.CON-000001 |  |  | Approved
Civil Package 2 - Furnace, Float, Lehr buildings (Saint Gobain) _0221 | CLI.CON-000001 | 14.15 - phe -Internal.MECHANICAL -PHE-INTERNAL-43-A | all complete | Approved
Civil Package 2 - Furnace, Float, Lehr buildings (Saint Gobain) _0221 | CLI.CON-000001 |  |  | Approved
Civil Package 2 - Furnace, Float, Lehr buildings (Saint Gobain) _0221 | CLI.CON-000001 | 14.13 - phe -Internal.MECHANICAL -PHE-INTERNAL-35-A | 15mm nominal bore | Approved
Civil Package 2 - Furnace, Float, Lehr buildings (Saint Gobain) _0221 | CLI.CON-000001 |  |  | Approved
Civil Package 2 - Furnace, Float, Lehr buildings (Saint Gobain) _0221 | CLI.CON-000001 | 14.11 - phe -Internal.MECHANICAL -PHE-INTERNAL-20-A | 75mm UPVC floor drain | Approved
Civil Package 2 - Furnace, Float, Lehr buildings (Saint Gobain) _0221 | CLI.CON-000001 |  |  | Approved
Civil Package 2 - Furnace, Float, Lehr buildings (Saint Gobain) _0221 | CLI.CON-000001 | 14.12 | ROOF RAIN WATER DRAINAGE PIPES &BASEMENT DRAINAGE | Approved
Civil Package 2 - Furnace, Float, Lehr buildings (Saint Gobain) _0221 | CLI.CON-000001 |  |  | Approved
Civil Package 2 - Furnace, Float, Lehr buildings (Saint Gobain) _0221 | CLI.CON-000001 | 14.12 - phe -Internal.MECHANICAL -PHE-INTERNAL-24-B | 600 x 600 inside dimension | Approved
Civil Package 2 - Furnace, Float, Lehr buildings (Saint Gobain) _0221 | CLI.CON-000001 |  |  | Approved
Civil Package 2 - Furnace, Float, Lehr buildings (Saint Gobain) _0221 | CLI.CON-000001 | 14.15 - phe -Internal.MECHANICAL -PHE-INTERNAL-40-A | excavation and backfilling all complete. | Approved
Civil Package 2 - Furnace, Float, Lehr buildings (Saint Gobain) _0221 | CLI.CON-000001 |  |  | Approved
Civil Package 2 - Furnace, Float, Lehr buildings (Saint Gobain) _0221 | CLI.CON-000001 | 14.11 - phe -Internal.MECHANICAL -PHE-INTERNAL-18-A | 100mm dia. | Approved
Civil Package 2 - Furnace, Float, Lehr buildings (Saint Gobain) _0221 | CLI.CON-000001 |  |  | Approved
Civil Package 2 - Furnace, Float, Lehr buildings (Saint Gobain) _0221 | CLI.CON-000001 | 14.13 - phe -Internal.MECHANICAL -PHE-INTERNAL-37-B | 20mm nominal bore | Approved
Civil Package 2 - Furnace, Float, Lehr buildings (Saint Gobain) _0221 | CLI.CON-000001 |  |  | Approved
Civil Package 2 - Furnace, Float, Lehr buildings (Saint Gobain) _0221 | CLI.CON-000001 | 14.11 - phe -Internal.MECHANICAL -PHE-INTERNAL-21-A | 100mm dia. | Approved
Civil Package 2 - Furnace, Float, Lehr buildings (Saint Gobain) _0221 | CLI.CON-000001 |  |  | Approved
Civil Package 2 - Furnace, Float, Lehr buildings (Saint Gobain) _0221 | CLI.CON-000001 | 14.14 - phe -Internal.MECHANICAL -PHE-INTERNAL-14-A | as directed by the Engineer-in-charge | Approved
Civil Package 2 - Furnace, Float, Lehr buildings (Saint Gobain) _0221 | CLI.CON-000001 |  |  | Approved
Civil Package 2 - Furnace, Float, Lehr buildings (Saint Gobain) _0221 | CLI.CON-000001 | 14.12 - phe -Internal.MECHANICAL -PHE-INTERNAL-30-A | 350mm width | Approved
Civil Package 2 - Furnace, Float, Lehr buildings (Saint Gobain) _0221 | CLI.CON-000001 |  |  | Approved
Civil Package 2 - Furnace, Float, Lehr buildings (Saint Gobain) _0221 | CLI.CON-000001 | 14.11 - phe -Internal.MECHANICAL -PHE-INTERNAL-20-B | 100mm UPVC floor drain | Approved
Civil Package 2 - Furnace, Float, Lehr buildings (Saint Gobain) _0221 | CLI.CON-000001 |  |  | Approved
Civil Package 2 - Furnace, Float, Lehr buildings (Saint Gobain) _0221 | CLI.CON-000001 | 14.11 - phe -Internal.MECHANICAL -PHE-INTERNAL-21-B | 75mm dia | Approved
Civil Package 2 - Furnace, Float, Lehr buildings (Saint Gobain) _0221 | CLI.CON-000001 |  |  | Approved
Civil Package 2 - Furnace, Float, Lehr buildings (Saint Gobain) _0221 | CLI.CON-000001 | 14.13 - phe -Internal.MECHANICAL -PHE-INTERNAL-34-A | 15mm nominal bore | Approved
Civil Package 2 - Furnace, Float, Lehr buildings (Saint Gobain) _0221 | CLI.CON-000001 |  |  | Approved
Civil Package 2 - Furnace, Float, Lehr buildings (Saint Gobain) _0221 | CLI.CON-000001 | 13.11 - Arch-56-42 | xvi)3500x1600mm | Approved
Civil Package 2 - Furnace, Float, Lehr buildings (Saint Gobain) _0221 | CLI.CON-000001 |  |  | Approved
Civil Package 2 - Furnace, Float, Lehr buildings (Saint Gobain) _0221 | CLI.CON-000001 | 13.15 - Arch-86-5 | v) 4000x5000mm | Approved
Civil Package 2 - Furnace, Float, Lehr buildings (Saint Gobain) _0221 | CLI.CON-000001 |  |  | Approved
Civil Package 2 - Furnace, Float, Lehr buildings (Saint Gobain) _0221 | CLI.CON-000001 | 13.11 - Arch-56-22 | xvi)3100x3050mm | Approved
Civil Package 2 - Furnace, Float, Lehr buildings (Saint Gobain) _0221 | CLI.CON-000001 |  |  | Approved
Civil Package 2 - Furnace, Float, Lehr buildings (Saint Gobain) _0221 | CLI.CON-000001 | 13.15 - Arch-8 | Providing and constructing masonry by using 200mm thick 2 hours fire rated AAC - block wall as per local Egyptian codes and standards | Approved
Civil Package 2 - Furnace, Float, Lehr buildings (Saint Gobain) _0221 | CLI.CON-000001 |  |  | Approved
Civil Package 2 - Furnace, Float, Lehr buildings (Saint Gobain) _0221 | CLI.CON-000001 | 13.15 - Arch-88-h | viii) 4500x3700mm | Approved
Civil Package 2 - Furnace, Float, Lehr buildings (Saint Gobain) _0221 | CLI.CON-000001 |  |  | Approved
Civil Package 2 - Furnace, Float, Lehr buildings (Saint Gobain) _0221 | CLI.CON-000001 | 13.15 - Arch-86-17 | xv) 4200x3000mm | Approved
Civil Package 2 - Furnace, Float, Lehr buildings (Saint Gobain) _0221 | CLI.CON-000001 |  |  | Approved
Civil Package 2 - Furnace, Float, Lehr buildings (Saint Gobain) _0221 | CLI.CON-000001 | 13.15 - Arch-81-a | i)1500x2500 | Approved
Civil Package 2 - Furnace, Float, Lehr buildings (Saint Gobain) _0221 | CLI.CON-000001 |  |  | Approved
Civil Package 2 - Furnace, Float, Lehr buildings (Saint Gobain) _0221 | CLI.CON-000001 | 13.15 - Arch-86-10 | x) 3500x4500mm | Approved
Civil Package 2 - Furnace, Float, Lehr buildings (Saint Gobain) _0221 | CLI.CON-000001 |  |  | Approved
Civil Package 2 - Furnace, Float, Lehr buildings (Saint Gobain) _0221 | CLI.CON-000001 | 13.11 - Arch-56-24 | xvi)5075x750mm | Approved
Civil Package 2 - Furnace, Float, Lehr buildings (Saint Gobain) _0221 | CLI.CON-000001 |  |  | Approved
Civil Package 2 - Furnace, Float, Lehr buildings (Saint Gobain) _0221 | CLI.CON-000001 | 13.15 - Arch-31 | all respects all materials and labour complete. Total For Skirting & Dadoing | Approved
Civil Package 2 - Furnace, Float, Lehr buildings (Saint Gobain) _0221 | CLI.CON-000001 |  |  | Approved
Civil Package 2 - Furnace, Float, Lehr buildings (Saint Gobain) _0221 | CLI.CON-000001 | 13.15 - Arch-81-f | vi) 1000x2500mm | Approved
Civil Package 2 - Furnace, Float, Lehr buildings (Saint Gobain) _0221 | CLI.CON-000001 |  |  | Approved
Civil Package 2 - Furnace, Float, Lehr buildings (Saint Gobain) _0221 | CLI.CON-000001 | 13.15 - Arch-94 | Supplying and fixing G.I.chain link fencing as shown in drawing & specification. The rate includes cost of 4mm dia wire fencing having mesh size 50x50mm made of G.I wire, MS post of size as 75 x 75 x 6mm tuber section at respective intervals of 3m C/C mentioned drawing including fixing the wire net using nuts, bolts and washers on the supporting posts using necessary scaffolding etc. complete and as directed by the engineer in charge. The rate includes necessary steel supporting posts, framing arrangements and inclusive of structural steel yield strength 250Mpa with 1 coat of primer and 2 coats of synthetic enamel paint etc. complete as per the directions of the engineer in charge. | Approved
Civil Package 2 - Furnace, Float, Lehr buildings (Saint Gobain) _0221 | CLI.CON-000001 |  |  | Approved
Civil Package 2 - Furnace, Float, Lehr buildings (Saint Gobain) _0221 | CLI.CON-000001 | 13.15 - Arch-92-a | Supplying and fixing of Wooden door with Vision panel | Approved
Civil Package 2 - Furnace, Float, Lehr buildings (Saint Gobain) _0221 | CLI.CON-000001 |  |  | Approved
Civil Package 2 - Furnace, Float, Lehr buildings (Saint Gobain) _0221 | CLI.CON-000001 | 13.15 - Arch-13-b | b) On floor | Approved
Civil Package 2 - Furnace, Float, Lehr buildings (Saint Gobain) _0221 | CLI.CON-000001 |  |  | Approved
Civil Package 2 - Furnace, Float, Lehr buildings (Saint Gobain) _0221 | CLI.CON-000001 | 13.11 - Arch-56-29 | xvi)3600x1600mm | Approved
Civil Package 2 - Furnace, Float, Lehr buildings (Saint Gobain) _0221 | CLI.CON-000001 |  |  | Approved
Civil Package 2 - Furnace, Float, Lehr buildings (Saint Gobain) _0221 | CLI.CON-000001 | 13.10 - Arch-24 | to be installed as per manufacturer's design drawing/specifications, under the supervision of engineer-in-charge (J-Hook will be paid separately in KG) (As per Egypt Standard) | Approved
Civil Package 2 - Furnace, Float, Lehr buildings (Saint Gobain) _0221 | CLI.CON-000001 |  |  | Approved
Civil Package 2 - Furnace, Float, Lehr buildings (Saint Gobain) _0221 | CLI.CON-000001 | 13.15 - Arch-86-16 | xvi) 4200x5500mm | Approved
Civil Package 2 - Furnace, Float, Lehr buildings (Saint Gobain) _0221 | CLI.CON-000001 |  |  | Approved
Civil Package 2 - Furnace, Float, Lehr buildings (Saint Gobain) _0221 | CLI.CON-000001 | 13.15 - Arch-61-7 | vi) 2500x3000 | Approved
Civil Package 2 - Furnace, Float, Lehr buildings (Saint Gobain) _0221 | CLI.CON-000001 |  |  | Approved
Civil Package 2 - Furnace, Float, Lehr buildings (Saint Gobain) _0221 | CLI.CON-000001 | 13.11 - Arch-87-e | v) 4500x3700mm | Approved
Civil Package 2 - Furnace, Float, Lehr buildings (Saint Gobain) _0221 | CLI.CON-000001 |  |  | Approved
Civil Package 2 - Furnace, Float, Lehr buildings (Saint Gobain) _0221 | CLI.CON-000001 | 13.15 - Arch-51-g | vii) 5000x2800mm - Partly Fixed | Approved
Civil Package 2 - Furnace, Float, Lehr buildings (Saint Gobain) _0221 | CLI.CON-000001 |  |  | Approved
Civil Package 2 - Furnace, Float, Lehr buildings (Saint Gobain) _0221 | CLI.CON-000001 |  |  | Approved
Civil Package 2 - Furnace, Float, Lehr buildings (Saint Gobain) _0221 | CLI.CON-000001 | 14.14 - phe -Internal.MECHANICAL -PHE-INTERNAL-10-A | and wall hook of approved make. | Approved
Civil Package 2 - Furnace, Float, Lehr buildings (Saint Gobain) _0221 | CLI.CON-000001 |  |  | Approved
Civil Package 2 - Furnace, Float, Lehr buildings (Saint Gobain) _0221 | CLI.CON-000001 | 14.14 - phe -Internal.MECHANICAL -PHE-INTERNAL-16-A | drain, all complete | Approved
Civil Package 2 - Furnace, Float, Lehr buildings (Saint Gobain) _0221 | CLI.CON-000001 |  |  | Approved
Civil Package 2 - Furnace, Float, Lehr buildings (Saint Gobain) _0221 | CLI.CON-000001 | 14.13 - phe -Internal.MECHANICAL -PHE-INTERNAL-38-A | water etc. all complete | Approved
Civil Package 2 - Furnace, Float, Lehr buildings (Saint Gobain) _0221 | CLI.CON-000001 |  |  | Approved
Civil Package 2 - Furnace, Float, Lehr buildings (Saint Gobain) _0221 | CLI.CON-000001 | 14.15 - phe -Internal.MECHANICAL -PHE-INTERNAL-44-A | 600 x 600 inside dimension | Approved
Civil Package 2 - Furnace, Float, Lehr buildings (Saint Gobain) _0221 | CLI.CON-000001 |  |  | Approved
Civil Package 2 - Furnace, Float, Lehr buildings (Saint Gobain) _0221 | CLI.CON-000001 | 14.14 - phe -Internal.MECHANICAL -PHE-INTERNAL-1-A | any other equivalent make | Approved
Civil Package 2 - Furnace, Float, Lehr buildings (Saint Gobain) _0221 | CLI.CON-000001 |  |  | Approved
Civil Package 2 - Furnace, Float, Lehr buildings (Saint Gobain) _0221 | CLI.CON-000001 | 14.14 - phe -Internal.MECHANICAL -PHE-INTERNAL-8-A | Engineer-in-charge. | Approved
Civil Package 2 - Furnace, Float, Lehr buildings (Saint Gobain) _0221 | CLI.CON-000001 |  |  | Approved
Civil Package 2 - Furnace, Float, Lehr buildings (Saint Gobain) _0221 | CLI.CON-000001 | 14.13 - phe -Internal.MECHANICAL -PHE-INTERNAL-37-A | 15mm nominal bore | Approved
Civil Package 2 - Furnace, Float, Lehr buildings (Saint Gobain) _0221 | CLI.CON-000001 |  |  | Approved
Civil Package 2 - Furnace, Float, Lehr buildings (Saint Gobain) _0221 | CLI.CON-000001 | 14.13 - phe -Internal.MECHANICAL -PHE-INTERNAL-37-E | 40mm nominal bore | Approved
Civil Package 2 - Furnace, Float, Lehr buildings (Saint Gobain) _0221 | CLI.CON-000001 |  |  | Approved
Civil Package 2 - Furnace, Float, Lehr buildings (Saint Gobain) _0221 | CLI.CON-000001 | 14.12 - phe -Internal.MECHANICAL -PHE-INTERNAL-33-A | 80 mm dia COLD WATER SUPPLY FOR PIPES AT FALSE CEILING LVL | Approved
Civil Package 2 - Furnace, Float, Lehr buildings (Saint Gobain) _0221 | CLI.CON-000001 |  |  | Approved
Civil Package 2 - Furnace, Float, Lehr buildings (Saint Gobain) _0221 | CLI.CON-000001 | 14.14 - phe -Internal.MECHANICAL -PHE-INTERNAL-17-A | Safety Shower and Eyewash (6220GI) | Approved
Civil Package 2 - Furnace, Float, Lehr buildings (Saint Gobain) _0221 | CLI.CON-000001 |  |  | Approved
Civil Package 2 - Furnace, Float, Lehr buildings (Saint Gobain) _0221 | CLI.CON-000001 | 14.15 | DRAINAGE AND SEWERAGE SYSTEM | Approved
Civil Package 2 - Furnace, Float, Lehr buildings (Saint Gobain) _0221 | CLI.CON-000001 |  |  | Approved
Civil Package 2 - Furnace, Float, Lehr buildings (Saint Gobain) _0221 | CLI.CON-000001 | 14.15 - phe -Internal.MECHANICAL -PHE-INTERNAL-42-A | Exceeding 80mm dia but not exceeding 300mm dia | Approved
Civil Package 2 - Furnace, Float, Lehr buildings (Saint Gobain) _0221 | CLI.CON-000001 |  |  | Approved
Civil Package 2 - Furnace, Float, Lehr buildings (Saint Gobain) _0221 | CLI.CON-000001 | 14.14 - phe -Internal.MECHANICAL -PHE-INTERNAL-4-A | Commplete with required fitings. | Approved
Civil Package 2 - Furnace, Float, Lehr buildings (Saint Gobain) _0221 | CLI.CON-000001 |  |  | Approved
Civil Package 2 - Furnace, Float, Lehr buildings (Saint Gobain) _0221 | CLI.CON-000001 | 14.14 - phe -Internal.MECHANICAL -PHE-INTERNAL-12-A | make with stainless steel screws all complete. | Approved
Civil Package 2 - Furnace, Float, Lehr buildings (Saint Gobain) _0221 | CLI.CON-000001 |  |  | Approved
Civil Package 2 - Furnace, Float, Lehr buildings (Saint Gobain) _0221 | CLI.CON-000001 | 14.14 - phe -Internal.MECHANICAL -PHE-INTERNAL-15-A | approved make all complete as per specifications | Approved
Civil Package 2 - Furnace, Float, Lehr buildings (Saint Gobain) _0221 | CLI.CON-000001 |  |  | Approved
Civil Package 2 - Furnace, Float, Lehr buildings (Saint Gobain) _0221 | CLI.CON-000001 | 14.13 - phe -Internal.MECHANICAL -PHE-INTERNAL-34-E | 40mm nominal bore | Approved
Civil Package 2 - Furnace, Float, Lehr buildings (Saint Gobain) _0221 | CLI.CON-000001 |  |  | Approved
Civil Package 2 - Furnace, Float, Lehr buildings (Saint Gobain) _0221 | CLI.CON-000001 | 14.11 - phe -Internal.MECHANICAL -PHE-INTERNAL-18-E | 32mm dia | Approved
Civil Package 2 - Furnace, Float, Lehr buildings (Saint Gobain) _0221 | CLI.CON-000001 |  |  | Approved
Civil Package 2 - Furnace, Float, Lehr buildings (Saint Gobain) _0221 | CLI.CON-000001 | 14.11 | SANITARY INSTALLATIONS | Approved
Civil Package 2 - Furnace, Float, Lehr buildings (Saint Gobain) _0221 | CLI.CON-000001 |  |  | Approved
Civil Package 2 - Furnace, Float, Lehr buildings (Saint Gobain) _0221 | CLI.CON-000001 | 14.13 - phe -Internal.MECHANICAL -PHE-INTERNAL-36-A | directed by the Engineer-in-charge. | Approved
Civil Package 2 - Furnace, Float, Lehr buildings (Saint Gobain) _0221 | CLI.CON-000001 |  |  | Approved
Civil Package 2 - Furnace, Float, Lehr buildings (Saint Gobain) _0221 | CLI.CON-000001 | 14.14 - phe -Internal.MECHANICAL -PHE-INTERNAL-11-A | Rectangular shape 450 x 600 mm | Approved
Civil Package 2 - Furnace, Float, Lehr buildings (Saint Gobain) _0221 | CLI.CON-000001 |  |  | Approved
Civil Package 2 - Furnace, Float, Lehr buildings (Saint Gobain) _0221 | CLI.CON-000001 | 14.12 - phe -Internal.MECHANICAL -PHE-INTERNAL-25-A | 150mm nominal bore | Approved
Civil Package 2 - Furnace, Float, Lehr buildings (Saint Gobain) _0221 | CLI.CON-000001 |  |  | Approved
Civil Package 2 - Furnace, Float, Lehr buildings (Saint Gobain) _0221 | CLI.CON-000001 | 14.12 - phe -Internal.MECHANICAL -PHE-INTERNAL-26-A | 15m head. | Approved
Civil Package 2 - Furnace, Float, Lehr buildings (Saint Gobain) _0221 | CLI.CON-000001 |  |  | Approved
Civil Package 2 - Furnace, Float, Lehr buildings (Saint Gobain) _0221 | CLI.CON-000001 | 14.13 - phe -Internal.MECHANICAL -PHE-INTERNAL-37-C | 25mm nominal bore | Approved
Civil Package 2 - Furnace, Float, Lehr buildings (Saint Gobain) _0221 | CLI.CON-000001 |  |  | Approved
Civil Package 2 - Furnace, Float, Lehr buildings (Saint Gobain) _0221 | CLI.CON-000001 | 14.14 - phe -Internal.MECHANICAL -PHE-INTERNAL-6-A | model as directed by the Engineer-in-charge. | Approved
Civil Package 2 - Furnace, Float, Lehr buildings (Saint Gobain) _0221 | CLI.CON-000001 |  |  | Approved
Civil Package 2 - Furnace, Float, Lehr buildings (Saint Gobain) _0221 | CLI.CON-000001 | 14.12 - phe -Internal.MECHANICAL -PHE-INTERNAL-24-A | 1000 x 1000 inside dimension | Approved
Civil Package 2 - Furnace, Float, Lehr buildings (Saint Gobain) _0221 | CLI.CON-000001 |  |  | Approved
Civil Package 2 - Furnace, Float, Lehr buildings (Saint Gobain) _0221 | CLI.CON-000001 | 14.11 - phe -Internal.MECHANICAL -PHE-INTERNAL-18-C | 50mm dia | Approved
Civil Package 2 - Furnace, Float, Lehr buildings (Saint Gobain) _0221 | CLI.CON-000001 |  |  | Approved
Civil Package 2 - Furnace, Float, Lehr buildings (Saint Gobain) _0221 | CLI.CON-000001 | 14.12 - phe -Internal.MECHANICAL -PHE-INTERNAL-25-B | 250mm nominal bore | Approved
Civil Package 2 - Furnace, Float, Lehr buildings (Saint Gobain) _0221 | CLI.CON-000001 |  |  | Approved
Civil Package 2 - Furnace, Float, Lehr buildings (Saint Gobain) _0221 | CLI.CON-000001 | 14.11 - phe -Internal.MECHANICAL -PHE-INTERNAL-18-B | 80mm dia | Approved
Civil Package 2 - Furnace, Float, Lehr buildings (Saint Gobain) _0221 | CLI.CON-000001 |  |  | Approved
Civil Package 2 - Furnace, Float, Lehr buildings (Saint Gobain) _0221 | CLI.CON-000001 | 14.12 - phe -Internal.MECHANICAL -PHE-INTERNAL-29-A | surface | Approved
Civil Package 2 - Furnace, Float, Lehr buildings (Saint Gobain) _0221 | CLI.CON-000001 |  |  | Approved
Civil Package 2 - Furnace, Float, Lehr buildings (Saint Gobain) _0221 | CLI.CON-000001 | 14.11 - phe -Internal.MECHANICAL -PHE-INTERNAL-19-B | 100mm dia. | Approved
Civil Package 2 - Furnace, Float, Lehr buildings (Saint Gobain) _0221 | CLI.CON-000001 |  |  | Approved
Civil Package 2 - Furnace, Float, Lehr buildings (Saint Gobain) _0221 | CLI.CON-000001 | 14.15 - phe -Internal.MECHANICAL -PHE-INTERNAL-41-A | Exceeding 80mm dia but not exceeding 300mm dia | Approved
Civil Package 2 - Furnace, Float, Lehr buildings (Saint Gobain) _0221 | CLI.CON-000001 |  |  | Approved
Civil Package 2 - Furnace, Float, Lehr buildings (Saint Gobain) _0221 | CLI.CON-000001 | 14.14 - phe -Internal.MECHANICAL -PHE-INTERNAL-5-A | Engineer-in-charge. | Approved
Civil Package 2 - Furnace, Float, Lehr buildings (Saint Gobain) _0221 | CLI.CON-000001 |  |  | Approved
Civil Package 2 - Furnace, Float, Lehr buildings (Saint Gobain) _0221 | CLI.CON-000001 | 14.11 - phe -Internal.MECHANICAL -PHE-INTERNAL-19-A | 150mm dia. | Approved
Civil Package 2 - Furnace, Float, Lehr buildings (Saint Gobain) _0221 | CLI.CON-000001 |  |  | Approved
Civil Package 2 - Furnace, Float, Lehr buildings (Saint Gobain) _0221 | CLI.CON-000001 | 14.13 - phe -Internal.MECHANICAL -PHE-INTERNAL-34-F | 50mm nominal bore | Approved
Civil Package 2 - Furnace, Float, Lehr buildings (Saint Gobain) _0221 | CLI.CON-000001 |  |  | Approved
Civil Package 2 - Furnace, Float, Lehr buildings (Saint Gobain) _0221 | CLI.CON-000001 | 14.13 - phe -Internal.MECHANICAL -PHE-INTERNAL-35-B | 20mm nominal bore | Approved
Civil Package 2 - Furnace, Float, Lehr buildings (Saint Gobain) _0221 | CLI.CON-000001 |  |  | Approved
Civil Package 2 - Furnace, Float, Lehr buildings (Saint Gobain) _0221 | CLI.CON-000001 | 14.12 - phe -Internal.MECHANICAL -PHE-INTERNAL-28-A | 80mm dia | Approved
Civil Package 2 - Furnace, Float, Lehr buildings (Saint Gobain) _0221 | CLI.CON-000001 |  |  | Approved
Civil Package 2 - Furnace, Float, Lehr buildings (Saint Gobain) _0221 | CLI.CON-000001 | 14.11 - phe -Internal.MECHANICAL -PHE-INTERNAL-22-B | 75mm dia ROOF RAIN WATER DRAINAGE PIPES & BASEMENT DRAINAGE SYSTEM(FURNACE BLDG) | Approved
Civil Package 2 - Furnace, Float, Lehr buildings (Saint Gobain) _0221 | CLI.CON-000001 |  |  | Approved
Civil Package 2 - Furnace, Float, Lehr buildings (Saint Gobain) _0221 | CLI.CON-000001 | 15.10 - phe -External.MECHANICAL -PHE-EXTERNAL-1-G | 15mm nominal bore | Approved
Civil Package 2 - Furnace, Float, Lehr buildings (Saint Gobain) _0221 | CLI.CON-000001 |  |  | Approved
Civil Package 2 - Furnace, Float, Lehr buildings (Saint Gobain) _0221 | CLI.CON-000001 | 15.15 - phe -External.MECHANICAL -PHE-EXTERNAL-28-B | From 1.50m - 2.50m from NGL/FGL | Approved
Civil Package 2 - Furnace, Float, Lehr buildings (Saint Gobain) _0221 | CLI.CON-000001 |  |  | Approved
Civil Package 2 - Furnace, Float, Lehr buildings (Saint Gobain) _0221 | CLI.CON-000001 | 15.10 - phe -External.MECHANICAL -PHE-EXTERNAL-1-D | 40mm nominal bore | Approved
Civil Package 2 - Furnace, Float, Lehr buildings (Saint Gobain) _0221 | CLI.CON-000001 |  |  | Approved
Civil Package 2 - Furnace, Float, Lehr buildings (Saint Gobain) _0221 | CLI.CON-000001 | 15.10 - phe -External.MECHANICAL -PHE-EXTERNAL-13-A | 150mm dia | Approved
Civil Package 2 - Furnace, Float, Lehr buildings (Saint Gobain) _0221 | CLI.CON-000001 |  |  | Approved
Civil Package 2 - Furnace, Float, Lehr buildings (Saint Gobain) _0221 | CLI.CON-000001 | 15.15 - phe -External.MECHANICAL -PHE-EXTERNAL-19-A | 600 x 600 inside dimension | Approved
Civil Package 2 - Furnace, Float, Lehr buildings (Saint Gobain) _0221 | CLI.CON-000001 |  |  | Approved
Civil Package 2 - Furnace, Float, Lehr buildings (Saint Gobain) _0221 | CLI.CON-000001 | 15.15 - phe -External.MECHANICAL -PHE-EXTERNAL-25-B | 65mm nominal bore | Approved
Civil Package 2 - Furnace, Float, Lehr buildings (Saint Gobain) _0221 | CLI.CON-000001 |  |  | Approved
Civil Package 2 - Furnace, Float, Lehr buildings (Saint Gobain) _0221 | CLI.CON-000001 | 15.15 - phe -External.MECHANICAL -PHE-EXTERNAL-30-A | 900mmx900mm | Approved
Civil Package 2 - Furnace, Float, Lehr buildings (Saint Gobain) _0221 | CLI.CON-000001 |  |  | Approved
Civil Package 2 - Furnace, Float, Lehr buildings (Saint Gobain) _0221 | CLI.CON-000001 | 15.10 - phe -External.MECHANICAL -PHE-EXTERNAL-3-C | 32mm nominal bore | Approved
Civil Package 2 - Furnace, Float, Lehr buildings (Saint Gobain) _0221 | CLI.CON-000001 |  |  | Approved
Civil Package 2 - Furnace, Float, Lehr buildings (Saint Gobain) _0221 | CLI.CON-000001 | 15.10 - phe -External.MECHANICAL -PHE-EXTERNAL-4-A | 80mm nominal bore | Approved
Civil Package 2 - Furnace, Float, Lehr buildings (Saint Gobain) _0221 | CLI.CON-000001 |  |  | Approved
Civil Package 2 - Furnace, Float, Lehr buildings (Saint Gobain) _0221 | CLI.CON-000001 | 15.15 - phe -External.MECHANICAL -PHE-EXTERNAL-22-B | 65mm dia | Approved
Civil Package 2 - Furnace, Float, Lehr buildings (Saint Gobain) _0221 | CLI.CON-000001 |  |  | Approved
Civil Package 2 - Furnace, Float, Lehr buildings (Saint Gobain) _0221 | CLI.CON-000001 | 15.15 - phe -External.MECHANICAL -PHE-EXTERNAL-31-A | HUME PIPE 200mm | Approved
Civil Package 2 - Furnace, Float, Lehr buildings (Saint Gobain) _0221 | CLI.CON-000001 |  |  | Approved
Civil Package 2 - Furnace, Float, Lehr buildings (Saint Gobain) _0221 | CLI.CON-000001 | 15.15 - phe -External.MECHANICAL -PHE-EXTERNAL-27-A | 1.80mx1.80mx3.00m | Approved
Civil Package 2 - Furnace, Float, Lehr buildings (Saint Gobain) _0221 | CLI.CON-000001 |  |  | Approved
Civil Package 2 - Furnace, Float, Lehr buildings (Saint Gobain) _0221 | CLI.CON-000001 | 15.10 - phe -External.MECHANICAL -PHE-EXTERNAL-2-A | 150mm nominal bore | Approved
Civil Package 2 - Furnace, Float, Lehr buildings (Saint Gobain) _0221 | CLI.CON-000001 |  |  | Approved
Civil Package 2 - Furnace, Float, Lehr buildings (Saint Gobain) _0221 | CLI.CON-000001 | 15.15 - phe -External.MECHANICAL -PHE-EXTERNAL-30-B | 1500mmx1500mm | Approved
Civil Package 2 - Furnace, Float, Lehr buildings (Saint Gobain) _0221 | CLI.CON-000001 |  |  | Approved
Civil Package 2 - Furnace, Float, Lehr buildings (Saint Gobain) _0221 | CLI.CON-000001 | 15.10 - phe -External.MECHANICAL -PHE-EXTERNAL-7-A | RF1 filter and harmonic dampers | Approved
Civil Package 2 - Furnace, Float, Lehr buildings (Saint Gobain) _0221 | CLI.CON-000001 |  |  | Approved
Civil Package 2 - Furnace, Float, Lehr buildings (Saint Gobain) _0221 | CLI.CON-000001 | 15.15 | EXTERNAL SEWERAGE SYSTEM | Approved
Civil Package 2 - Furnace, Float, Lehr buildings (Saint Gobain) _0221 | CLI.CON-000001 |  |  | Approved
Civil Package 2 - Furnace, Float, Lehr buildings (Saint Gobain) _0221 | CLI.CON-000001 | 15.15 - phe -External.MECHANICAL -PHE-EXTERNAL-20-A | 2.0bar head. Submersible pumps of 300lpm at | Approved
Civil Package 2 - Furnace, Float, Lehr buildings (Saint Gobain) _0221 | CLI.CON-000001 |  |  | Approved
Civil Package 2 - Furnace, Float, Lehr buildings (Saint Gobain) _0221 | CLI.CON-000001 | 15.15 - phe -External.MECHANICAL -PHE-EXTERNAL-29-A | 800 x 800 inside dimension | Approved
Civil Package 2 - Furnace, Float, Lehr buildings (Saint Gobain) _0221 | CLI.CON-000001 |  |  | Approved
Civil Package 2 - Furnace, Float, Lehr buildings (Saint Gobain) _0221 | CLI.CON-000001 | 15.10 - phe -External.MECHANICAL -PHE-EXTERNAL-6-A | 80mm nominal bore | Approved
Civil Package 2 - Furnace, Float, Lehr buildings (Saint Gobain) _0221 | CLI.CON-000001 |  |  | Approved
Civil Package 2 - Furnace, Float, Lehr buildings (Saint Gobain) _0221 | CLI.CON-000001 | 15.10 - phe -External.MECHANICAL -PHE-EXTERNAL-1-F | 25mm nominal bore | Approved
Civil Package 2 - Furnace, Float, Lehr buildings (Saint Gobain) _0221 | CLI.CON-000001 |  |  | Approved
Civil Package 2 - Furnace, Float, Lehr buildings (Saint Gobain) _0221 | CLI.CON-000001 | 15.15 - phe -External.MECHANICAL -PHE-EXTERNAL-16-A | Exceeding 80mm dia but not exceeding 300mm dia | Approved
Civil Package 2 - Furnace, Float, Lehr buildings (Saint Gobain) _0221 | CLI.CON-000001 |  |  | Approved
Civil Package 2 - Furnace, Float, Lehr buildings (Saint Gobain) _0221 | CLI.CON-000001 | 14.13 - phe -Internal.MECHANICAL -PHE-INTERNAL-34-G | 65mm nominal bore FOR INTERNAL DISTRIBUTION FROM FALSE CEILING LVL TO INDIVIDUAL SANITARY FIXTURE | Approved
Civil Package 2 - Furnace, Float, Lehr buildings (Saint Gobain) _0221 | CLI.CON-000001 |  |  | Approved
Civil Package 2 - Furnace, Float, Lehr buildings (Saint Gobain) _0221 | CLI.CON-000001 | 14.13 - phe -Internal.MECHANICAL -PHE-INTERNAL-34-D | 32mm nominal bore | Approved
Civil Package 2 - Furnace, Float, Lehr buildings (Saint Gobain) _0221 | CLI.CON-000001 |  |  | Approved
Civil Package 2 - Furnace, Float, Lehr buildings (Saint Gobain) _0221 | CLI.CON-000001 | 14.11 - phe -Internal.MECHANICAL -PHE-INTERNAL-19-C | 80mm dia | Approved
Civil Package 2 - Furnace, Float, Lehr buildings (Saint Gobain) _0221 | CLI.CON-000001 |  |  | Approved
Civil Package 2 - Furnace, Float, Lehr buildings (Saint Gobain) _0221 | CLI.CON-000001 | 14.11 - phe -Internal.MECHANICAL -PHE-INTERNAL-19-D | 40mm dia | Approved
Civil Package 2 - Furnace, Float, Lehr buildings (Saint Gobain) _0221 | CLI.CON-000001 |  |  | Approved
Civil Package 2 - Furnace, Float, Lehr buildings (Saint Gobain) _0221 | CLI.CON-000001 | 14.13 | COLD WATER SUPPLY | Approved
Civil Package 2 - Furnace, Float, Lehr buildings (Saint Gobain) _0221 | CLI.CON-000001 |  |  | Approved
Civil Package 2 - Furnace, Float, Lehr buildings (Saint Gobain) _0221 | CLI.CON-000001 | 14.14 | SANITARY FITTINGS AND INSTALLATIONS | Approved
Civil Package 2 - Furnace, Float, Lehr buildings (Saint Gobain) _0221 | CLI.CON-000001 |  |  | Approved
Civil Package 2 - Furnace, Float, Lehr buildings (Saint Gobain) _0221 | CLI.CON-000001 | 14.13 - phe -Internal.MECHANICAL -PHE-INTERNAL-34-B | 20mm nominal bore | Approved
Civil Package 2 - Furnace, Float, Lehr buildings (Saint Gobain) _0221 | CLI.CON-000001 |  |  | Approved
Civil Package 2 - Furnace, Float, Lehr buildings (Saint Gobain) _0221 | CLI.CON-000001 | 14.12 - phe -Internal.MECHANICAL -PHE-INTERNAL-23-A | 100mm dia. | Approved
Civil Package 2 - Furnace, Float, Lehr buildings (Saint Gobain) _0221 | CLI.CON-000001 |  |  | Approved
Civil Package 2 - Furnace, Float, Lehr buildings (Saint Gobain) _0221 | CLI.CON-000001 | 14.11 - phe -Internal.MECHANICAL -PHE-INTERNAL-19-E | 32mm dia | Approved
Civil Package 2 - Furnace, Float, Lehr buildings (Saint Gobain) _0221 | CLI.CON-000001 |  |  | Approved
Civil Package 2 - Furnace, Float, Lehr buildings (Saint Gobain) _0221 | CLI.CON-000001 | 14.14 - phe -Internal.MECHANICAL -PHE-INTERNAL-13-A | make with stainless steel screws all complete. | Approved
Civil Package 2 - Furnace, Float, Lehr buildings (Saint Gobain) _0221 | CLI.CON-000001 |  |  | Approved
Civil Package 2 - Furnace, Float, Lehr buildings (Saint Gobain) _0221 | CLI.CON-000001 | 14.14 - phe -Internal.MECHANICAL -PHE-INTERNAL-2-A | basin with necessary accessories, etc. complete | Approved
Civil Package 2 - Furnace, Float, Lehr buildings (Saint Gobain) _0221 | CLI.CON-000001 |  |  | Approved
Civil Package 2 - Furnace, Float, Lehr buildings (Saint Gobain) _0221 | CLI.CON-000001 | 14.12 - phe -Internal.MECHANICAL -PHE-INTERNAL-30-C | 500mm width FOR BURIED DEWATERING PUMPING MAIN | Approved
Civil Package 2 - Furnace, Float, Lehr buildings (Saint Gobain) _0221 | CLI.CON-000001 |  |  | Approved
Civil Package 2 - Furnace, Float, Lehr buildings (Saint Gobain) _0221 | CLI.CON-000001 | 14.13 - phe -Internal.MECHANICAL -PHE-INTERNAL-37-D | 32mm nominal bore | Approved
Civil Package 2 - Furnace, Float, Lehr buildings (Saint Gobain) _0221 | CLI.CON-000001 |  |  | Approved
Civil Package 2 - Furnace, Float, Lehr buildings (Saint Gobain) _0221 | CLI.CON-000001 | 14.14 - phe -Internal.MECHANICAL -PHE-INTERNAL-3-A | complete and or as directed by Engineer- in-charge. | Approved
Civil Package 2 - Furnace, Float, Lehr buildings (Saint Gobain) _0221 | CLI.CON-000001 |  |  | Approved
Civil Package 2 - Furnace, Float, Lehr buildings (Saint Gobain) _0221 | CLI.CON-000001 | 14.14 - phe -Internal.MECHANICAL -PHE-INTERNAL-9-A | directed by the Engineer-in-charge. | Approved
Civil Package 2 - Furnace, Float, Lehr buildings (Saint Gobain) _0221 | CLI.CON-000001 |  |  | Approved
Civil Package 2 - Furnace, Float, Lehr buildings (Saint Gobain) _0221 | CLI.CON-000001 | 15 | phe-external | Approved
Civil Package 2 - Furnace, Float, Lehr buildings (Saint Gobain) _0221 | CLI.CON-000001 |  |  | Approved
Civil Package 2 - Furnace, Float, Lehr buildings (Saint Gobain) _0221 | CLI.CON-000001 | 15.15 - phe -External.MECHANICAL -PHE-EXTERNAL-22-A | 80mm dia | Approved
Civil Package 2 - Furnace, Float, Lehr buildings (Saint Gobain) _0221 | CLI.CON-000001 |  |  | Approved
Civil Package 2 - Furnace, Float, Lehr buildings (Saint Gobain) _0221 | CLI.CON-000001 | 15.15 - phe -External.MECHANICAL -PHE-EXTERNAL-17-A | all complete | Approved
Civil Package 2 - Furnace, Float, Lehr buildings (Saint Gobain) _0221 | CLI.CON-000001 |  |  | Approved
Civil Package 2 - Furnace, Float, Lehr buildings (Saint Gobain) _0221 | CLI.CON-000001 | 15.10 - phe -External.MECHANICAL -PHE-EXTERNAL-14-B | 100mm dia ms pipe | Approved
Civil Package 2 - Furnace, Float, Lehr buildings (Saint Gobain) _0221 | CLI.CON-000001 |  |  | Approved
Civil Package 2 - Furnace, Float, Lehr buildings (Saint Gobain) _0221 | CLI.CON-000001 | 15.15 - phe -External.MECHANICAL -PHE-EXTERNAL-26-A | (Including reinforcement, shuttering etc.,) SEWAGE COLLECTION SUMP | Approved
Civil Package 2 - Furnace, Float, Lehr buildings (Saint Gobain) _0221 | CLI.CON-000001 |  |  | Approved
Civil Package 2 - Furnace, Float, Lehr buildings (Saint Gobain) _0221 | CLI.CON-000001 | 15.15 - phe -External.MECHANICAL -PHE-EXTERNAL-10-A | steps of approved make for water sump at basement. | Approved
Civil Package 2 - Furnace, Float, Lehr buildings (Saint Gobain) _0221 | CLI.CON-000001 |  |  | Approved
Civil Package 2 - Furnace, Float, Lehr buildings (Saint Gobain) _0221 | CLI.CON-000001 | 15.15 - phe -External.MECHANICAL -PHE-EXTERNAL-23-A | 80mm dia | Approved
Civil Package 2 - Furnace, Float, Lehr buildings (Saint Gobain) _0221 | CLI.CON-000001 |  |  | Approved
Civil Package 2 - Furnace, Float, Lehr buildings (Saint Gobain) _0221 | CLI.CON-000001 | 15.10 - phe -External.MECHANICAL -PHE-EXTERNAL-11-A | surface | Approved
Civil Package 2 - Furnace, Float, Lehr buildings (Saint Gobain) _0221 | CLI.CON-000001 |  |  | Approved
Civil Package 2 - Furnace, Float, Lehr buildings (Saint Gobain) _0221 | CLI.CON-000001 | 15.10 - phe -External.MECHANICAL -PHE-EXTERNAL-3-D | 15mm nominal bore | Approved
Civil Package 2 - Furnace, Float, Lehr buildings (Saint Gobain) _0221 | CLI.CON-000001 |  |  | Approved
Civil Package 2 - Furnace, Float, Lehr buildings (Saint Gobain) _0221 | CLI.CON-000001 | 15.15 - phe -External.MECHANICAL -PHE-EXTERNAL-23-B | 65mm dia FOR BURIED SEWAGE PUMPING MAIN | Approved
Civil Package 2 - Furnace, Float, Lehr buildings (Saint Gobain) _0221 | CLI.CON-000001 |  |  | Approved
Civil Package 2 - Furnace, Float, Lehr buildings (Saint Gobain) _0221 | CLI.CON-000001 | 15.10 - phe -External.MECHANICAL -PHE-EXTERNAL-1-B | 65mm nominal bore | Approved
Civil Package 2 - Furnace, Float, Lehr buildings (Saint Gobain) _0221 | CLI.CON-000001 |  |  | Approved
Civil Package 2 - Furnace, Float, Lehr buildings (Saint Gobain) _0221 | CLI.CON-000001 | 15.10 - phe -External.MECHANICAL -PHE-EXTERNAL-1-C | 50mm nominal bore | Approved
Civil Package 2 - Furnace, Float, Lehr buildings (Saint Gobain) _0221 | CLI.CON-000001 |  |  | Approved
Civil Package 2 - Furnace, Float, Lehr buildings (Saint Gobain) _0221 | CLI.CON-000001 | 15.15 - phe -External.MECHANICAL -PHE-EXTERNAL-27-B | 2.00mx2.00mx3.90m | Approved
Civil Package 2 - Furnace, Float, Lehr buildings (Saint Gobain) _0221 | CLI.CON-000001 |  |  | Approved
Civil Package 2 - Furnace, Float, Lehr buildings (Saint Gobain) _0221 | CLI.CON-000001 | 15.15 - phe -External.MECHANICAL -PHE-EXTERNAL-15-B | 150mm dia | Approved
Civil Package 2 - Furnace, Float, Lehr buildings (Saint Gobain) _0221 | CLI.CON-000001 |  |  | Approved
Civil Package 2 - Furnace, Float, Lehr buildings (Saint Gobain) _0221 | CLI.CON-000001 | 15.15 - phe -External.MECHANICAL -PHE-EXTERNAL-28-A | Upto 0m - 1.50m from NGL/FGL | Approved
Civil Package 2 - Furnace, Float, Lehr buildings (Saint Gobain) _0221 | CLI.CON-000001 |  |  | Approved
Civil Package 2 - Furnace, Float, Lehr buildings (Saint Gobain) _0221 | CLI.CON-000001 | 15.15 - phe -External.MECHANICAL -PHE-EXTERNAL-24-B | 65mm nominal bore | Approved
Civil Package 2 - Furnace, Float, Lehr buildings (Saint Gobain) _0221 | CLI.CON-000001 |  |  | Approved
Civil Package 2 - Furnace, Float, Lehr buildings (Saint Gobain) _0221 | CLI.CON-000001 | 15.15 - phe -External.MECHANICAL -PHE-EXTERNAL-24-A | 80mm nominal bore | Approved
Civil Package 2 - Furnace, Float, Lehr buildings (Saint Gobain) _0221 | CLI.CON-000001 |  |  | Approved
Civil Package 2 - Furnace, Float, Lehr buildings (Saint Gobain) _0221 | CLI.CON-000001 | 15.10 - phe -External.MECHANICAL -PHE-EXTERNAL-1-A | 80mm nominal bore | Approved
Civil Package 2 - Furnace, Float, Lehr buildings (Saint Gobain) _0221 | CLI.CON-000001 |  |  | Approved
Civil Package 2 - Furnace, Float, Lehr buildings (Saint Gobain) _0221 | CLI.CON-000001 | 15.15 - phe -External.MECHANICAL -PHE-EXTERNAL-25-A | 80mm nominal bore | Approved
Civil Package 2 - Furnace, Float, Lehr buildings (Saint Gobain) _0221 | CLI.CON-000001 |  |  | Approved
Civil Package 2 - Furnace, Float, Lehr buildings (Saint Gobain) _0221 | CLI.CON-000001 | 15.10 - phe -External.MECHANICAL -PHE-EXTERNAL-5-A | water etc. all complete | Approved
Civil Package 2 - Furnace, Float, Lehr buildings (Saint Gobain) _0221 | CLI.CON-000001 |  |  | Approved
Civil Package 2 - Furnace, Float, Lehr buildings (Saint Gobain) _0221 | CLI.CON-000001 | 15.10 - phe -External.MECHANICAL -PHE-EXTERNAL-3-B | 40mm nominal bore | Approved
Civil Package 2 - Furnace, Float, Lehr buildings (Saint Gobain) _0221 | CLI.CON-000001 |  |  | Approved
Civil Package 2 - Furnace, Float, Lehr buildings (Saint Gobain) _0221 | CLI.CON-000001 | 15.10 - phe -External.MECHANICAL -PHE-EXTERNAL-8-A | accomodating isolating valves. | Approved
Civil Package 2 - Furnace, Float, Lehr buildings (Saint Gobain) _0221 | CLI.CON-000001 |  |  | Approved
Civil Package 2 - Furnace, Float, Lehr buildings (Saint Gobain) _0221 | CLI.CON-000001 | 15.10 - phe -External.MECHANICAL -PHE-EXTERNAL-3-A | 50mm nominal bore | Approved
Civil Package 2 - Furnace, Float, Lehr buildings (Saint Gobain) _0221 | CLI.CON-000001 |  |  | Approved
Civil Package 2 - Furnace, Float, Lehr buildings (Saint Gobain) _0221 | CLI.CON-000001 | 15.15 - phe -External.MECHANICAL -PHE-EXTERNAL-19-B | 800 x 800 inside dimension | Approved
Civil Package 2 - Furnace, Float, Lehr buildings (Saint Gobain) _0221 | CLI.CON-000001 |  |  | Approved
Civil Package 2 - Furnace, Float, Lehr buildings (Saint Gobain) _0221 | CLI.CON-000001 | 15.15 - phe -External.MECHANICAL -PHE-EXTERNAL-15-A | 200mm dia. | Approved
Civil Package 2 - Furnace, Float, Lehr buildings (Saint Gobain) _0221 | CLI.CON-000001 |  |  | Approved
Civil Package 2 - Furnace, Float, Lehr buildings (Saint Gobain) _0221 | CLI.CON-000001 | 15.15 - phe -External.MECHANICAL -PHE-EXTERNAL-21-B | 1.0bar head. | Approved
Civil Package 2 - Furnace, Float, Lehr buildings (Saint Gobain) _0221 | CLI.CON-000001 |  |  | Approved
Civil Package 2 - Furnace, Float, Lehr buildings (Saint Gobain) _0221 | CLI.CON-000001 | 15.15 - phe -External.MECHANICAL -PHE-EXTERNAL-18-A | 200mm nominal bore | Approved
Civil Package 2 - Furnace, Float, Lehr buildings (Saint Gobain) _0221 | CLI.CON-000001 |  |  | Approved
Civil Package 2 - Furnace, Float, Lehr buildings (Saint Gobain) _0221 | CLI.CON-000001 | 15.10 - phe -External.MECHANICAL -PHE-EXTERNAL-12-A | high level switches including all electrical items | Approved
Civil Package 2 - Furnace, Float, Lehr buildings (Saint Gobain) _0221 | CLI.CON-000001 |  |  | Approved
Civil Package 2 - Furnace, Float, Lehr buildings (Saint Gobain) _0221 | CLI.CON-000001 | 15.1 | EXTERNAL WATER SUPPLY SYSTEM | Approved
Civil Package 2 - Furnace, Float, Lehr buildings (Saint Gobain) _0221 | CLI.CON-000001 |  |  | Approved
Civil Package 2 - Furnace, Float, Lehr buildings (Saint Gobain) _0221 | CLI.CON-000001 | 15.10 - phe -External.MECHANICAL -PHE-EXTERNAL-14-A | 150mm dia ms pipe | Approved
Civil Package 2 - Furnace, Float, Lehr buildings (Saint Gobain) _0221 | CLI.CON-000001 |  |  | Approved
Civil Package 2 - Furnace, Float, Lehr buildings (Saint Gobain) _0221 | CLI.CON-000001 | 15.15 - phe -External.MECHANICAL -PHE-EXTERNAL-9-A | approved make. | Approved
Civil Package 2 - Furnace, Float, Lehr buildings (Saint Gobain) _0221 | CLI.CON-000001 |  |  | Approved
Civil Package 2 - Furnace, Float, Lehr buildings (Saint Gobain) _0221 | CLI.CON-000001 | 15.15 - phe -External.MECHANICAL -PHE-EXTERNAL-30-C | 1200mmx1200mm | Approved
Civil Package 2 - Furnace, Float, Lehr buildings (Saint Gobain) _0221 | CLI.CON-000001 |  |  | Approved
Civil Package 2 - Furnace, Float, Lehr buildings (Saint Gobain) _0221 | CLI.CON-000001 | 15.10 - phe -External.MECHANICAL -PHE-EXTERNAL-4-B | 65mm nominal bore | Approved
Civil Package 2 - Furnace, Float, Lehr buildings (Saint Gobain) _0221 | CLI.CON-000001 |  |  | Approved
Civil Package 2 - Furnace, Float, Lehr buildings (Saint Gobain) _0221 | CLI.CON-000001 | 15.15 - phe -External.MECHANICAL -PHE-EXTERNAL-27-C | 2.00mx2.00mx3.50m SEWAGE MANHOLE | Approved
Civil Package 2 - Furnace, Float, Lehr buildings (Saint Gobain) _0221 | CLI.CON-000001 |  |  | Approved
Civil Package 2 - Furnace, Float, Lehr buildings (Saint Gobain) _0221 | CLI.CON-000001 | 15.10 - phe -External.MECHANICAL -PHE-EXTERNAL-1-E | 32mm nominal bore | Approved
Civil Package 2 - Furnace, Float, Lehr buildings (Saint Gobain) _0221 | CLI.CON-000001 |  |  | Approved
Civil Package 2 - Furnace, Float, Lehr buildings (Saint Gobain) _0221 | CLI.CON-000001 | 10 | Civil | Approved
Civil Package 2 - Furnace, Float, Lehr buildings (Saint Gobain) _0221 | CLI.CON-000001 |  |  | Approved
Civil Package 2 - Furnace, Float, Lehr buildings (Saint Gobain) _0221 | CLI.CON-000001 | 10.12 - Civil-1-a | a) 0-3m depth | Approved
Civil Package 2 - Furnace, Float, Lehr buildings (Saint Gobain) _0221 | CLI.CON-000001 |  |  | Approved
Civil Package 2 - Furnace, Float, Lehr buildings (Saint Gobain) _0221 | CLI.CON-000001 | 10.12 - Civil-1-c | C) 8m-10m depth | Approved
Civil Package 2 - Furnace, Float, Lehr buildings (Saint Gobain) _0221 | CLI.CON-000001 |  |  | Approved
Civil Package 2 - Furnace, Float, Lehr buildings (Saint Gobain) _0221 | CLI.CON-000001 | 10.16 - Civil-56 | Builders works ( Civil works related to HVAC, mechanical, electrical, and plumbing works) above ground level Please note that, Builders works below ground level will be re-measured under relevant BOQ item for payment | Approved
Civil Package 2 - Furnace, Float, Lehr buildings (Saint Gobain) _0221 | CLI.CON-000001 |  |  | Approved
Civil Package 2 - Furnace, Float, Lehr buildings (Saint Gobain) _0221 | CLI.CON-000001 | 10.11 - Civil-14-b | Angles for expansion joints,Angle for Cut outs ,edge angles for Gratings etc.. | Approved
Civil Package 2 - Furnace, Float, Lehr buildings (Saint Gobain) _0221 | CLI.CON-000001 |  |  | Approved
Civil Package 2 - Furnace, Float, Lehr buildings (Saint Gobain) _0221 | CLI.CON-000001 | 10.16 - Civil-35-c | c) 5x20mm | Approved
Civil Package 2 - Furnace, Float, Lehr buildings (Saint Gobain) _0221 | CLI.CON-000001 |  |  | Approved
Civil Package 2 - Furnace, Float, Lehr buildings (Saint Gobain) _0221 | CLI.CON-000001 | 10.15 - Civil-Provisional Sums-59 | Allowance for Main Chimney foundation and connections (Flue duct) and Steel chimney setting out including all excavation works and RCC foundation works (substructure & superstructure works) Including Allowance for contractor's profit, over head, attendance, general builders works, specific builders works, facilities and coordination cost incurred during execution of works covered by Provisional Sum ( % of Provisional Sum). Excluding the supply and installation of steel Chimeny. | Approved
Civil Package 2 - Furnace, Float, Lehr buildings (Saint Gobain) _0221 | CLI.CON-000001 |  |  | Approved
Civil Package 2 - Furnace, Float, Lehr buildings (Saint Gobain) _0221 | CLI.CON-000001 | 10.14 - Civil-52-e | e) 200mm dia | Approved
Civil Package 2 - Furnace, Float, Lehr buildings (Saint Gobain) _0221 | CLI.CON-000001 |  |  | Approved
Civil Package 2 - Furnace, Float, Lehr buildings (Saint Gobain) _0221 | CLI.CON-000001 | 10.16 - Civil-33-a | a) 25x20mm | Approved
Civil Package 2 - Furnace, Float, Lehr buildings (Saint Gobain) _0221 | CLI.CON-000001 |  |  | Approved
Civil Package 2 - Furnace, Float, Lehr buildings (Saint Gobain) _0221 | CLI.CON-000001 | 10.11 - Civil-14-d | Checkered Plate | Approved
Civil Package 2 - Furnace, Float, Lehr buildings (Saint Gobain) _0221 | CLI.CON-000001 |  |  | Approved
Civil Package 2 - Furnace, Float, Lehr buildings (Saint Gobain) _0221 | CLI.CON-000001 | 10.16 - Civil-39 | labour etc. complete in all respects. | Approved
Civil Package 2 - Furnace, Float, Lehr buildings (Saint Gobain) _0221 | CLI.CON-000001 |  |  | Approved
Civil Package 2 - Furnace, Float, Lehr buildings (Saint Gobain) _0221 | CLI.CON-000001 | 10.11 - Civil-20-a | a) For handrail of 1050mm ht | Approved
Civil Package 2 - Furnace, Float, Lehr buildings (Saint Gobain) _0221 | CLI.CON-000001 |  |  | Approved
Civil Package 2 - Furnace, Float, Lehr buildings (Saint Gobain) _0221 | CLI.CON-000001 | 10.10 - Civil-23 | Technical sepcification Item No. 4.7.9, " Page No. 102 of 220 should be considered for preparing the Unit rate. | Approved
Civil Package 2 - Furnace, Float, Lehr buildings (Saint Gobain) _0221 | CLI.CON-000001 |  |  | Approved
Civil Package 2 - Furnace, Float, Lehr buildings (Saint Gobain) _0221 | CLI.CON-000001 | 10.16 - Civil-33-d | d) 12x20mm | Approved
Civil Package 2 - Furnace, Float, Lehr buildings (Saint Gobain) _0221 | CLI.CON-000001 |  |  | Approved
Civil Package 2 - Furnace, Float, Lehr buildings (Saint Gobain) _0221 | CLI.CON-000001 | 10.16 - Civil-43 | complete in all respects and as directed. | Approved
Civil Package 2 - Furnace, Float, Lehr buildings (Saint Gobain) _0221 | CLI.CON-000001 |  |  | Approved
Civil Package 2 - Furnace, Float, Lehr buildings (Saint Gobain) _0221 | CLI.CON-000001 | 10.16 - Civil-34-a | a) 25x20mm | Approved
Civil Package 2 - Furnace, Float, Lehr buildings (Saint Gobain) _0221 | CLI.CON-000001 |  |  | Approved
Civil Package 2 - Furnace, Float, Lehr buildings (Saint Gobain) _0221 | CLI.CON-000001 | 10.13 - Civil-29 | Non-shrink grout shall be a ready to use high strength, free flow cementitious material of approved make like 'SIKA, FESTER' or equivalent meeting all requirements of ASTM C1107 grade B or C. A grout is regarded as non-shrink if its volume is not less than the initial volume after hardening for 28 days when tested in accordance with ASTM C827 or C883 as applicable. During this period the test specimens shall have been completely protected against drying, evaporating, carbonation and exposure to temperatures outside the range of 23°C±3°C. It shall be non-toxic, non-staining, non-bleeding, non-corrosive to steel, impact or vibration- resistant and complying with the requirements of appropriate standards and duly approved by the Engineer. | Approved
Civil Package 2 - Furnace, Float, Lehr buildings (Saint Gobain) _0221 | CLI.CON-000001 |  |  | Approved
Civil Package 2 - Furnace, Float, Lehr buildings (Saint Gobain) _0221 | CLI.CON-000001 | 10.16 - Civil-34-c | c) 5x20mm | Approved
Civil Package 2 - Furnace, Float, Lehr buildings (Saint Gobain) _0221 | CLI.CON-000001 |  |  | Approved
Civil Package 2 - Furnace, Float, Lehr buildings (Saint Gobain) _0221 | CLI.CON-000001 | 10.16 - Civil-17-e | e) 6/8mm thk ( OP )Chequered plates | Approved
Civil Package 2 - Furnace, Float, Lehr buildings (Saint Gobain) _0221 | CLI.CON-000001 |  |  | Approved
Civil Package 2 - Furnace, Float, Lehr buildings (Saint Gobain) _0221 | CLI.CON-000001 | 10.16 - Civil-5-a | a) With approved Good quality graded sand (Locally available) | Approved
Civil Package 2 - Furnace, Float, Lehr buildings (Saint Gobain) _0221 | CLI.CON-000001 |  |  | Approved
Civil Package 2 - Furnace, Float, Lehr buildings (Saint Gobain) _0221 | CLI.CON-000001 | 10.16 - Civil-11-a-9 | ix) Ramp | Approved
Civil Package 2 - Furnace, Float, Lehr buildings (Saint Gobain) _0221 | CLI.CON-000001 |  |  | Approved
Civil Package 2 - Furnace, Float, Lehr buildings (Saint Gobain) _0221 | CLI.CON-000001 | 10.13 - Civil-11-a-8 | viii) Stair case | Approved
Civil Package 2 - Furnace, Float, Lehr buildings (Saint Gobain) _0221 | CLI.CON-000001 |  |  | Approved
Civil Package 2 - Furnace, Float, Lehr buildings (Saint Gobain) _0221 | CLI.CON-000001 | 10.16 - Civil-16-a | a) HSL M8/10 - 75mm long | Approved
Civil Package 2 - Furnace, Float, Lehr buildings (Saint Gobain) _0221 | CLI.CON-000001 |  |  | Approved
Civil Package 2 - Furnace, Float, Lehr buildings (Saint Gobain) _0221 | CLI.CON-000001 | 10.13 - Civil-9-j | Ramp & External Steps Platform | Approved
Civil Package 2 - Furnace, Float, Lehr buildings (Saint Gobain) _0221 | CLI.CON-000001 |  |  | Approved
Civil Package 2 - Furnace, Float, Lehr buildings (Saint Gobain) _0221 | CLI.CON-000001 | 10.14 - Civil-50-a | 300 mm dia | Approved
Civil Package 2 - Furnace, Float, Lehr buildings (Saint Gobain) _0221 | CLI.CON-000001 |  |  | Approved
Civil Package 2 - Furnace, Float, Lehr buildings (Saint Gobain) _0221 | CLI.CON-000001 | 10.13 - Civil-41 | Isolation Joint (I.J): Isolation joint 25mm thick compressible filler to full depth of slab ( Floor thickness varies from 175mm to 300mm) with Shalitex board/Capcell HD 100, at top primed 25mm width 10mm thick Polyurethane based elastomeric sealant MasterSeal NP 473U of Make: MBS (BASF)or equivalent compressive filler as shown in drawing and as directed by the Engineer-in-Charge.The rate is inculsive of all above mentioned works except the cost of the steel. The reinforcement steel and structural steel shown in drawing will be measured and paid seperately in respective item. | Approved
Civil Package 2 - Furnace, Float, Lehr buildings (Saint Gobain) _0221 | CLI.CON-000001 |  |  | Approved
Civil Package 2 - Furnace, Float, Lehr buildings (Saint Gobain) _0221 | CLI.CON-000001 | 10.11 - Civil-14-e | Member for Acess Platform (UPN- members) | Approved
Civil Package 2 - Furnace, Float, Lehr buildings (Saint Gobain) _0221 | CLI.CON-000001 |  |  | Approved
Civil Package 2 - Furnace, Float, Lehr buildings (Saint Gobain) _0221 | CLI.CON-000001 | 10.16 - Civil-17-g | g) Bolts & Nuts( For steel structure connections) | Approved
Civil Package 2 - Furnace, Float, Lehr buildings (Saint Gobain) _0221 | CLI.CON-000001 |  |  | Approved
Civil Package 2 - Furnace, Float, Lehr buildings (Saint Gobain) _0221 | CLI.CON-000001 | 10.16 - Civil-38 | materials and measures to complete the work | Approved
Civil Package 2 - Furnace, Float, Lehr buildings (Saint Gobain) _0221 | CLI.CON-000001 |  |  | Approved
Civil Package 2 - Furnace, Float, Lehr buildings (Saint Gobain) _0221 | CLI.CON-000001 | 10.11 | Metal Works | Approved
Civil Package 2 - Furnace, Float, Lehr buildings (Saint Gobain) _0221 | CLI.CON-000001 |  |  | Approved
Civil Package 2 - Furnace, Float, Lehr buildings (Saint Gobain) _0221 | CLI.CON-000001 | 10.16 - Civil-2-a | a) 0-3m depth | Approved
Civil Package 2 - Furnace, Float, Lehr buildings (Saint Gobain) _0221 | CLI.CON-000001 |  |  | Approved
Civil Package 2 - Furnace, Float, Lehr buildings (Saint Gobain) _0221 | CLI.CON-000001 | 10.16 - Civil-45 | Supplying and fixing heavy duty cast iron gratings | Approved
Civil Package 2 - Furnace, Float, Lehr buildings (Saint Gobain) _0221 | CLI.CON-000001 |  |  | Approved
Civil Package 2 - Furnace, Float, Lehr buildings (Saint Gobain) _0221 | CLI.CON-000001 | 10.16 - Civil-52-b | b) 100mm Dia | Approved
Civil Package 2 - Furnace, Float, Lehr buildings (Saint Gobain) _0221 | CLI.CON-000001 |  |  | Approved
Civil Package 2 - Furnace, Float, Lehr buildings (Saint Gobain) _0221 | CLI.CON-000001 | 10.11 - Civil-17-a | a) Beams, columns, Trusses | Approved
Civil Package 2 - Furnace, Float, Lehr buildings (Saint Gobain) _0221 | CLI.CON-000001 |  |  | Approved
Civil Package 2 - Furnace, Float, Lehr buildings (Saint Gobain) _0221 | CLI.CON-000001 | 10.13 - Civil-9-g | Roof Beam | Approved
Civil Package 2 - Furnace, Float, Lehr buildings (Saint Gobain) _0221 | CLI.CON-000001 |  |  | Approved
Civil Package 2 - Furnace, Float, Lehr buildings (Saint Gobain) _0221 | CLI.CON-000001 | 10.13 - Civil-13 | Supply and fix Steel fiber reinforcement for Grade slab as per manufacturer specification -Bekaert or equivalent brand. | Approved
Civil Package 2 - Furnace, Float, Lehr buildings (Saint Gobain) _0221 | CLI.CON-000001 |  |  | Approved
Civil Package 2 - Furnace, Float, Lehr buildings (Saint Gobain) _0221 | CLI.CON-000001 | 10.16 - Civil-11-a-7 | vii) Tunnels | Approved
Civil Package 2 - Furnace, Float, Lehr buildings (Saint Gobain) _0221 | CLI.CON-000001 |  |  | Approved
Civil Package 2 - Furnace, Float, Lehr buildings (Saint Gobain) _0221 | CLI.CON-000001 | 10.1 | Insulation | Approved
Civil Package 2 - Furnace, Float, Lehr buildings (Saint Gobain) _0221 | CLI.CON-000001 |  |  | Approved
Civil Package 2 - Furnace, Float, Lehr buildings (Saint Gobain) _0221 | CLI.CON-000001 | 10.13 - Civil-40 | Technical sepcification Item No. 4.7.1 (g), " Page No. 100 of 220 should be considered for preparing the Unit rate. ISOLATION JOINT (I.J) | Approved
Civil Package 2 - Furnace, Float, Lehr buildings (Saint Gobain) _0221 | CLI.CON-000001 |  |  | Approved
Civil Package 2 - Furnace, Float, Lehr buildings (Saint Gobain) _0221 | CLI.CON-000001 | 10.10 - Civil-51 | and specifications. | Approved
Civil Package 2 - Furnace, Float, Lehr buildings (Saint Gobain) _0221 | CLI.CON-000001 |  |  | Approved
Count: 35694