## report (21)
Project Name | Record No. | BOQ No. | BOQ Description | Status
BIOLOGICALS AND BIOSIMILARS MANUFACTURING FACILITY EIPICO 3 _0187 | CLI.CON-000001 | 10.4 - Process-Industrial Carbon Dioxide GAS 5 %- | Cylinder holder: to hold the cylinders with galvanized Chains & side separators to fix them. H.P. Regulators and full automatic to operate pressure @ 4.5 bar , according owner requirements , High pressure type including :-purge valves,high pressure regulators,No. non-return valves and emergency connection Discharge manifold For cylinders completed with a rack and H.P. valves and a No.n return valves for each socket Flexible Stainless steel arm connection with hand-wheel to connect the cylinders with the high pressure manifold for cylinders | Approved
BIOLOGICALS AND BIOSIMILARS MANUFACTURING FACILITY EIPICO 3 _0187 | CLI.CON-000001 |  |  | Approved
BIOLOGICALS AND BIOSIMILARS MANUFACTURING FACILITY EIPICO 3 _0187 | CLI.CON-000001 | 10.5 - B06(Solvent & Hazardous)-233416-1 | EF-01,360L/S,inline | Approved
BIOLOGICALS AND BIOSIMILARS MANUFACTURING FACILITY EIPICO 3 _0187 | CLI.CON-000001 |  |  | Approved
BIOLOGICALS AND BIOSIMILARS MANUFACTURING FACILITY EIPICO 3 _0187 | CLI.CON-000001 | 10.7 - B05(Worker Building , Domestic and fire tank)-221316-1 | Diameter 50 mm | Approved
BIOLOGICALS AND BIOSIMILARS MANUFACTURING FACILITY EIPICO 3 _0187 | CLI.CON-000001 |  |  | Approved
BIOLOGICALS AND BIOSIMILARS MANUFACTURING FACILITY EIPICO 3 _0187 | CLI.CON-000001 | 10.7 - B01(ADMIN BUILDING)-221116-4 | Diameter 40 mm | Approved
BIOLOGICALS AND BIOSIMILARS MANUFACTURING FACILITY EIPICO 3 _0187 | CLI.CON-000001 |  |  | Approved
BIOLOGICALS AND BIOSIMILARS MANUFACTURING FACILITY EIPICO 3 _0187 | CLI.CON-000001 | 10.5 - B04(Boiler, Chiller, Power Station)-232113-4 | Diameter 200mm | Approved
BIOLOGICALS AND BIOSIMILARS MANUFACTURING FACILITY EIPICO 3 _0187 | CLI.CON-000001 |  |  | Approved
BIOLOGICALS AND BIOSIMILARS MANUFACTURING FACILITY EIPICO 3 _0187 | CLI.CON-000001 | 10.7 - B04(Boiler, Chiller, Power Station)-221423-2 | Diameter 110mm | Approved
BIOLOGICALS AND BIOSIMILARS MANUFACTURING FACILITY EIPICO 3 _0187 | CLI.CON-000001 |  |  | Approved
BIOLOGICALS AND BIOSIMILARS MANUFACTURING FACILITY EIPICO 3 _0187 | CLI.CON-000001 | 10.8 - B04(Boiler, Chiller, Power Station)-210523-7 | Gate valve with tamper switch Diameter 150 mm | Approved
BIOLOGICALS AND BIOSIMILARS MANUFACTURING FACILITY EIPICO 3 _0187 | CLI.CON-000001 |  |  | Approved
BIOLOGICALS AND BIOSIMILARS MANUFACTURING FACILITY EIPICO 3 _0187 | CLI.CON-000001 | 10.5 - B02 (Warehouse, Packaging and QC Building)-230719-12 | Diameter 40mm | Approved
BIOLOGICALS AND BIOSIMILARS MANUFACTURING FACILITY EIPICO 3 _0187 | CLI.CON-000001 |  |  | Approved
BIOLOGICALS AND BIOSIMILARS MANUFACTURING FACILITY EIPICO 3 _0187 | CLI.CON-000001 | 10.3 - Landscape and Infra-328400-9 | PolyEthylene 16 mm ,1.14 mm wall thickness Hoses | Approved
BIOLOGICALS AND BIOSIMILARS MANUFACTURING FACILITY EIPICO 3 _0187 | CLI.CON-000001 |  |  | Approved
BIOLOGICALS AND BIOSIMILARS MANUFACTURING FACILITY EIPICO 3 _0187 | CLI.CON-000001 | 10.8 - B02 (Warehouse, Packaging and QC Building)-211313-3 | 40 mm size | Approved
BIOLOGICALS AND BIOSIMILARS MANUFACTURING FACILITY EIPICO 3 _0187 | CLI.CON-000001 |  |  | Approved
BIOLOGICALS AND BIOSIMILARS MANUFACTURING FACILITY EIPICO 3 _0187 | CLI.CON-000001 | 10.7 - B02 (Warehouse, Packaging and QC Building)-224100-6 | Locker Sink & Mixer | Approved
BIOLOGICALS AND BIOSIMILARS MANUFACTURING FACILITY EIPICO 3 _0187 | CLI.CON-000001 |  |  | Approved
BIOLOGICALS AND BIOSIMILARS MANUFACTURING FACILITY EIPICO 3 _0187 | CLI.CON-000001 | 10.8 - B01(ADMIN BUILDING)-210523-5 | Alarm Check valve Diameter 150 mm | Approved
BIOLOGICALS AND BIOSIMILARS MANUFACTURING FACILITY EIPICO 3 _0187 | CLI.CON-000001 |  |  | Approved
BIOLOGICALS AND BIOSIMILARS MANUFACTURING FACILITY EIPICO 3 _0187 | CLI.CON-000001 | 10.5 - B03(Transformer Building)-233423-2 | EF-01, 750 L/S,wall mounted | Approved
BIOLOGICALS AND BIOSIMILARS MANUFACTURING FACILITY EIPICO 3 _0187 | CLI.CON-000001 |  |  | Approved
BIOLOGICALS AND BIOSIMILARS MANUFACTURING FACILITY EIPICO 3 _0187 | CLI.CON-000001 | 10.5 - B02 (Warehouse, Packaging and QC Building)-237313-1 | AHU-03 | Approved
BIOLOGICALS AND BIOSIMILARS MANUFACTURING FACILITY EIPICO 3 _0187 | CLI.CON-000001 |  |  | Approved
BIOLOGICALS AND BIOSIMILARS MANUFACTURING FACILITY EIPICO 3 _0187 | CLI.CON-000001 | 10.5 - B04(Boiler, Chiller, Power Station)-230719-5 | Diameter 250mm | Approved
BIOLOGICALS AND BIOSIMILARS MANUFACTURING FACILITY EIPICO 3 _0187 | CLI.CON-000001 |  |  | Approved
BIOLOGICALS AND BIOSIMILARS MANUFACTURING FACILITY EIPICO 3 _0187 | CLI.CON-000001 | 10.5 - B04(Boiler, Chiller, Power Station)-233713-4 | Fresh air louver (FAL) 3600mm x3000mm | Approved
BIOLOGICALS AND BIOSIMILARS MANUFACTURING FACILITY EIPICO 3 _0187 | CLI.CON-000001 |  |  | Approved
BIOLOGICALS AND BIOSIMILARS MANUFACTURING FACILITY EIPICO 3 _0187 | CLI.CON-000001 | 10.4 - Process-COMPRESSED ROOM-2.3 | Air Filter 0.08 MICRO. | Approved
BIOLOGICALS AND BIOSIMILARS MANUFACTURING FACILITY EIPICO 3 _0187 | CLI.CON-000001 |  |  | Approved
BIOLOGICALS AND BIOSIMILARS MANUFACTURING FACILITY EIPICO 3 _0187 | CLI.CON-000001 | 10.5 - B02 (Warehouse, Packaging and QC Building)-232113-4 | Diameter 40mm | Approved
BIOLOGICALS AND BIOSIMILARS MANUFACTURING FACILITY EIPICO 3 _0187 | CLI.CON-000001 |  |  | Approved
BIOLOGICALS AND BIOSIMILARS MANUFACTURING FACILITY EIPICO 3 _0187 | CLI.CON-000001 | 10.5 - B02 (Warehouse, Packaging and QC Building)-233416-2 | SM.EX.F-02 | Approved
BIOLOGICALS AND BIOSIMILARS MANUFACTURING FACILITY EIPICO 3 _0187 | CLI.CON-000001 |  |  | Approved
BIOLOGICALS AND BIOSIMILARS MANUFACTURING FACILITY EIPICO 3 _0187 | CLI.CON-000001 | 10.7 - B01(ADMIN BUILDING)-221116-3 | Diameter 32 mm | Approved
BIOLOGICALS AND BIOSIMILARS MANUFACTURING FACILITY EIPICO 3 _0187 | CLI.CON-000001 |  |  | Approved
BIOLOGICALS AND BIOSIMILARS MANUFACTURING FACILITY EIPICO 3 _0187 | CLI.CON-000001 | 10.5 - B02 (Warehouse, Packaging and QC Building)-233416-27 | Make Up.F-04 | Approved
BIOLOGICALS AND BIOSIMILARS MANUFACTURING FACILITY EIPICO 3 _0187 | CLI.CON-000001 |  |  | Approved
BIOLOGICALS AND BIOSIMILARS MANUFACTURING FACILITY EIPICO 3 _0187 | CLI.CON-000001 | 1 - B02 (Warehouse, Packaging and QC Building)-033000-18 | 70 mm thick, light weight concrete with average slope (1%), for roof. | Approved
BIOLOGICALS AND BIOSIMILARS MANUFACTURING FACILITY EIPICO 3 _0187 | CLI.CON-000001 |  |  | Approved
BIOLOGICALS AND BIOSIMILARS MANUFACTURING FACILITY EIPICO 3 _0187 | CLI.CON-000001 | 1 - B01(ADMIN BUILDING)-125100-9 | Desk, code (T-09). | Approved
BIOLOGICALS AND BIOSIMILARS MANUFACTURING FACILITY EIPICO 3 _0187 | CLI.CON-000001 |  |  | Approved
BIOLOGICALS AND BIOSIMILARS MANUFACTURING FACILITY EIPICO 3 _0187 | CLI.CON-000001 | 1 - B01(ADMIN BUILDING)-081113-6 | 45 minutes fire rated, 1600x2200mm, Door type (D24), (Double hinged leaves). | Approved
BIOLOGICALS AND BIOSIMILARS MANUFACTURING FACILITY EIPICO 3 _0187 | CLI.CON-000001 |  |  | Approved
BIOLOGICALS AND BIOSIMILARS MANUFACTURING FACILITY EIPICO 3 _0187 | CLI.CON-000001 | 1 - B05(Worker Building , Domestic and fire tank)-099123-1 | Paint for walls, code (PT-02). | Approved
BIOLOGICALS AND BIOSIMILARS MANUFACTURING FACILITY EIPICO 3 _0187 | CLI.CON-000001 |  |  | Approved
BIOLOGICALS AND BIOSIMILARS MANUFACTURING FACILITY EIPICO 3 _0187 | CLI.CON-000001 | 1 - Building(Waste Water Treatment)-312000-2 | Filling with clean sand by compacted layers as per soil report, specification and to the Engineers acceptance. | Approved
BIOLOGICALS AND BIOSIMILARS MANUFACTURING FACILITY EIPICO 3 _0187 | CLI.CON-000001 |  |  | Approved
BIOLOGICALS AND BIOSIMILARS MANUFACTURING FACILITY EIPICO 3 _0187 | CLI.CON-000001 | 1 - B01(ADMIN BUILDING)-093000-1 | 600x600mm, 9mm thick, Grey ceramic tiles, code (CT-01). | Approved
BIOLOGICALS AND BIOSIMILARS MANUFACTURING FACILITY EIPICO 3 _0187 | CLI.CON-000001 |  |  | Approved
BIOLOGICALS AND BIOSIMILARS MANUFACTURING FACILITY EIPICO 3 _0187 | CLI.CON-000001 | 1 - B02 (Warehouse, Packaging and QC Building)-099123-1 | Paint for walls, code (PT-03). | Approved
BIOLOGICALS AND BIOSIMILARS MANUFACTURING FACILITY EIPICO 3 _0187 | CLI.CON-000001 |  |  | Approved
BIOLOGICALS AND BIOSIMILARS MANUFACTURING FACILITY EIPICO 3 _0187 | CLI.CON-000001 | 1 - B04(Boiler, Chiller, Power Station)-312000-2 | Filling with clean sand by compacted layers as per soil report, specification and to the Engineers acceptance. | Approved
BIOLOGICALS AND BIOSIMILARS MANUFACTURING FACILITY EIPICO 3 _0187 | CLI.CON-000001 |  |  | Approved
BIOLOGICALS AND BIOSIMILARS MANUFACTURING FACILITY EIPICO 3 _0187 | CLI.CON-000001 | 1 - B03(Transformer Building)-081113-1 | 90 minutes fire rated, 2500x2200mm, Door type (D12), (Double hinged leaves). | Approved
BIOLOGICALS AND BIOSIMILARS MANUFACTURING FACILITY EIPICO 3 _0187 | CLI.CON-000001 |  |  | Approved
BIOLOGICALS AND BIOSIMILARS MANUFACTURING FACILITY EIPICO 3 _0187 | CLI.CON-000001 | 1 - Building 08 ( Nutural Gass)-099123-1 | paint for walls, code (PT-02). | Approved
BIOLOGICALS AND BIOSIMILARS MANUFACTURING FACILITY EIPICO 3 _0187 | CLI.CON-000001 |  |  | Approved
BIOLOGICALS AND BIOSIMILARS MANUFACTURING FACILITY EIPICO 3 _0187 | CLI.CON-000001 | 1 - B06(Solvent & Hazardous)-072100-1 | For roof. (thermal) | Approved
BIOLOGICALS AND BIOSIMILARS MANUFACTURING FACILITY EIPICO 3 _0187 | CLI.CON-000001 |  |  | Approved
BIOLOGICALS AND BIOSIMILARS MANUFACTURING FACILITY EIPICO 3 _0187 | CLI.CON-000001 | 1 - B05(Worker Building , Domestic and fire tank)-071313-1 | For boilers and chillers spaces. | Approved
BIOLOGICALS AND BIOSIMILARS MANUFACTURING FACILITY EIPICO 3 _0187 | CLI.CON-000001 |  |  | Approved
BIOLOGICALS AND BIOSIMILARS MANUFACTURING FACILITY EIPICO 3 _0187 | CLI.CON-000001 | 1 - Landscape and Infra-329300-5 | Cassia Tomentosa (Woodly Senna), code (CT). | Approved
BIOLOGICALS AND BIOSIMILARS MANUFACTURING FACILITY EIPICO 3 _0187 | CLI.CON-000001 |  |  | Approved
BIOLOGICALS AND BIOSIMILARS MANUFACTURING FACILITY EIPICO 3 _0187 | CLI.CON-000001 | 1 - B02 (Warehouse, Packaging and QC Building)-101400-1 | 250mm diameter, wall sign. | Approved
BIOLOGICALS AND BIOSIMILARS MANUFACTURING FACILITY EIPICO 3 _0187 | CLI.CON-000001 |  |  | Approved
BIOLOGICALS AND BIOSIMILARS MANUFACTURING FACILITY EIPICO 3 _0187 | CLI.CON-000001 | 1 - B01(ADMIN BUILDING)-125100-17 | Coffee table , code (T-17). | Approved
BIOLOGICALS AND BIOSIMILARS MANUFACTURING FACILITY EIPICO 3 _0187 | CLI.CON-000001 |  |  | Approved
BIOLOGICALS AND BIOSIMILARS MANUFACTURING FACILITY EIPICO 3 _0187 | CLI.CON-000001 | 1 - B05(Worker Building , Domestic and fire tank)-093000-4 | 1200x300mm, 9mm thick, Grey ceramic tiles, code (CT-02). | Approved
BIOLOGICALS AND BIOSIMILARS MANUFACTURING FACILITY EIPICO 3 _0187 | CLI.CON-000001 |  |  | Approved
BIOLOGICALS AND BIOSIMILARS MANUFACTURING FACILITY EIPICO 3 _0187 | CLI.CON-000001 | 1 - B01(ADMIN BUILDING)-079500-2 | Floor to floor. | Approved
BIOLOGICALS AND BIOSIMILARS MANUFACTURING FACILITY EIPICO 3 _0187 | CLI.CON-000001 |  |  | Approved
BIOLOGICALS AND BIOSIMILARS MANUFACTURING FACILITY EIPICO 3 _0187 | CLI.CON-000001 | 1 - B04(Boiler, Chiller, Power Station)-044200-2 | 40mm Thick, 270mm width, Trietsa beige, code (ST-02), for facade. | Approved
BIOLOGICALS AND BIOSIMILARS MANUFACTURING FACILITY EIPICO 3 _0187 | CLI.CON-000001 |  |  | Approved
BIOLOGICALS AND BIOSIMILARS MANUFACTURING FACILITY EIPICO 3 _0187 | CLI.CON-000001 | 1 - B02 (Warehouse, Packaging and QC Building)-123553-13 | L-shaped wall bench, Length: 3030+4400mm, depth:750mm, Height: 900mm, type (M). | Approved
BIOLOGICALS AND BIOSIMILARS MANUFACTURING FACILITY EIPICO 3 _0187 | CLI.CON-000001 |  |  | Approved
BIOLOGICALS AND BIOSIMILARS MANUFACTURING FACILITY EIPICO 3 _0187 | CLI.CON-000001 | 1 - B02 (Warehouse, Packaging and QC Building)-033000-13 | 400 mm thick, slabs with average Steel Density (305 kg/m3). | Approved
BIOLOGICALS AND BIOSIMILARS MANUFACTURING FACILITY EIPICO 3 _0187 | CLI.CON-000001 |  |  | Approved
BIOLOGICALS AND BIOSIMILARS MANUFACTURING FACILITY EIPICO 3 _0187 | CLI.CON-000001 | 1 - B07'(Guard Room)-312000-2 | Filling with clean sand by compacted layers as per soil report, specification and to the Engineers acceptance. | Approved
BIOLOGICALS AND BIOSIMILARS MANUFACTURING FACILITY EIPICO 3 _0187 | CLI.CON-000001 |  |  | Approved
BIOLOGICALS AND BIOSIMILARS MANUFACTURING FACILITY EIPICO 3 _0187 | CLI.CON-000001 | 1 - Building 08 ( Nutural Gass)-033000-9 | For beams with average steel density (90 kg/m3). | Approved
BIOLOGICALS AND BIOSIMILARS MANUFACTURING FACILITY EIPICO 3 _0187 | CLI.CON-000001 |  |  | Approved
BIOLOGICALS AND BIOSIMILARS MANUFACTURING FACILITY EIPICO 3 _0187 | CLI.CON-000001 | 1 - Building(Waste Water Treatment)-081113-1 | 1000x2200mm, Door type (D05), (Single hinged leaf). | Approved
BIOLOGICALS AND BIOSIMILARS MANUFACTURING FACILITY EIPICO 3 _0187 | CLI.CON-000001 |  |  | Approved
BIOLOGICALS AND BIOSIMILARS MANUFACTURING FACILITY EIPICO 3 _0187 | CLI.CON-000001 | 1 - B01(ADMIN BUILDING)-085113-1 | 1200x1200mm, (Type W01), (Double sliding leaves). | Approved
BIOLOGICALS AND BIOSIMILARS MANUFACTURING FACILITY EIPICO 3 _0187 | CLI.CON-000001 |  |  | Approved
BIOLOGICALS AND BIOSIMILARS MANUFACTURING FACILITY EIPICO 3 _0187 | CLI.CON-000001 | 1 - Building 08 ( Nutural Gass)-312000-2 | Filling with clean sand by compacted layers as per soil report, specification and to the Engineers acceptance. | Approved
BIOLOGICALS AND BIOSIMILARS MANUFACTURING FACILITY EIPICO 3 _0187 | CLI.CON-000001 |  |  | Approved
BIOLOGICALS AND BIOSIMILARS MANUFACTURING FACILITY EIPICO 3 _0187 | CLI.CON-000001 | 1 - B01(ADMIN BUILDING)-102800-16 | 1700x1000mm. | Approved
BIOLOGICALS AND BIOSIMILARS MANUFACTURING FACILITY EIPICO 3 _0187 | CLI.CON-000001 |  |  | Approved
BIOLOGICALS AND BIOSIMILARS MANUFACTURING FACILITY EIPICO 3 _0187 | CLI.CON-000001 | 1 - B05(Worker Building , Domestic and fire tank)-093000-1 | 600x600mm, 9mm thick, Grey ceramic tiles, code (CT-01). | Approved
BIOLOGICALS AND BIOSIMILARS MANUFACTURING FACILITY EIPICO 3 _0187 | CLI.CON-000001 |  |  | Approved
BIOLOGICALS AND BIOSIMILARS MANUFACTURING FACILITY EIPICO 3 _0187 | CLI.CON-000001 | 1 - B02 (Warehouse, Packaging and QC Building)-095423-1 | 55mm Thick, cleanroom ceiling panels, of double layer color painted hot-dipping galvanized steel sheet 0.5mm thick, with PVC coating, 0.8mm thick GI frame, rock wool infill (120kg/cu.m density), with single magnesium oxide boards for reinforcement, with aluminum joint profile, code (GB-04), item include all required access panels, and all required electrical raceway, wiring devices, mechanical and HVAC required openings and sleeves. *For QC Sterile area, panels to be anti-vaporized hydrogen peroxide (anti-VHP). **Full material properties, all required accessories, hardware and any required materials to complete work are subjected to approved manufacturer by client. | Approved
BIOLOGICALS AND BIOSIMILARS MANUFACTURING FACILITY EIPICO 3 _0187 | CLI.CON-000001 |  |  | Approved
BIOLOGICALS AND BIOSIMILARS MANUFACTURING FACILITY EIPICO 3 _0187 | CLI.CON-000001 | 1 - B04(Boiler, Chiller, Power Station)-055213-3 | 40mm Diameter, Steel handrail with electrostatic powder coating, for internal stair. | Approved
BIOLOGICALS AND BIOSIMILARS MANUFACTURING FACILITY EIPICO 3 _0187 | CLI.CON-000001 |  |  | Approved
BIOLOGICALS AND BIOSIMILARS MANUFACTURING FACILITY EIPICO 3 _0187 | CLI.CON-000001 | 1 - B02 (Warehouse, Packaging and QC Building)-123553-25 | 500x700mm, Glass Peg Board. | Approved
BIOLOGICALS AND BIOSIMILARS MANUFACTURING FACILITY EIPICO 3 _0187 | CLI.CON-000001 |  |  | Approved
BIOLOGICALS AND BIOSIMILARS MANUFACTURING FACILITY EIPICO 3 _0187 | CLI.CON-000001 | 1 - B01(ADMIN BUILDING)-093000-3 | 800x800mm, 9mm thick, Light beige porcelain tiles, code (CT-05). | Approved
BIOLOGICALS AND BIOSIMILARS MANUFACTURING FACILITY EIPICO 3 _0187 | CLI.CON-000001 |  |  | Approved
BIOLOGICALS AND BIOSIMILARS MANUFACTURING FACILITY EIPICO 3 _0187 | CLI.CON-000001 | 1 - B01(ADMIN BUILDING)-42000-1 | 120mm Thick, for walls. | Approved
BIOLOGICALS AND BIOSIMILARS MANUFACTURING FACILITY EIPICO 3 _0187 | CLI.CON-000001 |  |  | Approved
BIOLOGICALS AND BIOSIMILARS MANUFACTURING FACILITY EIPICO 3 _0187 | CLI.CON-000001 | 1 - B02 (Warehouse, Packaging and QC Building)-042000-5 | 180 minutes fire rated, 120mm Thick, for walls. | Approved
BIOLOGICALS AND BIOSIMILARS MANUFACTURING FACILITY EIPICO 3 _0187 | CLI.CON-000001 |  |  | Approved
BIOLOGICALS AND BIOSIMILARS MANUFACTURING FACILITY EIPICO 3 _0187 | CLI.CON-000001 | 1 - Building(Waste Water Treatment)-042000-3 | 250mm Thick, for walls. | Approved
BIOLOGICALS AND BIOSIMILARS MANUFACTURING FACILITY EIPICO 3 _0187 | CLI.CON-000001 |  |  | Approved
BIOLOGICALS AND BIOSIMILARS MANUFACTURING FACILITY EIPICO 3 _0187 | CLI.CON-000001 | 1 - B02 (Warehouse, Packaging and QC Building)-123553-3 | Island wall bench, Length: 3000mm, depth:1500mm, Height: 900mm, type (C ). | Approved
BIOLOGICALS AND BIOSIMILARS MANUFACTURING FACILITY EIPICO 3 _0187 | CLI.CON-000001 |  |  | Approved
BIOLOGICALS AND BIOSIMILARS MANUFACTURING FACILITY EIPICO 3 _0187 | CLI.CON-000001 | 1 - B01(ADMIN BUILDING)-125100-41 | Sofa, code (S-02). | Approved
BIOLOGICALS AND BIOSIMILARS MANUFACTURING FACILITY EIPICO 3 _0187 | CLI.CON-000001 |  |  | Approved
BIOLOGICALS AND BIOSIMILARS MANUFACTURING FACILITY EIPICO 3 _0187 | CLI.CON-000001 | 1 - B05(Worker Building , Domestic and fire tank)-076200-1 | 100mm Height, Aluminum flashing, for roof. | Approved
BIOLOGICALS AND BIOSIMILARS MANUFACTURING FACILITY EIPICO 3 _0187 | CLI.CON-000001 |  |  | Approved
BIOLOGICALS AND BIOSIMILARS MANUFACTURING FACILITY EIPICO 3 _0187 | CLI.CON-000001 | 1 - B04(Boiler, Chiller, Power Station)-033000-7 | For Ground beams with average Steel Density (71 kg/m3). | Approved
BIOLOGICALS AND BIOSIMILARS MANUFACTURING FACILITY EIPICO 3 _0187 | CLI.CON-000001 |  |  | Approved
BIOLOGICALS AND BIOSIMILARS MANUFACTURING FACILITY EIPICO 3 _0187 | CLI.CON-000001 | 1 - B06(Solvent & Hazardous)-033000-4 | 150mm thick, Slab on grade with average Steel Density (65 kg/m3). | Approved
BIOLOGICALS AND BIOSIMILARS MANUFACTURING FACILITY EIPICO 3 _0187 | CLI.CON-000001 |  |  | Approved
BIOLOGICALS AND BIOSIMILARS MANUFACTURING FACILITY EIPICO 3 _0187 | CLI.CON-000001 | 1 - B06(Solvent & Hazardous)-076200-1 | 100mm Height, Aluminum flashing, for roof. | Approved
BIOLOGICALS AND BIOSIMILARS MANUFACTURING FACILITY EIPICO 3 _0187 | CLI.CON-000001 |  |  | Approved
BIOLOGICALS AND BIOSIMILARS MANUFACTURING FACILITY EIPICO 3 _0187 | CLI.CON-000001 | 10.5 - Landscape and Infra-232113-9 | Diameter 200mm | Approved
BIOLOGICALS AND BIOSIMILARS MANUFACTURING FACILITY EIPICO 3 _0187 | CLI.CON-000001 |  |  | Approved
BIOLOGICALS AND BIOSIMILARS MANUFACTURING FACILITY EIPICO 3 _0187 | CLI.CON-000001 | 10.5 - B01(ADMIN BUILDING)-230713-1 | Thickness 25mm ,24 Kg/m3 density | Approved
BIOLOGICALS AND BIOSIMILARS MANUFACTURING FACILITY EIPICO 3 _0187 | CLI.CON-000001 |  |  | Approved
BIOLOGICALS AND BIOSIMILARS MANUFACTURING FACILITY EIPICO 3 _0187 | CLI.CON-000001 | 10.5 - B02 (Warehouse, Packaging and QC Building)-233416-20 | EX.A.F-03 | Approved
BIOLOGICALS AND BIOSIMILARS MANUFACTURING FACILITY EIPICO 3 _0187 | CLI.CON-000001 |  |  | Approved
BIOLOGICALS AND BIOSIMILARS MANUFACTURING FACILITY EIPICO 3 _0187 | CLI.CON-000001 | 10.5 - B07(Guard Room)-260000 | Description DIVISION 26 ? ELECTRICAL WORKS | Approved
BIOLOGICALS AND BIOSIMILARS MANUFACTURING FACILITY EIPICO 3 _0187 | CLI.CON-000001 |  |  | Approved
BIOLOGICALS AND BIOSIMILARS MANUFACTURING FACILITY EIPICO 3 _0187 | CLI.CON-000001 | 10.7 - B02 (Warehouse, Packaging and QC Building)-221319-4 | Diameter 50 mm | Approved
BIOLOGICALS AND BIOSIMILARS MANUFACTURING FACILITY EIPICO 3 _0187 | CLI.CON-000001 |  |  | Approved
BIOLOGICALS AND BIOSIMILARS MANUFACTURING FACILITY EIPICO 3 _0187 | CLI.CON-000001 | 10.7 - B02 (Warehouse, Packaging and QC Building)-224100-4 | Shower | Approved
BIOLOGICALS AND BIOSIMILARS MANUFACTURING FACILITY EIPICO 3 _0187 | CLI.CON-000001 |  |  | Approved
BIOLOGICALS AND BIOSIMILARS MANUFACTURING FACILITY EIPICO 3 _0187 | CLI.CON-000001 | 10.3 - Landscape and Infra-328400-6 | Diameter 1" | Approved
BIOLOGICALS AND BIOSIMILARS MANUFACTURING FACILITY EIPICO 3 _0187 | CLI.CON-000001 |  |  | Approved
BIOLOGICALS AND BIOSIMILARS MANUFACTURING FACILITY EIPICO 3 _0187 | CLI.CON-000001 | 10.8 - Building(Waste water treatment) -210523-1 | Diameter 25 mm | Approved
BIOLOGICALS AND BIOSIMILARS MANUFACTURING FACILITY EIPICO 3 _0187 | CLI.CON-000001 |  |  | Approved
BIOLOGICALS AND BIOSIMILARS MANUFACTURING FACILITY EIPICO 3 _0187 | CLI.CON-000001 | 10.7 - B02 (Warehouse, Packaging and QC Building)-221116-15 | Diameter 40 mm | Approved
BIOLOGICALS AND BIOSIMILARS MANUFACTURING FACILITY EIPICO 3 _0187 | CLI.CON-000001 |  |  | Approved
BIOLOGICALS AND BIOSIMILARS MANUFACTURING FACILITY EIPICO 3 _0187 | CLI.CON-000001 | 10.7 - B05(Worker Building , Domestic and fire tank)-221116-14 | Diameter 50 mm,with valve box | Approved
BIOLOGICALS AND BIOSIMILARS MANUFACTURING FACILITY EIPICO 3 _0187 | CLI.CON-000001 |  |  | Approved
BIOLOGICALS AND BIOSIMILARS MANUFACTURING FACILITY EIPICO 3 _0187 | CLI.CON-000001 | 10.4 - Process-Compressed Air System -1.3.1 | Do=75 mm | Approved
BIOLOGICALS AND BIOSIMILARS MANUFACTURING FACILITY EIPICO 3 _0187 | CLI.CON-000001 |  |  | Approved
BIOLOGICALS AND BIOSIMILARS MANUFACTURING FACILITY EIPICO 3 _0187 | CLI.CON-000001 | 10.5 - Building(Waste water treatment) -233423-2 | SF-01,2225 L/S,Inline | Approved
BIOLOGICALS AND BIOSIMILARS MANUFACTURING FACILITY EIPICO 3 _0187 | CLI.CON-000001 |  |  | Approved
BIOLOGICALS AND BIOSIMILARS MANUFACTURING FACILITY EIPICO 3 _0187 | CLI.CON-000001 | 10.7 - Landscape and Infra-221113-2 | Diameter 160 mm | Approved
BIOLOGICALS AND BIOSIMILARS MANUFACTURING FACILITY EIPICO 3 _0187 | CLI.CON-000001 |  |  | Approved
BIOLOGICALS AND BIOSIMILARS MANUFACTURING FACILITY EIPICO 3 _0187 | CLI.CON-000001 | 10.5 - B02 (Warehouse, Packaging and QC Building)-230719-11 | Diameter 32mm | Approved
BIOLOGICALS AND BIOSIMILARS MANUFACTURING FACILITY EIPICO 3 _0187 | CLI.CON-000001 |  |  | Approved
BIOLOGICALS AND BIOSIMILARS MANUFACTURING FACILITY EIPICO 3 _0187 | CLI.CON-000001 | 10.7 - B05(Worker Building , Domestic and fire tank)-221316-5 | Diameter 200 mm | Approved
BIOLOGICALS AND BIOSIMILARS MANUFACTURING FACILITY EIPICO 3 _0187 | CLI.CON-000001 |  |  | Approved
BIOLOGICALS AND BIOSIMILARS MANUFACTURING FACILITY EIPICO 3 _0187 | CLI.CON-000001 | 10.4 - Process-Industrial steam System -6.1 | Condensation Tank capacity 8000 liter | Approved
BIOLOGICALS AND BIOSIMILARS MANUFACTURING FACILITY EIPICO 3 _0187 | CLI.CON-000001 |  |  | Approved
BIOLOGICALS AND BIOSIMILARS MANUFACTURING FACILITY EIPICO 3 _0187 | CLI.CON-000001 | 10.8 - B01(ADMIN BUILDING)-212113.13-4 | Capacity 27 KG | Approved
BIOLOGICALS AND BIOSIMILARS MANUFACTURING FACILITY EIPICO 3 _0187 | CLI.CON-000001 |  |  | Approved
BIOLOGICALS AND BIOSIMILARS MANUFACTURING FACILITY EIPICO 3 _0187 | CLI.CON-000001 | 10.8 - B01(ADMIN BUILDING)-212200-2 | Capacity 42.6 KG | Approved
BIOLOGICALS AND BIOSIMILARS MANUFACTURING FACILITY EIPICO 3 _0187 | CLI.CON-000001 |  |  | Approved
BIOLOGICALS AND BIOSIMILARS MANUFACTURING FACILITY EIPICO 3 _0187 | CLI.CON-000001 | 10.7 - B04(Boiler, Chiller, Power Station)-221319-7 | Capacity 25 GPM | Approved
BIOLOGICALS AND BIOSIMILARS MANUFACTURING FACILITY EIPICO 3 _0187 | CLI.CON-000001 |  |  | Approved
BIOLOGICALS AND BIOSIMILARS MANUFACTURING FACILITY EIPICO 3 _0187 | CLI.CON-000001 | 10.7 - B02 (Warehouse, Packaging and QC Building)-221319-9 | Size 600X900 mm | Approved
BIOLOGICALS AND BIOSIMILARS MANUFACTURING FACILITY EIPICO 3 _0187 | CLI.CON-000001 |  |  | Approved
BIOLOGICALS AND BIOSIMILARS MANUFACTURING FACILITY EIPICO 3 _0187 | CLI.CON-000001 | 10.7 - B02 (Warehouse, Packaging and QC Building)-221116-22 | Diameter 63 mm motorized gate valve | Approved
BIOLOGICALS AND BIOSIMILARS MANUFACTURING FACILITY EIPICO 3 _0187 | CLI.CON-000001 |  |  | Approved
BIOLOGICALS AND BIOSIMILARS MANUFACTURING FACILITY EIPICO 3 _0187 | CLI.CON-000001 | 10.5 - B06(Solvent & Hazardous)-230713-1 | Thickness not less than 25mm ,24Kg/m3 density | Approved
BIOLOGICALS AND BIOSIMILARS MANUFACTURING FACILITY EIPICO 3 _0187 | CLI.CON-000001 |  |  | Approved
BIOLOGICALS AND BIOSIMILARS MANUFACTURING FACILITY EIPICO 3 _0187 | CLI.CON-000001 | 10.5 - B02 (Warehouse, Packaging and QC Building)-233416-11 | SM.EX.F-10 | Approved
BIOLOGICALS AND BIOSIMILARS MANUFACTURING FACILITY EIPICO 3 _0187 | CLI.CON-000001 |  |  | Approved
BIOLOGICALS AND BIOSIMILARS MANUFACTURING FACILITY EIPICO 3 _0187 | CLI.CON-000001 | 10.7 - B04(Boiler, Chiller, Power Station)-221119-2 | Diameter 25 mm | Approved
BIOLOGICALS AND BIOSIMILARS MANUFACTURING FACILITY EIPICO 3 _0187 | CLI.CON-000001 |  |  | Approved
BIOLOGICALS AND BIOSIMILARS MANUFACTURING FACILITY EIPICO 3 _0187 | CLI.CON-000001 | 10.5 - B02 (Warehouse, Packaging and QC Building)-142100 | Description DIVISION 14 - CONVEYING EQUIPMENT | Approved
BIOLOGICALS AND BIOSIMILARS MANUFACTURING FACILITY EIPICO 3 _0187 | CLI.CON-000001 |  |  | Approved
BIOLOGICALS AND BIOSIMILARS MANUFACTURING FACILITY EIPICO 3 _0187 | CLI.CON-000001 | 10.5 - Landscape and Infra-232113-5 | Diameter 75mm | Approved
BIOLOGICALS AND BIOSIMILARS MANUFACTURING FACILITY EIPICO 3 _0187 | CLI.CON-000001 |  |  | Approved
BIOLOGICALS AND BIOSIMILARS MANUFACTURING FACILITY EIPICO 3 _0187 | CLI.CON-000001 | 10.8 - B02 (Warehouse, Packaging and QC Building)-212113.13-8 | Capacity77.83 KG | Approved
BIOLOGICALS AND BIOSIMILARS MANUFACTURING FACILITY EIPICO 3 _0187 | CLI.CON-000001 |  |  | Approved
BIOLOGICALS AND BIOSIMILARS MANUFACTURING FACILITY EIPICO 3 _0187 | CLI.CON-000001 | 10.5 - B05(Worker Building , Domestic and fire tank)-233423-1 | EF-01,35L/S,wall mounted | Approved
BIOLOGICALS AND BIOSIMILARS MANUFACTURING FACILITY EIPICO 3 _0187 | CLI.CON-000001 |  |  | Approved
BIOLOGICALS AND BIOSIMILARS MANUFACTURING FACILITY EIPICO 3 _0187 | CLI.CON-000001 | 10.5 - B05(Worker Building , Domestic and fire tank)-233713-1 | Supply Grille (SG) 300mm x250mm | Approved
BIOLOGICALS AND BIOSIMILARS MANUFACTURING FACILITY EIPICO 3 _0187 | CLI.CON-000001 |  |  | Approved
BIOLOGICALS AND BIOSIMILARS MANUFACTURING FACILITY EIPICO 3 _0187 | CLI.CON-000001 | 10.7 - B05(Worker Building , Domestic and fire tank)-221219 -2 | Capacity 60m?,each compartment | Approved
BIOLOGICALS AND BIOSIMILARS MANUFACTURING FACILITY EIPICO 3 _0187 | CLI.CON-000001 |  |  | Approved
BIOLOGICALS AND BIOSIMILARS MANUFACTURING FACILITY EIPICO 3 _0187 | CLI.CON-000001 | 10.5 - B01(ADMIN BUILDING)-238129-5 | FCU-05, 425L/S | Approved
BIOLOGICALS AND BIOSIMILARS MANUFACTURING FACILITY EIPICO 3 _0187 | CLI.CON-000001 |  |  | Approved
BIOLOGICALS AND BIOSIMILARS MANUFACTURING FACILITY EIPICO 3 _0187 | CLI.CON-000001 | 10.7 - B02 (Warehouse, Packaging and QC Building)-221413-1 | Diameter 75 mm | Approved
BIOLOGICALS AND BIOSIMILARS MANUFACTURING FACILITY EIPICO 3 _0187 | CLI.CON-000001 |  |  | Approved
BIOLOGICALS AND BIOSIMILARS MANUFACTURING FACILITY EIPICO 3 _0187 | CLI.CON-000001 | 10.5 - B02 (Warehouse, Packaging and QC Building)-233416-10 | SM.EX.F-09B | Approved
BIOLOGICALS AND BIOSIMILARS MANUFACTURING FACILITY EIPICO 3 _0187 | CLI.CON-000001 |  |  | Approved
BIOLOGICALS AND BIOSIMILARS MANUFACTURING FACILITY EIPICO 3 _0187 | CLI.CON-000001 | 10.5 - B02 (Warehouse, Packaging and QC Building)-233416-15 | EX.A.F-05 | Approved
BIOLOGICALS AND BIOSIMILARS MANUFACTURING FACILITY EIPICO 3 _0187 | CLI.CON-000001 |  |  | Approved
BIOLOGICALS AND BIOSIMILARS MANUFACTURING FACILITY EIPICO 3 _0187 | CLI.CON-000001 | 10.8 - B01(ADMIN BUILDING)-211313-4 | 50 mm size | Approved
BIOLOGICALS AND BIOSIMILARS MANUFACTURING FACILITY EIPICO 3 _0187 | CLI.CON-000001 |  |  | Approved
BIOLOGICALS AND BIOSIMILARS MANUFACTURING FACILITY EIPICO 3 _0187 | CLI.CON-000001 | 10.5 - B01(ADMIN BUILDING)-238123.11-1 | Crack unit-01, dual coil,2000 L/S | Approved
BIOLOGICALS AND BIOSIMILARS MANUFACTURING FACILITY EIPICO 3 _0187 | CLI.CON-000001 |  |  | Approved
BIOLOGICALS AND BIOSIMILARS MANUFACTURING FACILITY EIPICO 3 _0187 | CLI.CON-000001 | 10.5 - B04(Boiler, Chiller, Power Station)-232123-1 | 10 L/S,50m head,(1 working+1 standby) | Approved
BIOLOGICALS AND BIOSIMILARS MANUFACTURING FACILITY EIPICO 3 _0187 | CLI.CON-000001 |  |  | Approved
BIOLOGICALS AND BIOSIMILARS MANUFACTURING FACILITY EIPICO 3 _0187 | CLI.CON-000001 | 10.8 - B06(Solvent & Hazardous)-211339-1 | Bladder tank, approx. capacity 50 Gallon, complete with deluge valve and in rack sprinklers system. | Approved
BIOLOGICALS AND BIOSIMILARS MANUFACTURING FACILITY EIPICO 3 _0187 | CLI.CON-000001 |  |  | Approved
BIOLOGICALS AND BIOSIMILARS MANUFACTURING FACILITY EIPICO 3 _0187 | CLI.CON-000001 | 10.8 - B05(Worker Building , Domestic and fire tank)-211313-4 | 50 mm size | Approved
BIOLOGICALS AND BIOSIMILARS MANUFACTURING FACILITY EIPICO 3 _0187 | CLI.CON-000001 |  |  | Approved
BIOLOGICALS AND BIOSIMILARS MANUFACTURING FACILITY EIPICO 3 _0187 | CLI.CON-000001 | 10.5 - B02 (Warehouse, Packaging and QC Building)-237313-10 | AHU-05 | Approved
BIOLOGICALS AND BIOSIMILARS MANUFACTURING FACILITY EIPICO 3 _0187 | CLI.CON-000001 |  |  | Approved
BIOLOGICALS AND BIOSIMILARS MANUFACTURING FACILITY EIPICO 3 _0187 | CLI.CON-000001 | 10.5 - B02 (Warehouse, Packaging and QC Building)-233713-10 | Return Perforated Ceiling Diffuser (R.PRF.C.D) 24"X24" | Approved
BIOLOGICALS AND BIOSIMILARS MANUFACTURING FACILITY EIPICO 3 _0187 | CLI.CON-000001 |  |  | Approved
BIOLOGICALS AND BIOSIMILARS MANUFACTURING FACILITY EIPICO 3 _0187 | CLI.CON-000001 | 10.5 - B01(ADMIN BUILDING)-233713-18 | Exhaust ceiling diffuser (ECD) 150mm x150mm | Approved
BIOLOGICALS AND BIOSIMILARS MANUFACTURING FACILITY EIPICO 3 _0187 | CLI.CON-000001 |  |  | Approved
BIOLOGICALS AND BIOSIMILARS MANUFACTURING FACILITY EIPICO 3 _0187 | CLI.CON-000001 | 10.7 - B02 (Warehouse, Packaging and QC Building)-221116-1 | Diameter 20 mm | Approved
BIOLOGICALS AND BIOSIMILARS MANUFACTURING FACILITY EIPICO 3 _0187 | CLI.CON-000001 |  |  | Approved
BIOLOGICALS AND BIOSIMILARS MANUFACTURING FACILITY EIPICO 3 _0187 | CLI.CON-000001 | 10.3 - Landscape and Infra-328400-13 | Irrigation Cables 2.5mm | Approved
BIOLOGICALS AND BIOSIMILARS MANUFACTURING FACILITY EIPICO 3 _0187 | CLI.CON-000001 |  |  | Approved
BIOLOGICALS AND BIOSIMILARS MANUFACTURING FACILITY EIPICO 3 _0187 | CLI.CON-000001 | 10.8 - B04(Boiler, Chiller, Power Station)-211313-7 | 80 mm size | Approved
BIOLOGICALS AND BIOSIMILARS MANUFACTURING FACILITY EIPICO 3 _0187 | CLI.CON-000001 |  |  | Approved
BIOLOGICALS AND BIOSIMILARS MANUFACTURING FACILITY EIPICO 3 _0187 | CLI.CON-000001 | 10.7 - B02 (Warehouse, Packaging and QC Building)-224100-7 | Lab Sink & Mixer | Approved
BIOLOGICALS AND BIOSIMILARS MANUFACTURING FACILITY EIPICO 3 _0187 | CLI.CON-000001 | 1 - B06(Solvent & Hazardous)-099123-2 | White paint , code (PT-06), for ceiling. | Approved
BIOLOGICALS AND BIOSIMILARS MANUFACTURING FACILITY EIPICO 3 _0187 | CLI.CON-000001 |  |  | Approved
BIOLOGICALS AND BIOSIMILARS MANUFACTURING FACILITY EIPICO 3 _0187 | CLI.CON-000001 | 1 - B01(ADMIN BUILDING)-055213-1 | 900mm, steel handrail with electrostatic powder coating, for internal stair. | Approved
BIOLOGICALS AND BIOSIMILARS MANUFACTURING FACILITY EIPICO 3 _0187 | CLI.CON-000001 |  |  | Approved
BIOLOGICALS AND BIOSIMILARS MANUFACTURING FACILITY EIPICO 3 _0187 | CLI.CON-000001 | 1 - Landscape and Infra-329300-2 | Hemerocallis Aurantiaca - Yellow (Daylilies), code (HA-Y). | Approved
BIOLOGICALS AND BIOSIMILARS MANUFACTURING FACILITY EIPICO 3 _0187 | CLI.CON-000001 |  |  | Approved
BIOLOGICALS AND BIOSIMILARS MANUFACTURING FACILITY EIPICO 3 _0187 | CLI.CON-000001 | 1 - Building(Waste Water Treatment)-071613-1 | Cementitious paint for (flooring, walls and ceiling) from inner side as per drawings details and to the engineers acceptance. | Approved
BIOLOGICALS AND BIOSIMILARS MANUFACTURING FACILITY EIPICO 3 _0187 | CLI.CON-000001 |  |  | Approved
BIOLOGICALS AND BIOSIMILARS MANUFACTURING FACILITY EIPICO 3 _0187 | CLI.CON-000001 | 1 - B03(Transformer Building)-044200-1 | 40mm Thick, Trietsa beige, code (ST-02), for facade. | Approved
BIOLOGICALS AND BIOSIMILARS MANUFACTURING FACILITY EIPICO 3 _0187 | CLI.CON-000001 |  |  | Approved
BIOLOGICALS AND BIOSIMILARS MANUFACTURING FACILITY EIPICO 3 _0187 | CLI.CON-000001 | 1 - B03(Transformer Building)-092400-2 | For ceiling. | Approved
BIOLOGICALS AND BIOSIMILARS MANUFACTURING FACILITY EIPICO 3 _0187 | CLI.CON-000001 |  |  | Approved
BIOLOGICALS AND BIOSIMILARS MANUFACTURING FACILITY EIPICO 3 _0187 | CLI.CON-000001 | 1 - B01(ADMIN BUILDING)-099123-2 | Paint for walls, code (PT-03). | Approved
BIOLOGICALS AND BIOSIMILARS MANUFACTURING FACILITY EIPICO 3 _0187 | CLI.CON-000001 |  |  | Approved
BIOLOGICALS AND BIOSIMILARS MANUFACTURING FACILITY EIPICO 3 _0187 | CLI.CON-000001 | 1 - B02 (Warehouse, Packaging and QC Building)-079500-1 | Wall to wall. | Approved
BIOLOGICALS AND BIOSIMILARS MANUFACTURING FACILITY EIPICO 3 _0187 | CLI.CON-000001 |  |  | Approved
BIOLOGICALS AND BIOSIMILARS MANUFACTURING FACILITY EIPICO 3 _0187 | CLI.CON-000001 | 1 - B07(Guard Room)-033000-3 | 50 mm thick PC under ground beams. | Approved
BIOLOGICALS AND BIOSIMILARS MANUFACTURING FACILITY EIPICO 3 _0187 | CLI.CON-000001 |  |  | Approved
BIOLOGICALS AND BIOSIMILARS MANUFACTURING FACILITY EIPICO 3 _0187 | CLI.CON-000001 | 1 - B01(ADMIN BUILDING)-033000-5 | For Footings with average Steel Density (80 kg/m3). | Approved
BIOLOGICALS AND BIOSIMILARS MANUFACTURING FACILITY EIPICO 3 _0187 | CLI.CON-000001 |  |  | Approved
BIOLOGICALS AND BIOSIMILARS MANUFACTURING FACILITY EIPICO 3 _0187 | CLI.CON-000001 | 1 - B04(Boiler, Chiller, Power Station)-044200-1 | 20mm Thick, 500mm height, Ghazal granite with beige color, code (ST-03), for facade. | Approved
BIOLOGICALS AND BIOSIMILARS MANUFACTURING FACILITY EIPICO 3 _0187 | CLI.CON-000001 |  |  | Approved
BIOLOGICALS AND BIOSIMILARS MANUFACTURING FACILITY EIPICO 3 _0187 | CLI.CON-000001 | 1 - B07(Guard Room)-042000-2 | 250mm Thick, for walls. | Approved
BIOLOGICALS AND BIOSIMILARS MANUFACTURING FACILITY EIPICO 3 _0187 | CLI.CON-000001 |  |  | Approved
BIOLOGICALS AND BIOSIMILARS MANUFACTURING FACILITY EIPICO 3 _0187 | CLI.CON-000001 | 1 - Fence-042000-2 | 250mm Thick, for walls. | Approved
BIOLOGICALS AND BIOSIMILARS MANUFACTURING FACILITY EIPICO 3 _0187 | CLI.CON-000001 |  |  | Approved
BIOLOGICALS AND BIOSIMILARS MANUFACTURING FACILITY EIPICO 3 _0187 | CLI.CON-000001 | 1 - B05(Worker Building , Domestic and fire tank)-034100-1 | 350mm Width, precast concrete coping, for roof parapet. | Approved
BIOLOGICALS AND BIOSIMILARS MANUFACTURING FACILITY EIPICO 3 _0187 | CLI.CON-000001 |  |  | Approved
BIOLOGICALS AND BIOSIMILARS MANUFACTURING FACILITY EIPICO 3 _0187 | CLI.CON-000001 | 1 - B07'(Guard Room)-093000-3 | 100mm Height, 10mm thick, Grey ceramic tiles, code (BCT-01). | Approved
BIOLOGICALS AND BIOSIMILARS MANUFACTURING FACILITY EIPICO 3 _0187 | CLI.CON-000001 |  |  | Approved
BIOLOGICALS AND BIOSIMILARS MANUFACTURING FACILITY EIPICO 3 _0187 | CLI.CON-000001 | 1 - B01(ADMIN BUILDING)-102219-1 | 12mm thick, double laminated glass partition (6mm thick clear glass + lamination + 6mm thick clear glass), with decorative semi-translucent vinyl film, item Including hinged glass door with size 900x2200mm of same type of glass, item also includes all hardware and accessories, code (GL-02). | Approved
BIOLOGICALS AND BIOSIMILARS MANUFACTURING FACILITY EIPICO 3 _0187 | CLI.CON-000001 |  |  | Approved
BIOLOGICALS AND BIOSIMILARS MANUFACTURING FACILITY EIPICO 3 _0187 | CLI.CON-000001 | 1 - B02 (Warehouse, Packaging and QC Building)-123553-16 | Island wall bench, Length: 4000mm, depth:1500mm, Height: 900mm, type (P). | Approved
BIOLOGICALS AND BIOSIMILARS MANUFACTURING FACILITY EIPICO 3 _0187 | CLI.CON-000001 |  |  | Approved
BIOLOGICALS AND BIOSIMILARS MANUFACTURING FACILITY EIPICO 3 _0187 | CLI.CON-000001 | 1 - Building(Waste Water Treatment)-312000-1 | Excavation in all types of soil except rock soil to the replacement level, and disposal of excavated materials outside the site as per structure drawings, specifications and to the Engineers acceptance, quantities are calculated with geometrical method. | Approved
BIOLOGICALS AND BIOSIMILARS MANUFACTURING FACILITY EIPICO 3 _0187 | CLI.CON-000001 |  |  | Approved
BIOLOGICALS AND BIOSIMILARS MANUFACTURING FACILITY EIPICO 3 _0187 | CLI.CON-000001 | 1 - B05(Worker Building , Domestic and fire tank)-092900-1 | 12mm Thick, Gypsum board panels, code (GB-01). | Approved
BIOLOGICALS AND BIOSIMILARS MANUFACTURING FACILITY EIPICO 3 _0187 | CLI.CON-000001 |  |  | Approved
BIOLOGICALS AND BIOSIMILARS MANUFACTURING FACILITY EIPICO 3 _0187 | CLI.CON-000001 | 1 - B05(Worker Building , Domestic and fire tank)-102800-2 | Paper towel dispenser, (AC-07). | Approved
BIOLOGICALS AND BIOSIMILARS MANUFACTURING FACILITY EIPICO 3 _0187 | CLI.CON-000001 |  |  | Approved
BIOLOGICALS AND BIOSIMILARS MANUFACTURING FACILITY EIPICO 3 _0187 | CLI.CON-000001 | 1 - B07(Guard Room)-099600-1 | For flooring. | Approved
BIOLOGICALS AND BIOSIMILARS MANUFACTURING FACILITY EIPICO 3 _0187 | CLI.CON-000001 | 1 - B02 (Warehouse, Packaging and QC Building)-123553-10 | Wall Bench, Length: 3950mm, depth:750mm, Height: 900mm, type (J). | Approved
BIOLOGICALS AND BIOSIMILARS MANUFACTURING FACILITY EIPICO 3 _0187 | CLI.CON-000001 |  |  | Approved
BIOLOGICALS AND BIOSIMILARS MANUFACTURING FACILITY EIPICO 3 _0187 | CLI.CON-000001 | 1 - Landscape and Infra-321723-1 | All lines, arrows, hatching; pavement markers including setting out, preparatory work, application, spraying, protection of paint and markings, furnishing all materials, labor, equipment, tools, supplies and all other items necessary for proper competition of work, as per detail drawings, specifications and engineer's acceptance. | Approved
BIOLOGICALS AND BIOSIMILARS MANUFACTURING FACILITY EIPICO 3 _0187 | CLI.CON-000001 |  |  | Approved
BIOLOGICALS AND BIOSIMILARS MANUFACTURING FACILITY EIPICO 3 _0187 | CLI.CON-000001 | 1 - B03(Transformer Building)-071113-1 | For footing, columns neck and all surfaces facing soil. | Approved
BIOLOGICALS AND BIOSIMILARS MANUFACTURING FACILITY EIPICO 3 _0187 | CLI.CON-000001 |  |  | Approved
BIOLOGICALS AND BIOSIMILARS MANUFACTURING FACILITY EIPICO 3 _0187 | CLI.CON-000001 | 1 - B01(ADMIN BUILDING)-096519-2 | 100mm Height, PVC skirting, code (PV-01). | Approved
BIOLOGICALS AND BIOSIMILARS MANUFACTURING FACILITY EIPICO 3 _0187 | CLI.CON-000001 |  |  | Approved
BIOLOGICALS AND BIOSIMILARS MANUFACTURING FACILITY EIPICO 3 _0187 | CLI.CON-000001 | 1 - B07'(Guard Room)-099113-1 | Dry mix paint, for roof parapet - code (PT-01). | Approved
BIOLOGICALS AND BIOSIMILARS MANUFACTURING FACILITY EIPICO 3 _0187 | CLI.CON-000001 |  |  | Approved
BIOLOGICALS AND BIOSIMILARS MANUFACTURING FACILITY EIPICO 3 _0187 | CLI.CON-000001 | 1 - B01(ADMIN BUILDING)-033000-6 | For Ground beams with average Steel Density (105 kg/m3). | Approved
BIOLOGICALS AND BIOSIMILARS MANUFACTURING FACILITY EIPICO 3 _0187 | CLI.CON-000001 |  |  | Approved
BIOLOGICALS AND BIOSIMILARS MANUFACTURING FACILITY EIPICO 3 _0187 | CLI.CON-000001 | 1 - B01(ADMIN BUILDING)-033000-7 | 150 mm thick, slabs with average Steel Density (55 kg/m3). | Approved
BIOLOGICALS AND BIOSIMILARS MANUFACTURING FACILITY EIPICO 3 _0187 | CLI.CON-000001 |  |  | Approved
BIOLOGICALS AND BIOSIMILARS MANUFACTURING FACILITY EIPICO 3 _0187 | CLI.CON-000001 | 1 - B05(Worker Building , Domestic and fire tank)-033000-6 | For columns with average Steel Density (170kg/m3). | Approved
BIOLOGICALS AND BIOSIMILARS MANUFACTURING FACILITY EIPICO 3 _0187 | CLI.CON-000001 |  |  | Approved
BIOLOGICALS AND BIOSIMILARS MANUFACTURING FACILITY EIPICO 3 _0187 | CLI.CON-000001 | 1 - B01(ADMIN BUILDING)-102800-9 | Toilet paper dispenser, code (AC-09). | Approved
BIOLOGICALS AND BIOSIMILARS MANUFACTURING FACILITY EIPICO 3 _0187 | CLI.CON-000001 |  |  | Approved
BIOLOGICALS AND BIOSIMILARS MANUFACTURING FACILITY EIPICO 3 _0187 | CLI.CON-000001 | 1 - B01(ADMIN BUILDING)-044200-1 | 40mm Thick, Triesta beige antique stone cladding, for fa�ade, code (ST-01). | Approved
BIOLOGICALS AND BIOSIMILARS MANUFACTURING FACILITY EIPICO 3 _0187 | CLI.CON-000001 |  |  | Approved
BIOLOGICALS AND BIOSIMILARS MANUFACTURING FACILITY EIPICO 3 _0187 | CLI.CON-000001 | 1 - B01(ADMIN BUILDING)-096340-8 | Beige calimera marble tiles, 20mm thick for risers and 40mm for landings, code (ST-08). | Approved
BIOLOGICALS AND BIOSIMILARS MANUFACTURING FACILITY EIPICO 3 _0187 | CLI.CON-000001 |  |  | Approved
BIOLOGICALS AND BIOSIMILARS MANUFACTURING FACILITY EIPICO 3 _0187 | CLI.CON-000001 | 1 - B01(ADMIN BUILDING)-125100-39 | Chair, code (CH-14). | Approved
BIOLOGICALS AND BIOSIMILARS MANUFACTURING FACILITY EIPICO 3 _0187 | CLI.CON-000001 |  |  | Approved
BIOLOGICALS AND BIOSIMILARS MANUFACTURING FACILITY EIPICO 3 _0187 | CLI.CON-000001 | 1 - B06(Solvent & Hazardous)-096613-1 | 300x300mm, Terrazzo tiles, for roof | Approved
BIOLOGICALS AND BIOSIMILARS MANUFACTURING FACILITY EIPICO 3 _0187 | CLI.CON-000001 |  |  | Approved
BIOLOGICALS AND BIOSIMILARS MANUFACTURING FACILITY EIPICO 3 _0187 | CLI.CON-000001 | 1 - B07'(Guard Room)-085113-1 | 1200x1200mm, (Type W01), (Double sliding leaves). | Approved
BIOLOGICALS AND BIOSIMILARS MANUFACTURING FACILITY EIPICO 3 _0187 | CLI.CON-000001 |  |  | Approved
BIOLOGICALS AND BIOSIMILARS MANUFACTURING FACILITY EIPICO 3 _0187 | CLI.CON-000001 | 1 - B02 (Warehouse, Packaging and QC Building)-123553-15 | Wall Bench, Length: 4540mm, depth:750mm, Height: 900mm, type (O). | Approved
BIOLOGICALS AND BIOSIMILARS MANUFACTURING FACILITY EIPICO 3 _0187 | CLI.CON-000001 |  |  | Approved
BIOLOGICALS AND BIOSIMILARS MANUFACTURING FACILITY EIPICO 3 _0187 | CLI.CON-000001 | 1 - B05(Worker Building , Domestic and fire tank)-042000-1 | 100mm Thick, for walls. | Approved
BIOLOGICALS AND BIOSIMILARS MANUFACTURING FACILITY EIPICO 3 _0187 | CLI.CON-000001 |  |  | Approved
BIOLOGICALS AND BIOSIMILARS MANUFACTURING FACILITY EIPICO 3 _0187 | CLI.CON-000001 | 1 - B03(Transformer Building)-033000-7 | For footings with average steel density (70 kg/m3). | Approved
BIOLOGICALS AND BIOSIMILARS MANUFACTURING FACILITY EIPICO 3 _0187 | CLI.CON-000001 |  |  | Approved
BIOLOGICALS AND BIOSIMILARS MANUFACTURING FACILITY EIPICO 3 _0187 | CLI.CON-000001 | 1 - B05(Worker Building , Domestic and fire tank)-096613-1 | 300x300mm, Terrazzo tiles, for roof. | Approved
BIOLOGICALS AND BIOSIMILARS MANUFACTURING FACILITY EIPICO 3 _0187 | CLI.CON-000001 |  |  | Approved
BIOLOGICALS AND BIOSIMILARS MANUFACTURING FACILITY EIPICO 3 _0187 | CLI.CON-000001 | 1 - B04(Boiler, Chiller, Power Station)-092400-3 | For fa�ade and roof parapet. | Approved
BIOLOGICALS AND BIOSIMILARS MANUFACTURING FACILITY EIPICO 3 _0187 | CLI.CON-000001 |  |  | Approved
BIOLOGICALS AND BIOSIMILARS MANUFACTURING FACILITY EIPICO 3 _0187 | CLI.CON-000001 | 1 - B05(Worker Building , Domestic and fire tank)-102800-6 | 400x705mm, Ceramic Uniral Partition, code (AC-12). | Approved
BIOLOGICALS AND BIOSIMILARS MANUFACTURING FACILITY EIPICO 3 _0187 | CLI.CON-000001 |  |  | Approved
BIOLOGICALS AND BIOSIMILARS MANUFACTURING FACILITY EIPICO 3 _0187 | CLI.CON-000001 | 1 - B01(ADMIN BUILDING)-125100-25 | Counter, code (CO-01). | Approved
BIOLOGICALS AND BIOSIMILARS MANUFACTURING FACILITY EIPICO 3 _0187 | CLI.CON-000001 |  |  | Approved
BIOLOGICALS AND BIOSIMILARS MANUFACTURING FACILITY EIPICO 3 _0187 | CLI.CON-000001 | 10.5 - B02 (Warehouse, Packaging and QC Building)-233416-4 | SM.EX.F-04 | Approved
BIOLOGICALS AND BIOSIMILARS MANUFACTURING FACILITY EIPICO 3 _0187 | CLI.CON-000001 |  |  | Approved
BIOLOGICALS AND BIOSIMILARS MANUFACTURING FACILITY EIPICO 3 _0187 | CLI.CON-000001 | 10.8 - B05(Worker Building , Domestic and fire tank)-211313-2 | 32 mm size | Approved
BIOLOGICALS AND BIOSIMILARS MANUFACTURING FACILITY EIPICO 3 _0187 | CLI.CON-000001 |  |  | Approved
BIOLOGICALS AND BIOSIMILARS MANUFACTURING FACILITY EIPICO 3 _0187 | CLI.CON-000001 | 10.5 - B02 (Warehouse, Packaging and QC Building)-232113-10 | Diameter 25mm | Approved
BIOLOGICALS AND BIOSIMILARS MANUFACTURING FACILITY EIPICO 3 _0187 | CLI.CON-000001 |  |  | Approved
BIOLOGICALS AND BIOSIMILARS MANUFACTURING FACILITY EIPICO 3 _0187 | CLI.CON-000001 | 10.7 - B02 (Warehouse, Packaging and QC Building)-221116-3 | Diameter 32 mm | Approved
BIOLOGICALS AND BIOSIMILARS MANUFACTURING FACILITY EIPICO 3 _0187 | CLI.CON-000001 |  |  | Approved
BIOLOGICALS AND BIOSIMILARS MANUFACTURING FACILITY EIPICO 3 _0187 | CLI.CON-000001 | 10.5 - B02 (Warehouse, Packaging and QC Building)-232113-9 | Diameter 150mm | Approved
BIOLOGICALS AND BIOSIMILARS MANUFACTURING FACILITY EIPICO 3 _0187 | CLI.CON-000001 |  |  | Approved
BIOLOGICALS AND BIOSIMILARS MANUFACTURING FACILITY EIPICO 3 _0187 | CLI.CON-000001 | 10.8 - B06(Solvent & Hazardous)-104416-1 | Dry Chemical powder Capacity 6 kg. FE-1 | Approved
BIOLOGICALS AND BIOSIMILARS MANUFACTURING FACILITY EIPICO 3 _0187 | CLI.CON-000001 |  |  | Approved
BIOLOGICALS AND BIOSIMILARS MANUFACTURING FACILITY EIPICO 3 _0187 | CLI.CON-000001 | 10.5 - Building(Waste water treatment) -233713-2 | Exhaust Grille 900mm x250mm | Approved
BIOLOGICALS AND BIOSIMILARS MANUFACTURING FACILITY EIPICO 3 _0187 | CLI.CON-000001 |  |  | Approved
BIOLOGICALS AND BIOSIMILARS MANUFACTURING FACILITY EIPICO 3 _0187 | CLI.CON-000001 | 10.5 - B03(Transformer Building)-233423-1 | EF-01, 30 L/S,wall mounted | Approved
BIOLOGICALS AND BIOSIMILARS MANUFACTURING FACILITY EIPICO 3 _0187 | CLI.CON-000001 |  |  | Approved
BIOLOGICALS AND BIOSIMILARS MANUFACTURING FACILITY EIPICO 3 _0187 | CLI.CON-000001 | 10.7 - B02 (Warehouse, Packaging and QC Building)-221319-7 | Size 400X400 mm | Approved
BIOLOGICALS AND BIOSIMILARS MANUFACTURING FACILITY EIPICO 3 _0187 | CLI.CON-000001 |  |  | Approved
BIOLOGICALS AND BIOSIMILARS MANUFACTURING FACILITY EIPICO 3 _0187 | CLI.CON-000001 | 10.5 - B02 (Warehouse, Packaging and QC Building)-233713-6 | Supply Swirl diffuser (S.S.D) ?16" | Approved
BIOLOGICALS AND BIOSIMILARS MANUFACTURING FACILITY EIPICO 3 _0187 | CLI.CON-000001 |  |  | Approved
BIOLOGICALS AND BIOSIMILARS MANUFACTURING FACILITY EIPICO 3 _0187 | CLI.CON-000001 | 10.7 - B01(ADMIN BUILDING)-221423-2 | Diameter 75mm | Approved
BIOLOGICALS AND BIOSIMILARS MANUFACTURING FACILITY EIPICO 3 _0187 | CLI.CON-000001 |  |  | Approved
BIOLOGICALS AND BIOSIMILARS MANUFACTURING FACILITY EIPICO 3 _0187 | CLI.CON-000001 | 10.7 - B05(Worker Building , Domestic and fire tank)-221219 -3 | Capacity 60m? | Approved
BIOLOGICALS AND BIOSIMILARS MANUFACTURING FACILITY EIPICO 3 _0187 | CLI.CON-000001 |  |  | Approved
BIOLOGICALS AND BIOSIMILARS MANUFACTURING FACILITY EIPICO 3 _0187 | CLI.CON-000001 | 10.8 - Building(Waste water treatment) -211313-6 | upright glass bulb standard response spray sprinklers 1/2" NPT threaded size, 1/2" orifice size, K= 5.6 , temperature rating 68 �C & brass finish . | Approved
BIOLOGICALS AND BIOSIMILARS MANUFACTURING FACILITY EIPICO 3 _0187 | CLI.CON-000001 |  |  | Approved
BIOLOGICALS AND BIOSIMILARS MANUFACTURING FACILITY EIPICO 3 _0187 | CLI.CON-000001 | 10.8 - B02 (Warehouse, Packaging and QC Building)-212113.13-4 | Capacity 40.13 KG | Approved
BIOLOGICALS AND BIOSIMILARS MANUFACTURING FACILITY EIPICO 3 _0187 | CLI.CON-000001 |  |  | Approved
BIOLOGICALS AND BIOSIMILARS MANUFACTURING FACILITY EIPICO 3 _0187 | CLI.CON-000001 | 10.4 - Process-Industrial steam System -7.1 | PUMP-01 (H= 4 bar. , Q= 10 m3/hr. ( Variable SPEED) (one Stand by) @120 C | Approved
BIOLOGICALS AND BIOSIMILARS MANUFACTURING FACILITY EIPICO 3 _0187 | CLI.CON-000001 |  |  | Approved
BIOLOGICALS AND BIOSIMILARS MANUFACTURING FACILITY EIPICO 3 _0187 | CLI.CON-000001 | 10.5 - B01(ADMIN BUILDING)-237313-1 | AHU-01, 1700 L/S,Fresh air 50L/S | Approved
BIOLOGICALS AND BIOSIMILARS MANUFACTURING FACILITY EIPICO 3 _0187 | CLI.CON-000001 |  |  | Approved
BIOLOGICALS AND BIOSIMILARS MANUFACTURING FACILITY EIPICO 3 _0187 | CLI.CON-000001 | 10.5 - B01(ADMIN BUILDING)-230719-1 | Diameter 20mm | Approved
BIOLOGICALS AND BIOSIMILARS MANUFACTURING FACILITY EIPICO 3 _0187 | CLI.CON-000001 |  |  | Approved
BIOLOGICALS AND BIOSIMILARS MANUFACTURING FACILITY EIPICO 3 _0187 | CLI.CON-000001 | 10.8 - B02 (Warehouse, Packaging and QC Building)-211313-2 | 32 mm size | Approved
BIOLOGICALS AND BIOSIMILARS MANUFACTURING FACILITY EIPICO 3 _0187 | CLI.CON-000001 |  |  | Approved
BIOLOGICALS AND BIOSIMILARS MANUFACTURING FACILITY EIPICO 3 _0187 | CLI.CON-000001 | 10.5 - B01(ADMIN BUILDING)-233713-16 | Exhaust ceiling diffuser (ECD) 300mm x300mm | Approved
BIOLOGICALS AND BIOSIMILARS MANUFACTURING FACILITY EIPICO 3 _0187 | CLI.CON-000001 |  |  | Approved
BIOLOGICALS AND BIOSIMILARS MANUFACTURING FACILITY EIPICO 3 _0187 | CLI.CON-000001 | 10.7 - Landscape and Infra-221113-13 | Diameter 160 mm | Approved
BIOLOGICALS AND BIOSIMILARS MANUFACTURING FACILITY EIPICO 3 _0187 | CLI.CON-000001 |  |  | Approved
BIOLOGICALS AND BIOSIMILARS MANUFACTURING FACILITY EIPICO 3 _0187 | CLI.CON-000001 | 10.5 - B02 (Warehouse, Packaging and QC Building)-230719-6 | Diameter 65mm | Approved
BIOLOGICALS AND BIOSIMILARS MANUFACTURING FACILITY EIPICO 3 _0187 | CLI.CON-000001 |  |  | Approved
BIOLOGICALS AND BIOSIMILARS MANUFACTURING FACILITY EIPICO 3 _0187 | CLI.CON-000001 | 10.7 - B02 (Warehouse, Packaging and QC Building)-224100-5 | Eye Wash | Approved
BIOLOGICALS AND BIOSIMILARS MANUFACTURING FACILITY EIPICO 3 _0187 | CLI.CON-000001 |  |  | Approved
BIOLOGICALS AND BIOSIMILARS MANUFACTURING FACILITY EIPICO 3 _0187 | CLI.CON-000001 | 10.7 - B07'(Guard Room)-221116-1 | Diameter 20 mm | Approved
BIOLOGICALS AND BIOSIMILARS MANUFACTURING FACILITY EIPICO 3 _0187 | CLI.CON-000001 | 1 | Civil Works | Approved
BIOLOGICALS AND BIOSIMILARS MANUFACTURING FACILITY EIPICO 3 _0187 | CLI.CON-000001 |  |  | Approved
BIOLOGICALS AND BIOSIMILARS MANUFACTURING FACILITY EIPICO 3 _0187 | CLI.CON-000001 | 1 - B01(ADMIN BUILDING)-079200-2 | Floor to floor. | Approved
BIOLOGICALS AND BIOSIMILARS MANUFACTURING FACILITY EIPICO 3 _0187 | CLI.CON-000001 |  |  | Approved
BIOLOGICALS AND BIOSIMILARS MANUFACTURING FACILITY EIPICO 3 _0187 | CLI.CON-000001 | 1 - Building(Waste Water Treatment)-099600-1 | For floors. | Approved
BIOLOGICALS AND BIOSIMILARS MANUFACTURING FACILITY EIPICO 3 _0187 | CLI.CON-000001 |  |  | Approved
BIOLOGICALS AND BIOSIMILARS MANUFACTURING FACILITY EIPICO 3 _0187 | CLI.CON-000001 | 1 - B07(Guard Room)-042000-1 | 120mm Thick, for walls. | Approved
BIOLOGICALS AND BIOSIMILARS MANUFACTURING FACILITY EIPICO 3 _0187 | CLI.CON-000001 |  |  | Approved
BIOLOGICALS AND BIOSIMILARS MANUFACTURING FACILITY EIPICO 3 _0187 | CLI.CON-000001 | 1 - B07(Guard Room)-071313-1 | For wet area. | Approved
BIOLOGICALS AND BIOSIMILARS MANUFACTURING FACILITY EIPICO 3 _0187 | CLI.CON-000001 |  |  | Approved
BIOLOGICALS AND BIOSIMILARS MANUFACTURING FACILITY EIPICO 3 _0187 | CLI.CON-000001 | 1 - Modular Building-051200-1 | Ref. DWG: TD-BLM-S-05.00.00.00 | Approved
BIOLOGICALS AND BIOSIMILARS MANUFACTURING FACILITY EIPICO 3 _0187 | CLI.CON-000001 |  |  | Approved
BIOLOGICALS AND BIOSIMILARS MANUFACTURING FACILITY EIPICO 3 _0187 | CLI.CON-000001 | 1 - B02 (Warehouse, Packaging and QC Building)-085113-3 | 2000x1200mm, window type (W04), (Double sliding leaves). | Approved
BIOLOGICALS AND BIOSIMILARS MANUFACTURING FACILITY EIPICO 3 _0187 | CLI.CON-000001 |  |  | Approved
BIOLOGICALS AND BIOSIMILARS MANUFACTURING FACILITY EIPICO 3 _0187 | CLI.CON-000001 | 1 - B05(Worker Building , Domestic and fire tank)-081416-1 | 1600x2200mm, Door type (D02), (Double hinged leaves). | Approved
BIOLOGICALS AND BIOSIMILARS MANUFACTURING FACILITY EIPICO 3 _0187 | CLI.CON-000001 |  |  | Approved
BIOLOGICALS AND BIOSIMILARS MANUFACTURING FACILITY EIPICO 3 _0187 | CLI.CON-000001 | 1 - B07(Guard Room)-033000-1 | 300 mm thick PC under footings. | Approved
BIOLOGICALS AND BIOSIMILARS MANUFACTURING FACILITY EIPICO 3 _0187 | CLI.CON-000001 |  |  | Approved
BIOLOGICALS AND BIOSIMILARS MANUFACTURING FACILITY EIPICO 3 _0187 | CLI.CON-000001 | 1 - Fuel tank-033000-1 | 300mm thick PC under raft. | Approved
BIOLOGICALS AND BIOSIMILARS MANUFACTURING FACILITY EIPICO 3 _0187 | CLI.CON-000001 |  |  | Approved
BIOLOGICALS AND BIOSIMILARS MANUFACTURING FACILITY EIPICO 3 _0187 | CLI.CON-000001 | 1 - B01(ADMIN BUILDING)-42000-2 | 60 minutes fire rated, 120mm Thick, for walls. | Approved
BIOLOGICALS AND BIOSIMILARS MANUFACTURING FACILITY EIPICO 3 _0187 | CLI.CON-000001 |  |  | Approved
BIOLOGICALS AND BIOSIMILARS MANUFACTURING FACILITY EIPICO 3 _0187 | CLI.CON-000001 | 1 - B02 (Warehouse, Packaging and QC Building)-123553-24 | Length: 900mm, depth: 600mm, Height 800mm, type (B.T). | Approved
BIOLOGICALS AND BIOSIMILARS MANUFACTURING FACILITY EIPICO 3 _0187 | CLI.CON-000001 |  |  | Approved
BIOLOGICALS AND BIOSIMILARS MANUFACTURING FACILITY EIPICO 3 _0187 | CLI.CON-000001 | 1 - B05(Worker Building , Domestic and fire tank)-035440-2 | 20mm thick, cement screed layer, for roof. | Approved
BIOLOGICALS AND BIOSIMILARS MANUFACTURING FACILITY EIPICO 3 _0187 | CLI.CON-000001 |  |  | Approved
BIOLOGICALS AND BIOSIMILARS MANUFACTURING FACILITY EIPICO 3 _0187 | CLI.CON-000001 | 1 - B06(Solvent & Hazardous)-033000-2 | 50 mm thick PC under slab on grade. | Approved
BIOLOGICALS AND BIOSIMILARS MANUFACTURING FACILITY EIPICO 3 _0187 | CLI.CON-000001 |  |  | Approved
BIOLOGICALS AND BIOSIMILARS MANUFACTURING FACILITY EIPICO 3 _0187 | CLI.CON-000001 | 1 - B01(ADMIN BUILDING)-084413-5 | Type (CW05). | Approved
BIOLOGICALS AND BIOSIMILARS MANUFACTURING FACILITY EIPICO 3 _0187 | CLI.CON-000001 |  |  | Approved
BIOLOGICALS AND BIOSIMILARS MANUFACTURING FACILITY EIPICO 3 _0187 | CLI.CON-000001 | 1 - B07'(Guard Room)-099123-2 | Paint for ceiling, code (PT-06). | Approved
BIOLOGICALS AND BIOSIMILARS MANUFACTURING FACILITY EIPICO 3 _0187 | CLI.CON-000001 |  |  | Approved
BIOLOGICALS AND BIOSIMILARS MANUFACTURING FACILITY EIPICO 3 _0187 | CLI.CON-000001 | 1 - B01(ADMIN BUILDING)-102800-14 | 1400x1000mm. | Approved
BIOLOGICALS AND BIOSIMILARS MANUFACTURING FACILITY EIPICO 3 _0187 | CLI.CON-000001 |  |  | Approved
BIOLOGICALS AND BIOSIMILARS MANUFACTURING FACILITY EIPICO 3 _0187 | CLI.CON-000001 | 1 - B02 (Warehouse, Packaging and QC Building)-033000-8 | 160 mm thick, slabs with average Steel Density (50 kg/m3). | Approved
BIOLOGICALS AND BIOSIMILARS MANUFACTURING FACILITY EIPICO 3 _0187 | CLI.CON-000001 |  |  | Approved
BIOLOGICALS AND BIOSIMILARS MANUFACTURING FACILITY EIPICO 3 _0187 | CLI.CON-000001 | 1 - B03(Transformer Building)-099123-1 | paint for walls, code (PT-02). | Approved
BIOLOGICALS AND BIOSIMILARS MANUFACTURING FACILITY EIPICO 3 _0187 | CLI.CON-000001 |  |  | Approved
BIOLOGICALS AND BIOSIMILARS MANUFACTURING FACILITY EIPICO 3 _0187 | CLI.CON-000001 | 1 - B06(Solvent & Hazardous)-033000-5 | For footing with average Steel Density (225 kg/m3). | Approved
BIOLOGICALS AND BIOSIMILARS MANUFACTURING FACILITY EIPICO 3 _0187 | CLI.CON-000001 |  |  | Approved
BIOLOGICALS AND BIOSIMILARS MANUFACTURING FACILITY EIPICO 3 _0187 | CLI.CON-000001 | 1 - B01(ADMIN BUILDING)-096613-1 | 300x300mm, Terrazzo tiles, for roof and upper roof. | Approved
BIOLOGICALS AND BIOSIMILARS MANUFACTURING FACILITY EIPICO 3 _0187 | CLI.CON-000001 |  |  | Approved
BIOLOGICALS AND BIOSIMILARS MANUFACTURING FACILITY EIPICO 3 _0187 | CLI.CON-000001 | 1 - B02 (Warehouse, Packaging and QC Building)-123553-26 | 700x1000mm, Fume hood, with electrostatic powder coating, item including motor to exhaust gases. | Approved
BIOLOGICALS AND BIOSIMILARS MANUFACTURING FACILITY EIPICO 3 _0187 | CLI.CON-000001 |  |  | Approved
BIOLOGICALS AND BIOSIMILARS MANUFACTURING FACILITY EIPICO 3 _0187 | CLI.CON-000001 | 1 - B02 (Warehouse, Packaging and QC Building)-102800-4 | Waste receptacle, code (AC-08). | Approved
BIOLOGICALS AND BIOSIMILARS MANUFACTURING FACILITY EIPICO 3 _0187 | CLI.CON-000001 |  |  | Approved
BIOLOGICALS AND BIOSIMILARS MANUFACTURING FACILITY EIPICO 3 _0187 | CLI.CON-000001 |  |  | Approved
BIOLOGICALS AND BIOSIMILARS MANUFACTURING FACILITY EIPICO 3 _0187 | CLI.CON-000001 | 1 - B05(Worker Building , Domestic and fire tank)-084126-1 | 700x2200mm. | Approved
BIOLOGICALS AND BIOSIMILARS MANUFACTURING FACILITY EIPICO 3 _0187 | CLI.CON-000001 |  |  | Approved
BIOLOGICALS AND BIOSIMILARS MANUFACTURING FACILITY EIPICO 3 _0187 | CLI.CON-000001 | 1 - B07'(Guard Room)-076200-1 | 100mm Height, Aluminum flashing, for roof. | Approved
BIOLOGICALS AND BIOSIMILARS MANUFACTURING FACILITY EIPICO 3 _0187 | CLI.CON-000001 |  |  | Approved
BIOLOGICALS AND BIOSIMILARS MANUFACTURING FACILITY EIPICO 3 _0187 | CLI.CON-000001 | 1 - B01(ADMIN BUILDING)-42000-5 | 200mm Thick, for walls. | Approved
BIOLOGICALS AND BIOSIMILARS MANUFACTURING FACILITY EIPICO 3 _0187 | CLI.CON-000001 |  |  | Approved
BIOLOGICALS AND BIOSIMILARS MANUFACTURING FACILITY EIPICO 3 _0187 | CLI.CON-000001 | 1 - B01(ADMIN BUILDING)-099123-4 | Paint for gypsum suspended ceiling, code (PT-05). | Approved
BIOLOGICALS AND BIOSIMILARS MANUFACTURING FACILITY EIPICO 3 _0187 | CLI.CON-000001 |  |  | Approved
BIOLOGICALS AND BIOSIMILARS MANUFACTURING FACILITY EIPICO 3 _0187 | CLI.CON-000001 | 1 - B07'(Guard Room)-072600-1 | For under slab on grade. | Approved
BIOLOGICALS AND BIOSIMILARS MANUFACTURING FACILITY EIPICO 3 _0187 | CLI.CON-000001 |  |  | Approved
BIOLOGICALS AND BIOSIMILARS MANUFACTURING FACILITY EIPICO 3 _0187 | CLI.CON-000001 | 1 - B02 (Warehouse, Packaging and QC Building)-071113-1 | For footing, columns neck and all surfaces facing soil. | Approved
BIOLOGICALS AND BIOSIMILARS MANUFACTURING FACILITY EIPICO 3 _0187 | CLI.CON-000001 |  |  | Approved
BIOLOGICALS AND BIOSIMILARS MANUFACTURING FACILITY EIPICO 3 _0187 | CLI.CON-000001 | 1 - B02 (Warehouse, Packaging and QC Building)-123553-9 | Wall Bench, Length: 3740mm, depth:750mm, Height: 900mm, type (I). | Approved
BIOLOGICALS AND BIOSIMILARS MANUFACTURING FACILITY EIPICO 3 _0187 | CLI.CON-000001 |  |  | Approved
BIOLOGICALS AND BIOSIMILARS MANUFACTURING FACILITY EIPICO 3 _0187 | CLI.CON-000001 | 1 - B01(ADMIN BUILDING)-064023-1 | 14mm Thick, HPL strips, with dark brown Oak wooden veneer with 100x50x50mm section, and 100mm gaps between each two strips, code (WD-01). | Approved
BIOLOGICALS AND BIOSIMILARS MANUFACTURING FACILITY EIPICO 3 _0187 | CLI.CON-000001 |  |  | Approved
BIOLOGICALS AND BIOSIMILARS MANUFACTURING FACILITY EIPICO 3 _0187 | CLI.CON-000001 | 1 - B07(Guard Room)-096613-1 | 300x300mm, Terrazzo tiles, for roof. | Approved
BIOLOGICALS AND BIOSIMILARS MANUFACTURING FACILITY EIPICO 3 _0187 | CLI.CON-000001 |  |  | Approved
BIOLOGICALS AND BIOSIMILARS MANUFACTURING FACILITY EIPICO 3 _0187 | CLI.CON-000001 | 1 - B06(Solvent & Hazardous)-081113-1 | 45 minutes fire rated, 1000x2200mm, Door type (D15), (Single hinged leaf). | Approved
BIOLOGICALS AND BIOSIMILARS MANUFACTURING FACILITY EIPICO 3 _0187 | CLI.CON-000001 |  |  | Approved
BIOLOGICALS AND BIOSIMILARS MANUFACTURING FACILITY EIPICO 3 _0187 | CLI.CON-000001 | 1 - B02 (Warehouse, Packaging and QC Building)-055000-2 | Metal ladder of galvanized steel, with 600mm width, and required height to connect level 03 of warehouse building and roof of modular building. | Approved
BIOLOGICALS AND BIOSIMILARS MANUFACTURING FACILITY EIPICO 3 _0187 | CLI.CON-000001 |  |  | Approved
BIOLOGICALS AND BIOSIMILARS MANUFACTURING FACILITY EIPICO 3 _0187 | CLI.CON-000001 | 1 - Building(Waste Water Treatment)-033000-1 | 200 mm thick PC under raft. | Approved
BIOLOGICALS AND BIOSIMILARS MANUFACTURING FACILITY EIPICO 3 _0187 | CLI.CON-000001 |  |  | Approved
BIOLOGICALS AND BIOSIMILARS MANUFACTURING FACILITY EIPICO 3 _0187 | CLI.CON-000001 | 1 - B07'(Guard Room)-034100-1 | 470mm Width, precast concrete coping, for roof parapet. | Approved
BIOLOGICALS AND BIOSIMILARS MANUFACTURING FACILITY EIPICO 3 _0187 | CLI.CON-000001 |  |  | Approved
BIOLOGICALS AND BIOSIMILARS MANUFACTURING FACILITY EIPICO 3 _0187 | CLI.CON-000001 | 1 - B03(Transformer Building)-099113-1 | Dry mix paint, for fa�ade and roof parapet. | Approved
BIOLOGICALS AND BIOSIMILARS MANUFACTURING FACILITY EIPICO 3 _0187 | CLI.CON-000001 |  |  | Approved
BIOLOGICALS AND BIOSIMILARS MANUFACTURING FACILITY EIPICO 3 _0187 | CLI.CON-000001 | 1 - B01(ADMIN BUILDING)-125100-3 | Coffee table , code (T-03). | Approved
BIOLOGICALS AND BIOSIMILARS MANUFACTURING FACILITY EIPICO 3 _0187 | CLI.CON-000001 |  |  | Approved
BIOLOGICALS AND BIOSIMILARS MANUFACTURING FACILITY EIPICO 3 _0187 | CLI.CON-000001 | 1 - B01(ADMIN BUILDING)-125100-33 | Chair, code (CH-08). | Approved
BIOLOGICALS AND BIOSIMILARS MANUFACTURING FACILITY EIPICO 3 _0187 | CLI.CON-000001 |  |  | Approved
BIOLOGICALS AND BIOSIMILARS MANUFACTURING FACILITY EIPICO 3 _0187 | CLI.CON-000001 | 1 - B07(Guard Room)-033000-2 | 50 mm thick PC under slab on grade. | Approved
BIOLOGICALS AND BIOSIMILARS MANUFACTURING FACILITY EIPICO 3 _0187 | CLI.CON-000001 |  |  | Approved
BIOLOGICALS AND BIOSIMILARS MANUFACTURING FACILITY EIPICO 3 _0187 | CLI.CON-000001 | 1 - B02 (Warehouse, Packaging and QC Building)-071313-2 | For roof. | Approved
BIOLOGICALS AND BIOSIMILARS MANUFACTURING FACILITY EIPICO 3 _0187 | CLI.CON-000001 |  |  | Approved
BIOLOGICALS AND BIOSIMILARS MANUFACTURING FACILITY EIPICO 3 _0187 | CLI.CON-000001 | 1 - B02 (Warehouse, Packaging and QC Building)-081113-3 | 90 minutes fire rated, 1100x2200mm, Door type (D11), (Single hinged leaf). | Approved
BIOLOGICALS AND BIOSIMILARS MANUFACTURING FACILITY EIPICO 3 _0187 | CLI.CON-000001 |  |  | Approved
BIOLOGICALS AND BIOSIMILARS MANUFACTURING FACILITY EIPICO 3 _0187 | CLI.CON-000001 | 1 - B01(ADMIN BUILDING)-102800-15 | 1500x1000mm. | Approved
BIOLOGICALS AND BIOSIMILARS MANUFACTURING FACILITY EIPICO 3 _0187 | CLI.CON-000001 |  |  | Approved
BIOLOGICALS AND BIOSIMILARS MANUFACTURING FACILITY EIPICO 3 _0187 | CLI.CON-000001 | 1 - B04(Boiler, Chiller, Power Station)-033000-2 | 50 mm thick PC under slab on grade. | Approved
BIOLOGICALS AND BIOSIMILARS MANUFACTURING FACILITY EIPICO 3 _0187 | CLI.CON-000001 |  |  | Approved
BIOLOGICALS AND BIOSIMILARS MANUFACTURING FACILITY EIPICO 3 _0187 | CLI.CON-000001 | 1 - B02 (Warehouse, Packaging and QC Building)-079200-2 | Floor to Floor | Approved
BIOLOGICALS AND BIOSIMILARS MANUFACTURING FACILITY EIPICO 3 _0187 | CLI.CON-000001 | 1 - B05(Worker Building , Domestic and fire tank)-071313-2 | For roof. | Approved
BIOLOGICALS AND BIOSIMILARS MANUFACTURING FACILITY EIPICO 3 _0187 | CLI.CON-000001 |  |  | Approved
BIOLOGICALS AND BIOSIMILARS MANUFACTURING FACILITY EIPICO 3 _0187 | CLI.CON-000001 | 1 - B01(ADMIN BUILDING)-033000-8 | 250 mm thick, slabs with average Steel Density (90 kg/m3). | Approved
BIOLOGICALS AND BIOSIMILARS MANUFACTURING FACILITY EIPICO 3 _0187 | CLI.CON-000001 |  |  | Approved
BIOLOGICALS AND BIOSIMILARS MANUFACTURING FACILITY EIPICO 3 _0187 | CLI.CON-000001 | 1 - B01(ADMIN BUILDING)-42000-9 | 150 minutes fire rated, 250mm Thick, for walls. | Approved
BIOLOGICALS AND BIOSIMILARS MANUFACTURING FACILITY EIPICO 3 _0187 | CLI.CON-000001 |  |  | Approved
BIOLOGICALS AND BIOSIMILARS MANUFACTURING FACILITY EIPICO 3 _0187 | CLI.CON-000001 | 1 - B01(ADMIN BUILDING)-42000-12 | 90 minutes fire rated, 300mm Thick, of double walls with 120mm thick on each side and 60mm gap between them. | Approved
BIOLOGICALS AND BIOSIMILARS MANUFACTURING FACILITY EIPICO 3 _0187 | CLI.CON-000001 |  |  | Approved
BIOLOGICALS AND BIOSIMILARS MANUFACTURING FACILITY EIPICO 3 _0187 | CLI.CON-000001 | 1 - Fence-312000-1 | For fence. | Approved
BIOLOGICALS AND BIOSIMILARS MANUFACTURING FACILITY EIPICO 3 _0187 | CLI.CON-000001 |  |  | Approved
BIOLOGICALS AND BIOSIMILARS MANUFACTURING FACILITY EIPICO 3 _0187 | CLI.CON-000001 | 1 - B02 (Warehouse, Packaging and QC Building)-099123-4 | Paint for ceiling, code (PT-07). | Approved
BIOLOGICALS AND BIOSIMILARS MANUFACTURING FACILITY EIPICO 3 _0187 | CLI.CON-000001 |  |  | Approved
BIOLOGICALS AND BIOSIMILARS MANUFACTURING FACILITY EIPICO 3 _0187 | CLI.CON-000001 | 1 - B04(Boiler, Chiller, Power Station)-072600-1 | For under slab on grade. | Approved
BIOLOGICALS AND BIOSIMILARS MANUFACTURING FACILITY EIPICO 3 _0187 | CLI.CON-000001 |  |  | Approved
BIOLOGICALS AND BIOSIMILARS MANUFACTURING FACILITY EIPICO 3 _0187 | CLI.CON-000001 | 1 - B05(Worker Building , Domestic and fire tank)-033000-5 | 200 mm thick, slabs with average Steel Density (93 kg/m3). | Approved
BIOLOGICALS AND BIOSIMILARS MANUFACTURING FACILITY EIPICO 3 _0187 | CLI.CON-000001 |  |  | Approved
BIOLOGICALS AND BIOSIMILARS MANUFACTURING FACILITY EIPICO 3 _0187 | CLI.CON-000001 | 1 - B03(Transformer Building)-312000-3 | 1000mm thick below foundations, the layer is not exceeding 250 mm, as per the geotechnical investigation report specifications, and to the Engineers acceptance. | Approved
BIOLOGICALS AND BIOSIMILARS MANUFACTURING FACILITY EIPICO 3 _0187 | CLI.CON-000001 |  |  | Approved
BIOLOGICALS AND BIOSIMILARS MANUFACTURING FACILITY EIPICO 3 _0187 | CLI.CON-000001 | 1 - B07'(Guard Room)-092400-1 | For walls. | Approved
BIOLOGICALS AND BIOSIMILARS MANUFACTURING FACILITY EIPICO 3 _0187 | CLI.CON-000001 |  |  | Approved
BIOLOGICALS AND BIOSIMILARS MANUFACTURING FACILITY EIPICO 3 _0187 | CLI.CON-000001 | 1 - B02 (Warehouse, Packaging and QC Building)-033000-11 | 250 mm thick, slabs with average Steel Density (100 kg/m3). | Approved
BIOLOGICALS AND BIOSIMILARS MANUFACTURING FACILITY EIPICO 3 _0187 | CLI.CON-000001 |  |  | Approved
BIOLOGICALS AND BIOSIMILARS MANUFACTURING FACILITY EIPICO 3 _0187 | CLI.CON-000001 | 1 - B06(Solvent & Hazardous)-042000-2 | 180 minutes fire rated, 250mm Thick, for walls. | Approved
BIOLOGICALS AND BIOSIMILARS MANUFACTURING FACILITY EIPICO 3 _0187 | CLI.CON-000001 |  |  | Approved
BIOLOGICALS AND BIOSIMILARS MANUFACTURING FACILITY EIPICO 3 _0187 | CLI.CON-000001 | 1 - B01(ADMIN BUILDING)-102800-10 | Soap dispenser, code (AC-10). | Approved
BIOLOGICALS AND BIOSIMILARS MANUFACTURING FACILITY EIPICO 3 _0187 | CLI.CON-000001 |  |  | Approved
BIOLOGICALS AND BIOSIMILARS MANUFACTURING FACILITY EIPICO 3 _0187 | CLI.CON-000001 | 1 - B01(ADMIN BUILDING)-125100-1 | Desk, code (T-01). | Approved
BIOLOGICALS AND BIOSIMILARS MANUFACTURING FACILITY EIPICO 3 _0187 | CLI.CON-000001 |  |  | Approved
BIOLOGICALS AND BIOSIMILARS MANUFACTURING FACILITY EIPICO 3 _0187 | CLI.CON-000001 | 1 - B07'(Guard Room)-092400-3 | For roof parapet. | Approved
BIOLOGICALS AND BIOSIMILARS MANUFACTURING FACILITY EIPICO 3 _0187 | CLI.CON-000001 |  |  | Approved
BIOLOGICALS AND BIOSIMILARS MANUFACTURING FACILITY EIPICO 3 _0187 | CLI.CON-000001 | 1 - B02 (Warehouse, Packaging and QC Building)-093000-3 | 100mm Height, 10mm thick, Light beige porcelain tiles, code (BCT-02). | Approved
BIOLOGICALS AND BIOSIMILARS MANUFACTURING FACILITY EIPICO 3 _0187 | CLI.CON-000001 |  |  | Approved
BIOLOGICALS AND BIOSIMILARS MANUFACTURING FACILITY EIPICO 3 _0187 | CLI.CON-000001 | 1 - B06(Solvent & Hazardous)-081113-2 | 120 minutes fire rated, 1000x2200mm, Door type (D16), (Single hinged leaf). | Approved
BIOLOGICALS AND BIOSIMILARS MANUFACTURING FACILITY EIPICO 3 _0187 | CLI.CON-000001 |  |  | Approved
BIOLOGICALS AND BIOSIMILARS MANUFACTURING FACILITY EIPICO 3 _0187 | CLI.CON-000001 | 1 - B06(Solvent & Hazardous)-312000-2 | Filling with clean sand by compacted layers as per soil report, specification and to the Engineers acceptance. | Approved
BIOLOGICALS AND BIOSIMILARS MANUFACTURING FACILITY EIPICO 3 _0187 | CLI.CON-000001 |  |  | Approved
BIOLOGICALS AND BIOSIMILARS MANUFACTURING FACILITY EIPICO 3 _0187 | CLI.CON-000001 | 1 - Landscape and Infra-329300-3 | Strelitzia Nicolai (White bird of paradise), code (SN). | Approved
BIOLOGICALS AND BIOSIMILARS MANUFACTURING FACILITY EIPICO 3 _0187 | CLI.CON-000001 |  |  | Approved
BIOLOGICALS AND BIOSIMILARS MANUFACTURING FACILITY EIPICO 3 _0187 | CLI.CON-000001 | 1 - Fence-312000-3 | For fence. | Approved
BIOLOGICALS AND BIOSIMILARS MANUFACTURING FACILITY EIPICO 3 _0187 | CLI.CON-000001 |  |  | Approved
BIOLOGICALS AND BIOSIMILARS MANUFACTURING FACILITY EIPICO 3 _0187 | CLI.CON-000001 | 1 - Modular Building-033000-2 | 500mm thick raft with average steel density (70 kg/m3). | Approved
BIOLOGICALS AND BIOSIMILARS MANUFACTURING FACILITY EIPICO 3 _0187 | CLI.CON-000001 |  |  | Approved
BIOLOGICALS AND BIOSIMILARS MANUFACTURING FACILITY EIPICO 3 _0187 | CLI.CON-000001 |  |  | Approved
BIOLOGICALS AND BIOSIMILARS MANUFACTURING FACILITY EIPICO 3 _0187 | CLI.CON-000001 | 10.5 - B02 (Warehouse, Packaging and QC Building)-232113-5 | Diameter 50mm | Approved
BIOLOGICALS AND BIOSIMILARS MANUFACTURING FACILITY EIPICO 3 _0187 | CLI.CON-000001 |  |  | Approved
BIOLOGICALS AND BIOSIMILARS MANUFACTURING FACILITY EIPICO 3 _0187 | CLI.CON-000001 | 10.7 - B05(Worker Building , Domestic and fire tank)-221119-2 | Diameter 20 mm | Approved
BIOLOGICALS AND BIOSIMILARS MANUFACTURING FACILITY EIPICO 3 _0187 | CLI.CON-000001 |  |  | Approved
BIOLOGICALS AND BIOSIMILARS MANUFACTURING FACILITY EIPICO 3 _0187 | CLI.CON-000001 | 10.7 - B02 (Warehouse, Packaging and QC Building)-221316-2 | Diameter 50 mm | Approved
BIOLOGICALS AND BIOSIMILARS MANUFACTURING FACILITY EIPICO 3 _0187 | CLI.CON-000001 |  |  | Approved
BIOLOGICALS AND BIOSIMILARS MANUFACTURING FACILITY EIPICO 3 _0187 | CLI.CON-000001 | 10.5 - B01(ADMIN BUILDING)-233416-1 | EF-01,50L/S,inline fan | Approved
BIOLOGICALS AND BIOSIMILARS MANUFACTURING FACILITY EIPICO 3 _0187 | CLI.CON-000001 |  |  | Approved
BIOLOGICALS AND BIOSIMILARS MANUFACTURING FACILITY EIPICO 3 _0187 | CLI.CON-000001 | 10.8 - B04(Boiler, Chiller, Power Station)-211213-2 | Fire hose cabinet - Class 2 | Approved
BIOLOGICALS AND BIOSIMILARS MANUFACTURING FACILITY EIPICO 3 _0187 | CLI.CON-000001 |  |  | Approved
BIOLOGICALS AND BIOSIMILARS MANUFACTURING FACILITY EIPICO 3 _0187 | CLI.CON-000001 | 10.4 - Process-Compressed Air System -1.2.1 | Do=40 mm | Approved
BIOLOGICALS AND BIOSIMILARS MANUFACTURING FACILITY EIPICO 3 _0187 | CLI.CON-000001 |  |  | Approved
BIOLOGICALS AND BIOSIMILARS MANUFACTURING FACILITY EIPICO 3 _0187 | CLI.CON-000001 | 10.7 - B01(ADMIN BUILDING)-221119-3 | Diameter 20 mm | Approved
BIOLOGICALS AND BIOSIMILARS MANUFACTURING FACILITY EIPICO 3 _0187 | CLI.CON-000001 |  |  | Approved
BIOLOGICALS AND BIOSIMILARS MANUFACTURING FACILITY EIPICO 3 _0187 | CLI.CON-000001 | 10.7 - B04(Boiler, Chiller, Power Station)-221116-10 | Diameter 110 mm | Approved
BIOLOGICALS AND BIOSIMILARS MANUFACTURING FACILITY EIPICO 3 _0187 | CLI.CON-000001 |  |  | Approved
BIOLOGICALS AND BIOSIMILARS MANUFACTURING FACILITY EIPICO 3 _0187 | CLI.CON-000001 | 10.7 - B04(Boiler, Chiller, Power Station)-221116-2 | Diameter 25 mm | Approved
BIOLOGICALS AND BIOSIMILARS MANUFACTURING FACILITY EIPICO 3 _0187 | CLI.CON-000001 |  |  | Approved
BIOLOGICALS AND BIOSIMILARS MANUFACTURING FACILITY EIPICO 3 _0187 | CLI.CON-000001 | 10.7 - B02 (Warehouse, Packaging and QC Building)-221316-3 | Diameter 75 mm | Approved
BIOLOGICALS AND BIOSIMILARS MANUFACTURING FACILITY EIPICO 3 _0187 | CLI.CON-000001 |  |  | Approved
BIOLOGICALS AND BIOSIMILARS MANUFACTURING FACILITY EIPICO 3 _0187 | CLI.CON-000001 | 10.8 - B02 (Warehouse, Packaging and QC Building)-210523-5 | Diameter 150 mm | Approved
BIOLOGICALS AND BIOSIMILARS MANUFACTURING FACILITY EIPICO 3 _0187 | CLI.CON-000001 |  |  | Approved
BIOLOGICALS AND BIOSIMILARS MANUFACTURING FACILITY EIPICO 3 _0187 | CLI.CON-000001 | 10.4 - Process-Industrial steam System -5.1 | Feed water Tank capacity 8000 liter | Approved
BIOLOGICALS AND BIOSIMILARS MANUFACTURING FACILITY EIPICO 3 _0187 | CLI.CON-000001 |  |  | Approved
BIOLOGICALS AND BIOSIMILARS MANUFACTURING FACILITY EIPICO 3 _0187 | CLI.CON-000001 | 10.8 - B02 (Warehouse, Packaging and QC Building)-211313-14 | Pendent dry type glass bulb standard response spray sprinklers 1/2" NPT threaded size, 1/2" orifice size, K= 5.6 , temperature rating 68 �C & brass finish. | Approved
BIOLOGICALS AND BIOSIMILARS MANUFACTURING FACILITY EIPICO 3 _0187 | CLI.CON-000001 |  |  | Approved
BIOLOGICALS AND BIOSIMILARS MANUFACTURING FACILITY EIPICO 3 _0187 | CLI.CON-000001 | 10.5 - B02 (Warehouse, Packaging and QC Building)-233416-17 | EX.A.F-07 | Approved
BIOLOGICALS AND BIOSIMILARS MANUFACTURING FACILITY EIPICO 3 _0187 | CLI.CON-000001 |  |  | Approved
BIOLOGICALS AND BIOSIMILARS MANUFACTURING FACILITY EIPICO 3 _0187 | CLI.CON-000001 | 10.5 - B03(Transformer Building)-233713-2 | Fresh air louver (FAL) 600mm x 500mm | Approved
BIOLOGICALS AND BIOSIMILARS MANUFACTURING FACILITY EIPICO 3 _0187 | CLI.CON-000001 |  |  | Approved
BIOLOGICALS AND BIOSIMILARS MANUFACTURING FACILITY EIPICO 3 _0187 | CLI.CON-000001 | 10.5 - B01(ADMIN BUILDING)-233416-4 | EF-06,1160L/S,inline fan | Approved
BIOLOGICALS AND BIOSIMILARS MANUFACTURING FACILITY EIPICO 3 _0187 | CLI.CON-000001 |  |  | Approved
BIOLOGICALS AND BIOSIMILARS MANUFACTURING FACILITY EIPICO 3 _0187 | CLI.CON-000001 | 10.7 - B01(ADMIN BUILDING)-224100-2 | Handicapped Water Closet -SW-02- | Approved
BIOLOGICALS AND BIOSIMILARS MANUFACTURING FACILITY EIPICO 3 _0187 | CLI.CON-000001 |  |  | Approved
BIOLOGICALS AND BIOSIMILARS MANUFACTURING FACILITY EIPICO 3 _0187 | CLI.CON-000001 | 10.5 - B04(Boiler, Chiller, Power Station)-232113-1 | Diameter 50mm | Approved
BIOLOGICALS AND BIOSIMILARS MANUFACTURING FACILITY EIPICO 3 _0187 | CLI.CON-000001 |  |  | Approved
BIOLOGICALS AND BIOSIMILARS MANUFACTURING FACILITY EIPICO 3 _0187 | CLI.CON-000001 | 10.5 - B02 (Warehouse, Packaging and QC Building)-233113-2 | Fume and bio safety cabinet exhaust air duct work | Approved
BIOLOGICALS AND BIOSIMILARS MANUFACTURING FACILITY EIPICO 3 _0187 | CLI.CON-000001 |  |  | Approved
BIOLOGICALS AND BIOSIMILARS MANUFACTURING FACILITY EIPICO 3 _0187 | CLI.CON-000001 | 10.5 - B04(Boiler, Chiller, Power Station)-233713-3 | Fresh air louver (FAL) 750mm x600mm | Approved
BIOLOGICALS AND BIOSIMILARS MANUFACTURING FACILITY EIPICO 3 _0187 | CLI.CON-000001 |  |  | Approved
BIOLOGICALS AND BIOSIMILARS MANUFACTURING FACILITY EIPICO 3 _0187 | CLI.CON-000001 | 10.5 - B02 (Warehouse, Packaging and QC Building)-232113-7 | Diameter 80mm | Approved
BIOLOGICALS AND BIOSIMILARS MANUFACTURING FACILITY EIPICO 3 _0187 | CLI.CON-000001 |  |  | Approved
BIOLOGICALS AND BIOSIMILARS MANUFACTURING FACILITY EIPICO 3 _0187 | CLI.CON-000001 | 10.7 - Landscape and Infra-221113-11 | Diameter 110 mm | Approved
BIOLOGICALS AND BIOSIMILARS MANUFACTURING FACILITY EIPICO 3 _0187 | CLI.CON-000001 |  |  | Approved
BIOLOGICALS AND BIOSIMILARS MANUFACTURING FACILITY EIPICO 3 _0187 | CLI.CON-000001 | 1 - B04(Boiler, Chiller, Power Station)-055213-1 | 900mm, Steel handrail with electrostatic powder coating, for internal stair. | Approved
BIOLOGICALS AND BIOSIMILARS MANUFACTURING FACILITY EIPICO 3 _0187 | CLI.CON-000001 |  |  | Approved
BIOLOGICALS AND BIOSIMILARS MANUFACTURING FACILITY EIPICO 3 _0187 | CLI.CON-000001 | 1 - B01(ADMIN BUILDING)-125100-34 | Chair, code (CH-09). | Approved
BIOLOGICALS AND BIOSIMILARS MANUFACTURING FACILITY EIPICO 3 _0187 | CLI.CON-000001 |  |  | Approved
BIOLOGICALS AND BIOSIMILARS MANUFACTURING FACILITY EIPICO 3 _0187 | CLI.CON-000001 | 1 - B01(ADMIN BUILDING)-099123-6 | Paint for ceiling, code (PT-07). | Approved
BIOLOGICALS AND BIOSIMILARS MANUFACTURING FACILITY EIPICO 3 _0187 | CLI.CON-000001 |  |  | Approved
BIOLOGICALS AND BIOSIMILARS MANUFACTURING FACILITY EIPICO 3 _0187 | CLI.CON-000001 | 1 - B01(ADMIN BUILDING)-084413-7 | Type (CW07). | Approved
BIOLOGICALS AND BIOSIMILARS MANUFACTURING FACILITY EIPICO 3 _0187 | CLI.CON-000001 |  |  | Approved
BIOLOGICALS AND BIOSIMILARS MANUFACTURING FACILITY EIPICO 3 _0187 | CLI.CON-000001 | 1 - B05(Worker Building , Domestic and fire tank)-097500-1 | 350mm width, 40mm thick, Calimera Marble counter top, code (ST-09), for toilets. | Approved
BIOLOGICALS AND BIOSIMILARS MANUFACTURING FACILITY EIPICO 3 _0187 | CLI.CON-000001 |  |  | Approved
BIOLOGICALS AND BIOSIMILARS MANUFACTURING FACILITY EIPICO 3 _0187 | CLI.CON-000001 | 1 - B01(ADMIN BUILDING)-092400-1 | For walls. | Approved
BIOLOGICALS AND BIOSIMILARS MANUFACTURING FACILITY EIPICO 3 _0187 | CLI.CON-000001 |  |  | Approved
BIOLOGICALS AND BIOSIMILARS MANUFACTURING FACILITY EIPICO 3 _0187 | CLI.CON-000001 | 1 - B03(Transformer Building)-035440-1 | 20mm thick, cement screed layer, for roof. | Approved
BIOLOGICALS AND BIOSIMILARS MANUFACTURING FACILITY EIPICO 3 _0187 | CLI.CON-000001 |  |  | Approved
BIOLOGICALS AND BIOSIMILARS MANUFACTURING FACILITY EIPICO 3 _0187 | CLI.CON-000001 | 1 - B01(ADMIN BUILDING)-097500-1 | 100mm Height, 20mm thick, Double black marble tiles, code (BST-01). | Approved
BIOLOGICALS AND BIOSIMILARS MANUFACTURING FACILITY EIPICO 3 _0187 | CLI.CON-000001 |  |  | Approved
BIOLOGICALS AND BIOSIMILARS MANUFACTURING FACILITY EIPICO 3 _0187 | CLI.CON-000001 | 1 - B07(Guard Room)-033000-5 | For footings with average steel density (135 kg/m3). | Approved
BIOLOGICALS AND BIOSIMILARS MANUFACTURING FACILITY EIPICO 3 _0187 | CLI.CON-000001 |  |  | Approved
BIOLOGICALS AND BIOSIMILARS MANUFACTURING FACILITY EIPICO 3 _0187 | CLI.CON-000001 | 1 - B01(ADMIN BUILDING)-081416-4 | 900x2200mm, Door type (D07), (Single hinged leaf). | Approved
BIOLOGICALS AND BIOSIMILARS MANUFACTURING FACILITY EIPICO 3 _0187 | CLI.CON-000001 |  |  | Approved
BIOLOGICALS AND BIOSIMILARS MANUFACTURING FACILITY EIPICO 3 _0187 | CLI.CON-000001 | 1 - B01(ADMIN BUILDING)-125100-2 | Table, code (T-02). | Approved
BIOLOGICALS AND BIOSIMILARS MANUFACTURING FACILITY EIPICO 3 _0187 | CLI.CON-000001 |  |  | Approved
BIOLOGICALS AND BIOSIMILARS MANUFACTURING FACILITY EIPICO 3 _0187 | CLI.CON-000001 | 1 - Landscape and Infra-101426-1 | Sign code (204). | Approved
BIOLOGICALS AND BIOSIMILARS MANUFACTURING FACILITY EIPICO 3 _0187 | CLI.CON-000001 |  |  | Approved
BIOLOGICALS AND BIOSIMILARS MANUFACTURING FACILITY EIPICO 3 _0187 | CLI.CON-000001 | 1 - B02 (Warehouse, Packaging and QC Building)-085113-2 | 1200x1200mm, window type (W01), (Double sliding leaves). | Approved
BIOLOGICALS AND BIOSIMILARS MANUFACTURING FACILITY EIPICO 3 _0187 | CLI.CON-000001 |  |  | Approved
BIOLOGICALS AND BIOSIMILARS MANUFACTURING FACILITY EIPICO 3 _0187 | CLI.CON-000001 | 1 - B01(ADMIN BUILDING)-101400-4 | 250mm diameter, door sign. | Approved
BIOLOGICALS AND BIOSIMILARS MANUFACTURING FACILITY EIPICO 3 _0187 | CLI.CON-000001 |  |  | Approved
BIOLOGICALS AND BIOSIMILARS MANUFACTURING FACILITY EIPICO 3 _0187 | CLI.CON-000001 | 1 - B05(Worker Building , Domestic and fire tank)-099123-2 | Paint for ceiling, code (PT-07). | Approved
BIOLOGICALS AND BIOSIMILARS MANUFACTURING FACILITY EIPICO 3 _0187 | CLI.CON-000001 |  |  | Approved
BIOLOGICALS AND BIOSIMILARS MANUFACTURING FACILITY EIPICO 3 _0187 | CLI.CON-000001 | 1 - Modular Building-071113-1 | For footing, columns neck and all surfaces facing soil. | Approved
BIOLOGICALS AND BIOSIMILARS MANUFACTURING FACILITY EIPICO 3 _0187 | CLI.CON-000001 |  |  | Approved
BIOLOGICALS AND BIOSIMILARS MANUFACTURING FACILITY EIPICO 3 _0187 | CLI.CON-000001 | 1 - B03(Transformer Building)-076200-1 | 100mm Height, Aluminum flashing, for roof. | Approved
BIOLOGICALS AND BIOSIMILARS MANUFACTURING FACILITY EIPICO 3 _0187 | CLI.CON-000001 |  |  | Approved
BIOLOGICALS AND BIOSIMILARS MANUFACTURING FACILITY EIPICO 3 _0187 | CLI.CON-000001 | 1 - B07'(Guard Room)-312000-1 | Excavation in all types of soil except rock soil to the replacement level, and disposal of excavated materials outside the site as per structure drawings, specifications and to the Engineers acceptance, quantities are calculated with geometrical method. | Approved
BIOLOGICALS AND BIOSIMILARS MANUFACTURING FACILITY EIPICO 3 _0187 | CLI.CON-000001 |  |  | Approved
BIOLOGICALS AND BIOSIMILARS MANUFACTURING FACILITY EIPICO 3 _0187 | CLI.CON-000001 | 1 - Landscape and Infra-329300-4 | Ficus Infectoria (Fruited Wavy- Leaf fig), code (FI). | Approved
BIOLOGICALS AND BIOSIMILARS MANUFACTURING FACILITY EIPICO 3 _0187 | CLI.CON-000001 |  |  | Approved
BIOLOGICALS AND BIOSIMILARS MANUFACTURING FACILITY EIPICO 3 _0187 | CLI.CON-000001 | 1 - B02 (Warehouse, Packaging and QC Building)-123553-20 | L-shaped wall bench, Length: 1800+1050mm, depth:750mm, Height: 900mm, type (T). | Approved
BIOLOGICALS AND BIOSIMILARS MANUFACTURING FACILITY EIPICO 3 _0187 | CLI.CON-000001 |  |  | Approved
BIOLOGICALS AND BIOSIMILARS MANUFACTURING FACILITY EIPICO 3 _0187 | CLI.CON-000001 | 1 - Fuel tank-071113-1 | For all surfaces facing soil. | Approved
BIOLOGICALS AND BIOSIMILARS MANUFACTURING FACILITY EIPICO 3 _0187 | CLI.CON-000001 |  |  | Approved
BIOLOGICALS AND BIOSIMILARS MANUFACTURING FACILITY EIPICO 3 _0187 | CLI.CON-000001 | 1 - B01(ADMIN BUILDING)-092900-3 | 600x600mm, Gypsum tiles, code (GB-03). | Approved
BIOLOGICALS AND BIOSIMILARS MANUFACTURING FACILITY EIPICO 3 _0187 | CLI.CON-000001 |  |  | Approved
BIOLOGICALS AND BIOSIMILARS MANUFACTURING FACILITY EIPICO 3 _0187 | CLI.CON-000001 |  |  | Approved
BIOLOGICALS AND BIOSIMILARS MANUFACTURING FACILITY EIPICO 3 _0187 | CLI.CON-000001 | 1 - B04(Boiler, Chiller, Power Station)-099600-4 | For landings. | Approved
BIOLOGICALS AND BIOSIMILARS MANUFACTURING FACILITY EIPICO 3 _0187 | CLI.CON-000001 |  |  | Approved
BIOLOGICALS AND BIOSIMILARS MANUFACTURING FACILITY EIPICO 3 _0187 | CLI.CON-000001 | 1 - Building(Waste Water Treatment)-042000-6 | 150 minutes fire rated, 250mm Thick, for walls. | Approved
BIOLOGICALS AND BIOSIMILARS MANUFACTURING FACILITY EIPICO 3 _0187 | CLI.CON-000001 |  |  | Approved
BIOLOGICALS AND BIOSIMILARS MANUFACTURING FACILITY EIPICO 3 _0187 | CLI.CON-000001 | 1 - B01(ADMIN BUILDING)-085113-4 | 90 minutes fire rated, 500x1500mm, (Type W08), (Tilted single leaf and fixed panel). | Approved
BIOLOGICALS AND BIOSIMILARS MANUFACTURING FACILITY EIPICO 3 _0187 | CLI.CON-000001 |  |  | Approved
BIOLOGICALS AND BIOSIMILARS MANUFACTURING FACILITY EIPICO 3 _0187 | CLI.CON-000001 | 1 - Building 08 ( Nutural Gass)-099123-2 | paint for ceiling, code (PT-06), . | Approved
BIOLOGICALS AND BIOSIMILARS MANUFACTURING FACILITY EIPICO 3 _0187 | CLI.CON-000001 |  |  | Approved
BIOLOGICALS AND BIOSIMILARS MANUFACTURING FACILITY EIPICO 3 _0187 | CLI.CON-000001 | 1 - B05(Worker Building , Domestic and fire tank)-092400-1 | For walls. | Approved
BIOLOGICALS AND BIOSIMILARS MANUFACTURING FACILITY EIPICO 3 _0187 | CLI.CON-000001 |  |  | Approved
BIOLOGICALS AND BIOSIMILARS MANUFACTURING FACILITY EIPICO 3 _0187 | CLI.CON-000001 | 1 - Building 08 ( Nutural Gass)-044200-3 | 20mm Thick, 500mm height, Ghazal granite with beige color, code (ST-03), for facade. | Approved
BIOLOGICALS AND BIOSIMILARS MANUFACTURING FACILITY EIPICO 3 _0187 | CLI.CON-000001 |  |  | Approved
BIOLOGICALS AND BIOSIMILARS MANUFACTURING FACILITY EIPICO 3 _0187 | CLI.CON-000001 | 1 - B06(Solvent & Hazardous)-099123-1 | White paint, code (PT-02), for walls. | Approved
BIOLOGICALS AND BIOSIMILARS MANUFACTURING FACILITY EIPICO 3 _0187 | CLI.CON-000001 |  |  | Approved
BIOLOGICALS AND BIOSIMILARS MANUFACTURING FACILITY EIPICO 3 _0187 | CLI.CON-000001 | 1 - B02 (Warehouse, Packaging and QC Building)-042000-8 | 90 minutes fire rated, 250mm Thick, for walls. | Approved
BIOLOGICALS AND BIOSIMILARS MANUFACTURING FACILITY EIPICO 3 _0187 | CLI.CON-000001 |  |  | Approved
BIOLOGICALS AND BIOSIMILARS MANUFACTURING FACILITY EIPICO 3 _0187 | CLI.CON-000001 | 1 - B01(ADMIN BUILDING)-033000-11 | For shear walls with average Steel Density (95 kg/m3). | Approved
BIOLOGICALS AND BIOSIMILARS MANUFACTURING FACILITY EIPICO 3 _0187 | CLI.CON-000001 |  |  | Approved
BIOLOGICALS AND BIOSIMILARS MANUFACTURING FACILITY EIPICO 3 _0187 | CLI.CON-000001 | 1 - B06(Solvent & Hazardous)-033000-9 | For Beams with average Steel Density (75 kg/m3). | Approved
BIOLOGICALS AND BIOSIMILARS MANUFACTURING FACILITY EIPICO 3 _0187 | CLI.CON-000001 |  |  | Approved
BIOLOGICALS AND BIOSIMILARS MANUFACTURING FACILITY EIPICO 3 _0187 | CLI.CON-000001 | 1 - Building 08 ( Nutural Gass)-035440-1 | 20mm thick, cement screed layer, for roof. | Approved
BIOLOGICALS AND BIOSIMILARS MANUFACTURING FACILITY EIPICO 3 _0187 | CLI.CON-000001 |  |  | Approved
BIOLOGICALS AND BIOSIMILARS MANUFACTURING FACILITY EIPICO 3 _0187 | CLI.CON-000001 | 1 - B04(Boiler, Chiller, Power Station)-071313-2 | For roof. | Approved
BIOLOGICALS AND BIOSIMILARS MANUFACTURING FACILITY EIPICO 3 _0187 | CLI.CON-000001 |  |  | Approved
BIOLOGICALS AND BIOSIMILARS MANUFACTURING FACILITY EIPICO 3 _0187 | CLI.CON-000001 | 1 - B03(Transformer Building)-033000-1 | 300 mm thick PC under footings. | Approved
BIOLOGICALS AND BIOSIMILARS MANUFACTURING FACILITY EIPICO 3 _0187 | CLI.CON-000001 |  |  | Approved
BIOLOGICALS AND BIOSIMILARS MANUFACTURING FACILITY EIPICO 3 _0187 | CLI.CON-000001 | 1 - B04(Boiler, Chiller, Power Station)-083326-1 | 45 minutes fire rated, 2000x2000mm, Door type (D25). | Approved
BIOLOGICALS AND BIOSIMILARS MANUFACTURING FACILITY EIPICO 3 _0187 | CLI.CON-000001 |  |  | Approved
BIOLOGICALS AND BIOSIMILARS MANUFACTURING FACILITY EIPICO 3 _0187 | CLI.CON-000001 | 1 - B01(ADMIN BUILDING)-125100-16 | Table, code (T-16). | Approved
BIOLOGICALS AND BIOSIMILARS MANUFACTURING FACILITY EIPICO 3 _0187 | CLI.CON-000001 |  |  | Approved
BIOLOGICALS AND BIOSIMILARS MANUFACTURING FACILITY EIPICO 3 _0187 | CLI.CON-000001 | 1 - B01(ADMIN BUILDING)-102800-11 | Soap dispenser, code (AC-11). | Approved
BIOLOGICALS AND BIOSIMILARS MANUFACTURING FACILITY EIPICO 3 _0187 | CLI.CON-000001 |  |  | Approved
BIOLOGICALS AND BIOSIMILARS MANUFACTURING FACILITY EIPICO 3 _0187 | CLI.CON-000001 | 1 - B01(ADMIN BUILDING)-081113-1 | 900x2200mm, Door type (D06), (Single hinged leaf). | Approved
BIOLOGICALS AND BIOSIMILARS MANUFACTURING FACILITY EIPICO 3 _0187 | CLI.CON-000001 |  |  | Approved
BIOLOGICALS AND BIOSIMILARS MANUFACTURING FACILITY EIPICO 3 _0187 | CLI.CON-000001 | 1 - B01(ADMIN BUILDING)-096340-2 | 250mm width, 30mm thick, Border of double black marble tiles, code (ST-05). | Approved
BIOLOGICALS AND BIOSIMILARS MANUFACTURING FACILITY EIPICO 3 _0187 | CLI.CON-000001 |  |  | Approved
BIOLOGICALS AND BIOSIMILARS MANUFACTURING FACILITY EIPICO 3 _0187 | CLI.CON-000001 | 1 - B01(ADMIN BUILDING)-125100-21 | Cabinet, code (CA-04). | Approved
BIOLOGICALS AND BIOSIMILARS MANUFACTURING FACILITY EIPICO 3 _0187 | CLI.CON-000001 |  |  | Approved
BIOLOGICALS AND BIOSIMILARS MANUFACTURING FACILITY EIPICO 3 _0187 | CLI.CON-000001 | 1 - B01(ADMIN BUILDING)-125100-27 | Chair, code (CH-02). | Approved
BIOLOGICALS AND BIOSIMILARS MANUFACTURING FACILITY EIPICO 3 _0187 | CLI.CON-000001 |  |  | Approved
BIOLOGICALS AND BIOSIMILARS MANUFACTURING FACILITY EIPICO 3 _0187 | CLI.CON-000001 | 1 - B01(ADMIN BUILDING)-125100-12 | Table, code (T-12). | Approved
BIOLOGICALS AND BIOSIMILARS MANUFACTURING FACILITY EIPICO 3 _0187 | CLI.CON-000001 |  |  | Approved
BIOLOGICALS AND BIOSIMILARS MANUFACTURING FACILITY EIPICO 3 _0187 | CLI.CON-000001 | 1 - B04(Boiler, Chiller, Power Station)-099600-3 | For steps. | Approved
BIOLOGICALS AND BIOSIMILARS MANUFACTURING FACILITY EIPICO 3 _0187 | CLI.CON-000001 |  |  | Approved
BIOLOGICALS AND BIOSIMILARS MANUFACTURING FACILITY EIPICO 3 _0187 | CLI.CON-000001 | 1 - B02 (Warehouse, Packaging and QC Building)-105626-1 | Galvanized steel mobile racking system, with pallet dimension 1000x1200x1500mm, and 500kg pallet weight, as per studied design, item including all required hardware and accessories as per manufacturer standards. | Approved
BIOLOGICALS AND BIOSIMILARS MANUFACTURING FACILITY EIPICO 3 _0187 | CLI.CON-000001 |  |  | Approved
BIOLOGICALS AND BIOSIMILARS MANUFACTURING FACILITY EIPICO 3 _0187 | CLI.CON-000001 | 1 - B02 (Warehouse, Packaging and QC Building)-312000-1 | Excavation in all types of soil except rock soil to the foundation level (excavation level) all, and disposal of excavated materials outside the site as per structure drawings, specifications and to the Engineers acceptance, quantities are calculated with geometrical method. | Approved
BIOLOGICALS AND BIOSIMILARS MANUFACTURING FACILITY EIPICO 3 _0187 | CLI.CON-000001 |  |  | Approved
BIOLOGICALS AND BIOSIMILARS MANUFACTURING FACILITY EIPICO 3 _0187 | CLI.CON-000001 | 1 - B03(Transformer Building)-092400-1 | For walls. | Approved
BIOLOGICALS AND BIOSIMILARS MANUFACTURING FACILITY EIPICO 3 _0187 | CLI.CON-000001 |  |  | Approved
BIOLOGICALS AND BIOSIMILARS MANUFACTURING FACILITY EIPICO 3 _0187 | CLI.CON-000001 | 1 - B05(Worker Building , Domestic and fire tank)-099123-3 | Paint for gypsum suspended ceiling, code (PT-06). | Approved
BIOLOGICALS AND BIOSIMILARS MANUFACTURING FACILITY EIPICO 3 _0187 | CLI.CON-000001 |  |  | Approved
BIOLOGICALS AND BIOSIMILARS MANUFACTURING FACILITY EIPICO 3 _0187 | CLI.CON-000001 | 1 - B02 (Warehouse, Packaging and QC Building)-092900-2 | 12mm Thick, Moisture resistant gypsum board panels, code (GB-02). | Approved
BIOLOGICALS AND BIOSIMILARS MANUFACTURING FACILITY EIPICO 3 _0187 | CLI.CON-000001 |  |  | Approved
BIOLOGICALS AND BIOSIMILARS MANUFACTURING FACILITY EIPICO 3 _0187 | CLI.CON-000001 | 1 - B07'(Guard Room)-033000-1 | 300 mm thick PC under footings. | Approved
BIOLOGICALS AND BIOSIMILARS MANUFACTURING FACILITY EIPICO 3 _0187 | CLI.CON-000001 |  |  | Approved
BIOLOGICALS AND BIOSIMILARS MANUFACTURING FACILITY EIPICO 3 _0187 | CLI.CON-000001 | 1 - B01(ADMIN BUILDING)-096340-4 | 30mm thick, 250mm width, Double black marble tiles, code (ST-06). | Approved
BIOLOGICALS AND BIOSIMILARS MANUFACTURING FACILITY EIPICO 3 _0187 | CLI.CON-000001 |  |  | Approved
BIOLOGICALS AND BIOSIMILARS MANUFACTURING FACILITY EIPICO 3 _0187 | CLI.CON-000001 | 1 - B07'(Guard Room)-071113-1 | For footing, columns neck and all surfaces facing soil. | Approved
BIOLOGICALS AND BIOSIMILARS MANUFACTURING FACILITY EIPICO 3 _0187 | CLI.CON-000001 |  |  | Approved
BIOLOGICALS AND BIOSIMILARS MANUFACTURING FACILITY EIPICO 3 _0187 | CLI.CON-000001 | 1 - B01(ADMIN BUILDING)-125100-22 | Cabinet, code (CA-05). | Approved
BIOLOGICALS AND BIOSIMILARS MANUFACTURING FACILITY EIPICO 3 _0187 | CLI.CON-000001 |  |  | Approved
BIOLOGICALS AND BIOSIMILARS MANUFACTURING FACILITY EIPICO 3 _0187 | CLI.CON-000001 | 1 - Fence-079200-1 | Column to column. | Approved
BIOLOGICALS AND BIOSIMILARS MANUFACTURING FACILITY EIPICO 3 _0187 | CLI.CON-000001 |  |  | Approved
BIOLOGICALS AND BIOSIMILARS MANUFACTURING FACILITY EIPICO 3 _0187 | CLI.CON-000001 | 1 - B02 (Warehouse, Packaging and QC Building)-123553-29 | 800x500x850mm, stainless steel trolley. | Approved
BIOLOGICALS AND BIOSIMILARS MANUFACTURING FACILITY EIPICO 3 _0187 | CLI.CON-000001 |  |  | Approved
BIOLOGICALS AND BIOSIMILARS MANUFACTURING FACILITY EIPICO 3 _0187 | CLI.CON-000001 | 1 - B01(ADMIN BUILDING)-033000-1 | 300 mm thick PC under footings. | Approved
BIOLOGICALS AND BIOSIMILARS MANUFACTURING FACILITY EIPICO 3 _0187 | CLI.CON-000001 |  |  | Approved
BIOLOGICALS AND BIOSIMILARS MANUFACTURING FACILITY EIPICO 3 _0187 | CLI.CON-000001 | 1 - B03(Transformer Building)-312000-1 | Excavation in all types of soil except rock soil to the replacement level, and disposal of excavated materials outside the site as per structure drawings, specifications and to the Engineers acceptance, quantities are calculated with geometrical method. | Approved
BIOLOGICALS AND BIOSIMILARS MANUFACTURING FACILITY EIPICO 3 _0187 | CLI.CON-000001 |  |  | Approved
BIOLOGICALS AND BIOSIMILARS MANUFACTURING FACILITY EIPICO 3 _0187 | CLI.CON-000001 | 1 - B02 (Warehouse, Packaging and QC Building)-102600-1 | Double layered stainless steel wall bumper with invisible fixings and sealed with silicon on all edges (Height as per manufacturer standard and engineer's acceptance). | Approved
BIOLOGICALS AND BIOSIMILARS MANUFACTURING FACILITY EIPICO 3 _0187 | CLI.CON-000001 |  |  | Approved
BIOLOGICALS AND BIOSIMILARS MANUFACTURING FACILITY EIPICO 3 _0187 | CLI.CON-000001 | 1 - B04(Boiler, Chiller, Power Station)-033000-11.1 | For column with average Steel Density (210 kg/m3). | Approved
BIOLOGICALS AND BIOSIMILARS MANUFACTURING FACILITY EIPICO 3 _0187 | CLI.CON-000001 |  |  | Approved
BIOLOGICALS AND BIOSIMILARS MANUFACTURING FACILITY EIPICO 3 _0187 | CLI.CON-000001 | 1 - B06(Solvent & Hazardous)-035440-2 | 250mm thick, cement screed layer, for epoxy flooring underlayer. | Approved
BIOLOGICALS AND BIOSIMILARS MANUFACTURING FACILITY EIPICO 3 _0187 | CLI.CON-000001 |  |  | Approved
BIOLOGICALS AND BIOSIMILARS MANUFACTURING FACILITY EIPICO 3 _0187 | CLI.CON-000001 | 1 - Fence-033000-4 | For ground beams with average steel density (100 kg/m3). | Approved
BIOLOGICALS AND BIOSIMILARS MANUFACTURING FACILITY EIPICO 3 _0187 | CLI.CON-000001 |  |  | Approved
BIOLOGICALS AND BIOSIMILARS MANUFACTURING FACILITY EIPICO 3 _0187 | CLI.CON-000001 | 1 - B02 (Warehouse, Packaging and QC Building)-092400-3 | For fa�ade and roof parapet. | Approved
BIOLOGICALS AND BIOSIMILARS MANUFACTURING FACILITY EIPICO 3 _0187 | CLI.CON-000001 |  |  | Approved
BIOLOGICALS AND BIOSIMILARS MANUFACTURING FACILITY EIPICO 3 _0187 | CLI.CON-000001 | 1 - B07(Guard Room)-093000-4 | 1200x300mm, 9mm thick, Grey ceramic tiles, code (CT-02). | Approved
BIOLOGICALS AND BIOSIMILARS MANUFACTURING FACILITY EIPICO 3 _0187 | CLI.CON-000001 |  |  | Approved
BIOLOGICALS AND BIOSIMILARS MANUFACTURING FACILITY EIPICO 3 _0187 | CLI.CON-000001 | 1 - Pipe and electrical cables Racks-051200-1 | Ref. DWG: DD-GD-ST-01.00.00.00 | Approved
BIOLOGICALS AND BIOSIMILARS MANUFACTURING FACILITY EIPICO 3 _0187 | CLI.CON-000001 | 10.8 - B02 (Warehouse, Packaging and QC Building)-212113.13-9 | Capacity 80.26 KG | Approved
BIOLOGICALS AND BIOSIMILARS MANUFACTURING FACILITY EIPICO 3 _0187 | CLI.CON-000001 |  |  | Approved
BIOLOGICALS AND BIOSIMILARS MANUFACTURING FACILITY EIPICO 3 _0187 | CLI.CON-000001 | 10.7 - B01(ADMIN BUILDING)-221116-8 | Diameter 90 mm | Approved
BIOLOGICALS AND BIOSIMILARS MANUFACTURING FACILITY EIPICO 3 _0187 | CLI.CON-000001 |  |  | Approved
BIOLOGICALS AND BIOSIMILARS MANUFACTURING FACILITY EIPICO 3 _0187 | CLI.CON-000001 | 10.5 - B01(ADMIN BUILDING)-238129-4 | FCU-04,360L/S | Approved
BIOLOGICALS AND BIOSIMILARS MANUFACTURING FACILITY EIPICO 3 _0187 | CLI.CON-000001 |  |  | Approved
BIOLOGICALS AND BIOSIMILARS MANUFACTURING FACILITY EIPICO 3 _0187 | CLI.CON-000001 | 10.5 - B02 (Warehouse, Packaging and QC Building)-233416-7 | SM.EX.F-07 | Approved
BIOLOGICALS AND BIOSIMILARS MANUFACTURING FACILITY EIPICO 3 _0187 | CLI.CON-000001 |  |  | Approved
BIOLOGICALS AND BIOSIMILARS MANUFACTURING FACILITY EIPICO 3 _0187 | CLI.CON-000001 | 10.5 - B02 (Warehouse, Packaging and QC Building)-233416-28 | Make Up.F-05 | Approved
BIOLOGICALS AND BIOSIMILARS MANUFACTURING FACILITY EIPICO 3 _0187 | CLI.CON-000001 |  |  | Approved
BIOLOGICALS AND BIOSIMILARS MANUFACTURING FACILITY EIPICO 3 _0187 | CLI.CON-000001 | 10.3 - Landscape and Infra-328400-4 | Diameter 32 mm | Approved
BIOLOGICALS AND BIOSIMILARS MANUFACTURING FACILITY EIPICO 3 _0187 | CLI.CON-000001 |  |  | Approved
BIOLOGICALS AND BIOSIMILARS MANUFACTURING FACILITY EIPICO 3 _0187 | CLI.CON-000001 | 10.8 - B01(ADMIN BUILDING)-212200-3 | Capacity 18.15 KG | Approved
BIOLOGICALS AND BIOSIMILARS MANUFACTURING FACILITY EIPICO 3 _0187 | CLI.CON-000001 |  |  | Approved
BIOLOGICALS AND BIOSIMILARS MANUFACTURING FACILITY EIPICO 3 _0187 | CLI.CON-000001 | 10.5 - B02 (Warehouse, Packaging and QC Building)-233416-5 | SM.EX.F-05 | Approved
BIOLOGICALS AND BIOSIMILARS MANUFACTURING FACILITY EIPICO 3 _0187 | CLI.CON-000001 |  |  | Approved
BIOLOGICALS AND BIOSIMILARS MANUFACTURING FACILITY EIPICO 3 _0187 | CLI.CON-000001 | 10.4 - Process-Industrial NITROGEN GAS-1.1 | Cylinder holder: to hold the cylinders with galvanized Chains & side separators to fix them. H.P. Regulators and full automatic change over from 200 to 4.5 bar , according owner requirements , High pressure type including :-purge valves,high pressure regulators,No. non-return valves and emergency connection Discharge manifold For cylinders completed with a rack and H.P. valves and a No.n return valves for each socket Flexible Stainless steel arm connection with hand-wheel to connect the cylinders with the high pressure manifold for 28 cylinders | Approved
BIOLOGICALS AND BIOSIMILARS MANUFACTURING FACILITY EIPICO 3 _0187 | CLI.CON-000001 |  |  | Approved
BIOLOGICALS AND BIOSIMILARS MANUFACTURING FACILITY EIPICO 3 _0187 | CLI.CON-000001 | 10.3 - Landscape and Infra-328400-1 | Diameter 50 mm | Approved
BIOLOGICALS AND BIOSIMILARS MANUFACTURING FACILITY EIPICO 3 _0187 | CLI.CON-000001 |  |  | Approved
BIOLOGICALS AND BIOSIMILARS MANUFACTURING FACILITY EIPICO 3 _0187 | CLI.CON-000001 | 10.5 - B05(Worker Building , Domestic and fire tank)-233416-2 | EF-05,960L/S,inline fan | Approved
BIOLOGICALS AND BIOSIMILARS MANUFACTURING FACILITY EIPICO 3 _0187 | CLI.CON-000001 |  |  | Approved
BIOLOGICALS AND BIOSIMILARS MANUFACTURING FACILITY EIPICO 3 _0187 | CLI.CON-000001 | 10.7 - B04(Boiler, Chiller, Power Station)-221413-3 | Diameter 75 mm | Approved
BIOLOGICALS AND BIOSIMILARS MANUFACTURING FACILITY EIPICO 3 _0187 | CLI.CON-000001 |  |  | Approved
BIOLOGICALS AND BIOSIMILARS MANUFACTURING FACILITY EIPICO 3 _0187 | CLI.CON-000001 | 10.5 - B06(Solvent & Hazardous)-233713-2 | Exhaust Grille (EG) 450mm x150mm | Approved
BIOLOGICALS AND BIOSIMILARS MANUFACTURING FACILITY EIPICO 3 _0187 | CLI.CON-000001 |  |  | Approved
BIOLOGICALS AND BIOSIMILARS MANUFACTURING FACILITY EIPICO 3 _0187 | CLI.CON-000001 | 10.8 - B01(ADMIN BUILDING)-211313-8 | 150 mm size | Approved
BIOLOGICALS AND BIOSIMILARS MANUFACTURING FACILITY EIPICO 3 _0187 | CLI.CON-000001 |  |  | Approved
BIOLOGICALS AND BIOSIMILARS MANUFACTURING FACILITY EIPICO 3 _0187 | CLI.CON-000001 | 10.5 - B04(Boiler, Chiller, Power Station)-230719-4 | Diameter 200mm | Approved
BIOLOGICALS AND BIOSIMILARS MANUFACTURING FACILITY EIPICO 3 _0187 | CLI.CON-000001 |  |  | Approved
BIOLOGICALS AND BIOSIMILARS MANUFACTURING FACILITY EIPICO 3 _0187 | CLI.CON-000001 | 10.7 - B01(ADMIN BUILDING)-221116-9 | Diameter 20 mm | Approved
BIOLOGICALS AND BIOSIMILARS MANUFACTURING FACILITY EIPICO 3 _0187 | CLI.CON-000001 |  |  | Approved
BIOLOGICALS AND BIOSIMILARS MANUFACTURING FACILITY EIPICO 3 _0187 | CLI.CON-000001 | 10.7 - B05(Worker Building , Domestic and fire tank)-221316-3 | Diameter 110 mm | Approved
BIOLOGICALS AND BIOSIMILARS MANUFACTURING FACILITY EIPICO 3 _0187 | CLI.CON-000001 |  |  | Approved
BIOLOGICALS AND BIOSIMILARS MANUFACTURING FACILITY EIPICO 3 _0187 | CLI.CON-000001 | 10.7 - B05(Worker Building , Domestic and fire tank)-221319-7 | Size1.2X0.8X0.6 m | Approved
BIOLOGICALS AND BIOSIMILARS MANUFACTURING FACILITY EIPICO 3 _0187 | CLI.CON-000001 |  |  | Approved
BIOLOGICALS AND BIOSIMILARS MANUFACTURING FACILITY EIPICO 3 _0187 | CLI.CON-000001 | 10.7 - B05(Worker Building , Domestic and fire tank)-221429-2 | Flow =4 L/S , head=10 m (1 duty+1 standby) | Approved
BIOLOGICALS AND BIOSIMILARS MANUFACTURING FACILITY EIPICO 3 _0187 | CLI.CON-000001 |  |  | Approved
BIOLOGICALS AND BIOSIMILARS MANUFACTURING FACILITY EIPICO 3 _0187 | CLI.CON-000001 | 10.5 - Building(Waste water treatment) -233423-1 | EF-01,2225 L/S,Inline | Approved
BIOLOGICALS AND BIOSIMILARS MANUFACTURING FACILITY EIPICO 3 _0187 | CLI.CON-000001 |  |  | Approved
BIOLOGICALS AND BIOSIMILARS MANUFACTURING FACILITY EIPICO 3 _0187 | CLI.CON-000001 | 10.7 - B02 (Warehouse, Packaging and QC Building)-221116-11 | Diameter 32 mm | Approved
BIOLOGICALS AND BIOSIMILARS MANUFACTURING FACILITY EIPICO 3 _0187 | CLI.CON-000001 |  |  | Approved
BIOLOGICALS AND BIOSIMILARS MANUFACTURING FACILITY EIPICO 3 _0187 | CLI.CON-000001 | 10.8 - B04(Boiler, Chiller, Power Station)-104416-1 | Dry Chemical powder Capacity 6 kg. FE-1 | Approved
BIOLOGICALS AND BIOSIMILARS MANUFACTURING FACILITY EIPICO 3 _0187 | CLI.CON-000001 | 1 - B05(Worker Building , Domestic and fire tank)-093000-2 | 600x600mm, 10mm thick, Grey ceramic tiles, code (CT-04). | Approved
BIOLOGICALS AND BIOSIMILARS MANUFACTURING FACILITY EIPICO 3 _0187 | CLI.CON-000001 |  |  | Approved
BIOLOGICALS AND BIOSIMILARS MANUFACTURING FACILITY EIPICO 3 _0187 | CLI.CON-000001 | 1 - B07(Guard Room)-085113-4 | 2000x1200mm, (Type W04), (Double sliding leaves). | Approved
BIOLOGICALS AND BIOSIMILARS MANUFACTURING FACILITY EIPICO 3 _0187 | CLI.CON-000001 |  |  | Approved
BIOLOGICALS AND BIOSIMILARS MANUFACTURING FACILITY EIPICO 3 _0187 | CLI.CON-000001 | 1 - B01(ADMIN BUILDING)-099123-3 | Paint for walls, code (PT-04). | Approved
BIOLOGICALS AND BIOSIMILARS MANUFACTURING FACILITY EIPICO 3 _0187 | CLI.CON-000001 |  |  | Approved
BIOLOGICALS AND BIOSIMILARS MANUFACTURING FACILITY EIPICO 3 _0187 | CLI.CON-000001 | 1 - Building 08 ( Nutural Gass)-033000-10 | 70 mm thick, light weight concrete with average slope (1%), for roof. | Approved
BIOLOGICALS AND BIOSIMILARS MANUFACTURING FACILITY EIPICO 3 _0187 | CLI.CON-000001 |  |  | Approved
BIOLOGICALS AND BIOSIMILARS MANUFACTURING FACILITY EIPICO 3 _0187 | CLI.CON-000001 | 1 - B02 (Warehouse, Packaging and QC Building)-042000-4 | 120 minutes fire rated, 120mm Thick, for walls. | Approved
BIOLOGICALS AND BIOSIMILARS MANUFACTURING FACILITY EIPICO 3 _0187 | CLI.CON-000001 |  |  | Approved
BIOLOGICALS AND BIOSIMILARS MANUFACTURING FACILITY EIPICO 3 _0187 | CLI.CON-000001 | 1 - B02 (Warehouse, Packaging and QC Building)-123553-8 | Wall Bench, Length: 2080mm, depth:750mm, Height: 900mm, type (H). | Approved
BIOLOGICALS AND BIOSIMILARS MANUFACTURING FACILITY EIPICO 3 _0187 | CLI.CON-000001 |  |  | Approved
BIOLOGICALS AND BIOSIMILARS MANUFACTURING FACILITY EIPICO 3 _0187 | CLI.CON-000001 | 1 - B01(ADMIN BUILDING)-085113-3 | 90 minutes fire rated, 1200x2000mm, (Type W07), (Double sliding leaves). | Approved
BIOLOGICALS AND BIOSIMILARS MANUFACTURING FACILITY EIPICO 3 _0187 | CLI.CON-000001 |  |  | Approved
BIOLOGICALS AND BIOSIMILARS MANUFACTURING FACILITY EIPICO 3 _0187 | CLI.CON-000001 | 1 - B02 (Warehouse, Packaging and QC Building)-033000-14 | For columns with average Steel Density (190 kg/m3). | Approved
BIOLOGICALS AND BIOSIMILARS MANUFACTURING FACILITY EIPICO 3 _0187 | CLI.CON-000001 |  |  | Approved
BIOLOGICALS AND BIOSIMILARS MANUFACTURING FACILITY EIPICO 3 _0187 | CLI.CON-000001 | 1 - B01(ADMIN BUILDING)-093000-5 | 100mm Height, 10mm thick, Light beige porcelain tiles, code (BCT-02). | Approved
BIOLOGICALS AND BIOSIMILARS MANUFACTURING FACILITY EIPICO 3 _0187 | CLI.CON-000001 |  |  | Approved
BIOLOGICALS AND BIOSIMILARS MANUFACTURING FACILITY EIPICO 3 _0187 | CLI.CON-000001 | 1 - B01(ADMIN BUILDING)-071313-1 | For wet area. | Approved
BIOLOGICALS AND BIOSIMILARS MANUFACTURING FACILITY EIPICO 3 _0187 | CLI.CON-000001 |  |  | Approved
BIOLOGICALS AND BIOSIMILARS MANUFACTURING FACILITY EIPICO 3 _0187 | CLI.CON-000001 | 1 - B02 (Warehouse, Packaging and QC Building)-033000-4 | 200 mm thick slab on grade with average Steel Density (95 kg/m3). | Approved
BIOLOGICALS AND BIOSIMILARS MANUFACTURING FACILITY EIPICO 3 _0187 | CLI.CON-000001 |  |  | Approved
BIOLOGICALS AND BIOSIMILARS MANUFACTURING FACILITY EIPICO 3 _0187 | CLI.CON-000001 | 1 - B03(Transformer Building)-033000-10 | For columns with average steel density (180 kg/m3). | Approved
BIOLOGICALS AND BIOSIMILARS MANUFACTURING FACILITY EIPICO 3 _0187 | CLI.CON-000001 |  |  | Approved
BIOLOGICALS AND BIOSIMILARS MANUFACTURING FACILITY EIPICO 3 _0187 | CLI.CON-000001 | 1 - B04(Boiler, Chiller, Power Station)-071313-1 | For boilers and chillers spaces. | Approved
BIOLOGICALS AND BIOSIMILARS MANUFACTURING FACILITY EIPICO 3 _0187 | CLI.CON-000001 |  |  | Approved
BIOLOGICALS AND BIOSIMILARS MANUFACTURING FACILITY EIPICO 3 _0187 | CLI.CON-000001 | 1 - Building 08 ( Nutural Gass)-071313-1 | For roof. | Approved
BIOLOGICALS AND BIOSIMILARS MANUFACTURING FACILITY EIPICO 3 _0187 | CLI.CON-000001 |  |  | Approved
BIOLOGICALS AND BIOSIMILARS MANUFACTURING FACILITY EIPICO 3 _0187 | CLI.CON-000001 | 1 - B01(ADMIN BUILDING)-125100-8 | Table, code (T-08). | Approved
BIOLOGICALS AND BIOSIMILARS MANUFACTURING FACILITY EIPICO 3 _0187 | CLI.CON-000001 |  |  | Approved
BIOLOGICALS AND BIOSIMILARS MANUFACTURING FACILITY EIPICO 3 _0187 | CLI.CON-000001 | 1 - B07'(Guard Room)-033000-7 | 140 mm thick, slabs with average steel density (55 kg/m3). | Approved
BIOLOGICALS AND BIOSIMILARS MANUFACTURING FACILITY EIPICO 3 _0187 | CLI.CON-000001 |  |  | Approved
BIOLOGICALS AND BIOSIMILARS MANUFACTURING FACILITY EIPICO 3 _0187 | CLI.CON-000001 | 1 - B01(ADMIN BUILDING)-033000-2 | 50 mm thick PC under slab on grade. | Approved
BIOLOGICALS AND BIOSIMILARS MANUFACTURING FACILITY EIPICO 3 _0187 | CLI.CON-000001 |  |  | Approved
BIOLOGICALS AND BIOSIMILARS MANUFACTURING FACILITY EIPICO 3 _0187 | CLI.CON-000001 | 1 - B03(Transformer Building)-033000-3 | 50 mm thick PC under slab on grade. | Approved
BIOLOGICALS AND BIOSIMILARS MANUFACTURING FACILITY EIPICO 3 _0187 | CLI.CON-000001 |  |  | Approved
BIOLOGICALS AND BIOSIMILARS MANUFACTURING FACILITY EIPICO 3 _0187 | CLI.CON-000001 | 1 - B01(ADMIN BUILDING)-099600-1 | For flooring. | Approved
BIOLOGICALS AND BIOSIMILARS MANUFACTURING FACILITY EIPICO 3 _0187 | CLI.CON-000001 |  |  | Approved
BIOLOGICALS AND BIOSIMILARS MANUFACTURING FACILITY EIPICO 3 _0187 | CLI.CON-000001 | 1 - B04(Boiler, Chiller, Power Station)-033000-1 | 300 mm thick PC under footings. | Approved
BIOLOGICALS AND BIOSIMILARS MANUFACTURING FACILITY EIPICO 3 _0187 | CLI.CON-000001 |  |  | Approved
BIOLOGICALS AND BIOSIMILARS MANUFACTURING FACILITY EIPICO 3 _0187 | CLI.CON-000001 | 1 - B04(Boiler, Chiller, Power Station)-076200-1 | 100mm Height, Aluminum flashing, for roof. | Approved
BIOLOGICALS AND BIOSIMILARS MANUFACTURING FACILITY EIPICO 3 _0187 | CLI.CON-000001 |  |  | Approved
BIOLOGICALS AND BIOSIMILARS MANUFACTURING FACILITY EIPICO 3 _0187 | CLI.CON-000001 | 1 - B05(Worker Building , Domestic and fire tank)-099600-4 | For tanks and pump rooms walls. | Approved
BIOLOGICALS AND BIOSIMILARS MANUFACTURING FACILITY EIPICO 3 _0187 | CLI.CON-000001 |  |  | Approved
BIOLOGICALS AND BIOSIMILARS MANUFACTURING FACILITY EIPICO 3 _0187 | CLI.CON-000001 | 1 - B02 (Warehouse, Packaging and QC Building)-083326-2 | 2440x3600mm, Door type (D21). | Approved
BIOLOGICALS AND BIOSIMILARS MANUFACTURING FACILITY EIPICO 3 _0187 | CLI.CON-000001 |  |  | Approved
BIOLOGICALS AND BIOSIMILARS MANUFACTURING FACILITY EIPICO 3 _0187 | CLI.CON-000001 | 1 - B01(ADMIN BUILDING)-033000-12 | For Beams with average Steel Density (145 kg/m3). | Approved
BIOLOGICALS AND BIOSIMILARS MANUFACTURING FACILITY EIPICO 3 _0187 | CLI.CON-000001 |  |  | Approved
BIOLOGICALS AND BIOSIMILARS MANUFACTURING FACILITY EIPICO 3 _0187 | CLI.CON-000001 | 1 - B04(Boiler, Chiller, Power Station)-072100-1 | For roof. | Approved
BIOLOGICALS AND BIOSIMILARS MANUFACTURING FACILITY EIPICO 3 _0187 | CLI.CON-000001 |  |  | Approved
BIOLOGICALS AND BIOSIMILARS MANUFACTURING FACILITY EIPICO 3 _0187 | CLI.CON-000001 | 1 - B07(Guard Room)-071313-2 | For roof. | Approved
BIOLOGICALS AND BIOSIMILARS MANUFACTURING FACILITY EIPICO 3 _0187 | CLI.CON-000001 |  |  | Approved
BIOLOGICALS AND BIOSIMILARS MANUFACTURING FACILITY EIPICO 3 _0187 | CLI.CON-000001 | 1 - B01(ADMIN BUILDING)-097500-2 | 100mm Height, 20mm thick, Beige Calimera marble tiles, code (BST-02). | Approved
BIOLOGICALS AND BIOSIMILARS MANUFACTURING FACILITY EIPICO 3 _0187 | CLI.CON-000001 |  |  | Approved
BIOLOGICALS AND BIOSIMILARS MANUFACTURING FACILITY EIPICO 3 _0187 | CLI.CON-000001 | 1 - B01(ADMIN BUILDING)-42000-13 | 150 minutes fire rated, 300mm Thick, of double walls with 120mm thick on each side and 60mm gap between them. | Approved
BIOLOGICALS AND BIOSIMILARS MANUFACTURING FACILITY EIPICO 3 _0187 | CLI.CON-000001 |  |  | Approved
BIOLOGICALS AND BIOSIMILARS MANUFACTURING FACILITY EIPICO 3 _0187 | CLI.CON-000001 | 1 - Fence-033000-2 | 50 mm thick PC under ground beams. | Approved
BIOLOGICALS AND BIOSIMILARS MANUFACTURING FACILITY EIPICO 3 _0187 | CLI.CON-000001 |  |  | Approved
BIOLOGICALS AND BIOSIMILARS MANUFACTURING FACILITY EIPICO 3 _0187 | CLI.CON-000001 | 1 - Building 08 ( Nutural Gass)-042000-1 | 250mm Thick, for walls. | Approved
BIOLOGICALS AND BIOSIMILARS MANUFACTURING FACILITY EIPICO 3 _0187 | CLI.CON-000001 |  |  | Approved
BIOLOGICALS AND BIOSIMILARS MANUFACTURING FACILITY EIPICO 3 _0187 | CLI.CON-000001 | 1 - B04(Boiler, Chiller, Power Station)-042000-4 | 120 minutes fire rated, 250mm Thick, for walls. | Approved
BIOLOGICALS AND BIOSIMILARS MANUFACTURING FACILITY EIPICO 3 _0187 | CLI.CON-000001 |  |  | Approved
BIOLOGICALS AND BIOSIMILARS MANUFACTURING FACILITY EIPICO 3 _0187 | CLI.CON-000001 | 1 - B02 (Warehouse, Packaging and QC Building)-096613-1 | 300x300mm, Terrazzo tiles, for roof and upper roof. | Approved
BIOLOGICALS AND BIOSIMILARS MANUFACTURING FACILITY EIPICO 3 _0187 | CLI.CON-000001 |  |  | Approved
BIOLOGICALS AND BIOSIMILARS MANUFACTURING FACILITY EIPICO 3 _0187 | CLI.CON-000001 | 1 - B03(Transformer Building)-042000-4 | 60 minutes fire rated, 250mm Thick, for walls. | Approved
BIOLOGICALS AND BIOSIMILARS MANUFACTURING FACILITY EIPICO 3 _0187 | CLI.CON-000001 |  |  | Approved
BIOLOGICALS AND BIOSIMILARS MANUFACTURING FACILITY EIPICO 3 _0187 | CLI.CON-000001 | 1 - B02 (Warehouse, Packaging and QC Building)-033000-3 | 50 mm thick PC under ground beams. | Approved
BIOLOGICALS AND BIOSIMILARS MANUFACTURING FACILITY EIPICO 3 _0187 | CLI.CON-000001 |  |  | Approved
BIOLOGICALS AND BIOSIMILARS MANUFACTURING FACILITY EIPICO 3 _0187 | CLI.CON-000001 | 1 - B02 (Warehouse, Packaging and QC Building)-123553-23 | Length: 900mm, depth: 400mm, Height 2000mm, type (S.U). | Approved
BIOLOGICALS AND BIOSIMILARS MANUFACTURING FACILITY EIPICO 3 _0187 | CLI.CON-000001 |  |  | Approved
BIOLOGICALS AND BIOSIMILARS MANUFACTURING FACILITY EIPICO 3 _0187 | CLI.CON-000001 | 1 - B02 (Warehouse, Packaging and QC Building)-081113-5 | 45 minutes fire rated, 1000x2200mm, Door type (D15), (Single hinged leaf). | Approved
BIOLOGICALS AND BIOSIMILARS MANUFACTURING FACILITY EIPICO 3 _0187 | CLI.CON-000001 |  |  | Approved
BIOLOGICALS AND BIOSIMILARS MANUFACTURING FACILITY EIPICO 3 _0187 | CLI.CON-000001 | 1 - B07'(Guard Room)-085113-2 | 2500x1200mm, (Type W02), (Double sliding leaves). | Approved
BIOLOGICALS AND BIOSIMILARS MANUFACTURING FACILITY EIPICO 3 _0187 | CLI.CON-000001 |  |  | Approved
BIOLOGICALS AND BIOSIMILARS MANUFACTURING FACILITY EIPICO 3 _0187 | CLI.CON-000001 | 1 - B04(Boiler, Chiller, Power Station)-033000-10 | 250 mm thick, slabs with average Steel Density (103 kg/m3). | Approved
BIOLOGICALS AND BIOSIMILARS MANUFACTURING FACILITY EIPICO 3 _0187 | CLI.CON-000001 |  |  | Approved
BIOLOGICALS AND BIOSIMILARS MANUFACTURING FACILITY EIPICO 3 _0187 | CLI.CON-000001 | 1 - Building(Waste Water Treatment)-099600-3 | For ceiling. | Approved
BIOLOGICALS AND BIOSIMILARS MANUFACTURING FACILITY EIPICO 3 _0187 | CLI.CON-000001 |  |  | Approved
BIOLOGICALS AND BIOSIMILARS MANUFACTURING FACILITY EIPICO 3 _0187 | CLI.CON-000001 | 1 - Building(Waste Water Treatment)-044200-2 | 40mm Thick, 270mm width, Trietsa beige, code (ST-02), for facade. | Approved
BIOLOGICALS AND BIOSIMILARS MANUFACTURING FACILITY EIPICO 3 _0187 | CLI.CON-000001 |  |  | Approved
BIOLOGICALS AND BIOSIMILARS MANUFACTURING FACILITY EIPICO 3 _0187 | CLI.CON-000001 | 1 - B01(ADMIN BUILDING)-101400-1 | Overall Width: 6000mm, Overall Height: 2500mm, Overall Depth: 250mm. | Approved
BIOLOGICALS AND BIOSIMILARS MANUFACTURING FACILITY EIPICO 3 _0187 | CLI.CON-000001 |  |  | Approved
BIOLOGICALS AND BIOSIMILARS MANUFACTURING FACILITY EIPICO 3 _0187 | CLI.CON-000001 | 1 - B07(Guard Room)-092400-1 | For walls. | Approved
BIOLOGICALS AND BIOSIMILARS MANUFACTURING FACILITY EIPICO 3 _0187 | CLI.CON-000001 |  |  | Approved
BIOLOGICALS AND BIOSIMILARS MANUFACTURING FACILITY EIPICO 3 _0187 | CLI.CON-000001 | 1 - B07(Guard Room)-099123-1 | paint for walls, code (PT-02). | Approved
BIOLOGICALS AND BIOSIMILARS MANUFACTURING FACILITY EIPICO 3 _0187 | CLI.CON-000001 |  |  | Approved
BIOLOGICALS AND BIOSIMILARS MANUFACTURING FACILITY EIPICO 3 _0187 | CLI.CON-000001 | 1 - B03(Transformer Building)-044200-2 | 20mm Thick, 500mm height, Ghazal granite with beige color, code (ST-03), for facade. | Approved
BIOLOGICALS AND BIOSIMILARS MANUFACTURING FACILITY EIPICO 3 _0187 | CLI.CON-000001 |  |  | Approved
BIOLOGICALS AND BIOSIMILARS MANUFACTURING FACILITY EIPICO 3 _0187 | CLI.CON-000001 |  |  | Approved
BIOLOGICALS AND BIOSIMILARS MANUFACTURING FACILITY EIPICO 3 _0187 | CLI.CON-000001 | 1 - B07'(Guard Room)-033000-9 | For beams with average steel density (90 kg/m3). | Approved
BIOLOGICALS AND BIOSIMILARS MANUFACTURING FACILITY EIPICO 3 _0187 | CLI.CON-000001 |  |  | Approved
BIOLOGICALS AND BIOSIMILARS MANUFACTURING FACILITY EIPICO 3 _0187 | CLI.CON-000001 | 1 - B07'(Guard Room)-044200-1 | 40mm Thick, Trietsa beige antique, code (ST-01), for facade. | Approved
BIOLOGICALS AND BIOSIMILARS MANUFACTURING FACILITY EIPICO 3 _0187 | CLI.CON-000001 |  |  | Approved
BIOLOGICALS AND BIOSIMILARS MANUFACTURING FACILITY EIPICO 3 _0187 | CLI.CON-000001 | 1 - B07(Guard Room)-099113-1 | Dry mix paint, for roof parapet - code (PT-01). | Approved
BIOLOGICALS AND BIOSIMILARS MANUFACTURING FACILITY EIPICO 3 _0187 | CLI.CON-000001 |  |  | Approved
BIOLOGICALS AND BIOSIMILARS MANUFACTURING FACILITY EIPICO 3 _0187 | CLI.CON-000001 | 1 - B01(ADMIN BUILDING)-033000-4 | 150 mm thick slab on grade with average Steel Density (60 kg/m3). | Approved
BIOLOGICALS AND BIOSIMILARS MANUFACTURING FACILITY EIPICO 3 _0187 | CLI.CON-000001 |  |  | Approved
BIOLOGICALS AND BIOSIMILARS MANUFACTURING FACILITY EIPICO 3 _0187 | CLI.CON-000001 | 1 - B01(ADMIN BUILDING)-096340-3 | 30mm thick, 120mm width, Double black marble tiles, code (ST-06). | Approved
BIOLOGICALS AND BIOSIMILARS MANUFACTURING FACILITY EIPICO 3 _0187 | CLI.CON-000001 |  |  | Approved
BIOLOGICALS AND BIOSIMILARS MANUFACTURING FACILITY EIPICO 3 _0187 | CLI.CON-000001 | 1 - B07(Guard Room)-085113-1 | 1200x1200mm, (Type W01), (Double sliding leaves). | Approved
BIOLOGICALS AND BIOSIMILARS MANUFACTURING FACILITY EIPICO 3 _0187 | CLI.CON-000001 |  |  | Approved
BIOLOGICALS AND BIOSIMILARS MANUFACTURING FACILITY EIPICO 3 _0187 | CLI.CON-000001 | 1 - B01(ADMIN BUILDING)-125100-5 | Coffee table , code (T-05). | Approved
BIOLOGICALS AND BIOSIMILARS MANUFACTURING FACILITY EIPICO 3 _0187 | CLI.CON-000001 |  |  | Approved
BIOLOGICALS AND BIOSIMILARS MANUFACTURING FACILITY EIPICO 3 _0187 | CLI.CON-000001 | 1 - B02 (Warehouse, Packaging and QC Building)-081113-7 | 45 minutes fire rated, 1600x2200mm, Door type (D24), (Double hinged leaves). | Approved
BIOLOGICALS AND BIOSIMILARS MANUFACTURING FACILITY EIPICO 3 _0187 | CLI.CON-000001 |  |  | Approved
BIOLOGICALS AND BIOSIMILARS MANUFACTURING FACILITY EIPICO 3 _0187 | CLI.CON-000001 | 1 - B07'(Guard Room)-033000-4 | 160mm thick, Slab on grade with average Steel Density (60 kg/m3). | Approved
BIOLOGICALS AND BIOSIMILARS MANUFACTURING FACILITY EIPICO 3 _0187 | CLI.CON-000001 |  |  | Approved
BIOLOGICALS AND BIOSIMILARS MANUFACTURING FACILITY EIPICO 3 _0187 | CLI.CON-000001 | 1 - Landscape and Infra-101426-2 | Sign code (342). | Approved
BIOLOGICALS AND BIOSIMILARS MANUFACTURING FACILITY EIPICO 3 _0187 | CLI.CON-000001 |  |  | Approved
BIOLOGICALS AND BIOSIMILARS MANUFACTURING FACILITY EIPICO 3 _0187 | CLI.CON-000001 | 1 - B04(Boiler, Chiller, Power Station)-099600-1 | For flooring | Approved
BIOLOGICALS AND BIOSIMILARS MANUFACTURING FACILITY EIPICO 3 _0187 | CLI.CON-000001 |  |  | Approved
BIOLOGICALS AND BIOSIMILARS MANUFACTURING FACILITY EIPICO 3 _0187 | CLI.CON-000001 | 10 | Mechanical Works | Approved
BIOLOGICALS AND BIOSIMILARS MANUFACTURING FACILITY EIPICO 3 _0187 | CLI.CON-000001 |  |  | Approved
BIOLOGICALS AND BIOSIMILARS MANUFACTURING FACILITY EIPICO 3 _0187 | CLI.CON-000001 | 10.4 - Process-Compressed Air System -2.1.2 | Do=75 mm for network | Approved
BIOLOGICALS AND BIOSIMILARS MANUFACTURING FACILITY EIPICO 3 _0187 | CLI.CON-000001 |  |  | Approved
BIOLOGICALS AND BIOSIMILARS MANUFACTURING FACILITY EIPICO 3 _0187 | CLI.CON-000001 | 10.7 - B06(Solvent & Hazardous)-221319-1 | Diameter 50 mm | Approved
BIOLOGICALS AND BIOSIMILARS MANUFACTURING FACILITY EIPICO 3 _0187 | CLI.CON-000001 |  |  | Approved
BIOLOGICALS AND BIOSIMILARS MANUFACTURING FACILITY EIPICO 3 _0187 | CLI.CON-000001 | 10.5 - B02 (Warehouse, Packaging and QC Building)-238219-3 | FCU-03 | Approved
BIOLOGICALS AND BIOSIMILARS MANUFACTURING FACILITY EIPICO 3 _0187 | CLI.CON-000001 |  |  | Approved
BIOLOGICALS AND BIOSIMILARS MANUFACTURING FACILITY EIPICO 3 _0187 | CLI.CON-000001 | 10.4 - Process-COMPRESSED ROOM-2.4 | Air Filter 0.008 MICRO. | Approved
BIOLOGICALS AND BIOSIMILARS MANUFACTURING FACILITY EIPICO 3 _0187 | CLI.CON-000001 |  |  | Approved
BIOLOGICALS AND BIOSIMILARS MANUFACTURING FACILITY EIPICO 3 _0187 | CLI.CON-000001 | 10.5 - B02 (Warehouse, Packaging and QC Building)-233713-7 | Return Swirl diffuser (R.S.D) ?16" | Approved
BIOLOGICALS AND BIOSIMILARS MANUFACTURING FACILITY EIPICO 3 _0187 | CLI.CON-000001 |  |  | Approved
BIOLOGICALS AND BIOSIMILARS MANUFACTURING FACILITY EIPICO 3 _0187 | CLI.CON-000001 | 10.5 - B04(Boiler, Chiller, Power Station)-233423-7 | FF-01,770 L/S,wall mounted | Approved
BIOLOGICALS AND BIOSIMILARS MANUFACTURING FACILITY EIPICO 3 _0187 | CLI.CON-000001 |  |  | Approved
BIOLOGICALS AND BIOSIMILARS MANUFACTURING FACILITY EIPICO 3 _0187 | CLI.CON-000001 | 10.4 - Process-Steam System -2.3.1 | 1.5 '' Diam.(2 for steam-2 for condensate) | Approved
BIOLOGICALS AND BIOSIMILARS MANUFACTURING FACILITY EIPICO 3 _0187 | CLI.CON-000001 |  |  | Approved
BIOLOGICALS AND BIOSIMILARS MANUFACTURING FACILITY EIPICO 3 _0187 | CLI.CON-000001 | 10.7 - B02 (Warehouse, Packaging and QC Building)-224100-8 | Janitor Sink &Mixer | Approved
BIOLOGICALS AND BIOSIMILARS MANUFACTURING FACILITY EIPICO 3 _0187 | CLI.CON-000001 |  |  | Approved
BIOLOGICALS AND BIOSIMILARS MANUFACTURING FACILITY EIPICO 3 _0187 | CLI.CON-000001 | 10.8 - B04(Boiler, Chiller, Power Station)-210523-3 | Diameter 65 mm | Approved
BIOLOGICALS AND BIOSIMILARS MANUFACTURING FACILITY EIPICO 3 _0187 | CLI.CON-000001 |  |  | Approved
BIOLOGICALS AND BIOSIMILARS MANUFACTURING FACILITY EIPICO 3 _0187 | CLI.CON-000001 | 10.7 - Landscape and Infra-221313-2 | Diameter 160 mm | Approved
BIOLOGICALS AND BIOSIMILARS MANUFACTURING FACILITY EIPICO 3 _0187 | CLI.CON-000001 |  |  | Approved
BIOLOGICALS AND BIOSIMILARS MANUFACTURING FACILITY EIPICO 3 _0187 | CLI.CON-000001 | 10.8 - B02 (Warehouse, Packaging and QC Building)-210523-3 | Diameter 65 mm | Approved
BIOLOGICALS AND BIOSIMILARS MANUFACTURING FACILITY EIPICO 3 _0187 | CLI.CON-000001 |  |  | Approved
BIOLOGICALS AND BIOSIMILARS MANUFACTURING FACILITY EIPICO 3 _0187 | CLI.CON-000001 | 10.7 - B02 (Warehouse, Packaging and QC Building)-221319-2 | Diameter 75 mm | Approved
BIOLOGICALS AND BIOSIMILARS MANUFACTURING FACILITY EIPICO 3 _0187 | CLI.CON-000001 |  |  | Approved
BIOLOGICALS AND BIOSIMILARS MANUFACTURING FACILITY EIPICO 3 _0187 | CLI.CON-000001 | 10.7 - B05(Worker Building , Domestic and fire tank)-221429-3 | Size 2X1.2X2 m | Approved
BIOLOGICALS AND BIOSIMILARS MANUFACTURING FACILITY EIPICO 3 _0187 | CLI.CON-000001 |  |  | Approved
BIOLOGICALS AND BIOSIMILARS MANUFACTURING FACILITY EIPICO 3 _0187 | CLI.CON-000001 | 10.7 - B02 (Warehouse, Packaging and QC Building)-221316-7 | Diameter 160 mm | Approved
BIOLOGICALS AND BIOSIMILARS MANUFACTURING FACILITY EIPICO 3 _0187 | CLI.CON-000001 |  |  | Approved
BIOLOGICALS AND BIOSIMILARS MANUFACTURING FACILITY EIPICO 3 _0187 | CLI.CON-000001 | 10.4 - Process-Steam System -2.2.1 | 1.5 '' Diam. | Approved
BIOLOGICALS AND BIOSIMILARS MANUFACTURING FACILITY EIPICO 3 _0187 | CLI.CON-000001 |  |  | Approved
BIOLOGICALS AND BIOSIMILARS MANUFACTURING FACILITY EIPICO 3 _0187 | CLI.CON-000001 | 10.7 - B05(Worker Building , Domestic and fire tank)-221429-4 | Size 1.2X1X1.5 m | Approved
BIOLOGICALS AND BIOSIMILARS MANUFACTURING FACILITY EIPICO 3 _0187 | CLI.CON-000001 |  |  | Approved
BIOLOGICALS AND BIOSIMILARS MANUFACTURING FACILITY EIPICO 3 _0187 | CLI.CON-000001 | 10.5 - B01(ADMIN BUILDING)-238129-7 | DFCU-01, 2.26KW | Approved
BIOLOGICALS AND BIOSIMILARS MANUFACTURING FACILITY EIPICO 3 _0187 | CLI.CON-000001 |  |  | Approved
BIOLOGICALS AND BIOSIMILARS MANUFACTURING FACILITY EIPICO 3 _0187 | CLI.CON-000001 | 10.8 - B02 (Warehouse, Packaging and QC Building)-211313-15 | Side wall dry glass bulb standard response spray sprinklers 1/2" NPT threaded size, 1/2" orifice size, K= 5.6 , temperature rating 79 �C & brass finish. | Approved
BIOLOGICALS AND BIOSIMILARS MANUFACTURING FACILITY EIPICO 3 _0187 | CLI.CON-000001 |  |  | Approved
BIOLOGICALS AND BIOSIMILARS MANUFACTURING FACILITY EIPICO 3 _0187 | CLI.CON-000001 | 10.5 - B02 (Warehouse, Packaging and QC Building)-233713-18 | Exhaust air louver (EAL) 8" x6" | Approved
BIOLOGICALS AND BIOSIMILARS MANUFACTURING FACILITY EIPICO 3 _0187 | CLI.CON-000001 |  |  | Approved
BIOLOGICALS AND BIOSIMILARS MANUFACTURING FACILITY EIPICO 3 _0187 | CLI.CON-000001 | 10.5 - B04(Boiler, Chiller, Power Station)-230719-1 | Diameter 50mm | Approved
BIOLOGICALS AND BIOSIMILARS MANUFACTURING FACILITY EIPICO 3 _0187 | CLI.CON-000001 |  |  | Approved
BIOLOGICALS AND BIOSIMILARS MANUFACTURING FACILITY EIPICO 3 _0187 | CLI.CON-000001 | 10.4 - Process-Steam System -1.1 | Thermo dynamic steam trap | Approved
BIOLOGICALS AND BIOSIMILARS MANUFACTURING FACILITY EIPICO 3 _0187 | CLI.CON-000001 |  |  | Approved
BIOLOGICALS AND BIOSIMILARS MANUFACTURING FACILITY EIPICO 3 _0187 | CLI.CON-000001 | 10.5 - B04(Boiler, Chiller, Power Station)-233423-5 | EF-05,2650 L/S,wall mounted | Approved
BIOLOGICALS AND BIOSIMILARS MANUFACTURING FACILITY EIPICO 3 _0187 | CLI.CON-000001 |  |  | Approved
BIOLOGICALS AND BIOSIMILARS MANUFACTURING FACILITY EIPICO 3 _0187 | CLI.CON-000001 | 10.4 - Process-Industrial Carbon Dioxide GAS 5 %-1.2 | CO2 cylinders : Capacity 50 L ( 30 Kg gas mass ) Complete with valve and cap | Approved
BIOLOGICALS AND BIOSIMILARS MANUFACTURING FACILITY EIPICO 3 _0187 | CLI.CON-000001 |  |  | Approved
BIOLOGICALS AND BIOSIMILARS MANUFACTURING FACILITY EIPICO 3 _0187 | CLI.CON-000001 | 10.5 - B02 (Warehouse, Packaging and QC Building)-233416-9 | SM.EX.F-09A | Approved
BIOLOGICALS AND BIOSIMILARS MANUFACTURING FACILITY EIPICO 3 _0187 | CLI.CON-000001 |  |  | Approved
BIOLOGICALS AND BIOSIMILARS MANUFACTURING FACILITY EIPICO 3 _0187 | CLI.CON-000001 | 10.8 - B05(Worker Building , Domestic and fire tank)-213116-1 | Capacity of 2500 gpm , head 11 bar | Approved
BIOLOGICALS AND BIOSIMILARS MANUFACTURING FACILITY EIPICO 3 _0187 | CLI.CON-000001 |  |  | Approved
BIOLOGICALS AND BIOSIMILARS MANUFACTURING FACILITY EIPICO 3 _0187 | CLI.CON-000001 | 10.7 - B02 (Warehouse, Packaging and QC Building)-221116-5 | Diameter 50 mm | Approved
BIOLOGICALS AND BIOSIMILARS MANUFACTURING FACILITY EIPICO 3 _0187 | CLI.CON-000001 |  |  | Approved
BIOLOGICALS AND BIOSIMILARS MANUFACTURING FACILITY EIPICO 3 _0187 | CLI.CON-000001 | 10.5 - B02 (Warehouse, Packaging and QC Building)-230719-8 | Diameter 100mm | Approved
BIOLOGICALS AND BIOSIMILARS MANUFACTURING FACILITY EIPICO 3 _0187 | CLI.CON-000001 |  |  | Approved
BIOLOGICALS AND BIOSIMILARS MANUFACTURING FACILITY EIPICO 3 _0187 | CLI.CON-000001 | 10.7 - Landscape and Infra-221313-5 | Less than 1.50 m depth | Approved
BIOLOGICALS AND BIOSIMILARS MANUFACTURING FACILITY EIPICO 3 _0187 | CLI.CON-000001 |  |  | Approved
BIOLOGICALS AND BIOSIMILARS MANUFACTURING FACILITY EIPICO 3 _0187 | CLI.CON-000001 | 10.7 - B02 (Warehouse, Packaging and QC Building)-221116-18 | Diameter 50 mm motorized gate valve | Approved
BIOLOGICALS AND BIOSIMILARS MANUFACTURING FACILITY EIPICO 3 _0187 | CLI.CON-000001 |  |  | Approved
BIOLOGICALS AND BIOSIMILARS MANUFACTURING FACILITY EIPICO 3 _0187 | CLI.CON-000001 | 10.7 - B06(Solvent & Hazardous)-221119-1 | Diameter 25 mm | Approved
BIOLOGICALS AND BIOSIMILARS MANUFACTURING FACILITY EIPICO 3 _0187 | CLI.CON-000001 |  |  | Approved
BIOLOGICALS AND BIOSIMILARS MANUFACTURING FACILITY EIPICO 3 _0187 | CLI.CON-000001 | 10.5 - B04(Boiler, Chiller, Power Station)-233713-7 | Exhaust air louver (EAL) 1900mm x2900mm | Approved
BIOLOGICALS AND BIOSIMILARS MANUFACTURING FACILITY EIPICO 3 _0187 | CLI.CON-000001 |  |  | Approved
BIOLOGICALS AND BIOSIMILARS MANUFACTURING FACILITY EIPICO 3 _0187 | CLI.CON-000001 | 10.4 - Process-Industrial steam System -9.1 | Heat Exchanger 01 - Q = 1525 kw @ 2600 KG/HR Steam @ 4 BAR - For hot water ( Tin= 40 �c , Tout=65 �c ) as per drawings and specifications | Approved
BIOLOGICALS AND BIOSIMILARS MANUFACTURING FACILITY EIPICO 3 _0187 | CLI.CON-000001 |  |  | Approved
BIOLOGICALS AND BIOSIMILARS MANUFACTURING FACILITY EIPICO 3 _0187 | CLI.CON-000001 | 10.8 - B02 (Warehouse, Packaging and QC Building)-212200-3 | Capacity 129.2 KG | Approved
BIOLOGICALS AND BIOSIMILARS MANUFACTURING FACILITY EIPICO 3 _0187 | CLI.CON-000001 | 1 - B07(Guard Room)-033000-9 | For beams with average steel density (90 kg/m3). | Approved
BIOLOGICALS AND BIOSIMILARS MANUFACTURING FACILITY EIPICO 3 _0187 | CLI.CON-000001 |  |  | Approved
BIOLOGICALS AND BIOSIMILARS MANUFACTURING FACILITY EIPICO 3 _0187 | CLI.CON-000001 | 1 - Fence-033000-3 | For footing with average steel density (150 kg/m3). | Approved
BIOLOGICALS AND BIOSIMILARS MANUFACTURING FACILITY EIPICO 3 _0187 | CLI.CON-000001 |  |  | Approved
BIOLOGICALS AND BIOSIMILARS MANUFACTURING FACILITY EIPICO 3 _0187 | CLI.CON-000001 | 1 - Fence-312000-4 | For roads. | Approved
BIOLOGICALS AND BIOSIMILARS MANUFACTURING FACILITY EIPICO 3 _0187 | CLI.CON-000001 |  |  | Approved
BIOLOGICALS AND BIOSIMILARS MANUFACTURING FACILITY EIPICO 3 _0187 | CLI.CON-000001 | 1 - B02 (Warehouse, Packaging and QC Building)-083326-3 | 1800x2600mm, Door type (D22). | Approved
BIOLOGICALS AND BIOSIMILARS MANUFACTURING FACILITY EIPICO 3 _0187 | CLI.CON-000001 |  |  | Approved
BIOLOGICALS AND BIOSIMILARS MANUFACTURING FACILITY EIPICO 3 _0187 | CLI.CON-000001 | 1 - B01(ADMIN BUILDING)-064023-2 | 100mm Height, 14mm thick, HPL skirting with dark brown Oak wooden veneer, code (BWD-01). | Approved
BIOLOGICALS AND BIOSIMILARS MANUFACTURING FACILITY EIPICO 3 _0187 | CLI.CON-000001 |  |  | Approved
BIOLOGICALS AND BIOSIMILARS MANUFACTURING FACILITY EIPICO 3 _0187 | CLI.CON-000001 | 1 - B06(Solvent & Hazardous)-072600-1 | For under slab on grade. | Approved
BIOLOGICALS AND BIOSIMILARS MANUFACTURING FACILITY EIPICO 3 _0187 | CLI.CON-000001 |  |  | Approved
BIOLOGICALS AND BIOSIMILARS MANUFACTURING FACILITY EIPICO 3 _0187 | CLI.CON-000001 | 1 - B05(Worker Building , Domestic and fire tank)-312000-1 | Excavation in all types of soil except rock soil to the Replacement level, and disposal of excavated materials outside the site as per structure drawings, specifications and to the Engineers acceptance, quantities are calculated with geometrical method. | Approved
BIOLOGICALS AND BIOSIMILARS MANUFACTURING FACILITY EIPICO 3 _0187 | CLI.CON-000001 |  |  | Approved
BIOLOGICALS AND BIOSIMILARS MANUFACTURING FACILITY EIPICO 3 _0187 | CLI.CON-000001 | 1 - B01(ADMIN BUILDING)-125100-29 | Chair, code (CH-04). | Approved
BIOLOGICALS AND BIOSIMILARS MANUFACTURING FACILITY EIPICO 3 _0187 | CLI.CON-000001 |  |  | Approved
BIOLOGICALS AND BIOSIMILARS MANUFACTURING FACILITY EIPICO 3 _0187 | CLI.CON-000001 | 1 - B02 (Warehouse, Packaging and QC Building)-102219-3 | 50mm Thick, cleanroom partition of double color painted hot-dipping galvanized steel sheet 0.5 mm thick, with PVC coating, 0.8 mm thickness GI (Galvanized iron) frame, with double layer magnesium board, rock wool infill (120kg/m3 density), with aluminum profile, item including hinged doors of 50mm thick door leaf with double-side electrogalvanized steel sheet, and infill with paper honeycomb and door frame of 1.5 mm double-side electrogalvanized steel sheet, and pass through boxes of double tempered glass (5mm thick each layer) with aluminum frame and stainless steel inner frame with nitrogen gas and silica infill, doors and pass through boxes to be with required fire rating as per design and as mentioned in door schedules, and includes hardware and all accessories as shown on details drawing, hardware & doors schedules, item also include all required electrical raceway, wiring devices, mechanical and HVAC required openings and sleeves. *For QC Sterile area, panels to be anti-vaporized hydrogen peroxide (anti-VHP). **Full material properties, all required accessories, hardware and any required materials to complete work are subjected to approved manufacturer by client. | Approved
BIOLOGICALS AND BIOSIMILARS MANUFACTURING FACILITY EIPICO 3 _0187 | CLI.CON-000001 |  |  | Approved
BIOLOGICALS AND BIOSIMILARS MANUFACTURING FACILITY EIPICO 3 _0187 | CLI.CON-000001 | 1 - B05(Worker Building , Domestic and fire tank)-055000-1 | 1000x4800mm, Metal ladder of galvanized steel, for pump rooms. | Approved
BIOLOGICALS AND BIOSIMILARS MANUFACTURING FACILITY EIPICO 3 _0187 | CLI.CON-000001 |  |  | Approved
BIOLOGICALS AND BIOSIMILARS MANUFACTURING FACILITY EIPICO 3 _0187 | CLI.CON-000001 | 1 - B02 (Warehouse, Packaging and QC Building)-111300-1 | 2000x3000x650mm, hydrolic dock leveler, item including light weight concrete and masonry units for fixation in concrete slab, item also including checkered plates, access chains, required paintings, and all required parts to complete system as per detail drawings, technical specifications and engineers acceptance. **Full properties, all required accessories, hardware and any required materials to complete work are subjected to approved manufacturer by client. | Approved
BIOLOGICALS AND BIOSIMILARS MANUFACTURING FACILITY EIPICO 3 _0187 | CLI.CON-000001 |  |  | Approved
BIOLOGICALS AND BIOSIMILARS MANUFACTURING FACILITY EIPICO 3 _0187 | CLI.CON-000001 | 1 - B02 (Warehouse, Packaging and QC Building)-071313-1 | For wet area. | Approved
BIOLOGICALS AND BIOSIMILARS MANUFACTURING FACILITY EIPICO 3 _0187 | CLI.CON-000001 |  |  | Approved
BIOLOGICALS AND BIOSIMILARS MANUFACTURING FACILITY EIPICO 3 _0187 | CLI.CON-000001 | 1 - B06(Solvent & Hazardous)-071113-1 | For footing, columns neck and all surfaces facing soil. | Approved
BIOLOGICALS AND BIOSIMILARS MANUFACTURING FACILITY EIPICO 3 _0187 | CLI.CON-000001 |  |  | Approved
BIOLOGICALS AND BIOSIMILARS MANUFACTURING FACILITY EIPICO 3 _0187 | CLI.CON-000001 | 1 - B01(ADMIN BUILDING)-125100-24 | Cabinet, code (CA-07). | Approved
BIOLOGICALS AND BIOSIMILARS MANUFACTURING FACILITY EIPICO 3 _0187 | CLI.CON-000001 |  |  | Approved
BIOLOGICALS AND BIOSIMILARS MANUFACTURING FACILITY EIPICO 3 _0187 | CLI.CON-000001 | 1 - B05(Worker Building , Domestic and fire tank)-071613-1 | Cementitious paint for tank (flooring, walls and ceiling) from inner side as per drawings details and to the engineers acceptance. | Approved
BIOLOGICALS AND BIOSIMILARS MANUFACTURING FACILITY EIPICO 3 _0187 | CLI.CON-000001 |  |  | Approved
BIOLOGICALS AND BIOSIMILARS MANUFACTURING FACILITY EIPICO 3 _0187 | CLI.CON-000001 | 1 - B04(Boiler, Chiller, Power Station)-033000-12 | For beams with average Steel Density ( 177 kg/m3). | Approved
BIOLOGICALS AND BIOSIMILARS MANUFACTURING FACILITY EIPICO 3 _0187 | CLI.CON-000001 |  |  | Approved
BIOLOGICALS AND BIOSIMILARS MANUFACTURING FACILITY EIPICO 3 _0187 | CLI.CON-000001 | 1 - B05(Worker Building , Domestic and fire tank)-042000-2 | 120mm Thick, for walls. | Approved
BIOLOGICALS AND BIOSIMILARS MANUFACTURING FACILITY EIPICO 3 _0187 | CLI.CON-000001 |  |  | Approved
BIOLOGICALS AND BIOSIMILARS MANUFACTURING FACILITY EIPICO 3 _0187 | CLI.CON-000001 | 1 - B05(Worker Building , Domestic and fire tank)-033000-1 | 200 mm thick PC under raft. | Approved
BIOLOGICALS AND BIOSIMILARS MANUFACTURING FACILITY EIPICO 3 _0187 | CLI.CON-000001 |  |  | Approved
BIOLOGICALS AND BIOSIMILARS MANUFACTURING FACILITY EIPICO 3 _0187 | CLI.CON-000001 | 1 - B02 (Warehouse, Packaging and QC Building)-042000-9 | 120 minutes fire rated, 250mm Thick, for walls. | Approved
BIOLOGICALS AND BIOSIMILARS MANUFACTURING FACILITY EIPICO 3 _0187 | CLI.CON-000001 |  |  | Approved
BIOLOGICALS AND BIOSIMILARS MANUFACTURING FACILITY EIPICO 3 _0187 | CLI.CON-000001 | 1 - B04(Boiler, Chiller, Power Station)-099123-2 | paint for ceiling, code (PT-06), . | Approved
BIOLOGICALS AND BIOSIMILARS MANUFACTURING FACILITY EIPICO 3 _0187 | CLI.CON-000001 |  |  | Approved
BIOLOGICALS AND BIOSIMILARS MANUFACTURING FACILITY EIPICO 3 _0187 | CLI.CON-000001 | 1 - B01(ADMIN BUILDING)-084413-4 | Type (CW04). | Approved
BIOLOGICALS AND BIOSIMILARS MANUFACTURING FACILITY EIPICO 3 _0187 | CLI.CON-000001 |  |  | Approved
BIOLOGICALS AND BIOSIMILARS MANUFACTURING FACILITY EIPICO 3 _0187 | CLI.CON-000001 | 1 - Building(Waste Water Treatment)-055119-1 | Ref. DWG: TD-T-S-01.00.00.01 | Approved
BIOLOGICALS AND BIOSIMILARS MANUFACTURING FACILITY EIPICO 3 _0187 | CLI.CON-000001 |  |  | Approved
BIOLOGICALS AND BIOSIMILARS MANUFACTURING FACILITY EIPICO 3 _0187 | CLI.CON-000001 | 1 - B02 (Warehouse, Packaging and QC Building)-074243-1 | 50mm thick, Aluminum panel with 4mm thick aluminum sheet, for fa�ade, code (CP-01). | Approved
BIOLOGICALS AND BIOSIMILARS MANUFACTURING FACILITY EIPICO 3 _0187 | CLI.CON-000001 |  |  | Approved
BIOLOGICALS AND BIOSIMILARS MANUFACTURING FACILITY EIPICO 3 _0187 | CLI.CON-000001 | 1 - B02 (Warehouse, Packaging and QC Building)-099600-4 | 100mm Height, Epoxy skirting, for internal stairs. | Approved
BIOLOGICALS AND BIOSIMILARS MANUFACTURING FACILITY EIPICO 3 _0187 | CLI.CON-000001 |  |  | Approved
BIOLOGICALS AND BIOSIMILARS MANUFACTURING FACILITY EIPICO 3 _0187 | CLI.CON-000001 | 1 - B06(Solvent & Hazardous)-092400-2 | For ceiling. | Approved
BIOLOGICALS AND BIOSIMILARS MANUFACTURING FACILITY EIPICO 3 _0187 | CLI.CON-000001 |  |  | Approved
BIOLOGICALS AND BIOSIMILARS MANUFACTURING FACILITY EIPICO 3 _0187 | CLI.CON-000001 | 1 - B02 (Warehouse, Packaging and QC Building)-123553-17 | Wall Bench, Length: 4050mm, depth:750mm, Height: 900mm, type (Q). | Approved
BIOLOGICALS AND BIOSIMILARS MANUFACTURING FACILITY EIPICO 3 _0187 | CLI.CON-000001 |  |  | Approved
BIOLOGICALS AND BIOSIMILARS MANUFACTURING FACILITY EIPICO 3 _0187 | CLI.CON-000001 | 1 - B01(ADMIN BUILDING)-076200-1 | 100mm Height, Aluminum flashing, for roof. | Approved
BIOLOGICALS AND BIOSIMILARS MANUFACTURING FACILITY EIPICO 3 _0187 | CLI.CON-000001 |  |  | Approved
BIOLOGICALS AND BIOSIMILARS MANUFACTURING FACILITY EIPICO 3 _0187 | CLI.CON-000001 | 1 - B04(Boiler, Chiller, Power Station)-099600-2 | 100mm Height, Epoxy skirting. | Approved
BIOLOGICALS AND BIOSIMILARS MANUFACTURING FACILITY EIPICO 3 _0187 | CLI.CON-000001 |  |  | Approved
BIOLOGICALS AND BIOSIMILARS MANUFACTURING FACILITY EIPICO 3 _0187 | CLI.CON-000001 | 1 - B02 (Warehouse, Packaging and QC Building)-033000-6 | For Footings with average Steel Density (115kg/m3). | Approved
BIOLOGICALS AND BIOSIMILARS MANUFACTURING FACILITY EIPICO 3 _0187 | CLI.CON-000001 |  |  | Approved
BIOLOGICALS AND BIOSIMILARS MANUFACTURING FACILITY EIPICO 3 _0187 | CLI.CON-000001 | 1 - B02 (Warehouse, Packaging and QC Building)-123553-22 | Length: 1000mm, depth: 500mm, Height 2000mm, type (F.S). | Approved
BIOLOGICALS AND BIOSIMILARS MANUFACTURING FACILITY EIPICO 3 _0187 | CLI.CON-000001 |  |  | Approved
BIOLOGICALS AND BIOSIMILARS MANUFACTURING FACILITY EIPICO 3 _0187 | CLI.CON-000001 | 1 - B05(Worker Building , Domestic and fire tank)-055000-2 | 800x4800mm, Metal ladder of galvanized steel, for pump rooms. | Approved
BIOLOGICALS AND BIOSIMILARS MANUFACTURING FACILITY EIPICO 3 _0187 | CLI.CON-000001 |  |  | Approved
BIOLOGICALS AND BIOSIMILARS MANUFACTURING FACILITY EIPICO 3 _0187 | CLI.CON-000001 | 1 - B02 (Warehouse, Packaging and QC Building)-081113-2 | 1600x2200mm, Door type (D10), (Double hinged leaves). | Approved
BIOLOGICALS AND BIOSIMILARS MANUFACTURING FACILITY EIPICO 3 _0187 | CLI.CON-000001 |  |  | Approved
BIOLOGICALS AND BIOSIMILARS MANUFACTURING FACILITY EIPICO 3 _0187 | CLI.CON-000001 | 1 - Building 08 ( Nutural Gass)-033000-1 | 300 mm thick PC under footings. | Approved
BIOLOGICALS AND BIOSIMILARS MANUFACTURING FACILITY EIPICO 3 _0187 | CLI.CON-000001 |  |  | Approved
BIOLOGICALS AND BIOSIMILARS MANUFACTURING FACILITY EIPICO 3 _0187 | CLI.CON-000001 | 1 - B04(Boiler, Chiller, Power Station)-033000-11 | 150 mm thick, slabs with average Steel Density ( 55 kg/m3). | Approved
BIOLOGICALS AND BIOSIMILARS MANUFACTURING FACILITY EIPICO 3 _0187 | CLI.CON-000001 |  |  | Approved
BIOLOGICALS AND BIOSIMILARS MANUFACTURING FACILITY EIPICO 3 _0187 | CLI.CON-000001 | 1 - B01(ADMIN BUILDING)-102800-6 | Grab bar, code (AC-06). | Approved
BIOLOGICALS AND BIOSIMILARS MANUFACTURING FACILITY EIPICO 3 _0187 | CLI.CON-000001 |  |  | Approved
BIOLOGICALS AND BIOSIMILARS MANUFACTURING FACILITY EIPICO 3 _0187 | CLI.CON-000001 | 1 - B02 (Warehouse, Packaging and QC Building)-042000-6 | 250mm Thick, for walls. | Approved
BIOLOGICALS AND BIOSIMILARS MANUFACTURING FACILITY EIPICO 3 _0187 | CLI.CON-000001 |  |  | Approved
BIOLOGICALS AND BIOSIMILARS MANUFACTURING FACILITY EIPICO 3 _0187 | CLI.CON-000001 | 1 - B01(ADMIN BUILDING)-081416-1 | 1600x2200mm, Door type (D02), (Double hinged leaves). | Approved
BIOLOGICALS AND BIOSIMILARS MANUFACTURING FACILITY EIPICO 3 _0187 | CLI.CON-000001 |  |  | Approved
BIOLOGICALS AND BIOSIMILARS MANUFACTURING FACILITY EIPICO 3 _0187 | CLI.CON-000001 | 1 - B03(Transformer Building)-081113-2 | 45 minutes fire rated, 1000x2200mm, Door type (D15), (Single hinged leaf). | Approved
BIOLOGICALS AND BIOSIMILARS MANUFACTURING FACILITY EIPICO 3 _0187 | CLI.CON-000001 |  |  | Approved
BIOLOGICALS AND BIOSIMILARS MANUFACTURING FACILITY EIPICO 3 _0187 | CLI.CON-000001 | 10.5 - B06(Solvent & Hazardous)-233416-3 | SMF-01,12515L/S, roof top-fire rated 2 hours/300�C | Approved
BIOLOGICALS AND BIOSIMILARS MANUFACTURING FACILITY EIPICO 3 _0187 | CLI.CON-000001 |  |  | Approved
BIOLOGICALS AND BIOSIMILARS MANUFACTURING FACILITY EIPICO 3 _0187 | CLI.CON-000001 | 10.8 - B01(ADMIN BUILDING)-210523-4 | Diameter 150 mm | Approved
BIOLOGICALS AND BIOSIMILARS MANUFACTURING FACILITY EIPICO 3 _0187 | CLI.CON-000001 |  |  | Approved
BIOLOGICALS AND BIOSIMILARS MANUFACTURING FACILITY EIPICO 3 _0187 | CLI.CON-000001 | 10.7 - B01(ADMIN BUILDING)-221413-1 | Diameter 75 mm | Approved
BIOLOGICALS AND BIOSIMILARS MANUFACTURING FACILITY EIPICO 3 _0187 | CLI.CON-000001 |  |  | Approved
BIOLOGICALS AND BIOSIMILARS MANUFACTURING FACILITY EIPICO 3 _0187 | CLI.CON-000001 | 10.7 - B01(ADMIN BUILDING)-221413-2 | Diameter 110 mm | Approved
BIOLOGICALS AND BIOSIMILARS MANUFACTURING FACILITY EIPICO 3 _0187 | CLI.CON-000001 |  |  | Approved
BIOLOGICALS AND BIOSIMILARS MANUFACTURING FACILITY EIPICO 3 _0187 | CLI.CON-000001 | 10.7 - B04(Boiler, Chiller, Power Station)-221423-1 | Diameter 75mm | Approved
BIOLOGICALS AND BIOSIMILARS MANUFACTURING FACILITY EIPICO 3 _0187 | CLI.CON-000001 |  |  | Approved
BIOLOGICALS AND BIOSIMILARS MANUFACTURING FACILITY EIPICO 3 _0187 | CLI.CON-000001 | 10.5 - B02 (Warehouse, Packaging and QC Building)-232113-3 | Diameter 32mm | Approved
BIOLOGICALS AND BIOSIMILARS MANUFACTURING FACILITY EIPICO 3 _0187 | CLI.CON-000001 |  |  | Approved
BIOLOGICALS AND BIOSIMILARS MANUFACTURING FACILITY EIPICO 3 _0187 | CLI.CON-000001 | 10.7 - B01(ADMIN BUILDING)-221319-6 | Size 400X400 mm | Approved
BIOLOGICALS AND BIOSIMILARS MANUFACTURING FACILITY EIPICO 3 _0187 | CLI.CON-000001 |  |  | Approved
BIOLOGICALS AND BIOSIMILARS MANUFACTURING FACILITY EIPICO 3 _0187 | CLI.CON-000001 | 10.7 - B04(Boiler, Chiller, Power Station)-221319-6 | Size 900X600 mm | Approved
BIOLOGICALS AND BIOSIMILARS MANUFACTURING FACILITY EIPICO 3 _0187 | CLI.CON-000001 |  |  | Approved
BIOLOGICALS AND BIOSIMILARS MANUFACTURING FACILITY EIPICO 3 _0187 | CLI.CON-000001 | 10.4 - Process-COMPRESSED ROOM-2.1 | Moisture Separator | Approved
BIOLOGICALS AND BIOSIMILARS MANUFACTURING FACILITY EIPICO 3 _0187 | CLI.CON-000001 |  |  | Approved
BIOLOGICALS AND BIOSIMILARS MANUFACTURING FACILITY EIPICO 3 _0187 | CLI.CON-000001 | 10.4 - Process-Industrial steam System -8.1.3 | 3 '' Diam. | Approved
BIOLOGICALS AND BIOSIMILARS MANUFACTURING FACILITY EIPICO 3 _0187 | CLI.CON-000001 |  |  | Approved
BIOLOGICALS AND BIOSIMILARS MANUFACTURING FACILITY EIPICO 3 _0187 | CLI.CON-000001 | 10.7 - B07'(Guard Room)-221319-2 | Size 300X300 mm Inspection Chamber | Approved
BIOLOGICALS AND BIOSIMILARS MANUFACTURING FACILITY EIPICO 3 _0187 | CLI.CON-000001 |  |  | Approved
BIOLOGICALS AND BIOSIMILARS MANUFACTURING FACILITY EIPICO 3 _0187 | CLI.CON-000001 | 10.8 - B02 (Warehouse, Packaging and QC Building)-211313-9 | 200 mm size | Approved
BIOLOGICALS AND BIOSIMILARS MANUFACTURING FACILITY EIPICO 3 _0187 | CLI.CON-000001 |  |  | Approved
BIOLOGICALS AND BIOSIMILARS MANUFACTURING FACILITY EIPICO 3 _0187 | CLI.CON-000001 | 10.8 - B01(ADMIN BUILDING)-211313-11 | Pendent glass bulb standard response spray sprinklers 1/2" NPT threaded size, 1/2" orifice size, K= 5.6 , temperature rating 68 �C & brass finish. | Approved
BIOLOGICALS AND BIOSIMILARS MANUFACTURING FACILITY EIPICO 3 _0187 | CLI.CON-000001 |  |  | Approved
BIOLOGICALS AND BIOSIMILARS MANUFACTURING FACILITY EIPICO 3 _0187 | CLI.CON-000001 | 10.8 - B01(ADMIN BUILDING)-211313-3 | 40 mm size | Approved
BIOLOGICALS AND BIOSIMILARS MANUFACTURING FACILITY EIPICO 3 _0187 | CLI.CON-000001 |  |  | Approved
BIOLOGICALS AND BIOSIMILARS MANUFACTURING FACILITY EIPICO 3 _0187 | CLI.CON-000001 | 10.5 - B01(ADMIN BUILDING)-233713-7 | Supply ceiling diffuser (SCD) 300mm x300mm | Approved
BIOLOGICALS AND BIOSIMILARS MANUFACTURING FACILITY EIPICO 3 _0187 | CLI.CON-000001 |  |  | Approved
BIOLOGICALS AND BIOSIMILARS MANUFACTURING FACILITY EIPICO 3 _0187 | CLI.CON-000001 | 10.5 - B04(Boiler, Chiller, Power Station)-233713-6 | Fresh air louver (FAL) 2000mm x2000mm | Approved
BIOLOGICALS AND BIOSIMILARS MANUFACTURING FACILITY EIPICO 3 _0187 | CLI.CON-000001 |  |  | Approved
BIOLOGICALS AND BIOSIMILARS MANUFACTURING FACILITY EIPICO 3 _0187 | CLI.CON-000001 | 10.7 - B06(Solvent & Hazardous)-221413-1 | Diameter 75 mm | Approved
BIOLOGICALS AND BIOSIMILARS MANUFACTURING FACILITY EIPICO 3 _0187 | CLI.CON-000001 |  |  | Approved
BIOLOGICALS AND BIOSIMILARS MANUFACTURING FACILITY EIPICO 3 _0187 | CLI.CON-000001 | 10.8 - B02 (Warehouse, Packaging and QC Building)-212113.13-1 | Capacity 20.7 KG | Approved
BIOLOGICALS AND BIOSIMILARS MANUFACTURING FACILITY EIPICO 3 _0187 | CLI.CON-000001 |  |  | Approved
BIOLOGICALS AND BIOSIMILARS MANUFACTURING FACILITY EIPICO 3 _0187 | CLI.CON-000001 | 10.5 - B05(Worker Building , Domestic and fire tank)-232113-1 | Diameter 20mm | Approved
BIOLOGICALS AND BIOSIMILARS MANUFACTURING FACILITY EIPICO 3 _0187 | CLI.CON-000001 |  |  | Approved
BIOLOGICALS AND BIOSIMILARS MANUFACTURING FACILITY EIPICO 3 _0187 | CLI.CON-000001 | 10.5 - B02 (Warehouse, Packaging and QC Building)-230719-1 | Diameter 20mm | Approved
BIOLOGICALS AND BIOSIMILARS MANUFACTURING FACILITY EIPICO 3 _0187 | CLI.CON-000001 |  |  | Approved
BIOLOGICALS AND BIOSIMILARS MANUFACTURING FACILITY EIPICO 3 _0187 | CLI.CON-000001 | 10.5 - B01(ADMIN BUILDING)-142100 | Description DIVISION 14 - CONVEYING EQUIPMENT | Approved
BIOLOGICALS AND BIOSIMILARS MANUFACTURING FACILITY EIPICO 3 _0187 | CLI.CON-000001 |  |  | Approved
BIOLOGICALS AND BIOSIMILARS MANUFACTURING FACILITY EIPICO 3 _0187 | CLI.CON-000001 | 10.8 - Landscape and Infra-211116-5 | Diameter 250 mm | Approved
BIOLOGICALS AND BIOSIMILARS MANUFACTURING FACILITY EIPICO 3 _0187 | CLI.CON-000001 |  |  | Approved
BIOLOGICALS AND BIOSIMILARS MANUFACTURING FACILITY EIPICO 3 _0187 | CLI.CON-000001 |  |  | Approved
BIOLOGICALS AND BIOSIMILARS MANUFACTURING FACILITY EIPICO 3 _0187 | CLI.CON-000001 | 10.5 - Building(Waste water treatment) -233113-1 | Galvanized steel duct work | Approved
BIOLOGICALS AND BIOSIMILARS MANUFACTURING FACILITY EIPICO 3 _0187 | CLI.CON-000001 |  |  | Approved
BIOLOGICALS AND BIOSIMILARS MANUFACTURING FACILITY EIPICO 3 _0187 | CLI.CON-000001 | 10.8 - B02 (Warehouse, Packaging and QC Building)-211313-10 | Flexible hose stainless steel 50 mm size | Approved
BIOLOGICALS AND BIOSIMILARS MANUFACTURING FACILITY EIPICO 3 _0187 | CLI.CON-000001 |  |  | Approved
BIOLOGICALS AND BIOSIMILARS MANUFACTURING FACILITY EIPICO 3 _0187 | CLI.CON-000001 | 10.4 - Process-Industrial OXYGEN GAS-1.1 | Cylinder holder: to hold the cylinders with galvanized Chains & side separators to fix them. H.P. Regulators and full automatic change over from 150 to 4.5 bar , according owner requirements , High pressure type including :-purge valves,high pressure regulators,No. non-return valves and emergency connection Discharge manifold For cylinders completed with a rack and H.P. valves and a Non return valves for each socket Flexible Stainless steel arm connection with hand-wheel to connect the cylinders with the high pressure manifold for cylinders | Approved
BIOLOGICALS AND BIOSIMILARS MANUFACTURING FACILITY EIPICO 3 _0187 | CLI.CON-000001 |  |  | Approved
BIOLOGICALS AND BIOSIMILARS MANUFACTURING FACILITY EIPICO 3 _0187 | CLI.CON-000001 | 10.7 - B04(Boiler, Chiller, Power Station)-221116-8 | motorized Diameter 110 mm | Approved
BIOLOGICALS AND BIOSIMILARS MANUFACTURING FACILITY EIPICO 3 _0187 | CLI.CON-000001 |  |  | Approved
BIOLOGICALS AND BIOSIMILARS MANUFACTURING FACILITY EIPICO 3 _0187 | CLI.CON-000001 | 10.5 - B01(ADMIN BUILDING)-233713-13 | Return ceiling diffuser (RCD) 600mm x600mm | Approved
BIOLOGICALS AND BIOSIMILARS MANUFACTURING FACILITY EIPICO 3 _0187 | CLI.CON-000001 |  |  | Approved
BIOLOGICALS AND BIOSIMILARS MANUFACTURING FACILITY EIPICO 3 _0187 | CLI.CON-000001 | 10.7 - B02 (Warehouse, Packaging and QC Building)-223300-1 | Capacity 30 L | Approved
BIOLOGICALS AND BIOSIMILARS MANUFACTURING FACILITY EIPICO 3 _0187 | CLI.CON-000001 |  |  | Approved
BIOLOGICALS AND BIOSIMILARS MANUFACTURING FACILITY EIPICO 3 _0187 | CLI.CON-000001 | 10.5 - B04(Boiler, Chiller, Power Station)-233713-1 | Fresh air louver (FAL) 600mm x600mm | Approved
BIOLOGICALS AND BIOSIMILARS MANUFACTURING FACILITY EIPICO 3 _0187 | CLI.CON-000001 |  |  | Approved
BIOLOGICALS AND BIOSIMILARS MANUFACTURING FACILITY EIPICO 3 _0187 | CLI.CON-000001 | 10.8 - B01(ADMIN BUILDING)-211313-13 | Pendent glass bulb standard response spray sprinklers 1/2" NPT threaded size, 1/2" orifice size, K= 5.6 , temperature rating 79 �C & brass finish. | Approved
BIOLOGICALS AND BIOSIMILARS MANUFACTURING FACILITY EIPICO 3 _0187 | CLI.CON-000001 |  |  | Approved
BIOLOGICALS AND BIOSIMILARS MANUFACTURING FACILITY EIPICO 3 _0187 | CLI.CON-000001 | 10.7 - Landscape and Infra-221113-8 | Diameter 25 mm | Approved
BIOLOGICALS AND BIOSIMILARS MANUFACTURING FACILITY EIPICO 3 _0187 | CLI.CON-000001 |  |  | Approved
BIOLOGICALS AND BIOSIMILARS MANUFACTURING FACILITY EIPICO 3 _0187 | CLI.CON-000001 | 10.5 - B02 (Warehouse, Packaging and QC Building)-230719-3 | Diameter 32mm | Approved
BIOLOGICALS AND BIOSIMILARS MANUFACTURING FACILITY EIPICO 3 _0187 | CLI.CON-000001 |  |  | Approved
BIOLOGICALS AND BIOSIMILARS MANUFACTURING FACILITY EIPICO 3 _0187 | CLI.CON-000001 | 10.5 - B02 (Warehouse, Packaging and QC Building)-233713-14 | T.Hepa Filter with H14 48"X24" | Approved
BIOLOGICALS AND BIOSIMILARS MANUFACTURING FACILITY EIPICO 3 _0187 | CLI.CON-000001 |  |  | Approved
BIOLOGICALS AND BIOSIMILARS MANUFACTURING FACILITY EIPICO 3 _0187 | CLI.CON-000001 | 10.7 - B07(Guard Room)-221116-1 | Diameter 20 mm | Approved
BIOLOGICALS AND BIOSIMILARS MANUFACTURING FACILITY EIPICO 3 _0187 | CLI.CON-000001 |  |  | Approved
BIOLOGICALS AND BIOSIMILARS MANUFACTURING FACILITY EIPICO 3 _0187 | CLI.CON-000001 | 10.7 - B07'(Guard Room)-221316-1 | Diameter 25 mm | Approved
BIOLOGICALS AND BIOSIMILARS MANUFACTURING FACILITY EIPICO 3 _0187 | CLI.CON-000001 |  |  | Approved
BIOLOGICALS AND BIOSIMILARS MANUFACTURING FACILITY EIPICO 3 _0187 | CLI.CON-000001 | 10.5 - B07'(Guard Room)-260000 | Description DIVISION 26 ? ELECTRICAL WORKS | Approved
BIOLOGICALS AND BIOSIMILARS MANUFACTURING FACILITY EIPICO 3 _0187 | CLI.CON-000001 |  |  | Approved
BIOLOGICALS AND BIOSIMILARS MANUFACTURING FACILITY EIPICO 3 _0187 | CLI.CON-000001 | 10.8 - B04(Boiler, Chiller, Power Station)-212113.13-1 | Capacity 315 KG | Approved
BIOLOGICALS AND BIOSIMILARS MANUFACTURING FACILITY EIPICO 3 _0187 | CLI.CON-000001 |  |  | Approved
BIOLOGICALS AND BIOSIMILARS MANUFACTURING FACILITY EIPICO 3 _0187 | CLI.CON-000001 | 10.7 - B01(ADMIN BUILDING)-221319-4 | Diameter 75 mm | Approved
BIOLOGICALS AND BIOSIMILARS MANUFACTURING FACILITY EIPICO 3 _0187 | CLI.CON-000001 |  |  | Approved
BIOLOGICALS AND BIOSIMILARS MANUFACTURING FACILITY EIPICO 3 _0187 | CLI.CON-000001 | 10.5 - B02 (Warehouse, Packaging and QC Building)-232113-8 | Diameter 100mm | Approved
BIOLOGICALS AND BIOSIMILARS MANUFACTURING FACILITY EIPICO 3 _0187 | CLI.CON-000001 |  |  | Approved
BIOLOGICALS AND BIOSIMILARS MANUFACTURING FACILITY EIPICO 3 _0187 | CLI.CON-000001 | 10.7 - B01(ADMIN BUILDING)-221316-3 | Diameter 50 mm | Approved
BIOLOGICALS AND BIOSIMILARS MANUFACTURING FACILITY EIPICO 3 _0187 | CLI.CON-000001 |  |  | Approved
BIOLOGICALS AND BIOSIMILARS MANUFACTURING FACILITY EIPICO 3 _0187 | CLI.CON-000001 | 10.5 - B01(ADMIN BUILDING)-238129-1 | FCU-01, 110L/S | Approved
BIOLOGICALS AND BIOSIMILARS MANUFACTURING FACILITY EIPICO 3 _0187 | CLI.CON-000001 |  |  | Approved
BIOLOGICALS AND BIOSIMILARS MANUFACTURING FACILITY EIPICO 3 _0187 | CLI.CON-000001 | 10.8 - B05(Worker Building , Domestic and fire tank)-211313-3 | 40 mm size | Approved
BIOLOGICALS AND BIOSIMILARS MANUFACTURING FACILITY EIPICO 3 _0187 | CLI.CON-000001 |  |  | Approved
BIOLOGICALS AND BIOSIMILARS MANUFACTURING FACILITY EIPICO 3 _0187 | CLI.CON-000001 | 10.7 - B01(ADMIN BUILDING)-224100-4 | Handicapped Lavatory -SW-04- | Approved
BIOLOGICALS AND BIOSIMILARS MANUFACTURING FACILITY EIPICO 3 _0187 | CLI.CON-000001 |  |  | Approved
BIOLOGICALS AND BIOSIMILARS MANUFACTURING FACILITY EIPICO 3 _0187 | CLI.CON-000001 | 1 - B04(Boiler, Chiller, Power Station)-092400-2 | For ceiling. | Approved
BIOLOGICALS AND BIOSIMILARS MANUFACTURING FACILITY EIPICO 3 _0187 | CLI.CON-000001 |  |  | Approved
BIOLOGICALS AND BIOSIMILARS MANUFACTURING FACILITY EIPICO 3 _0187 | CLI.CON-000001 | 1 - B01(ADMIN BUILDING)-125100-38 | Chair, code (CH-13). | Approved
BIOLOGICALS AND BIOSIMILARS MANUFACTURING FACILITY EIPICO 3 _0187 | CLI.CON-000001 |  |  | Approved
BIOLOGICALS AND BIOSIMILARS MANUFACTURING FACILITY EIPICO 3 _0187 | CLI.CON-000001 | 1 - B01(ADMIN BUILDING)-42000-3 | 90 minutes fire rated, 120mm Thick, for walls. | Approved
BIOLOGICALS AND BIOSIMILARS MANUFACTURING FACILITY EIPICO 3 _0187 | CLI.CON-000001 |  |  | Approved
BIOLOGICALS AND BIOSIMILARS MANUFACTURING FACILITY EIPICO 3 _0187 | CLI.CON-000001 | 1 - B07'(Guard Room)-071313-1 | For wet area. | Approved
BIOLOGICALS AND BIOSIMILARS MANUFACTURING FACILITY EIPICO 3 _0187 | CLI.CON-000001 |  |  | Approved
BIOLOGICALS AND BIOSIMILARS MANUFACTURING FACILITY EIPICO 3 _0187 | CLI.CON-000001 | 1 - Building(Waste Water Treatment)-042000-1 | 120mm Thick, for walls. | Approved
BIOLOGICALS AND BIOSIMILARS MANUFACTURING FACILITY EIPICO 3 _0187 | CLI.CON-000001 |  |  | Approved
BIOLOGICALS AND BIOSIMILARS MANUFACTURING FACILITY EIPICO 3 _0187 | CLI.CON-000001 | 1 - B01(ADMIN BUILDING)-125100-40 | Sofa, code (S-01). | Approved
BIOLOGICALS AND BIOSIMILARS MANUFACTURING FACILITY EIPICO 3 _0187 | CLI.CON-000001 |  |  | Approved
BIOLOGICALS AND BIOSIMILARS MANUFACTURING FACILITY EIPICO 3 _0187 | CLI.CON-000001 | 1 - B07(Guard Room)-093000-3 | 100mm Height, 10mm thick, Grey ceramic tiles, code (BCT-01). | Approved
BIOLOGICALS AND BIOSIMILARS MANUFACTURING FACILITY EIPICO 3 _0187 | CLI.CON-000001 |  |  | Approved
BIOLOGICALS AND BIOSIMILARS MANUFACTURING FACILITY EIPICO 3 _0187 | CLI.CON-000001 | 1 - B02 (Warehouse, Packaging and QC Building)-099600-5 | Light duty acrylicon, for flooring, item including skirting with cove where required. | Approved
BIOLOGICALS AND BIOSIMILARS MANUFACTURING FACILITY EIPICO 3 _0187 | CLI.CON-000001 |  |  | Approved
BIOLOGICALS AND BIOSIMILARS MANUFACTURING FACILITY EIPICO 3 _0187 | CLI.CON-000001 | 1 - B02 (Warehouse, Packaging and QC Building)-042000-3 | 90 minutes fire rated, 120mm Thick, for walls. | Approved
BIOLOGICALS AND BIOSIMILARS MANUFACTURING FACILITY EIPICO 3 _0187 | CLI.CON-000001 |  |  | Approved
BIOLOGICALS AND BIOSIMILARS MANUFACTURING FACILITY EIPICO 3 _0187 | CLI.CON-000001 | 1 - Fence-042000-3 | 20mm Thick, 500mm height, Ghazal granite with beige color, code (ST-03), for facade and fence. | Approved
BIOLOGICALS AND BIOSIMILARS MANUFACTURING FACILITY EIPICO 3 _0187 | CLI.CON-000001 |  |  | Approved
BIOLOGICALS AND BIOSIMILARS MANUFACTURING FACILITY EIPICO 3 _0187 | CLI.CON-000001 | 1 - Landscape and Infra-321216-3 | 150 mm thick Crushed Aggregate Base Course. | Approved
BIOLOGICALS AND BIOSIMILARS MANUFACTURING FACILITY EIPICO 3 _0187 | CLI.CON-000001 |  |  | Approved
BIOLOGICALS AND BIOSIMILARS MANUFACTURING FACILITY EIPICO 3 _0187 | CLI.CON-000001 | 1 - B04(Boiler, Chiller, Power Station)-071113-1 | For footing, columns neck , fuel tank and all surfaces facing soil. | Approved
BIOLOGICALS AND BIOSIMILARS MANUFACTURING FACILITY EIPICO 3 _0187 | CLI.CON-000001 |  |  | Approved
BIOLOGICALS AND BIOSIMILARS MANUFACTURING FACILITY EIPICO 3 _0187 | CLI.CON-000001 | 1 - Building(Waste Water Treatment)-042000-4 | 60 minutes fire rated, 250mm Thick, for walls. | Approved
BIOLOGICALS AND BIOSIMILARS MANUFACTURING FACILITY EIPICO 3 _0187 | CLI.CON-000001 |  |  | Approved
BIOLOGICALS AND BIOSIMILARS MANUFACTURING FACILITY EIPICO 3 _0187 | CLI.CON-000001 | 1 - B03(Transformer Building)-033000-9 | 180 mm thick, slabs with average steel density (105 kg/m3). | Approved
BIOLOGICALS AND BIOSIMILARS MANUFACTURING FACILITY EIPICO 3 _0187 | CLI.CON-000001 |  |  | Approved
BIOLOGICALS AND BIOSIMILARS MANUFACTURING FACILITY EIPICO 3 _0187 | CLI.CON-000001 | 1 - B05(Worker Building , Domestic and fire tank)-102800-7 | 1600x1000mm, 6mm Thick, frameless tilted glass mirror, code (MR-02). | Approved
BIOLOGICALS AND BIOSIMILARS MANUFACTURING FACILITY EIPICO 3 _0187 | CLI.CON-000001 |  |  | Approved
BIOLOGICALS AND BIOSIMILARS MANUFACTURING FACILITY EIPICO 3 _0187 | CLI.CON-000001 | 1 - B02 (Warehouse, Packaging and QC Building)-081416-2 | 1000x2200mm, Door type (D04), (Single hinged leaf). | Approved
BIOLOGICALS AND BIOSIMILARS MANUFACTURING FACILITY EIPICO 3 _0187 | CLI.CON-000001 |  |  | Approved
BIOLOGICALS AND BIOSIMILARS MANUFACTURING FACILITY EIPICO 3 _0187 | CLI.CON-000001 | 1 - B07'(Guard Room)-085113-3 | 600x700mm, (Type W03), (Single fixed leaf and single tilted leaf). | Approved
BIOLOGICALS AND BIOSIMILARS MANUFACTURING FACILITY EIPICO 3 _0187 | CLI.CON-000001 |  |  | Approved
BIOLOGICALS AND BIOSIMILARS MANUFACTURING FACILITY EIPICO 3 _0187 | CLI.CON-000001 | 1 - B04(Boiler, Chiller, Power Station)-312000-3 | 1000mm thick below foundations, the layer is not exceeding 250 mm, as per the geotechnical investigation report specifications, and to the Engineers acceptance. | Approved
BIOLOGICALS AND BIOSIMILARS MANUFACTURING FACILITY EIPICO 3 _0187 | CLI.CON-000001 |  |  | Approved
BIOLOGICALS AND BIOSIMILARS MANUFACTURING FACILITY EIPICO 3 _0187 | CLI.CON-000001 | 1 - B07'(Guard Room)-044200-3 | 20mm Thick, 500mm height, Ghazal granite with beige color, code (ST-03), for facade. | Approved
BIOLOGICALS AND BIOSIMILARS MANUFACTURING FACILITY EIPICO 3 _0187 | CLI.CON-000001 |  |  | Approved
BIOLOGICALS AND BIOSIMILARS MANUFACTURING FACILITY EIPICO 3 _0187 | CLI.CON-000001 | 1 - B01(ADMIN BUILDING)-071113-1 | For footing, columns neck and all surfaces facing soil. | Approved
BIOLOGICALS AND BIOSIMILARS MANUFACTURING FACILITY EIPICO 3 _0187 | CLI.CON-000001 |  |  | Approved
BIOLOGICALS AND BIOSIMILARS MANUFACTURING FACILITY EIPICO 3 _0187 | CLI.CON-000001 | 1 - B02 (Warehouse, Packaging and QC Building)-079200-1 | Wall to wall. | Approved
BIOLOGICALS AND BIOSIMILARS MANUFACTURING FACILITY EIPICO 3 _0187 | CLI.CON-000001 |  |  | Approved
BIOLOGICALS AND BIOSIMILARS MANUFACTURING FACILITY EIPICO 3 _0187 | CLI.CON-000001 |  |  | Approved
BIOLOGICALS AND BIOSIMILARS MANUFACTURING FACILITY EIPICO 3 _0187 | CLI.CON-000001 | 1 - Fence-042000-1 | 200mm Thick, for walls. | Approved
BIOLOGICALS AND BIOSIMILARS MANUFACTURING FACILITY EIPICO 3 _0187 | CLI.CON-000001 |  |  | Approved
BIOLOGICALS AND BIOSIMILARS MANUFACTURING FACILITY EIPICO 3 _0187 | CLI.CON-000001 | 1 - B01(ADMIN BUILDING)-093000-4 | 100mm Height, 10mm thick, Grey ceramic tiles, code (BCT-01). | Approved
BIOLOGICALS AND BIOSIMILARS MANUFACTURING FACILITY EIPICO 3 _0187 | CLI.CON-000001 |  |  | Approved
BIOLOGICALS AND BIOSIMILARS MANUFACTURING FACILITY EIPICO 3 _0187 | CLI.CON-000001 | 1 - B01(ADMIN BUILDING)-102800-13 | 460x770mm, 6mm Thick, framed tilted glass mirror, code (MR-01). | Approved
BIOLOGICALS AND BIOSIMILARS MANUFACTURING FACILITY EIPICO 3 _0187 | CLI.CON-000001 |  |  | Approved
BIOLOGICALS AND BIOSIMILARS MANUFACTURING FACILITY EIPICO 3 _0187 | CLI.CON-000001 | 1 - B03(Transformer Building)-081113-3 | 45 minutes fire rated, 1600x2200mm, Door type (D24), (Double hinged leaves). | Approved
BIOLOGICALS AND BIOSIMILARS MANUFACTURING FACILITY EIPICO 3 _0187 | CLI.CON-000001 |  |  | Approved
BIOLOGICALS AND BIOSIMILARS MANUFACTURING FACILITY EIPICO 3 _0187 | CLI.CON-000001 | 1 - B07(Guard Room)-092400-3 | For roof parapet. | Approved
BIOLOGICALS AND BIOSIMILARS MANUFACTURING FACILITY EIPICO 3 _0187 | CLI.CON-000001 |  |  | Approved
BIOLOGICALS AND BIOSIMILARS MANUFACTURING FACILITY EIPICO 3 _0187 | CLI.CON-000001 | 1 - B07(Guard Room)-072100-1 | For roof. | Approved
BIOLOGICALS AND BIOSIMILARS MANUFACTURING FACILITY EIPICO 3 _0187 | CLI.CON-000001 |  |  | Approved
BIOLOGICALS AND BIOSIMILARS MANUFACTURING FACILITY EIPICO 3 _0187 | CLI.CON-000001 | 1 - B02 (Warehouse, Packaging and QC Building)-093000-1 | 600x600mm, 9mm thick, Grey ceramic tiles, code (CT-01). | Approved
BIOLOGICALS AND BIOSIMILARS MANUFACTURING FACILITY EIPICO 3 _0187 | CLI.CON-000001 |  |  | Approved
BIOLOGICALS AND BIOSIMILARS MANUFACTURING FACILITY EIPICO 3 _0187 | CLI.CON-000001 | 1 - B02 (Warehouse, Packaging and QC Building)-035440-1 | 100mm thick, cement screed layer, for epoxy flooring underlayer. | Approved
BIOLOGICALS AND BIOSIMILARS MANUFACTURING FACILITY EIPICO 3 _0187 | CLI.CON-000001 |  |  | Approved
BIOLOGICALS AND BIOSIMILARS MANUFACTURING FACILITY EIPICO 3 _0187 | CLI.CON-000001 | 1 - B01(ADMIN BUILDING)-125100-7 | Desk, code (T-07). | Approved
BIOLOGICALS AND BIOSIMILARS MANUFACTURING FACILITY EIPICO 3 _0187 | CLI.CON-000001 |  |  | Approved
BIOLOGICALS AND BIOSIMILARS MANUFACTURING FACILITY EIPICO 3 _0187 | CLI.CON-000001 | 1 - B01(ADMIN BUILDING)-097500-4 | 400mm width, 40mm thick, Beige Calimera marble tiles, for toilets, code (ST-09), | Approved
BIOLOGICALS AND BIOSIMILARS MANUFACTURING FACILITY EIPICO 3 _0187 | CLI.CON-000001 |  |  | Approved
BIOLOGICALS AND BIOSIMILARS MANUFACTURING FACILITY EIPICO 3 _0187 | CLI.CON-000001 | 1 - B03(Transformer Building)-033000-5 | 150 mm thick slab on grade with average steel density (60 kg/m3). | Approved
BIOLOGICALS AND BIOSIMILARS MANUFACTURING FACILITY EIPICO 3 _0187 | CLI.CON-000001 |  |  | Approved
BIOLOGICALS AND BIOSIMILARS MANUFACTURING FACILITY EIPICO 3 _0187 | CLI.CON-000001 | 1 - Building 08 ( Nutural Gass)-033000-4 | 160mm thick, Slab on grade with average Steel Density (60 kg/m3). | Approved
BIOLOGICALS AND BIOSIMILARS MANUFACTURING FACILITY EIPICO 3 _0187 | CLI.CON-000001 |  |  | Approved
BIOLOGICALS AND BIOSIMILARS MANUFACTURING FACILITY EIPICO 3 _0187 | CLI.CON-000001 | 1 - B02 (Warehouse, Packaging and QC Building)-123553-11 | L-shaped wall bench, Length: 1970+5170mm, depth:750mm, Height: 900mm, type (K). | Approved
BIOLOGICALS AND BIOSIMILARS MANUFACTURING FACILITY EIPICO 3 _0187 | CLI.CON-000001 |  |  | Approved
BIOLOGICALS AND BIOSIMILARS MANUFACTURING FACILITY EIPICO 3 _0187 | CLI.CON-000001 | 1 - B01(ADMIN BUILDING)-099113-2 | Dry mix paint, for external ceiling. | Approved
BIOLOGICALS AND BIOSIMILARS MANUFACTURING FACILITY EIPICO 3 _0187 | CLI.CON-000001 |  |  | Approved
BIOLOGICALS AND BIOSIMILARS MANUFACTURING FACILITY EIPICO 3 _0187 | CLI.CON-000001 | 1 - B01(ADMIN BUILDING)-125100-15 | Table, code (T-15). | Approved
BIOLOGICALS AND BIOSIMILARS MANUFACTURING FACILITY EIPICO 3 _0187 | CLI.CON-000001 |  |  | Approved
BIOLOGICALS AND BIOSIMILARS MANUFACTURING FACILITY EIPICO 3 _0187 | CLI.CON-000001 | 1 - B06(Solvent & Hazardous)-035440-1 | 20mm thick, cement screed layer, for roof. | Approved
BIOLOGICALS AND BIOSIMILARS MANUFACTURING FACILITY EIPICO 3 _0187 | CLI.CON-000001 |  |  | Approved
BIOLOGICALS AND BIOSIMILARS MANUFACTURING FACILITY EIPICO 3 _0187 | CLI.CON-000001 | 1 - B03(Transformer Building)-312000-2 | Filling with clean sand by compacted layers as per soil report, specification and to the Engineers acceptance. | Approved
BIOLOGICALS AND BIOSIMILARS MANUFACTURING FACILITY EIPICO 3 _0187 | CLI.CON-000001 |  |  | Approved
BIOLOGICALS AND BIOSIMILARS MANUFACTURING FACILITY EIPICO 3 _0187 | CLI.CON-000001 | 1 - Building 08 ( Nutural Gass)-044200-1 | 40mm Thick, Trietsa beige antique, code (ST-01), for facade. | Approved
BIOLOGICALS AND BIOSIMILARS MANUFACTURING FACILITY EIPICO 3 _0187 | CLI.CON-000001 |  |  | Approved
BIOLOGICALS AND BIOSIMILARS MANUFACTURING FACILITY EIPICO 3 _0187 | CLI.CON-000001 | 1 - Landscape and Infra-321400-1 | 200x100x60mm Thick, interlocking concrete pavers. | Approved
BIOLOGICALS AND BIOSIMILARS MANUFACTURING FACILITY EIPICO 3 _0187 | CLI.CON-000001 |  |  | Approved
BIOLOGICALS AND BIOSIMILARS MANUFACTURING FACILITY EIPICO 3 _0187 | CLI.CON-000001 | 1 - Fence-323119-1 | 6500x2200mm, Steel Gate with electrostatic powder coating. | Approved
BIOLOGICALS AND BIOSIMILARS MANUFACTURING FACILITY EIPICO 3 _0187 | CLI.CON-000001 |  |  | Approved
BIOLOGICALS AND BIOSIMILARS MANUFACTURING FACILITY EIPICO 3 _0187 | CLI.CON-000001 | 1 - B06(Solvent & Hazardous)-092400-1 | For walls. | Approved
BIOLOGICALS AND BIOSIMILARS MANUFACTURING FACILITY EIPICO 3 _0187 | CLI.CON-000001 |  |  | Approved
BIOLOGICALS AND BIOSIMILARS MANUFACTURING FACILITY EIPICO 3 _0187 | CLI.CON-000001 | 1 - Building 08 ( Nutural Gass)-044200-2 | 40mm Thick, Trietsa beige, code (ST-02), for facade. | Approved
BIOLOGICALS AND BIOSIMILARS MANUFACTURING FACILITY EIPICO 3 _0187 | CLI.CON-000001 | 10.4 - Process-Industrial steam System -1.1 | 1 daily fuel tanks capacity suffecient for 8 hours. The boiler shall be equipped with all needed mountings and fittings and not limited to: pressure switches, level switches, level gauges, safety relief valves, stop valves, tds control devices, automatic blow down valves, manual blow down valves, sample valves & non return valves, fuel pump, and accessories and per egyptian code of steam boilers The boiler fireside (burner) shall be of dual type to operate on natural gas & diesel fuel oil . The burner shall be fully modulated with appropriate turn down ratio for natural gas & diesel fuel oil. the boiler shall be equipped with natural gas train, comprising but not limited to pressure reducing stations, gas leak detectors and control system, fittings and all needed accessories. | Approved
BIOLOGICALS AND BIOSIMILARS MANUFACTURING FACILITY EIPICO 3 _0187 | CLI.CON-000001 |  |  | Approved
BIOLOGICALS AND BIOSIMILARS MANUFACTURING FACILITY EIPICO 3 _0187 | CLI.CON-000001 | 10.4 - Process-Industrial steam System -9.2 | HW-PUMP-01 (H= 4 bar. , Q= 55 M3/HR) - ( Variable SPEED) ( one stand by ) @ 120 c COMPRESSED ROOM Industrial Compressed Air System | Approved
BIOLOGICALS AND BIOSIMILARS MANUFACTURING FACILITY EIPICO 3 _0187 | CLI.CON-000001 |  |  | Approved
BIOLOGICALS AND BIOSIMILARS MANUFACTURING FACILITY EIPICO 3 _0187 | CLI.CON-000001 | 10.7 - B04(Boiler, Chiller, Power Station)-221116-9 | Diameter 110 mm | Approved
BIOLOGICALS AND BIOSIMILARS MANUFACTURING FACILITY EIPICO 3 _0187 | CLI.CON-000001 |  |  | Approved
BIOLOGICALS AND BIOSIMILARS MANUFACTURING FACILITY EIPICO 3 _0187 | CLI.CON-000001 | 10.7 - Landscape and Infra-221313-3 | Diameter 200 mm | Approved
BIOLOGICALS AND BIOSIMILARS MANUFACTURING FACILITY EIPICO 3 _0187 | CLI.CON-000001 |  |  | Approved
BIOLOGICALS AND BIOSIMILARS MANUFACTURING FACILITY EIPICO 3 _0187 | CLI.CON-000001 | 10.7 - B07'(Guard Room)-223300-1 | EWH-01, capacity 30 L. | Approved
BIOLOGICALS AND BIOSIMILARS MANUFACTURING FACILITY EIPICO 3 _0187 | CLI.CON-000001 |  |  | Approved
BIOLOGICALS AND BIOSIMILARS MANUFACTURING FACILITY EIPICO 3 _0187 | CLI.CON-000001 | 10.4 | Utility | Approved
BIOLOGICALS AND BIOSIMILARS MANUFACTURING FACILITY EIPICO 3 _0187 | CLI.CON-000001 |  |  | Approved
BIOLOGICALS AND BIOSIMILARS MANUFACTURING FACILITY EIPICO 3 _0187 | CLI.CON-000001 | 10.4 - Process-Industrial OXYGEN GAS-1.2 | Oxygen cylinders : Capacity 200 L liquified oxygen gas Complete with valve and cap | Approved
BIOLOGICALS AND BIOSIMILARS MANUFACTURING FACILITY EIPICO 3 _0187 | CLI.CON-000001 |  |  | Approved
BIOLOGICALS AND BIOSIMILARS MANUFACTURING FACILITY EIPICO 3 _0187 | CLI.CON-000001 | 10.5 - B01(ADMIN BUILDING)-233713-15 | Return linear slot diffuser (RLSD) ,3 slot,1.5m length | Approved
BIOLOGICALS AND BIOSIMILARS MANUFACTURING FACILITY EIPICO 3 _0187 | CLI.CON-000001 |  |  | Approved
BIOLOGICALS AND BIOSIMILARS MANUFACTURING FACILITY EIPICO 3 _0187 | CLI.CON-000001 | 10.5 - B04(Boiler, Chiller, Power Station)-232500-1 | HVAC water treatment | Approved
BIOLOGICALS AND BIOSIMILARS MANUFACTURING FACILITY EIPICO 3 _0187 | CLI.CON-000001 |  |  | Approved
BIOLOGICALS AND BIOSIMILARS MANUFACTURING FACILITY EIPICO 3 _0187 | CLI.CON-000001 | 10.8 - Building(Waste water treatment) -211116-1 | Dry Chemical powder Capacity 6 kg. FE-1 General-Duty Valves for Fire Protection Piping | Approved
BIOLOGICALS AND BIOSIMILARS MANUFACTURING FACILITY EIPICO 3 _0187 | CLI.CON-000001 |  |  | Approved
BIOLOGICALS AND BIOSIMILARS MANUFACTURING FACILITY EIPICO 3 _0187 | CLI.CON-000001 | 10.5 - B02 (Warehouse, Packaging and QC Building)-238219-1 | Excipient Storage 87 kw. | Approved
BIOLOGICALS AND BIOSIMILARS MANUFACTURING FACILITY EIPICO 3 _0187 | CLI.CON-000001 |  |  | Approved
BIOLOGICALS AND BIOSIMILARS MANUFACTURING FACILITY EIPICO 3 _0187 | CLI.CON-000001 | 10.7 - B02 (Warehouse, Packaging and QC Building)-221319-6 | Size 150X200 mm | Approved
BIOLOGICALS AND BIOSIMILARS MANUFACTURING FACILITY EIPICO 3 _0187 | CLI.CON-000001 |  |  | Approved
BIOLOGICALS AND BIOSIMILARS MANUFACTURING FACILITY EIPICO 3 _0187 | CLI.CON-000001 | 10.7 - B02 (Warehouse, Packaging and QC Building)-221319-8 | Size 600X600 mm | Approved
BIOLOGICALS AND BIOSIMILARS MANUFACTURING FACILITY EIPICO 3 _0187 | CLI.CON-000001 |  |  | Approved
BIOLOGICALS AND BIOSIMILARS MANUFACTURING FACILITY EIPICO 3 _0187 | CLI.CON-000001 | 10.5 - B02 (Warehouse, Packaging and QC Building)-232113-11 | Diameter 32mm | Approved
BIOLOGICALS AND BIOSIMILARS MANUFACTURING FACILITY EIPICO 3 _0187 | CLI.CON-000001 |  |  | Approved
BIOLOGICALS AND BIOSIMILARS MANUFACTURING FACILITY EIPICO 3 _0187 | CLI.CON-000001 | 10.5 - B02 (Warehouse, Packaging and QC Building)-233713-5 | Supply Air Grille (S.A.G) 40 "�8 " | Approved
BIOLOGICALS AND BIOSIMILARS MANUFACTURING FACILITY EIPICO 3 _0187 | CLI.CON-000001 |  |  | Approved
BIOLOGICALS AND BIOSIMILARS MANUFACTURING FACILITY EIPICO 3 _0187 | CLI.CON-000001 | 10.4 - Process-Industrial steam System -8.1.2 | 4 '' Diam. | Approved
BIOLOGICALS AND BIOSIMILARS MANUFACTURING FACILITY EIPICO 3 _0187 | CLI.CON-000001 |  |  | Approved
BIOLOGICALS AND BIOSIMILARS MANUFACTURING FACILITY EIPICO 3 _0187 | CLI.CON-000001 | 10.5 - B02 (Warehouse, Packaging and QC Building)-237313-9 | AHU-10 | Approved
BIOLOGICALS AND BIOSIMILARS MANUFACTURING FACILITY EIPICO 3 _0187 | CLI.CON-000001 |  |  | Approved
BIOLOGICALS AND BIOSIMILARS MANUFACTURING FACILITY EIPICO 3 _0187 | CLI.CON-000001 | 10.8 - B02 (Warehouse, Packaging and QC Building)-104416-2 | Carbon dioxide Capacity 6 kg. FE-2 | Approved
BIOLOGICALS AND BIOSIMILARS MANUFACTURING FACILITY EIPICO 3 _0187 | CLI.CON-000001 |  |  | Approved
BIOLOGICALS AND BIOSIMILARS MANUFACTURING FACILITY EIPICO 3 _0187 | CLI.CON-000001 | 10.8 - B02 (Warehouse, Packaging and QC Building)-212113.13-6 | Capacity 46.82 KG | Approved
BIOLOGICALS AND BIOSIMILARS MANUFACTURING FACILITY EIPICO 3 _0187 | CLI.CON-000001 |  |  | Approved
BIOLOGICALS AND BIOSIMILARS MANUFACTURING FACILITY EIPICO 3 _0187 | CLI.CON-000001 | 10.8 - B02 (Warehouse, Packaging and QC Building)-212113.13-10 | Capacity 83.39 KG | Approved
BIOLOGICALS AND BIOSIMILARS MANUFACTURING FACILITY EIPICO 3 _0187 | CLI.CON-000001 |  |  | Approved
BIOLOGICALS AND BIOSIMILARS MANUFACTURING FACILITY EIPICO 3 _0187 | CLI.CON-000001 | 10.5 - B05(Worker Building , Domestic and fire tank)-233423-3 | EF-03,70L/S,wall mounted | Approved
BIOLOGICALS AND BIOSIMILARS MANUFACTURING FACILITY EIPICO 3 _0187 | CLI.CON-000001 |  |  | Approved
BIOLOGICALS AND BIOSIMILARS MANUFACTURING FACILITY EIPICO 3 _0187 | CLI.CON-000001 | 10.8 - B01(ADMIN BUILDING)-210523-1 | Diameter 25 mm | Approved
BIOLOGICALS AND BIOSIMILARS MANUFACTURING FACILITY EIPICO 3 _0187 | CLI.CON-000001 |  |  | Approved
BIOLOGICALS AND BIOSIMILARS MANUFACTURING FACILITY EIPICO 3 _0187 | CLI.CON-000001 | 10.7 - B02 (Warehouse, Packaging and QC Building)-221413-2 | Diameter 110 mm | Approved
BIOLOGICALS AND BIOSIMILARS MANUFACTURING FACILITY EIPICO 3 _0187 | CLI.CON-000001 |  |  | Approved
BIOLOGICALS AND BIOSIMILARS MANUFACTURING FACILITY EIPICO 3 _0187 | CLI.CON-000001 | 10.5 - B07'(Guard Room)-238126-1 | SU-01, Cooling Capacity: 3.5 KW | Approved
BIOLOGICALS AND BIOSIMILARS MANUFACTURING FACILITY EIPICO 3 _0187 | CLI.CON-000001 |  |  | Approved
BIOLOGICALS AND BIOSIMILARS MANUFACTURING FACILITY EIPICO 3 _0187 | CLI.CON-000001 | 10.5 - B01(ADMIN BUILDING)-233713-14 | Return linear slot diffuser (RLSD) ,3 slot,1m length | Approved
BIOLOGICALS AND BIOSIMILARS MANUFACTURING FACILITY EIPICO 3 _0187 | CLI.CON-000001 |  |  | Approved
BIOLOGICALS AND BIOSIMILARS MANUFACTURING FACILITY EIPICO 3 _0187 | CLI.CON-000001 | 10.7 | Diameter 90 mm | Approved
BIOLOGICALS AND BIOSIMILARS MANUFACTURING FACILITY EIPICO 3 _0187 | CLI.CON-000001 |  |  | Approved
BIOLOGICALS AND BIOSIMILARS MANUFACTURING FACILITY EIPICO 3 _0187 | CLI.CON-000001 | 10.8 - B02 (Warehouse, Packaging and QC Building)-212113.13-5 | Capacity 44.48 KG | Approved
BIOLOGICALS AND BIOSIMILARS MANUFACTURING FACILITY EIPICO 3 _0187 | CLI.CON-000001 |  |  | Approved
BIOLOGICALS AND BIOSIMILARS MANUFACTURING FACILITY EIPICO 3 _0187 | CLI.CON-000001 | 10.5 - B02 (Warehouse, Packaging and QC Building)-232113-6 | Diameter 65mm | Approved
BIOLOGICALS AND BIOSIMILARS MANUFACTURING FACILITY EIPICO 3 _0187 | CLI.CON-000001 |  |  | Approved
BIOLOGICALS AND BIOSIMILARS MANUFACTURING FACILITY EIPICO 3 _0187 | CLI.CON-000001 | 10.7 - B02 (Warehouse, Packaging and QC Building)-221116-23 | Diameter 63 mm check valve | Approved
BIOLOGICALS AND BIOSIMILARS MANUFACTURING FACILITY EIPICO 3 _0187 | CLI.CON-000001 |  |  | Approved
BIOLOGICALS AND BIOSIMILARS MANUFACTURING FACILITY EIPICO 3 _0187 | CLI.CON-000001 | 10.5 - B02 (Warehouse, Packaging and QC Building)-237313-7 | AHU-01 | Approved
BIOLOGICALS AND BIOSIMILARS MANUFACTURING FACILITY EIPICO 3 _0187 | CLI.CON-000001 |  |  | Approved
BIOLOGICALS AND BIOSIMILARS MANUFACTURING FACILITY EIPICO 3 _0187 | CLI.CON-000001 | 10.7 - B07'(Guard Room)-224100-1 | Water Closet -SW-01- | Approved
BIOLOGICALS AND BIOSIMILARS MANUFACTURING FACILITY EIPICO 3 _0187 | CLI.CON-000001 |  |  | Approved
BIOLOGICALS AND BIOSIMILARS MANUFACTURING FACILITY EIPICO 3 _0187 | CLI.CON-000001 | 10.5 - B02 (Warehouse, Packaging and QC Building)-233416-13 | EX.A.F-01 | Approved
BIOLOGICALS AND BIOSIMILARS MANUFACTURING FACILITY EIPICO 3 _0187 | CLI.CON-000001 |  |  | Approved
BIOLOGICALS AND BIOSIMILARS MANUFACTURING FACILITY EIPICO 3 _0187 | CLI.CON-000001 | 10.3 - Landscape and Infra-328400-12 | Irrigation Cables 1.5mm | Approved
BIOLOGICALS AND BIOSIMILARS MANUFACTURING FACILITY EIPICO 3 _0187 | CLI.CON-000001 |  |  | Approved
BIOLOGICALS AND BIOSIMILARS MANUFACTURING FACILITY EIPICO 3 _0187 | CLI.CON-000001 | 10.5 - B04(Boiler, Chiller, Power Station)-232116-1 | Capacity 600 Litres, 1.2 Bar | Approved
BIOLOGICALS AND BIOSIMILARS MANUFACTURING FACILITY EIPICO 3 _0187 | CLI.CON-000001 |  |  | Approved
BIOLOGICALS AND BIOSIMILARS MANUFACTURING FACILITY EIPICO 3 _0187 | CLI.CON-000001 | 10.8 - B07(Guard Room)-104416-1 | Dry Chemical powder Capacity 6 kg. FE-1 | Approved
BIOLOGICALS AND BIOSIMILARS MANUFACTURING FACILITY EIPICO 3 _0187 | CLI.CON-000001 |  |  | Approved
BIOLOGICALS AND BIOSIMILARS MANUFACTURING FACILITY EIPICO 3 _0187 | CLI.CON-000001 | 10.8 - B04(Boiler, Chiller, Power Station)-210523-1 | Diameter 25 mm | Approved
BIOLOGICALS AND BIOSIMILARS MANUFACTURING FACILITY EIPICO 3 _0187 | CLI.CON-000001 |  |  | Approved
BIOLOGICALS AND BIOSIMILARS MANUFACTURING FACILITY EIPICO 3 _0187 | CLI.CON-000001 | 10.8 - B04(Boiler, Chiller, Power Station)-211213-1 | Fire hose cabinet - Class 1 | Approved
BIOLOGICALS AND BIOSIMILARS MANUFACTURING FACILITY EIPICO 3 _0187 | CLI.CON-000001 |  |  | Approved
BIOLOGICALS AND BIOSIMILARS MANUFACTURING FACILITY EIPICO 3 _0187 | CLI.CON-000001 | 10.5 - B02 (Warehouse, Packaging and QC Building)-233416-30 | Make Up.F-07 | Approved
BIOLOGICALS AND BIOSIMILARS MANUFACTURING FACILITY EIPICO 3 _0187 | CLI.CON-000001 |  |  | Approved
BIOLOGICALS AND BIOSIMILARS MANUFACTURING FACILITY EIPICO 3 _0187 | CLI.CON-000001 | 10.5 - B05(Worker Building , Domestic and fire tank)-233113-1 | Duct work | Approved
BIOLOGICALS AND BIOSIMILARS MANUFACTURING FACILITY EIPICO 3 _0187 | CLI.CON-000001 |  |  | Approved
BIOLOGICALS AND BIOSIMILARS MANUFACTURING FACILITY EIPICO 3 _0187 | CLI.CON-000001 | 10.7 - B01(ADMIN BUILDING)-224100-8 | Kitchen sink Mixer | Approved
BIOLOGICALS AND BIOSIMILARS MANUFACTURING FACILITY EIPICO 3 _0187 | CLI.CON-000001 |  |  | Approved
BIOLOGICALS AND BIOSIMILARS MANUFACTURING FACILITY EIPICO 3 _0187 | CLI.CON-000001 | 10.5 - B02 (Warehouse, Packaging and QC Building)-233416-18 | EX.A.F-09 | Approved
BIOLOGICALS AND BIOSIMILARS MANUFACTURING FACILITY EIPICO 3 _0187 | CLI.CON-000001 |  |  | Approved
BIOLOGICALS AND BIOSIMILARS MANUFACTURING FACILITY EIPICO 3 _0187 | CLI.CON-000001 | 10.7 - B02 (Warehouse, Packaging and QC Building)-221319-10 | Size 800X1200 mm | Approved
BIOLOGICALS AND BIOSIMILARS MANUFACTURING FACILITY EIPICO 3 _0187 | CLI.CON-000001 |  |  | Approved
BIOLOGICALS AND BIOSIMILARS MANUFACTURING FACILITY EIPICO 3 _0187 | CLI.CON-000001 | 10.8 - B05(Worker Building , Domestic and fire tank)-213400-1 | Capacity of 25 gpm , head 11.7 bar | Approved
BIOLOGICALS AND BIOSIMILARS MANUFACTURING FACILITY EIPICO 3 _0187 | CLI.CON-000001 |  |  | Approved
BIOLOGICALS AND BIOSIMILARS MANUFACTURING FACILITY EIPICO 3 _0187 | CLI.CON-000001 | 1 - B02 (Warehouse, Packaging and QC Building)-102219-2 | 60minutes fire rated, 50mm Thick, cleanroom partition of double color painted hot-dipping galvanized steel sheet 0.5 mm thick, with PVC coating, 0.8 mm thickness GI (Galvanized iron) frame, with double layer magnesium board, rock wool infill (120kg/m3 density), with aluminum profile, item including hinged doors of 50mm thick door leaf with double-side electrogalvanized steel sheet, and infill with paper honeycomb and door frame of 1.5 mm double-side electrogalvanized steel sheet, doors with required fire rating as per design and as mentioned in door schedules, and includes hardware and all accessories as shown on details drawing, hardware & doors schedules, item also include all required electrical raceway, wiring devices, mechanical and HVAC required openings and sleeves. *For QC Sterile area, panels to be anti-vaporized hydrogen peroxide (anti-VHP). **Full material properties, all required accessories, hardware and any required materials to complete work are subjected to approved manufacturer by client. | Approved
BIOLOGICALS AND BIOSIMILARS MANUFACTURING FACILITY EIPICO 3 _0187 | CLI.CON-000001 |  |  | Approved
BIOLOGICALS AND BIOSIMILARS MANUFACTURING FACILITY EIPICO 3 _0187 | CLI.CON-000001 | 1 - B01(ADMIN BUILDING)-072600-1 | For under slab on grade. | Approved
BIOLOGICALS AND BIOSIMILARS MANUFACTURING FACILITY EIPICO 3 _0187 | CLI.CON-000001 |  |  | Approved
BIOLOGICALS AND BIOSIMILARS MANUFACTURING FACILITY EIPICO 3 _0187 | CLI.CON-000001 | 1 - B01(ADMIN BUILDING)-96613-2 | 300x300mm, Terrazzo tiles, for open spaces. | Approved
BIOLOGICALS AND BIOSIMILARS MANUFACTURING FACILITY EIPICO 3 _0187 | CLI.CON-000001 |  |  | Approved
BIOLOGICALS AND BIOSIMILARS MANUFACTURING FACILITY EIPICO 3 _0187 | CLI.CON-000001 | 1 - B02 (Warehouse, Packaging and QC Building)-102219-1 | 50mm Thick, cleanroom partition of double color painted hot-dipping galvanized steel sheet 0.5 mm thick, with PVC coating, 0.8 mm thickness GI (Galvanized iron) frame, with double layer magnesium board, rock wool infill (120kg/m3 density), with aluminum profile, item including hinged doors of 50mm thick door leaf with double-side electrogalvanized steel sheet, and infill with paper honeycomb and door frame of 1.5 mm double-side electrogalvanized steel sheet, and pass through boxes of double tempered glass (5mm thick each layer) with aluminum frame and stainless steel inner frame with nitrogen gas and silica infill, doors and pass through boxes to be with required fire rating as per design and as mentioned in door schedules, and includes hardware and all accessories as shown on details drawing, hardware & doors schedules, item also include all required electrical raceway, wiring devices, mechanical and HVAC required openings and sleeves. *For QC Sterile area, panels to be anti-vaporized hydrogen peroxide (anti-VHP). **Full material properties, all required accessories, hardware and any required materials to complete work are subjected to approved manufacturer by client. | Approved
BIOLOGICALS AND BIOSIMILARS MANUFACTURING FACILITY EIPICO 3 _0187 | CLI.CON-000001 |  |  | Approved
BIOLOGICALS AND BIOSIMILARS MANUFACTURING FACILITY EIPICO 3 _0187 | CLI.CON-000001 | 1 - B02 (Warehouse, Packaging and QC Building)-102800-7 | 700x1000mm. | Approved
BIOLOGICALS AND BIOSIMILARS MANUFACTURING FACILITY EIPICO 3 _0187 | CLI.CON-000001 |  |  | Approved
BIOLOGICALS AND BIOSIMILARS MANUFACTURING FACILITY EIPICO 3 _0187 | CLI.CON-000001 | 1 - Fuel tank-071613-1 | Cementitious paint for (flooring, walls and ceiling) from inner side as per drawings details and to the engineers acceptance. | Approved
BIOLOGICALS AND BIOSIMILARS MANUFACTURING FACILITY EIPICO 3 _0187 | CLI.CON-000001 |  |  | Approved
BIOLOGICALS AND BIOSIMILARS MANUFACTURING FACILITY EIPICO 3 _0187 | CLI.CON-000001 | 1 - Landscape and Infra-321216-1 | 80 mm Running Stack Bond Red Interlock with semi rough finish. | Approved
BIOLOGICALS AND BIOSIMILARS MANUFACTURING FACILITY EIPICO 3 _0187 | CLI.CON-000001 |  |  | Approved
BIOLOGICALS AND BIOSIMILARS MANUFACTURING FACILITY EIPICO 3 _0187 | CLI.CON-000001 | 1 - B01(ADMIN BUILDING)-096340-7 | Beige calimera marble tiles, 20mm thick for risers and 40mm thick for treads, code (ST-08). | Approved
BIOLOGICALS AND BIOSIMILARS MANUFACTURING FACILITY EIPICO 3 _0187 | CLI.CON-000001 |  |  | Approved
BIOLOGICALS AND BIOSIMILARS MANUFACTURING FACILITY EIPICO 3 _0187 | CLI.CON-000001 | 1 - B02 (Warehouse, Packaging and QC Building)-099123-3 | Paint for moisture resistant gypsum suspended ceiling, code (PT-05), | Approved
BIOLOGICALS AND BIOSIMILARS MANUFACTURING FACILITY EIPICO 3 _0187 | CLI.CON-000001 |  |  | Approved
BIOLOGICALS AND BIOSIMILARS MANUFACTURING FACILITY EIPICO 3 _0187 | CLI.CON-000001 | 1 - Pipe and electrical cables Racks-055213 -_ | Ref. DWG: DD-GD-ST-01.00.00.00 | Approved
BIOLOGICALS AND BIOSIMILARS MANUFACTURING FACILITY EIPICO 3 _0187 | CLI.CON-000001 |  |  | Approved
BIOLOGICALS AND BIOSIMILARS MANUFACTURING FACILITY EIPICO 3 _0187 | CLI.CON-000001 | 1 - B05(Worker Building , Domestic and fire tank)-042000-4 | 250mm Thick, for walls. | Approved
BIOLOGICALS AND BIOSIMILARS MANUFACTURING FACILITY EIPICO 3 _0187 | CLI.CON-000001 |  |  | Approved
BIOLOGICALS AND BIOSIMILARS MANUFACTURING FACILITY EIPICO 3 _0187 | CLI.CON-000001 | 1 - B06(Solvent & Hazardous)-042000-3 | 60 minutes fire rated, 250mm Thick, for walls. | Approved
BIOLOGICALS AND BIOSIMILARS MANUFACTURING FACILITY EIPICO 3 _0187 | CLI.CON-000001 |  |  | Approved
BIOLOGICALS AND BIOSIMILARS MANUFACTURING FACILITY EIPICO 3 _0187 | CLI.CON-000001 | 1 - B02 (Warehouse, Packaging and QC Building)-076200-1 | 100mm Height, Aluminum flashing, for roof. | Approved
BIOLOGICALS AND BIOSIMILARS MANUFACTURING FACILITY EIPICO 3 _0187 | CLI.CON-000001 |  |  | Approved
BIOLOGICALS AND BIOSIMILARS MANUFACTURING FACILITY EIPICO 3 _0187 | CLI.CON-000001 | 1 - B06(Solvent & Hazardous)-033000-8 | For columns with average Steel Density (155 kg/m3). | Approved
BIOLOGICALS AND BIOSIMILARS MANUFACTURING FACILITY EIPICO 3 _0187 | CLI.CON-000001 |  |  | Approved
BIOLOGICALS AND BIOSIMILARS MANUFACTURING FACILITY EIPICO 3 _0187 | CLI.CON-000001 | 1 - B06(Solvent & Hazardous)-042000-1 | 250mm Thick, for walls. | Approved
BIOLOGICALS AND BIOSIMILARS MANUFACTURING FACILITY EIPICO 3 _0187 | CLI.CON-000001 |  |  | Approved
BIOLOGICALS AND BIOSIMILARS MANUFACTURING FACILITY EIPICO 3 _0187 | CLI.CON-000001 |  |  | Approved
BIOLOGICALS AND BIOSIMILARS MANUFACTURING FACILITY EIPICO 3 _0187 | CLI.CON-000001 | 1 - B01(ADMIN BUILDING)-125100-28 | Chair, code (CH-03). | Approved
BIOLOGICALS AND BIOSIMILARS MANUFACTURING FACILITY EIPICO 3 _0187 | CLI.CON-000001 |  |  | Approved
BIOLOGICALS AND BIOSIMILARS MANUFACTURING FACILITY EIPICO 3 _0187 | CLI.CON-000001 | 1 - B05(Worker Building , Domestic and fire tank)-083113-2 | 1000x1000mm. | Approved
BIOLOGICALS AND BIOSIMILARS MANUFACTURING FACILITY EIPICO 3 _0187 | CLI.CON-000001 |  |  | Approved
BIOLOGICALS AND BIOSIMILARS MANUFACTURING FACILITY EIPICO 3 _0187 | CLI.CON-000001 | 1 - B03(Transformer Building)-042000-2 | 250mm Thick, for walls. | Approved
BIOLOGICALS AND BIOSIMILARS MANUFACTURING FACILITY EIPICO 3 _0187 | CLI.CON-000001 |  |  | Approved
BIOLOGICALS AND BIOSIMILARS MANUFACTURING FACILITY EIPICO 3 _0187 | CLI.CON-000001 | 1 - B05(Worker Building , Domestic and fire tank)-092400-3 | For facade and roof parapet. | Approved
BIOLOGICALS AND BIOSIMILARS MANUFACTURING FACILITY EIPICO 3 _0187 | CLI.CON-000001 |  |  | Approved
BIOLOGICALS AND BIOSIMILARS MANUFACTURING FACILITY EIPICO 3 _0187 | CLI.CON-000001 | 1 - B01(ADMIN BUILDING)-096340-5 | 30mm thick, 120mm width, Beige Calimera marble tiles, code (ST-07). | Approved
BIOLOGICALS AND BIOSIMILARS MANUFACTURING FACILITY EIPICO 3 _0187 | CLI.CON-000001 |  |  | Approved
BIOLOGICALS AND BIOSIMILARS MANUFACTURING FACILITY EIPICO 3 _0187 | CLI.CON-000001 | 1 - B02 (Warehouse, Packaging and QC Building)-123553-1 | U-shaped wall bench, Length: 2920+4390+3030mm, depth:750mm, Height: 900mm type (A). | Approved
BIOLOGICALS AND BIOSIMILARS MANUFACTURING FACILITY EIPICO 3 _0187 | CLI.CON-000001 |  |  | Approved
BIOLOGICALS AND BIOSIMILARS MANUFACTURING FACILITY EIPICO 3 _0187 | CLI.CON-000001 | 1 - B03(Transformer Building)-033000-6 | For trench with average steel density (65 kg/m3). | Approved
BIOLOGICALS AND BIOSIMILARS MANUFACTURING FACILITY EIPICO 3 _0187 | CLI.CON-000001 |  |  | Approved
BIOLOGICALS AND BIOSIMILARS MANUFACTURING FACILITY EIPICO 3 _0187 | CLI.CON-000001 | 1 - B05(Worker Building , Domestic and fire tank)-033000-3 | For walls with average Steel Density (155 kg/m3). | Approved
BIOLOGICALS AND BIOSIMILARS MANUFACTURING FACILITY EIPICO 3 _0187 | CLI.CON-000001 |  |  | Approved
BIOLOGICALS AND BIOSIMILARS MANUFACTURING FACILITY EIPICO 3 _0187 | CLI.CON-000001 | 1 - B01(ADMIN BUILDING)-122413-1 | 2000mm Height, Manual white semi-transparencey roller blind, Code (WT-01). | Approved
BIOLOGICALS AND BIOSIMILARS MANUFACTURING FACILITY EIPICO 3 _0187 | CLI.CON-000001 |  |  | Approved
BIOLOGICALS AND BIOSIMILARS MANUFACTURING FACILITY EIPICO 3 _0187 | CLI.CON-000001 | 1 - B07'(Guard Room)-033000-5 | For footings with average steel density (135 kg/m3). | Approved
BIOLOGICALS AND BIOSIMILARS MANUFACTURING FACILITY EIPICO 3 _0187 | CLI.CON-000001 |  |  | Approved
BIOLOGICALS AND BIOSIMILARS MANUFACTURING FACILITY EIPICO 3 _0187 | CLI.CON-000001 | 1 - B05(Worker Building , Domestic and fire tank)-044200-2 | 20mm Thick, 500mm height, Ghazal granite with beige color, code (ST-03), for facade. | Approved
BIOLOGICALS AND BIOSIMILARS MANUFACTURING FACILITY EIPICO 3 _0187 | CLI.CON-000001 |  |  | Approved
BIOLOGICALS AND BIOSIMILARS MANUFACTURING FACILITY EIPICO 3 _0187 | CLI.CON-000001 | 1 - B07(Guard Room)-081416-1 | 800x2200mm, Door type (D03), (Single hinged leaf). | Approved
BIOLOGICALS AND BIOSIMILARS MANUFACTURING FACILITY EIPICO 3 _0187 | CLI.CON-000001 |  |  | Approved
BIOLOGICALS AND BIOSIMILARS MANUFACTURING FACILITY EIPICO 3 _0187 | CLI.CON-000001 | 1 - B01(ADMIN BUILDING)-081113-3 | 1600x2200mm, Door type (D10), (Double hinged leaves). | Approved
BIOLOGICALS AND BIOSIMILARS MANUFACTURING FACILITY EIPICO 3 _0187 | CLI.CON-000001 |  |  | Approved
BIOLOGICALS AND BIOSIMILARS MANUFACTURING FACILITY EIPICO 3 _0187 | CLI.CON-000001 | 1 - B04(Boiler, Chiller, Power Station)-099600-5 | 100mm Height, epoxy skirting. | Approved
BIOLOGICALS AND BIOSIMILARS MANUFACTURING FACILITY EIPICO 3 _0187 | CLI.CON-000001 |  |  | Approved
BIOLOGICALS AND BIOSIMILARS MANUFACTURING FACILITY EIPICO 3 _0187 | CLI.CON-000001 | 1 - B02 (Warehouse, Packaging and QC Building)-102800-1 | Hand dryer , code (AC-01). | Approved
BIOLOGICALS AND BIOSIMILARS MANUFACTURING FACILITY EIPICO 3 _0187 | CLI.CON-000001 |  |  | Approved
BIOLOGICALS AND BIOSIMILARS MANUFACTURING FACILITY EIPICO 3 _0187 | CLI.CON-000001 | 1 - B02 (Warehouse, Packaging and QC Building)-312000-3 | 1000mm thick below foundations, the layer is not exceeding 250 mm, as per the geotechnical investigation report specifications, and to the Engineers acceptance. | Approved
BIOLOGICALS AND BIOSIMILARS MANUFACTURING FACILITY EIPICO 3 _0187 | CLI.CON-000001 |  |  | Approved
BIOLOGICALS AND BIOSIMILARS MANUFACTURING FACILITY EIPICO 3 _0187 | CLI.CON-000001 | 1 - B02 (Warehouse, Packaging and QC Building)-081113-1 | 1000x2200mm, Door type (D05), (Single hinged leaf). | Approved
BIOLOGICALS AND BIOSIMILARS MANUFACTURING FACILITY EIPICO 3 _0187 | CLI.CON-000001 |  |  | Approved
BIOLOGICALS AND BIOSIMILARS MANUFACTURING FACILITY EIPICO 3 _0187 | CLI.CON-000001 | 1 - B01(ADMIN BUILDING)-125100-18 | Cabinet, code (CA-01). | Approved
BIOLOGICALS AND BIOSIMILARS MANUFACTURING FACILITY EIPICO 3 _0187 | CLI.CON-000001 |  |  | Approved
BIOLOGICALS AND BIOSIMILARS MANUFACTURING FACILITY EIPICO 3 _0187 | CLI.CON-000001 | 1 - Building 08 ( Nutural Gass)-081113-1 | 900x2200mm, Door type (D06), (Single hinged leaf). | Approved
BIOLOGICALS AND BIOSIMILARS MANUFACTURING FACILITY EIPICO 3 _0187 | CLI.CON-000001 |  |  | Approved
BIOLOGICALS AND BIOSIMILARS MANUFACTURING FACILITY EIPICO 3 _0187 | CLI.CON-000001 | 1 - B01(ADMIN BUILDING)-125100-30 | Chair, code (CH-05). | Approved
BIOLOGICALS AND BIOSIMILARS MANUFACTURING FACILITY EIPICO 3 _0187 | CLI.CON-000001 |  |  | Approved
BIOLOGICALS AND BIOSIMILARS MANUFACTURING FACILITY EIPICO 3 _0187 | CLI.CON-000001 | 1 - B01(ADMIN BUILDING)-125100-36 | Chair, code (CH-11). | Approved
BIOLOGICALS AND BIOSIMILARS MANUFACTURING FACILITY EIPICO 3 _0187 | CLI.CON-000001 |  |  | Approved
BIOLOGICALS AND BIOSIMILARS MANUFACTURING FACILITY EIPICO 3 _0187 | CLI.CON-000001 | 10.5 - B01(ADMIN BUILDING)-233713-19 | Exhaust grille (EG) 150mm x150mm | Approved
BIOLOGICALS AND BIOSIMILARS MANUFACTURING FACILITY EIPICO 3 _0187 | CLI.CON-000001 |  |  | Approved
BIOLOGICALS AND BIOSIMILARS MANUFACTURING FACILITY EIPICO 3 _0187 | CLI.CON-000001 | 10.7 - B07(Guard Room)-221116-2 | Diameter 25 mm | Approved
BIOLOGICALS AND BIOSIMILARS MANUFACTURING FACILITY EIPICO 3 _0187 | CLI.CON-000001 |  |  | Approved
BIOLOGICALS AND BIOSIMILARS MANUFACTURING FACILITY EIPICO 3 _0187 | CLI.CON-000001 | 10.7 - B07(Guard Room)-221319-1 | Diameter 50mm | Approved
BIOLOGICALS AND BIOSIMILARS MANUFACTURING FACILITY EIPICO 3 _0187 | CLI.CON-000001 |  |  | Approved
BIOLOGICALS AND BIOSIMILARS MANUFACTURING FACILITY EIPICO 3 _0187 | CLI.CON-000001 | 10.8 - B05(Worker Building , Domestic and fire tank)-211339-2 | Carbon dioxide Capacity 6 kg. FE-2 | Approved
BIOLOGICALS AND BIOSIMILARS MANUFACTURING FACILITY EIPICO 3 _0187 | CLI.CON-000001 |  |  | Approved
BIOLOGICALS AND BIOSIMILARS MANUFACTURING FACILITY EIPICO 3 _0187 | CLI.CON-000001 | 10.5 - B02 (Warehouse, Packaging and QC Building)-238129-2 | Design, supply and install cold room for Excipient storage (L01-09), item includes insulated metal panels for walls, flooring insulations, and flooring finishing, doors, pipes, all needed mechanical and electrical works, and HVAC works to b as per submitted cold room documents, item also includes testing, commissioning, putting into satisfactory operation and handing over complete system. *Full design, material and properties of units, all required accessories, hardware and any required materials to complete work, are subjected to approved manufacturer by client. | Approved
BIOLOGICALS AND BIOSIMILARS MANUFACTURING FACILITY EIPICO 3 _0187 | CLI.CON-000001 |  |  | Approved
BIOLOGICALS AND BIOSIMILARS MANUFACTURING FACILITY EIPICO 3 _0187 | CLI.CON-000001 | 10.5 - B04(Boiler, Chiller, Power Station)-236426.13-1 | Air cooled Glycol chiller, Cooling capacity 213 KW, water flow rate 10.8 L/S | Approved
BIOLOGICALS AND BIOSIMILARS MANUFACTURING FACILITY EIPICO 3 _0187 | CLI.CON-000001 |  |  | Approved
BIOLOGICALS AND BIOSIMILARS MANUFACTURING FACILITY EIPICO 3 _0187 | CLI.CON-000001 | 10.7 - B07'(Guard Room)-221316-2 | Diameter 50 mm | Approved
BIOLOGICALS AND BIOSIMILARS MANUFACTURING FACILITY EIPICO 3 _0187 | CLI.CON-000001 |  |  | Approved
BIOLOGICALS AND BIOSIMILARS MANUFACTURING FACILITY EIPICO 3 _0187 | CLI.CON-000001 | 10.7 - B01(ADMIN BUILDING)-221116-10 | Diameter 25 mm | Approved
BIOLOGICALS AND BIOSIMILARS MANUFACTURING FACILITY EIPICO 3 _0187 | CLI.CON-000001 |  |  | Approved
BIOLOGICALS AND BIOSIMILARS MANUFACTURING FACILITY EIPICO 3 _0187 | CLI.CON-000001 | 10.7 - B07(Guard Room)-224100-3 | Lavatory Mixer -SW-09- | Approved
BIOLOGICALS AND BIOSIMILARS MANUFACTURING FACILITY EIPICO 3 _0187 | CLI.CON-000001 |  |  | Approved
BIOLOGICALS AND BIOSIMILARS MANUFACTURING FACILITY EIPICO 3 _0187 | CLI.CON-000001 | 10.7 - B05(Worker Building , Domestic and fire tank)-221123.13-1 | Flow =18 L/S , Head= 43 m,variable speed (3 working+1 standby) | Approved
BIOLOGICALS AND BIOSIMILARS MANUFACTURING FACILITY EIPICO 3 _0187 | CLI.CON-000001 |  |  | Approved
BIOLOGICALS AND BIOSIMILARS MANUFACTURING FACILITY EIPICO 3 _0187 | CLI.CON-000001 | 10.5 - B04(Boiler, Chiller, Power Station)-232113-3 | Diameter 150mm | Approved
BIOLOGICALS AND BIOSIMILARS MANUFACTURING FACILITY EIPICO 3 _0187 | CLI.CON-000001 |  |  | Approved
BIOLOGICALS AND BIOSIMILARS MANUFACTURING FACILITY EIPICO 3 _0187 | CLI.CON-000001 | 10.7 - B01(ADMIN BUILDING)-221316-4 | Diameter 50 mm | Approved
BIOLOGICALS AND BIOSIMILARS MANUFACTURING FACILITY EIPICO 3 _0187 | CLI.CON-000001 |  |  | Approved
BIOLOGICALS AND BIOSIMILARS MANUFACTURING FACILITY EIPICO 3 _0187 | CLI.CON-000001 | 10.7 - B01(ADMIN BUILDING)-224100-9 | Nursery sink -SW-05- | Approved
BIOLOGICALS AND BIOSIMILARS MANUFACTURING FACILITY EIPICO 3 _0187 | CLI.CON-000001 |  |  | Approved
BIOLOGICALS AND BIOSIMILARS MANUFACTURING FACILITY EIPICO 3 _0187 | CLI.CON-000001 | 10.8 - B01(ADMIN BUILDING)-211119-1 | 150X65X65 mm | Approved
BIOLOGICALS AND BIOSIMILARS MANUFACTURING FACILITY EIPICO 3 _0187 | CLI.CON-000001 |  |  | Approved
BIOLOGICALS AND BIOSIMILARS MANUFACTURING FACILITY EIPICO 3 _0187 | CLI.CON-000001 | 10.8 - B04(Boiler, Chiller, Power Station)-210523-6 | Check valve Diameter 150 mm | Approved
BIOLOGICALS AND BIOSIMILARS MANUFACTURING FACILITY EIPICO 3 _0187 | CLI.CON-000001 |  |  | Approved
BIOLOGICALS AND BIOSIMILARS MANUFACTURING FACILITY EIPICO 3 _0187 | CLI.CON-000001 | 10.5 - B01(ADMIN BUILDING)-238129-2 | FCU-02, 180L/S | Approved
BIOLOGICALS AND BIOSIMILARS MANUFACTURING FACILITY EIPICO 3 _0187 | CLI.CON-000001 |  |  | Approved
BIOLOGICALS AND BIOSIMILARS MANUFACTURING FACILITY EIPICO 3 _0187 | CLI.CON-000001 | 10.7 - Landscape and Infra-221313-1 | Diameter 110 mm | Approved
BIOLOGICALS AND BIOSIMILARS MANUFACTURING FACILITY EIPICO 3 _0187 | CLI.CON-000001 |  |  | Approved
BIOLOGICALS AND BIOSIMILARS MANUFACTURING FACILITY EIPICO 3 _0187 | CLI.CON-000001 | 10.8 - Building(Waste water treatment) -211313-3 | 50 mm size | Approved
BIOLOGICALS AND BIOSIMILARS MANUFACTURING FACILITY EIPICO 3 _0187 | CLI.CON-000001 |  |  | Approved
BIOLOGICALS AND BIOSIMILARS MANUFACTURING FACILITY EIPICO 3 _0187 | CLI.CON-000001 | 10.5 - B01(ADMIN BUILDING)-233713-9 | Supply grille (SG) 600mm x150mm | Approved
BIOLOGICALS AND BIOSIMILARS MANUFACTURING FACILITY EIPICO 3 _0187 | CLI.CON-000001 |  |  | Approved
BIOLOGICALS AND BIOSIMILARS MANUFACTURING FACILITY EIPICO 3 _0187 | CLI.CON-000001 | 10.7 - B07(Guard Room)-221116-5 | Diameter 25 mm | Approved
BIOLOGICALS AND BIOSIMILARS MANUFACTURING FACILITY EIPICO 3 _0187 | CLI.CON-000001 |  |  | Approved
BIOLOGICALS AND BIOSIMILARS MANUFACTURING FACILITY EIPICO 3 _0187 | CLI.CON-000001 | 10.5 - B02 (Warehouse, Packaging and QC Building)-232113-1 | Diameter 20mm | Approved
BIOLOGICALS AND BIOSIMILARS MANUFACTURING FACILITY EIPICO 3 _0187 | CLI.CON-000001 |  |  | Approved
BIOLOGICALS AND BIOSIMILARS MANUFACTURING FACILITY EIPICO 3 _0187 | CLI.CON-000001 | 10.7 - B01(ADMIN BUILDING)-223300-3 | Capacity 30 L | Approved
BIOLOGICALS AND BIOSIMILARS MANUFACTURING FACILITY EIPICO 3 _0187 | CLI.CON-000001 | 10.8 - B01(ADMIN BUILDING)-210523-3 | Diameter 100 mm | Approved
BIOLOGICALS AND BIOSIMILARS MANUFACTURING FACILITY EIPICO 3 _0187 | CLI.CON-000001 |  |  | Approved
BIOLOGICALS AND BIOSIMILARS MANUFACTURING FACILITY EIPICO 3 _0187 | CLI.CON-000001 | 10.8 - B01(ADMIN BUILDING)-212200-1 | Capacity 56 KG | Approved
BIOLOGICALS AND BIOSIMILARS MANUFACTURING FACILITY EIPICO 3 _0187 | CLI.CON-000001 |  |  | Approved
BIOLOGICALS AND BIOSIMILARS MANUFACTURING FACILITY EIPICO 3 _0187 | CLI.CON-000001 | 10.7 - B05(Worker Building , Domestic and fire tank)-221319-6 | Size 600X600 mm | Approved
BIOLOGICALS AND BIOSIMILARS MANUFACTURING FACILITY EIPICO 3 _0187 | CLI.CON-000001 |  |  | Approved
BIOLOGICALS AND BIOSIMILARS MANUFACTURING FACILITY EIPICO 3 _0187 | CLI.CON-000001 | 10.5 - B01(ADMIN BUILDING)-236313-1 | RU-IU, condenser air flow rate 390L/S | Approved
BIOLOGICALS AND BIOSIMILARS MANUFACTURING FACILITY EIPICO 3 _0187 | CLI.CON-000001 |  |  | Approved
BIOLOGICALS AND BIOSIMILARS MANUFACTURING FACILITY EIPICO 3 _0187 | CLI.CON-000001 | 10.7 - B02 (Warehouse, Packaging and QC Building)-221316-5 | Diameter 75 mm | Approved
BIOLOGICALS AND BIOSIMILARS MANUFACTURING FACILITY EIPICO 3 _0187 | CLI.CON-000001 |  |  | Approved
BIOLOGICALS AND BIOSIMILARS MANUFACTURING FACILITY EIPICO 3 _0187 | CLI.CON-000001 | 10.5 - B01(ADMIN BUILDING)-233416-2 | EF-03,140L/S,inline fan | Approved
BIOLOGICALS AND BIOSIMILARS MANUFACTURING FACILITY EIPICO 3 _0187 | CLI.CON-000001 |  |  | Approved
BIOLOGICALS AND BIOSIMILARS MANUFACTURING FACILITY EIPICO 3 _0187 | CLI.CON-000001 | 10.7 - B01(ADMIN BUILDING)-221116-1 | Diameter 20 mm | Approved
BIOLOGICALS AND BIOSIMILARS MANUFACTURING FACILITY EIPICO 3 _0187 | CLI.CON-000001 |  |  | Approved
BIOLOGICALS AND BIOSIMILARS MANUFACTURING FACILITY EIPICO 3 _0187 | CLI.CON-000001 | 10.7 - B03(Transformer Building)-221423-1 | Diameter 75mm | Approved
BIOLOGICALS AND BIOSIMILARS MANUFACTURING FACILITY EIPICO 3 _0187 | CLI.CON-000001 |  |  | Approved
BIOLOGICALS AND BIOSIMILARS MANUFACTURING FACILITY EIPICO 3 _0187 | CLI.CON-000001 | 10.7 - B02 (Warehouse, Packaging and QC Building)-224100-9 | Washing Sink&Mixer B03 : Transformer Building | Approved
BIOLOGICALS AND BIOSIMILARS MANUFACTURING FACILITY EIPICO 3 _0187 | CLI.CON-000001 |  |  | Approved
BIOLOGICALS AND BIOSIMILARS MANUFACTURING FACILITY EIPICO 3 _0187 | CLI.CON-000001 | 10.8 - B01(ADMIN BUILDING)-212113.13-3 | Capacity 36 KG | Approved
BIOLOGICALS AND BIOSIMILARS MANUFACTURING FACILITY EIPICO 3 _0187 | CLI.CON-000001 |  |  | Approved
BIOLOGICALS AND BIOSIMILARS MANUFACTURING FACILITY EIPICO 3 _0187 | CLI.CON-000001 | 10.7 - B01(ADMIN BUILDING)-224100-7 | Kitchen sink | Approved
BIOLOGICALS AND BIOSIMILARS MANUFACTURING FACILITY EIPICO 3 _0187 | CLI.CON-000001 |  |  | Approved
BIOLOGICALS AND BIOSIMILARS MANUFACTURING FACILITY EIPICO 3 _0187 | CLI.CON-000001 | 10.5 - B02 (Warehouse, Packaging and QC Building)-233713-11 | Return Perforated Ceiling Diffuser (R.PRF.C.D) 48"X24" | Approved
BIOLOGICALS AND BIOSIMILARS MANUFACTURING FACILITY EIPICO 3 _0187 | CLI.CON-000001 |  |  | Approved
BIOLOGICALS AND BIOSIMILARS MANUFACTURING FACILITY EIPICO 3 _0187 | CLI.CON-000001 | 10.5 - B02 (Warehouse, Packaging and QC Building)-237313-12 | AHU-11 | Approved
BIOLOGICALS AND BIOSIMILARS MANUFACTURING FACILITY EIPICO 3 _0187 | CLI.CON-000001 |  |  | Approved
BIOLOGICALS AND BIOSIMILARS MANUFACTURING FACILITY EIPICO 3 _0187 | CLI.CON-000001 | 10.8 - Building(Waste water treatment) -211313-2 | 40 mm size | Approved
BIOLOGICALS AND BIOSIMILARS MANUFACTURING FACILITY EIPICO 3 _0187 | CLI.CON-000001 |  |  | Approved
BIOLOGICALS AND BIOSIMILARS MANUFACTURING FACILITY EIPICO 3 _0187 | CLI.CON-000001 | 10.4 - Process-Industrial steam System -8.1.5 | 1 " Diam. | Approved
BIOLOGICALS AND BIOSIMILARS MANUFACTURING FACILITY EIPICO 3 _0187 | CLI.CON-000001 |  |  | Approved
BIOLOGICALS AND BIOSIMILARS MANUFACTURING FACILITY EIPICO 3 _0187 | CLI.CON-000001 | 10.7 - B02 (Warehouse, Packaging and QC Building)-221116-16 | Diameter 40 mm | Approved
BIOLOGICALS AND BIOSIMILARS MANUFACTURING FACILITY EIPICO 3 _0187 | CLI.CON-000001 |  |  | Approved
BIOLOGICALS AND BIOSIMILARS MANUFACTURING FACILITY EIPICO 3 _0187 | CLI.CON-000001 | 10.3 - Landscape and Infra-328400-2 | Diameter 75 mm | Approved
BIOLOGICALS AND BIOSIMILARS MANUFACTURING FACILITY EIPICO 3 _0187 | CLI.CON-000001 |  |  | Approved
BIOLOGICALS AND BIOSIMILARS MANUFACTURING FACILITY EIPICO 3 _0187 | CLI.CON-000001 | 10.7 - B05(Worker Building , Domestic and fire tank)-223300-1 | Capacity 100 L | Approved
BIOLOGICALS AND BIOSIMILARS MANUFACTURING FACILITY EIPICO 3 _0187 | CLI.CON-000001 |  |  | Approved
BIOLOGICALS AND BIOSIMILARS MANUFACTURING FACILITY EIPICO 3 _0187 | CLI.CON-000001 | 10.7 - B04(Boiler, Chiller, Power Station)-221319-4 | 300X200X5000 mm | Approved
BIOLOGICALS AND BIOSIMILARS MANUFACTURING FACILITY EIPICO 3 _0187 | CLI.CON-000001 |  |  | Approved
BIOLOGICALS AND BIOSIMILARS MANUFACTURING FACILITY EIPICO 3 _0187 | CLI.CON-000001 | 10.5 - B04(Boiler, Chiller, Power Station)-232116-3 | Capacity 97.8 L/S,diameter 250mm | Approved
BIOLOGICALS AND BIOSIMILARS MANUFACTURING FACILITY EIPICO 3 _0187 | CLI.CON-000001 |  |  | Approved
BIOLOGICALS AND BIOSIMILARS MANUFACTURING FACILITY EIPICO 3 _0187 | CLI.CON-000001 | 10.5 - Landscape and Infra-232113-10 | Diameter 250mm | Approved
BIOLOGICALS AND BIOSIMILARS MANUFACTURING FACILITY EIPICO 3 _0187 | CLI.CON-000001 |  |  | Approved
BIOLOGICALS AND BIOSIMILARS MANUFACTURING FACILITY EIPICO 3 _0187 | CLI.CON-000001 | 10.5 - B02 (Warehouse, Packaging and QC Building)-230719-13 | Diameter 50mm | Approved
BIOLOGICALS AND BIOSIMILARS MANUFACTURING FACILITY EIPICO 3 _0187 | CLI.CON-000001 |  |  | Approved
BIOLOGICALS AND BIOSIMILARS MANUFACTURING FACILITY EIPICO 3 _0187 | CLI.CON-000001 | 10.7 - B07'(Guard Room)-221116-4 | Diameter 25mm with valve box | Approved
BIOLOGICALS AND BIOSIMILARS MANUFACTURING FACILITY EIPICO 3 _0187 | CLI.CON-000001 |  |  | Approved
BIOLOGICALS AND BIOSIMILARS MANUFACTURING FACILITY EIPICO 3 _0187 | CLI.CON-000001 | 1 - B05(Worker Building , Domestic and fire tank)-099113-1 | Dry mix paint, for facade and roof parapet, code (PT-01) | Approved
BIOLOGICALS AND BIOSIMILARS MANUFACTURING FACILITY EIPICO 3 _0187 | CLI.CON-000001 |  |  | Approved
BIOLOGICALS AND BIOSIMILARS MANUFACTURING FACILITY EIPICO 3 _0187 | CLI.CON-000001 | 1 - B02 (Warehouse, Packaging and QC Building)-099123-2 | Paint for gypsum suspended ceiling, code (PT-05). | Approved
BIOLOGICALS AND BIOSIMILARS MANUFACTURING FACILITY EIPICO 3 _0187 | CLI.CON-000001 |  |  | Approved
BIOLOGICALS AND BIOSIMILARS MANUFACTURING FACILITY EIPICO 3 _0187 | CLI.CON-000001 | 1 - B05(Worker Building , Domestic and fire tank)-099600-1 | For flooring. | Approved
BIOLOGICALS AND BIOSIMILARS MANUFACTURING FACILITY EIPICO 3 _0187 | CLI.CON-000001 |  |  | Approved
BIOLOGICALS AND BIOSIMILARS MANUFACTURING FACILITY EIPICO 3 _0187 | CLI.CON-000001 | 1 - B02 (Warehouse, Packaging and QC Building)-123553-21 | Wall Bench, Length: 3200mm, depth:750mm, Height: 900mm, type (U). | Approved
BIOLOGICALS AND BIOSIMILARS MANUFACTURING FACILITY EIPICO 3 _0187 | CLI.CON-000001 |  |  | Approved
BIOLOGICALS AND BIOSIMILARS MANUFACTURING FACILITY EIPICO 3 _0187 | CLI.CON-000001 | 1 - B06(Solvent & Hazardous)-033000-7 | 180 mm thick, slabs with average Steel Density (110 kg/m3). | Approved
BIOLOGICALS AND BIOSIMILARS MANUFACTURING FACILITY EIPICO 3 _0187 | CLI.CON-000001 |  |  | Approved
BIOLOGICALS AND BIOSIMILARS MANUFACTURING FACILITY EIPICO 3 _0187 | CLI.CON-000001 | 1 - B03(Transformer Building)-089000-1 | Aluminum louvers with electrostatic power coating, for facade. | Approved
BIOLOGICALS AND BIOSIMILARS MANUFACTURING FACILITY EIPICO 3 _0187 | CLI.CON-000001 |  |  | Approved
BIOLOGICALS AND BIOSIMILARS MANUFACTURING FACILITY EIPICO 3 _0187 | CLI.CON-000001 | 1 - B02 (Warehouse, Packaging and QC Building)-123553-12 | Wall Bench, Length: 7150mm, depth:750mm, Height: 900mmtype (L). | Approved
BIOLOGICALS AND BIOSIMILARS MANUFACTURING FACILITY EIPICO 3 _0187 | CLI.CON-000001 |  |  | Approved
BIOLOGICALS AND BIOSIMILARS MANUFACTURING FACILITY EIPICO 3 _0187 | CLI.CON-000001 | 1 - B01(ADMIN BUILDING)-081113-5 | 45 minutes fire rated, 1000x2200mm, Door type (D15), (Single hinged leaf). | Approved
BIOLOGICALS AND BIOSIMILARS MANUFACTURING FACILITY EIPICO 3 _0187 | CLI.CON-000001 |  |  | Approved
BIOLOGICALS AND BIOSIMILARS MANUFACTURING FACILITY EIPICO 3 _0187 | CLI.CON-000001 | 1 - Building 08 ( Nutural Gass)-099600-2 | 100mm Height, Epoxy skirting. | Approved
BIOLOGICALS AND BIOSIMILARS MANUFACTURING FACILITY EIPICO 3 _0187 | CLI.CON-000001 |  |  | Approved
BIOLOGICALS AND BIOSIMILARS MANUFACTURING FACILITY EIPICO 3 _0187 | CLI.CON-000001 | 1 - Building(Waste Water Treatment)-044200-1 | 20mm Thick, 500mm height, Ghazal granite with beige color, code (ST-03), for facade. | Approved
BIOLOGICALS AND BIOSIMILARS MANUFACTURING FACILITY EIPICO 3 _0187 | CLI.CON-000001 |  |  | Approved
BIOLOGICALS AND BIOSIMILARS MANUFACTURING FACILITY EIPICO 3 _0187 | CLI.CON-000001 | 1 - B03(Transformer Building)-071313-1 | For roof. | Approved
BIOLOGICALS AND BIOSIMILARS MANUFACTURING FACILITY EIPICO 3 _0187 | CLI.CON-000001 |  |  | Approved
BIOLOGICALS AND BIOSIMILARS MANUFACTURING FACILITY EIPICO 3 _0187 | CLI.CON-000001 | 1 - Building 08 ( Nutural Gass)-034100-1 | 470mm Width, precast concrete coping, for roof parapet. | Approved
BIOLOGICALS AND BIOSIMILARS MANUFACTURING FACILITY EIPICO 3 _0187 | CLI.CON-000001 |  |  | Approved
BIOLOGICALS AND BIOSIMILARS MANUFACTURING FACILITY EIPICO 3 _0187 | CLI.CON-000001 | 1 - B01(ADMIN BUILDING)-42000-11 | 60 minutes fire rated, 300mm Thick, of double walls with 120mm thick on each side and 60mm gap between them. | Approved
BIOLOGICALS AND BIOSIMILARS MANUFACTURING FACILITY EIPICO 3 _0187 | CLI.CON-000001 |  |  | Approved
BIOLOGICALS AND BIOSIMILARS MANUFACTURING FACILITY EIPICO 3 _0187 | CLI.CON-000001 | 1 - Building 08 ( Nutural Gass)-033000-3 | 50 mm thick PC under ground beams. | Approved
BIOLOGICALS AND BIOSIMILARS MANUFACTURING FACILITY EIPICO 3 _0187 | CLI.CON-000001 |  |  | Approved
BIOLOGICALS AND BIOSIMILARS MANUFACTURING FACILITY EIPICO 3 _0187 | CLI.CON-000001 | 1 - B01(ADMIN BUILDING)-071313-2 | For roof and upper roof. | Approved
BIOLOGICALS AND BIOSIMILARS MANUFACTURING FACILITY EIPICO 3 _0187 | CLI.CON-000001 |  |  | Approved
BIOLOGICALS AND BIOSIMILARS MANUFACTURING FACILITY EIPICO 3 _0187 | CLI.CON-000001 | 1 - Modular Building-312000-2 | Filling with clean sand by compacted layers as per soil report, specification and to the Engineers acceptance. | Approved
BIOLOGICALS AND BIOSIMILARS MANUFACTURING FACILITY EIPICO 3 _0187 | CLI.CON-000001 |  |  | Approved
BIOLOGICALS AND BIOSIMILARS MANUFACTURING FACILITY EIPICO 3 _0187 | CLI.CON-000001 | 1 - B04(Boiler, Chiller, Power Station)-099113-1 | Dry mix paint, for fa�ade and roof parapet. | Approved
BIOLOGICALS AND BIOSIMILARS MANUFACTURING FACILITY EIPICO 3 _0187 | CLI.CON-000001 |  |  | Approved
BIOLOGICALS AND BIOSIMILARS MANUFACTURING FACILITY EIPICO 3 _0187 | CLI.CON-000001 | 1 - B01(ADMIN BUILDING)-101400-2 | Overall Width: 1800mm, Overall Height: 1500mm, Overall Depth: 450mm. | Approved
BIOLOGICALS AND BIOSIMILARS MANUFACTURING FACILITY EIPICO 3 _0187 | CLI.CON-000001 |  |  | Approved
BIOLOGICALS AND BIOSIMILARS MANUFACTURING FACILITY EIPICO 3 _0187 | CLI.CON-000001 | 1 - Building(Waste Water Treatment)-312000-3 | 1000mm thick below foundations. | Approved
BIOLOGICALS AND BIOSIMILARS MANUFACTURING FACILITY EIPICO 3 _0187 | CLI.CON-000001 |  |  | Approved
BIOLOGICALS AND BIOSIMILARS MANUFACTURING FACILITY EIPICO 3 _0187 | CLI.CON-000001 | 1 - B04(Boiler, Chiller, Power Station)-312000-1 | Excavation in all types of soil except rock soil to the foundation level (excavation level) all, and disposal of excavated materials outside the site as per structure drawings, specifications and to the Engineers acceptance, quantities are calculated with geometrical method. | Approved
BIOLOGICALS AND BIOSIMILARS MANUFACTURING FACILITY EIPICO 3 _0187 | CLI.CON-000001 |  |  | Approved
BIOLOGICALS AND BIOSIMILARS MANUFACTURING FACILITY EIPICO 3 _0187 | CLI.CON-000001 | 1 - Modular Building-312000-3 | 1000mm thick below foundations. | Approved
BIOLOGICALS AND BIOSIMILARS MANUFACTURING FACILITY EIPICO 3 _0187 | CLI.CON-000001 | 1 - B01(ADMIN BUILDING)-42000-8 | 90 minutes fire rated, 250mm Thick, for walls. | Approved
BIOLOGICALS AND BIOSIMILARS MANUFACTURING FACILITY EIPICO 3 _0187 | CLI.CON-000001 |  |  | Approved
BIOLOGICALS AND BIOSIMILARS MANUFACTURING FACILITY EIPICO 3 _0187 | CLI.CON-000001 | 1 - B02 (Warehouse, Packaging and QC Building)-033000-7 | For Ground beams with average Steel Density (210 kg/m3). | Approved
BIOLOGICALS AND BIOSIMILARS MANUFACTURING FACILITY EIPICO 3 _0187 | CLI.CON-000001 |  |  | Approved
BIOLOGICALS AND BIOSIMILARS MANUFACTURING FACILITY EIPICO 3 _0187 | CLI.CON-000001 | 1 - B07'(Guard Room)-312000-3 | 1000mm thick below foundations. | Approved
BIOLOGICALS AND BIOSIMILARS MANUFACTURING FACILITY EIPICO 3 _0187 | CLI.CON-000001 |  |  | Approved
BIOLOGICALS AND BIOSIMILARS MANUFACTURING FACILITY EIPICO 3 _0187 | CLI.CON-000001 | 1 - Fence-071113-1 | For footing, columns neck and all surfaces facing soil. | Approved
BIOLOGICALS AND BIOSIMILARS MANUFACTURING FACILITY EIPICO 3 _0187 | CLI.CON-000001 |  |  | Approved
BIOLOGICALS AND BIOSIMILARS MANUFACTURING FACILITY EIPICO 3 _0187 | CLI.CON-000001 | 1 - B07'(Guard Room)-033000-2 | 50 mm thick PC under slab on grade. | Approved
BIOLOGICALS AND BIOSIMILARS MANUFACTURING FACILITY EIPICO 3 _0187 | CLI.CON-000001 |  |  | Approved
BIOLOGICALS AND BIOSIMILARS MANUFACTURING FACILITY EIPICO 3 _0187 | CLI.CON-000001 | 1 - B01(ADMIN BUILDING)-42000-6 | 250mm Thick, for walls. | Approved
BIOLOGICALS AND BIOSIMILARS MANUFACTURING FACILITY EIPICO 3 _0187 | CLI.CON-000001 |  |  | Approved
BIOLOGICALS AND BIOSIMILARS MANUFACTURING FACILITY EIPICO 3 _0187 | CLI.CON-000001 | 1 - B01(ADMIN BUILDING)-095700-1 | 14mm Thick, HPL strips, with dark brown Oak wooden veneer with 100x50x50mm section and 100mm gaps between each two strips, code (WD-02). | Approved
BIOLOGICALS AND BIOSIMILARS MANUFACTURING FACILITY EIPICO 3 _0187 | CLI.CON-000001 |  |  | Approved
BIOLOGICALS AND BIOSIMILARS MANUFACTURING FACILITY EIPICO 3 _0187 | CLI.CON-000001 | 1 - B06(Solvent & Hazardous)-312000-1 | Excavation in all types of soil except rock soil to the replacement level, and disposal of excavated materials outside the site as per structure drawings, specifications and to the Engineers acceptance, quantities are calculated with geometrical method. | Approved
BIOLOGICALS AND BIOSIMILARS MANUFACTURING FACILITY EIPICO 3 _0187 | CLI.CON-000001 |  |  | Approved
BIOLOGICALS AND BIOSIMILARS MANUFACTURING FACILITY EIPICO 3 _0187 | CLI.CON-000001 | 1 - B01(ADMIN BUILDING)-074243-1 | 11mm thick, Aluminum mesh panel with aluminum frame and finished with electrostatic powder coating, for fa�ade, code (MT-01). | Approved
BIOLOGICALS AND BIOSIMILARS MANUFACTURING FACILITY EIPICO 3 _0187 | CLI.CON-000001 |  |  | Approved
BIOLOGICALS AND BIOSIMILARS MANUFACTURING FACILITY EIPICO 3 _0187 | CLI.CON-000001 | 1 - B05(Worker Building , Domestic and fire tank)-102800-3 | Waste receptacle, (AC-08). | Approved
BIOLOGICALS AND BIOSIMILARS MANUFACTURING FACILITY EIPICO 3 _0187 | CLI.CON-000001 |  |  | Approved
BIOLOGICALS AND BIOSIMILARS MANUFACTURING FACILITY EIPICO 3 _0187 | CLI.CON-000001 | 1 - B03(Transformer Building)-033000-8 | For ground beams with average steel density (90 kg/m3). | Approved
BIOLOGICALS AND BIOSIMILARS MANUFACTURING FACILITY EIPICO 3 _0187 | CLI.CON-000001 |  |  | Approved
BIOLOGICALS AND BIOSIMILARS MANUFACTURING FACILITY EIPICO 3 _0187 | CLI.CON-000001 | 1 - B04(Boiler, Chiller, Power Station)-074113-1 | Sandwitch panel system for roofing, include panels with 50mm thick, for ceiling system. | Approved
BIOLOGICALS AND BIOSIMILARS MANUFACTURING FACILITY EIPICO 3 _0187 | CLI.CON-000001 |  |  | Approved
BIOLOGICALS AND BIOSIMILARS MANUFACTURING FACILITY EIPICO 3 _0187 | CLI.CON-000001 | 1 - B07'(Guard Room)-092400-2 | For ceiling. | Approved
BIOLOGICALS AND BIOSIMILARS MANUFACTURING FACILITY EIPICO 3 _0187 | CLI.CON-000001 |  |  | Approved
BIOLOGICALS AND BIOSIMILARS MANUFACTURING FACILITY EIPICO 3 _0187 | CLI.CON-000001 | 1 - B01(ADMIN BUILDING)-033000-13 | For Stairs with average Steel Density (120 kg/m3). | Approved
BIOLOGICALS AND BIOSIMILARS MANUFACTURING FACILITY EIPICO 3 _0187 | CLI.CON-000001 |  |  | Approved
BIOLOGICALS AND BIOSIMILARS MANUFACTURING FACILITY EIPICO 3 _0187 | CLI.CON-000001 | 1 - Building(Waste Water Treatment)-042000-2 | 60 minutes fire rated,120mm Thick, for walls. | Approved
BIOLOGICALS AND BIOSIMILARS MANUFACTURING FACILITY EIPICO 3 _0187 | CLI.CON-000001 |  |  | Approved
BIOLOGICALS AND BIOSIMILARS MANUFACTURING FACILITY EIPICO 3 _0187 | CLI.CON-000001 | 1 - B02 (Warehouse, Packaging and QC Building)-042000-2 | 60 minutes fire rated, 120mm Thick, for walls. | Approved
BIOLOGICALS AND BIOSIMILARS MANUFACTURING FACILITY EIPICO 3 _0187 | CLI.CON-000001 |  |  | Approved
BIOLOGICALS AND BIOSIMILARS MANUFACTURING FACILITY EIPICO 3 _0187 | CLI.CON-000001 | 1 - B02 (Warehouse, Packaging and QC Building)-042000-10 | 180 minutes fire rated, 250mm Thick, for walls. | Approved
BIOLOGICALS AND BIOSIMILARS MANUFACTURING FACILITY EIPICO 3 _0187 | CLI.CON-000001 |  |  | Approved
BIOLOGICALS AND BIOSIMILARS MANUFACTURING FACILITY EIPICO 3 _0187 | CLI.CON-000001 | 1 - Building 08 ( Nutural Gass)-092400-2 | For ceiling. | Approved
BIOLOGICALS AND BIOSIMILARS MANUFACTURING FACILITY EIPICO 3 _0187 | CLI.CON-000001 |  |  | Approved
BIOLOGICALS AND BIOSIMILARS MANUFACTURING FACILITY EIPICO 3 _0187 | CLI.CON-000001 | 1 - B01(ADMIN BUILDING)-093000-6 | 1200x300mm, 9mm thick, Grey ceramic tiles, code (CT-02). | Approved
BIOLOGICALS AND BIOSIMILARS MANUFACTURING FACILITY EIPICO 3 _0187 | CLI.CON-000001 |  |  | Approved
BIOLOGICALS AND BIOSIMILARS MANUFACTURING FACILITY EIPICO 3 _0187 | CLI.CON-000001 | 1 - B01(ADMIN BUILDING)-084413-3 | Type (CW03). | Approved
BIOLOGICALS AND BIOSIMILARS MANUFACTURING FACILITY EIPICO 3 _0187 | CLI.CON-000001 |  |  | Approved
BIOLOGICALS AND BIOSIMILARS MANUFACTURING FACILITY EIPICO 3 _0187 | CLI.CON-000001 | 1 - B02 (Warehouse, Packaging and QC Building)-102800-2 | Hook / Door stopper, code (AC-02). | Approved
BIOLOGICALS AND BIOSIMILARS MANUFACTURING FACILITY EIPICO 3 _0187 | CLI.CON-000001 |  |  | Approved
BIOLOGICALS AND BIOSIMILARS MANUFACTURING FACILITY EIPICO 3 _0187 | CLI.CON-000001 |  |  | Approved
BIOLOGICALS AND BIOSIMILARS MANUFACTURING FACILITY EIPICO 3 _0187 | CLI.CON-000001 | 10.5 - B02 (Warehouse, Packaging and QC Building)-233713-2 | Return ceiling diffuser (R.C.D) 24 "�24 ", | Approved
BIOLOGICALS AND BIOSIMILARS MANUFACTURING FACILITY EIPICO 3 _0187 | CLI.CON-000001 |  |  | Approved
BIOLOGICALS AND BIOSIMILARS MANUFACTURING FACILITY EIPICO 3 _0187 | CLI.CON-000001 | 10.8 - B04(Boiler, Chiller, Power Station)-104416-3 | Pressurised Foam Capacity 6 L. FE-4 | Approved
BIOLOGICALS AND BIOSIMILARS MANUFACTURING FACILITY EIPICO 3 _0187 | CLI.CON-000001 |  |  | Approved
BIOLOGICALS AND BIOSIMILARS MANUFACTURING FACILITY EIPICO 3 _0187 | CLI.CON-000001 | 10.7 - B02 (Warehouse, Packaging and QC Building)-221319-1 | Diameter 50 mm | Approved
BIOLOGICALS AND BIOSIMILARS MANUFACTURING FACILITY EIPICO 3 _0187 | CLI.CON-000001 |  |  | Approved
BIOLOGICALS AND BIOSIMILARS MANUFACTURING FACILITY EIPICO 3 _0187 | CLI.CON-000001 | 10.7 - Landscape and Infra-221113-3 | Diameter 25 mm | Approved
BIOLOGICALS AND BIOSIMILARS MANUFACTURING FACILITY EIPICO 3 _0187 | CLI.CON-000001 |  |  | Approved
BIOLOGICALS AND BIOSIMILARS MANUFACTURING FACILITY EIPICO 3 _0187 | CLI.CON-000001 | 10.7 - B05(Worker Building , Domestic and fire tank)-221123.13-2 | Flow =10 L/S , Head= 0.7 Bar, (1 working+1 standby) | Approved
BIOLOGICALS AND BIOSIMILARS MANUFACTURING FACILITY EIPICO 3 _0187 | CLI.CON-000001 |  |  | Approved
BIOLOGICALS AND BIOSIMILARS MANUFACTURING FACILITY EIPICO 3 _0187 | CLI.CON-000001 | 10.7 - B05(Worker Building , Domestic and fire tank)-221319-2 | Diameter 75 mm | Approved
BIOLOGICALS AND BIOSIMILARS MANUFACTURING FACILITY EIPICO 3 _0187 | CLI.CON-000001 |  |  | Approved
BIOLOGICALS AND BIOSIMILARS MANUFACTURING FACILITY EIPICO 3 _0187 | CLI.CON-000001 | 10.4 - Process-Industrial steam System -8.1.4 | 2 '' Diam. | Approved
BIOLOGICALS AND BIOSIMILARS MANUFACTURING FACILITY EIPICO 3 _0187 | CLI.CON-000001 |  |  | Approved
BIOLOGICALS AND BIOSIMILARS MANUFACTURING FACILITY EIPICO 3 _0187 | CLI.CON-000001 | 10.5 - B01(ADMIN BUILDING)-232113-4 | Diameter 50mm | Approved
BIOLOGICALS AND BIOSIMILARS MANUFACTURING FACILITY EIPICO 3 _0187 | CLI.CON-000001 |  |  | Approved
BIOLOGICALS AND BIOSIMILARS MANUFACTURING FACILITY EIPICO 3 _0187 | CLI.CON-000001 | 10.7 - B01(ADMIN BUILDING)-224100-1 | Water Closet -SW-01- | Approved
BIOLOGICALS AND BIOSIMILARS MANUFACTURING FACILITY EIPICO 3 _0187 | CLI.CON-000001 |  |  | Approved
BIOLOGICALS AND BIOSIMILARS MANUFACTURING FACILITY EIPICO 3 _0187 | CLI.CON-000001 | 10.5 - B01(ADMIN BUILDING)-237313-2 | AHU-02, 4650 L/S,Fresh air 410L/S | Approved
BIOLOGICALS AND BIOSIMILARS MANUFACTURING FACILITY EIPICO 3 _0187 | CLI.CON-000001 |  |  | Approved
BIOLOGICALS AND BIOSIMILARS MANUFACTURING FACILITY EIPICO 3 _0187 | CLI.CON-000001 | 10.7 - B02 (Warehouse, Packaging and QC Building)-221116-12 | Diameter 20 mm | Approved
BIOLOGICALS AND BIOSIMILARS MANUFACTURING FACILITY EIPICO 3 _0187 | CLI.CON-000001 |  |  | Approved
BIOLOGICALS AND BIOSIMILARS MANUFACTURING FACILITY EIPICO 3 _0187 | CLI.CON-000001 | 10.7 - B05(Worker Building , Domestic and fire tank)-221116-9 | Diameter 32 mm | Approved
BIOLOGICALS AND BIOSIMILARS MANUFACTURING FACILITY EIPICO 3 _0187 | CLI.CON-000001 |  |  | Approved
BIOLOGICALS AND BIOSIMILARS MANUFACTURING FACILITY EIPICO 3 _0187 | CLI.CON-000001 | 10.5 - Landscape and Infra-232113-3 | Diameter 50mm | Approved
BIOLOGICALS AND BIOSIMILARS MANUFACTURING FACILITY EIPICO 3 _0187 | CLI.CON-000001 |  |  | Approved
BIOLOGICALS AND BIOSIMILARS MANUFACTURING FACILITY EIPICO 3 _0187 | CLI.CON-000001 | 10.7 - B02 (Warehouse, Packaging and QC Building)-221116-14 | Diameter 32 mm | Approved
BIOLOGICALS AND BIOSIMILARS MANUFACTURING FACILITY EIPICO 3 _0187 | CLI.CON-000001 |  |  | Approved
BIOLOGICALS AND BIOSIMILARS MANUFACTURING FACILITY EIPICO 3 _0187 | CLI.CON-000001 | 10.8 - B01(ADMIN BUILDING)-104416-3 | Wet chemical Capacity 6 litres. FE-03 DIVISION 21 - FIRE SUPPRESSION | Approved
BIOLOGICALS AND BIOSIMILARS MANUFACTURING FACILITY EIPICO 3 _0187 | CLI.CON-000001 |  |  | Approved
BIOLOGICALS AND BIOSIMILARS MANUFACTURING FACILITY EIPICO 3 _0187 | CLI.CON-000001 | 10.5 - B01(ADMIN BUILDING)-232500-1 | HVAC water treatment | Approved
BIOLOGICALS AND BIOSIMILARS MANUFACTURING FACILITY EIPICO 3 _0187 | CLI.CON-000001 |  |  | Approved
BIOLOGICALS AND BIOSIMILARS MANUFACTURING FACILITY EIPICO 3 _0187 | CLI.CON-000001 | 10.8 | Fire Fighting | Approved
BIOLOGICALS AND BIOSIMILARS MANUFACTURING FACILITY EIPICO 3 _0187 | CLI.CON-000001 |  |  | Approved
BIOLOGICALS AND BIOSIMILARS MANUFACTURING FACILITY EIPICO 3 _0187 | CLI.CON-000001 | 10.8 - B01(ADMIN BUILDING)-104416-2 | Carbon dioxide Capacity 6 kg. FE-2 | Approved
BIOLOGICALS AND BIOSIMILARS MANUFACTURING FACILITY EIPICO 3 _0187 | CLI.CON-000001 |  |  | Approved
BIOLOGICALS AND BIOSIMILARS MANUFACTURING FACILITY EIPICO 3 _0187 | CLI.CON-000001 | 10.7 - B02 (Warehouse, Packaging and QC Building)-221119-3 | Diameter 20 mm | Approved
BIOLOGICALS AND BIOSIMILARS MANUFACTURING FACILITY EIPICO 3 _0187 | CLI.CON-000001 |  |  | Approved
BIOLOGICALS AND BIOSIMILARS MANUFACTURING FACILITY EIPICO 3 _0187 | CLI.CON-000001 | 10.8 - B05(Worker Building , Domestic and fire tank)-211213-1 | Fire hose cabinet - Class 2 | Approved
BIOLOGICALS AND BIOSIMILARS MANUFACTURING FACILITY EIPICO 3 _0187 | CLI.CON-000001 |  |  | Approved
BIOLOGICALS AND BIOSIMILARS MANUFACTURING FACILITY EIPICO 3 _0187 | CLI.CON-000001 | 10.7 - B02 (Warehouse, Packaging and QC Building)-223300-2 | Capacity 100 L | Approved
BIOLOGICALS AND BIOSIMILARS MANUFACTURING FACILITY EIPICO 3 _0187 | CLI.CON-000001 |  |  | Approved
BIOLOGICALS AND BIOSIMILARS MANUFACTURING FACILITY EIPICO 3 _0187 | CLI.CON-000001 | 10.4 - Process-Steam System -1.2 | Ball steam trap for laundry | Approved
BIOLOGICALS AND BIOSIMILARS MANUFACTURING FACILITY EIPICO 3 _0187 | CLI.CON-000001 |  |  | Approved
BIOLOGICALS AND BIOSIMILARS MANUFACTURING FACILITY EIPICO 3 _0187 | CLI.CON-000001 | 10.7 - B01(ADMIN BUILDING)-224100-6 | Urinal -SW-11- | Approved
BIOLOGICALS AND BIOSIMILARS MANUFACTURING FACILITY EIPICO 3 _0187 | CLI.CON-000001 |  |  | Approved
BIOLOGICALS AND BIOSIMILARS MANUFACTURING FACILITY EIPICO 3 _0187 | CLI.CON-000001 | 10.8 - B07'(Guard Room)-104416-1 | Dry Chemical powder Capacity 6 kg. FE-1 | Approved
BIOLOGICALS AND BIOSIMILARS MANUFACTURING FACILITY EIPICO 3 _0187 | CLI.CON-000001 |  |  | Approved
BIOLOGICALS AND BIOSIMILARS MANUFACTURING FACILITY EIPICO 3 _0187 | CLI.CON-000001 | 10.5 - B02 (Warehouse, Packaging and QC Building)-230719-10 | Diameter 25mm | Approved
BIOLOGICALS AND BIOSIMILARS MANUFACTURING FACILITY EIPICO 3 _0187 | CLI.CON-000001 |  |  | Approved
BIOLOGICALS AND BIOSIMILARS MANUFACTURING FACILITY EIPICO 3 _0187 | CLI.CON-000001 | 10.5 - B02 (Warehouse, Packaging and QC Building)-233416-23 | EX.A.F-10 | Approved
BIOLOGICALS AND BIOSIMILARS MANUFACTURING FACILITY EIPICO 3 _0187 | CLI.CON-000001 |  |  | Approved
BIOLOGICALS AND BIOSIMILARS MANUFACTURING FACILITY EIPICO 3 _0187 | CLI.CON-000001 | 10.7 - B05(Worker Building , Domestic and fire tank)-221319-5 | Size 400X400 mm | Approved
BIOLOGICALS AND BIOSIMILARS MANUFACTURING FACILITY EIPICO 3 _0187 | CLI.CON-000001 |  |  | Approved
BIOLOGICALS AND BIOSIMILARS MANUFACTURING FACILITY EIPICO 3 _0187 | CLI.CON-000001 | 10.4 - Process-Industrial steam System -4.1 | pressure reducing station (10 / 2 bar ) for feed water tank | Approved
BIOLOGICALS AND BIOSIMILARS MANUFACTURING FACILITY EIPICO 3 _0187 | CLI.CON-000001 |  |  | Approved
BIOLOGICALS AND BIOSIMILARS MANUFACTURING FACILITY EIPICO 3 _0187 | CLI.CON-000001 | 10.5 - Landscape and Infra-232113-8 | Diameter 150mm | Approved
BIOLOGICALS AND BIOSIMILARS MANUFACTURING FACILITY EIPICO 3 _0187 | CLI.CON-000001 |  |  | Approved
BIOLOGICALS AND BIOSIMILARS MANUFACTURING FACILITY EIPICO 3 _0187 | CLI.CON-000001 | 10.7 - B04(Boiler, Chiller, Power Station)-221319-5 | Size 300X300 mm | Approved
BIOLOGICALS AND BIOSIMILARS MANUFACTURING FACILITY EIPICO 3 _0187 | CLI.CON-000001 |  |  | Approved
BIOLOGICALS AND BIOSIMILARS MANUFACTURING FACILITY EIPICO 3 _0187 | CLI.CON-000001 | 10.7 - B07(Guard Room)-224100-2 | Lavatory -SW-03- | Approved
BIOLOGICALS AND BIOSIMILARS MANUFACTURING FACILITY EIPICO 3 _0187 | CLI.CON-000001 |  |  | Approved
BIOLOGICALS AND BIOSIMILARS MANUFACTURING FACILITY EIPICO 3 _0187 | CLI.CON-000001 | 10.5 - B02 (Warehouse, Packaging and QC Building)-233416-29 | Make Up.F-06 | Approved
BIOLOGICALS AND BIOSIMILARS MANUFACTURING FACILITY EIPICO 3 _0187 | CLI.CON-000001 |  |  | Approved
BIOLOGICALS AND BIOSIMILARS MANUFACTURING FACILITY EIPICO 3 _0187 | CLI.CON-000001 | 10.5 - B02 (Warehouse, Packaging and QC Building)-230719-14 | Diameter 65mm | Approved
BIOLOGICALS AND BIOSIMILARS MANUFACTURING FACILITY EIPICO 3 _0187 | CLI.CON-000001 |  |  | Approved
BIOLOGICALS AND BIOSIMILARS MANUFACTURING FACILITY EIPICO 3 _0187 | CLI.CON-000001 | 10.7 - B01(ADMIN BUILDING)-224100-3 | Lavatory -SW-03- | Approved
BIOLOGICALS AND BIOSIMILARS MANUFACTURING FACILITY EIPICO 3 _0187 | CLI.CON-000001 |  |  | Approved
BIOLOGICALS AND BIOSIMILARS MANUFACTURING FACILITY EIPICO 3 _0187 | CLI.CON-000001 | 10.8 - B05(Worker Building , Domestic and fire tank)-210523-1 | Diameter 65 mm | Approved
BIOLOGICALS AND BIOSIMILARS MANUFACTURING FACILITY EIPICO 3 _0187 | CLI.CON-000001 |  |  | Approved
BIOLOGICALS AND BIOSIMILARS MANUFACTURING FACILITY EIPICO 3 _0187 | CLI.CON-000001 | 10.5 - B04(Boiler, Chiller, Power Station)-233423-2 | EF-02,770 L/S,wall mounted | Approved
BIOLOGICALS AND BIOSIMILARS MANUFACTURING FACILITY EIPICO 3 _0187 | CLI.CON-000001 |  |  | Approved
BIOLOGICALS AND BIOSIMILARS MANUFACTURING FACILITY EIPICO 3 _0187 | CLI.CON-000001 | 10.8 - B03(Transformer Building)-211339-1 | Bladder tank, approx. capacity 50 Gallon, complete with deluge valve and in rack sprinklers system. | Approved
BIOLOGICALS AND BIOSIMILARS MANUFACTURING FACILITY EIPICO 3 _0187 | CLI.CON-000001 |  |  | Approved
BIOLOGICALS AND BIOSIMILARS MANUFACTURING FACILITY EIPICO 3 _0187 | CLI.CON-000001 | 10.7 - B02 (Warehouse, Packaging and QC Building)-221116-13 | Diameter 25 mm | Approved
BIOLOGICALS AND BIOSIMILARS MANUFACTURING FACILITY EIPICO 3 _0187 | CLI.CON-000001 |  |  | Approved
BIOLOGICALS AND BIOSIMILARS MANUFACTURING FACILITY EIPICO 3 _0187 | CLI.CON-000001 | 10.7 - B01(ADMIN BUILDING)-221116-5 | Diameter 50 mm | Approved
BIOLOGICALS AND BIOSIMILARS MANUFACTURING FACILITY EIPICO 3 _0187 | CLI.CON-000001 |  |  | Approved
BIOLOGICALS AND BIOSIMILARS MANUFACTURING FACILITY EIPICO 3 _0187 | CLI.CON-000001 | 10.7 - B06(Solvent & Hazardous)-221423-1 | Diameter 75mm | Approved
BIOLOGICALS AND BIOSIMILARS MANUFACTURING FACILITY EIPICO 3 _0187 | CLI.CON-000001 |  |  | Approved
BIOLOGICALS AND BIOSIMILARS MANUFACTURING FACILITY EIPICO 3 _0187 | CLI.CON-000001 | 10.8 - B01(ADMIN BUILDING)-210523-6 | Check valve Diameter 150 mm | Approved
BIOLOGICALS AND BIOSIMILARS MANUFACTURING FACILITY EIPICO 3 _0187 | CLI.CON-000001 |  |  | Approved
BIOLOGICALS AND BIOSIMILARS MANUFACTURING FACILITY EIPICO 3 _0187 | CLI.CON-000001 | 10.5 - B05(Worker Building , Domestic and fire tank)-230713-1 | Thickness not less than 25mm ,24Kg/m3 density | Approved
BIOLOGICALS AND BIOSIMILARS MANUFACTURING FACILITY EIPICO 3 _0187 | CLI.CON-000001 |  |  | Approved
BIOLOGICALS AND BIOSIMILARS MANUFACTURING FACILITY EIPICO 3 _0187 | CLI.CON-000001 | 10.8 - B01(ADMIN BUILDING)-212113.13-1 | Capacity 59.52 KG | Approved
BIOLOGICALS AND BIOSIMILARS MANUFACTURING FACILITY EIPICO 3 _0187 | CLI.CON-000001 |  |  | Approved
BIOLOGICALS AND BIOSIMILARS MANUFACTURING FACILITY EIPICO 3 _0187 | CLI.CON-000001 | 10.5 - B02 (Warehouse, Packaging and QC Building)-237313-2 | AHU-04 | Approved
BIOLOGICALS AND BIOSIMILARS MANUFACTURING FACILITY EIPICO 3 _0187 | CLI.CON-000001 |  |  | Approved
BIOLOGICALS AND BIOSIMILARS MANUFACTURING FACILITY EIPICO 3 _0187 | CLI.CON-000001 | 10.8 - B04(Boiler, Chiller, Power Station)-210523-4 | Diameter 150 mm | Approved
BIOLOGICALS AND BIOSIMILARS MANUFACTURING FACILITY EIPICO 3 _0187 | CLI.CON-000001 |  |  | Approved
BIOLOGICALS AND BIOSIMILARS MANUFACTURING FACILITY EIPICO 3 _0187 | CLI.CON-000001 | 10.7 - B07'(Guard Room)-221319-1 | Diameter 50mm | Approved
BIOLOGICALS AND BIOSIMILARS MANUFACTURING FACILITY EIPICO 3 _0187 | CLI.CON-000001 |  |  | Approved
BIOLOGICALS AND BIOSIMILARS MANUFACTURING FACILITY EIPICO 3 _0187 | CLI.CON-000001 |  |  | Approved
BIOLOGICALS AND BIOSIMILARS MANUFACTURING FACILITY EIPICO 3 _0187 | CLI.CON-000001 | 1 - B01(ADMIN BUILDING)-102800-8 | Waste receptacle, code (AC-08). | Approved
BIOLOGICALS AND BIOSIMILARS MANUFACTURING FACILITY EIPICO 3 _0187 | CLI.CON-000001 |  |  | Approved
BIOLOGICALS AND BIOSIMILARS MANUFACTURING FACILITY EIPICO 3 _0187 | CLI.CON-000001 | 1 - B01(ADMIN BUILDING)-092900-1 | 12mm Thick, Gypsum board panels, code (GB-01). | Approved
BIOLOGICALS AND BIOSIMILARS MANUFACTURING FACILITY EIPICO 3 _0187 | CLI.CON-000001 |  |  | Approved
BIOLOGICALS AND BIOSIMILARS MANUFACTURING FACILITY EIPICO 3 _0187 | CLI.CON-000001 | 1 - Fuel tank-033000-3 | For walls with average steel density (80 kg/m3). | Approved
BIOLOGICALS AND BIOSIMILARS MANUFACTURING FACILITY EIPICO 3 _0187 | CLI.CON-000001 |  |  | Approved
BIOLOGICALS AND BIOSIMILARS MANUFACTURING FACILITY EIPICO 3 _0187 | CLI.CON-000001 | 1 - B04(Boiler, Chiller, Power Station)-033000-14 | 70 mm thick, light weight concrete with average slope (1%), for roof. | Approved
BIOLOGICALS AND BIOSIMILARS MANUFACTURING FACILITY EIPICO 3 _0187 | CLI.CON-000001 |  |  | Approved
BIOLOGICALS AND BIOSIMILARS MANUFACTURING FACILITY EIPICO 3 _0187 | CLI.CON-000001 | 1 - B01(ADMIN BUILDING)-101400-5 | 450x200mm, ceiling sign. | Approved
BIOLOGICALS AND BIOSIMILARS MANUFACTURING FACILITY EIPICO 3 _0187 | CLI.CON-000001 |  |  | Approved
BIOLOGICALS AND BIOSIMILARS MANUFACTURING FACILITY EIPICO 3 _0187 | CLI.CON-000001 | 1 - B02 (Warehouse, Packaging and QC Building)-033000-15 | For shear walls with average Steel Density (105 kg/m3). | Approved
BIOLOGICALS AND BIOSIMILARS MANUFACTURING FACILITY EIPICO 3 _0187 | CLI.CON-000001 |  |  | Approved
BIOLOGICALS AND BIOSIMILARS MANUFACTURING FACILITY EIPICO 3 _0187 | CLI.CON-000001 | 1 - Building 08 ( Nutural Gass)-033000-6 | For ground beams with average steel density (65 kg/m3). | Approved
BIOLOGICALS AND BIOSIMILARS MANUFACTURING FACILITY EIPICO 3 _0187 | CLI.CON-000001 |  |  | Approved
BIOLOGICALS AND BIOSIMILARS MANUFACTURING FACILITY EIPICO 3 _0187 | CLI.CON-000001 | 1 - Building 08 ( Nutural Gass)-076200-1 | 100mm Height, Aluminum flashing, for roof. | Approved
BIOLOGICALS AND BIOSIMILARS MANUFACTURING FACILITY EIPICO 3 _0187 | CLI.CON-000001 |  |  | Approved
BIOLOGICALS AND BIOSIMILARS MANUFACTURING FACILITY EIPICO 3 _0187 | CLI.CON-000001 | 1 - Fuel tank-312000-1 | Excavation in all types of soil except rock soil to the replacement level, and disposal of excavated materials outside the site as per structure drawings, specifications and to the Engineers acceptance, quantities are calculated with geometrical method. | Approved
BIOLOGICALS AND BIOSIMILARS MANUFACTURING FACILITY EIPICO 3 _0187 | CLI.CON-000001 |  |  | Approved
BIOLOGICALS AND BIOSIMILARS MANUFACTURING FACILITY EIPICO 3 _0187 | CLI.CON-000001 | 1 - B01(ADMIN BUILDING)-102800-12 | Urinal screen, code (AC-12). | Approved
BIOLOGICALS AND BIOSIMILARS MANUFACTURING FACILITY EIPICO 3 _0187 | CLI.CON-000001 |  |  | Approved
BIOLOGICALS AND BIOSIMILARS MANUFACTURING FACILITY EIPICO 3 _0187 | CLI.CON-000001 | 1 - Fence-033000-1 | 300 mm thick PC under footing. | Approved
BIOLOGICALS AND BIOSIMILARS MANUFACTURING FACILITY EIPICO 3 _0187 | CLI.CON-000001 |  |  | Approved
BIOLOGICALS AND BIOSIMILARS MANUFACTURING FACILITY EIPICO 3 _0187 | CLI.CON-000001 | 1 | Item Description | Approved
BIOLOGICALS AND BIOSIMILARS MANUFACTURING FACILITY EIPICO 3 _0187 | CLI.CON-000001 |  |  | Approved
BIOLOGICALS AND BIOSIMILARS MANUFACTURING FACILITY EIPICO 3 _0187 | CLI.CON-000001 | 1 - B02 (Warehouse, Packaging and QC Building)-123553-27 | 1520x900x2400mm, Fume hood, with electrostatic powder coating, item including motor to exhaust gases. | Approved
BIOLOGICALS AND BIOSIMILARS MANUFACTURING FACILITY EIPICO 3 _0187 | CLI.CON-000001 |  |  | Approved
BIOLOGICALS AND BIOSIMILARS MANUFACTURING FACILITY EIPICO 3 _0187 | CLI.CON-000001 | 1 - B07(Guard Room)-085113-3 | 600x700mm, (Type W03), (Single fixed leaf and single tilted leaf). | Approved
BIOLOGICALS AND BIOSIMILARS MANUFACTURING FACILITY EIPICO 3 _0187 | CLI.CON-000001 |  |  | Approved
BIOLOGICALS AND BIOSIMILARS MANUFACTURING FACILITY EIPICO 3 _0187 | CLI.CON-000001 | 1 - B05(Worker Building , Domestic and fire tank)-055000-4 | 660x4800mm, Metal ladder of galvanized steel, for tank. | Approved
BIOLOGICALS AND BIOSIMILARS MANUFACTURING FACILITY EIPICO 3 _0187 | CLI.CON-000001 |  |  | Approved
BIOLOGICALS AND BIOSIMILARS MANUFACTURING FACILITY EIPICO 3 _0187 | CLI.CON-000001 | 1 - B07(Guard Room)-033000-7 | 140 mm thick, slabs with average steel density (55 kg/m3). | Approved
BIOLOGICALS AND BIOSIMILARS MANUFACTURING FACILITY EIPICO 3 _0187 | CLI.CON-000001 |  |  | Approved
BIOLOGICALS AND BIOSIMILARS MANUFACTURING FACILITY EIPICO 3 _0187 | CLI.CON-000001 | 1 - Fence-033000-5 | For columns with average steel density (195 kg/m3). | Approved
BIOLOGICALS AND BIOSIMILARS MANUFACTURING FACILITY EIPICO 3 _0187 | CLI.CON-000001 |  |  | Approved
BIOLOGICALS AND BIOSIMILARS MANUFACTURING FACILITY EIPICO 3 _0187 | CLI.CON-000001 | 1 - B02 (Warehouse, Packaging and QC Building)-055213-1 | 900mm, Steel handrail with electrostatic powder coating, for internal stair. | Approved
BIOLOGICALS AND BIOSIMILARS MANUFACTURING FACILITY EIPICO 3 _0187 | CLI.CON-000001 |  |  | Approved
BIOLOGICALS AND BIOSIMILARS MANUFACTURING FACILITY EIPICO 3 _0187 | CLI.CON-000001 | 1 - B07'(Guard Room)-081416-2 | 900x2200mm, Door type (D07), (Single hinged leaf). | Approved
BIOLOGICALS AND BIOSIMILARS MANUFACTURING FACILITY EIPICO 3 _0187 | CLI.CON-000001 |  |  | Approved
BIOLOGICALS AND BIOSIMILARS MANUFACTURING FACILITY EIPICO 3 _0187 | CLI.CON-000001 | 1 - Building(Waste Water Treatment)-034100-1 | 250 mm thick, slabs with average steel density (125 kg/m3). | Approved
BIOLOGICALS AND BIOSIMILARS MANUFACTURING FACILITY EIPICO 3 _0187 | CLI.CON-000001 |  |  | Approved
BIOLOGICALS AND BIOSIMILARS MANUFACTURING FACILITY EIPICO 3 _0187 | CLI.CON-000001 | 1 - B03(Transformer Building)-092400-3 | For fa�ade and roof parapet. | Approved
BIOLOGICALS AND BIOSIMILARS MANUFACTURING FACILITY EIPICO 3 _0187 | CLI.CON-000001 |  |  | Approved
BIOLOGICALS AND BIOSIMILARS MANUFACTURING FACILITY EIPICO 3 _0187 | CLI.CON-000001 | 1 - B02 (Warehouse, Packaging and QC Building)-123553-4 | Island wall bench, Length: 3000mm, depth:1500mm, Height: 900mm, type (D ). | Approved
BIOLOGICALS AND BIOSIMILARS MANUFACTURING FACILITY EIPICO 3 _0187 | CLI.CON-000001 |  |  | Approved
BIOLOGICALS AND BIOSIMILARS MANUFACTURING FACILITY EIPICO 3 _0187 | CLI.CON-000001 | 1 - Building 08 ( Nutural Gass)-096613-1 | 300x300mm, Terrazzo tiles, for roof. | Approved
BIOLOGICALS AND BIOSIMILARS MANUFACTURING FACILITY EIPICO 3 _0187 | CLI.CON-000001 |  |  | Approved
BIOLOGICALS AND BIOSIMILARS MANUFACTURING FACILITY EIPICO 3 _0187 | CLI.CON-000001 | 1 - Fuel tank-312000-3 | 1000mm thick below foundations. | Approved
BIOLOGICALS AND BIOSIMILARS MANUFACTURING FACILITY EIPICO 3 _0187 | CLI.CON-000001 |  |  | Approved
BIOLOGICALS AND BIOSIMILARS MANUFACTURING FACILITY EIPICO 3 _0187 | CLI.CON-000001 | 1 - B01(ADMIN BUILDING)-033000-10 | For columns with average Steel Density (210 kg/m3). | Approved
BIOLOGICALS AND BIOSIMILARS MANUFACTURING FACILITY EIPICO 3 _0187 | CLI.CON-000001 |  |  | Approved
BIOLOGICALS AND BIOSIMILARS MANUFACTURING FACILITY EIPICO 3 _0187 | CLI.CON-000001 | 1 - B04(Boiler, Chiller, Power Station)-035440-2 | 20mm thick, cement screed layer, for roof. | Approved
BIOLOGICALS AND BIOSIMILARS MANUFACTURING FACILITY EIPICO 3 _0187 | CLI.CON-000001 |  |  | Approved
BIOLOGICALS AND BIOSIMILARS MANUFACTURING FACILITY EIPICO 3 _0187 | CLI.CON-000001 | 1 - B01(ADMIN BUILDING)-125100-4 | Table, code (T-04). | Approved
BIOLOGICALS AND BIOSIMILARS MANUFACTURING FACILITY EIPICO 3 _0187 | CLI.CON-000001 |  |  | Approved
BIOLOGICALS AND BIOSIMILARS MANUFACTURING FACILITY EIPICO 3 _0187 | CLI.CON-000001 | 1 - B01(ADMIN BUILDING)-072100-1 | For roof and upper roof. | Approved
BIOLOGICALS AND BIOSIMILARS MANUFACTURING FACILITY EIPICO 3 _0187 | CLI.CON-000001 |  |  | Approved
BIOLOGICALS AND BIOSIMILARS MANUFACTURING FACILITY EIPICO 3 _0187 | CLI.CON-000001 | 1 - B01(ADMIN BUILDING)-085113-2 | 90 minutes fire rated, 2000x1200mm, (Type W04), (Double sliding leaves). | Approved
BIOLOGICALS AND BIOSIMILARS MANUFACTURING FACILITY EIPICO 3 _0187 | CLI.CON-000001 |  |  | Approved
BIOLOGICALS AND BIOSIMILARS MANUFACTURING FACILITY EIPICO 3 _0187 | CLI.CON-000001 | 1 - B05(Worker Building , Domestic and fire tank)-035440-1 | 250mm thick, cement screed layer, for epoxy flooring underlayer. | Approved
BIOLOGICALS AND BIOSIMILARS MANUFACTURING FACILITY EIPICO 3 _0187 | CLI.CON-000001 |  |  | Approved
BIOLOGICALS AND BIOSIMILARS MANUFACTURING FACILITY EIPICO 3 _0187 | CLI.CON-000001 | 1 - B01(ADMIN BUILDING)-125100-32 | Chair, code (CH-07). | Approved
BIOLOGICALS AND BIOSIMILARS MANUFACTURING FACILITY EIPICO 3 _0187 | CLI.CON-000001 |  |  | Approved
BIOLOGICALS AND BIOSIMILARS MANUFACTURING FACILITY EIPICO 3 _0187 | CLI.CON-000001 | 1 - Landscape and Infra-321713-_ | Ref. DWG: DT-AR-32002. | Approved
BIOLOGICALS AND BIOSIMILARS MANUFACTURING FACILITY EIPICO 3 _0187 | CLI.CON-000001 |  |  | Approved
BIOLOGICALS AND BIOSIMILARS MANUFACTURING FACILITY EIPICO 3 _0187 | CLI.CON-000001 | 1 - B07'(Guard Room)-035440-1 | 20mm thick, cement screed layer, for roof. | Approved
BIOLOGICALS AND BIOSIMILARS MANUFACTURING FACILITY EIPICO 3 _0187 | CLI.CON-000001 |  |  | Approved
BIOLOGICALS AND BIOSIMILARS MANUFACTURING FACILITY EIPICO 3 _0187 | CLI.CON-000001 | 1 - B01(ADMIN BUILDING)-101400-3 | 250mm diameter, wall sign. | Approved
BIOLOGICALS AND BIOSIMILARS MANUFACTURING FACILITY EIPICO 3 _0187 | CLI.CON-000001 |  |  | Approved
BIOLOGICALS AND BIOSIMILARS MANUFACTURING FACILITY EIPICO 3 _0187 | CLI.CON-000001 | 1 - B01(ADMIN BUILDING)-033000-14 | 70 mm thick, light weight concrete with average slope (1%), for roof. | Approved
BIOLOGICALS AND BIOSIMILARS MANUFACTURING FACILITY EIPICO 3 _0187 | CLI.CON-000001 |  |  | Approved
BIOLOGICALS AND BIOSIMILARS MANUFACTURING FACILITY EIPICO 3 _0187 | CLI.CON-000001 | 1 - B01(ADMIN BUILDING)-099123-1 | Paint for walls, code (PT-02). | Approved
BIOLOGICALS AND BIOSIMILARS MANUFACTURING FACILITY EIPICO 3 _0187 | CLI.CON-000001 |  |  | Approved
BIOLOGICALS AND BIOSIMILARS MANUFACTURING FACILITY EIPICO 3 _0187 | CLI.CON-000001 | 1 - B07'(Guard Room)-093000-1 | 600x600mm, 9mm thick Grey ceramic tiles, code (CT-01). | Approved
BIOLOGICALS AND BIOSIMILARS MANUFACTURING FACILITY EIPICO 3 _0187 | CLI.CON-000001 |  |  | Approved
BIOLOGICALS AND BIOSIMILARS MANUFACTURING FACILITY EIPICO 3 _0187 | CLI.CON-000001 | 1 - B05(Worker Building , Domestic and fire tank)-099123-4 | Paint for moisture resistant gypsum suspended ceiling,code (PT-06). | Approved
BIOLOGICALS AND BIOSIMILARS MANUFACTURING FACILITY EIPICO 3 _0187 | CLI.CON-000001 |  |  | Approved
BIOLOGICALS AND BIOSIMILARS MANUFACTURING FACILITY EIPICO 3 _0187 | CLI.CON-000001 | 1 - B02 (Warehouse, Packaging and QC Building)-081113-6 | 90 minutes fire rated, 2000x2200mm, Door type (D20), (Double hinged leaves). | Approved
BIOLOGICALS AND BIOSIMILARS MANUFACTURING FACILITY EIPICO 3 _0187 | CLI.CON-000001 |  |  | Approved
BIOLOGICALS AND BIOSIMILARS MANUFACTURING FACILITY EIPICO 3 _0187 | CLI.CON-000001 | 1 - B06(Solvent & Hazardous)-033000-3 | 50 mm thick PC under ground beams. | Approved
BIOLOGICALS AND BIOSIMILARS MANUFACTURING FACILITY EIPICO 3 _0187 | CLI.CON-000001 |  |  | Approved
BIOLOGICALS AND BIOSIMILARS MANUFACTURING FACILITY EIPICO 3 _0187 | CLI.CON-000001 | 1 - B03(Transformer Building)-096613-1 | 300x300mm, Terrazzo tiles, for roof. | Approved
BIOLOGICALS AND BIOSIMILARS MANUFACTURING FACILITY EIPICO 3 _0187 | CLI.CON-000001 |  |  | Approved
BIOLOGICALS AND BIOSIMILARS MANUFACTURING FACILITY EIPICO 3 _0187 | CLI.CON-000001 | 1 - B02 (Warehouse, Packaging and QC Building)-055213-3 | 40mm Diameter, Steel handrail with electrostatic powder coating, for internal stair. | Approved
BIOLOGICALS AND BIOSIMILARS MANUFACTURING FACILITY EIPICO 3 _0187 | CLI.CON-000001 |  |  | Approved
BIOLOGICALS AND BIOSIMILARS MANUFACTURING FACILITY EIPICO 3 _0187 | CLI.CON-000001 | 10.7 - B05(Worker Building , Domestic and fire tank)-221319-8 | Diameter 110 mm,for trench drain | Approved
BIOLOGICALS AND BIOSIMILARS MANUFACTURING FACILITY EIPICO 3 _0187 | CLI.CON-000001 |  |  | Approved
BIOLOGICALS AND BIOSIMILARS MANUFACTURING FACILITY EIPICO 3 _0187 | CLI.CON-000001 | 10.8 - B02 (Warehouse, Packaging and QC Building)-211313-11 | 80 mm size | Approved
BIOLOGICALS AND BIOSIMILARS MANUFACTURING FACILITY EIPICO 3 _0187 | CLI.CON-000001 |  |  | Approved
BIOLOGICALS AND BIOSIMILARS MANUFACTURING FACILITY EIPICO 3 _0187 | CLI.CON-000001 | 10.8 - B04(Boiler, Chiller, Power Station)-210523-2 | Diameter 25 mm | Approved
BIOLOGICALS AND BIOSIMILARS MANUFACTURING FACILITY EIPICO 3 _0187 | CLI.CON-000001 |  |  | Approved
BIOLOGICALS AND BIOSIMILARS MANUFACTURING FACILITY EIPICO 3 _0187 | CLI.CON-000001 | 10.8 - B05(Worker Building , Domestic and fire tank)-213113-1 | Capacity of 2500 gpm , head 11 bar | Approved
BIOLOGICALS AND BIOSIMILARS MANUFACTURING FACILITY EIPICO 3 _0187 | CLI.CON-000001 |  |  | Approved
BIOLOGICALS AND BIOSIMILARS MANUFACTURING FACILITY EIPICO 3 _0187 | CLI.CON-000001 | 10.7 - B05(Worker Building , Domestic and fire tank)-224100-1 | Water Closet -SW-01- | Approved
BIOLOGICALS AND BIOSIMILARS MANUFACTURING FACILITY EIPICO 3 _0187 | CLI.CON-000001 |  |  | Approved
BIOLOGICALS AND BIOSIMILARS MANUFACTURING FACILITY EIPICO 3 _0187 | CLI.CON-000001 | 10.8 - B01(ADMIN BUILDING)-211213-1 | Fire hose cabinet - Class 1 | Approved
BIOLOGICALS AND BIOSIMILARS MANUFACTURING FACILITY EIPICO 3 _0187 | CLI.CON-000001 |  |  | Approved
BIOLOGICALS AND BIOSIMILARS MANUFACTURING FACILITY EIPICO 3 _0187 | CLI.CON-000001 | 10.8 - B05(Worker Building , Domestic and fire tank)-211339-1 | Dry Chemical powder Capacity 6 kg. FE-1 | Approved
BIOLOGICALS AND BIOSIMILARS MANUFACTURING FACILITY EIPICO 3 _0187 | CLI.CON-000001 |  |  | Approved
BIOLOGICALS AND BIOSIMILARS MANUFACTURING FACILITY EIPICO 3 _0187 | CLI.CON-000001 | 10.5 - B01(ADMIN BUILDING)-238129-8 | DFCU-02, 3.76KW | Approved
BIOLOGICALS AND BIOSIMILARS MANUFACTURING FACILITY EIPICO 3 _0187 | CLI.CON-000001 |  |  | Approved
BIOLOGICALS AND BIOSIMILARS MANUFACTURING FACILITY EIPICO 3 _0187 | CLI.CON-000001 | 10.5 - B02 (Warehouse, Packaging and QC Building)-233113-1 | Galvanized steel duct work | Approved
BIOLOGICALS AND BIOSIMILARS MANUFACTURING FACILITY EIPICO 3 _0187 | CLI.CON-000001 |  |  | Approved
BIOLOGICALS AND BIOSIMILARS MANUFACTURING FACILITY EIPICO 3 _0187 | CLI.CON-000001 | 10.4 - Process-Industrial steam System -3.1 | thermo dynamic steam trap | Approved
BIOLOGICALS AND BIOSIMILARS MANUFACTURING FACILITY EIPICO 3 _0187 | CLI.CON-000001 |  |  | Approved
BIOLOGICALS AND BIOSIMILARS MANUFACTURING FACILITY EIPICO 3 _0187 | CLI.CON-000001 | 10.5 - B01(ADMIN BUILDING)-230719-3 | Diameter 40mm | Approved
BIOLOGICALS AND BIOSIMILARS MANUFACTURING FACILITY EIPICO 3 _0187 | CLI.CON-000001 |  |  | Approved
BIOLOGICALS AND BIOSIMILARS MANUFACTURING FACILITY EIPICO 3 _0187 | CLI.CON-000001 | 10.7 - Landscape and Infra-221113-1 | Diameter 110 mm | Approved
BIOLOGICALS AND BIOSIMILARS MANUFACTURING FACILITY EIPICO 3 _0187 | CLI.CON-000001 |  |  | Approved
BIOLOGICALS AND BIOSIMILARS MANUFACTURING FACILITY EIPICO 3 _0187 | CLI.CON-000001 | 10.7 - B01(ADMIN BUILDING)-223300-2 | Capacity 15 L | Approved
BIOLOGICALS AND BIOSIMILARS MANUFACTURING FACILITY EIPICO 3 _0187 | CLI.CON-000001 |  |  | Approved
BIOLOGICALS AND BIOSIMILARS MANUFACTURING FACILITY EIPICO 3 _0187 | CLI.CON-000001 | 10.8 - B03(Transformer Building)-104416-1 | Carbon dioxide Capacity 6 kg. FE-2 | Approved
BIOLOGICALS AND BIOSIMILARS MANUFACTURING FACILITY EIPICO 3 _0187 | CLI.CON-000001 |  |  | Approved
BIOLOGICALS AND BIOSIMILARS MANUFACTURING FACILITY EIPICO 3 _0187 | CLI.CON-000001 | 10.7 - B04(Boiler, Chiller, Power Station)-221316-3 | Diameter 160 mm | Approved
BIOLOGICALS AND BIOSIMILARS MANUFACTURING FACILITY EIPICO 3 _0187 | CLI.CON-000001 |  |  | Approved
BIOLOGICALS AND BIOSIMILARS MANUFACTURING FACILITY EIPICO 3 _0187 | CLI.CON-000001 | 10.5 - B01(ADMIN BUILDING)-233423-2 | EF-05,200 L/S,wall mounted fan | Approved
BIOLOGICALS AND BIOSIMILARS MANUFACTURING FACILITY EIPICO 3 _0187 | CLI.CON-000001 |  |  | Approved
BIOLOGICALS AND BIOSIMILARS MANUFACTURING FACILITY EIPICO 3 _0187 | CLI.CON-000001 | 10.7 - B02 (Warehouse, Packaging and QC Building)-221319-5 | Diameter 75 mm | Approved
BIOLOGICALS AND BIOSIMILARS MANUFACTURING FACILITY EIPICO 3 _0187 | CLI.CON-000001 |  |  | Approved
BIOLOGICALS AND BIOSIMILARS MANUFACTURING FACILITY EIPICO 3 _0187 | CLI.CON-000001 | 10.8 - B02 (Warehouse, Packaging and QC Building)-211119-1 | 4 way ,150X65X65X65X65mm | Approved
BIOLOGICALS AND BIOSIMILARS MANUFACTURING FACILITY EIPICO 3 _0187 | CLI.CON-000001 |  |  | Approved
BIOLOGICALS AND BIOSIMILARS MANUFACTURING FACILITY EIPICO 3 _0187 | CLI.CON-000001 | 10.5 - B05(Worker Building , Domestic and fire tank)-233423-2 | EF-02,40L/S,wall mounted | Approved
BIOLOGICALS AND BIOSIMILARS MANUFACTURING FACILITY EIPICO 3 _0187 | CLI.CON-000001 |  |  | Approved
BIOLOGICALS AND BIOSIMILARS MANUFACTURING FACILITY EIPICO 3 _0187 | CLI.CON-000001 | 10.8 - B04(Boiler, Chiller, Power Station)-211313-1 | 25 mm size | Approved
BIOLOGICALS AND BIOSIMILARS MANUFACTURING FACILITY EIPICO 3 _0187 | CLI.CON-000001 |  |  | Approved
BIOLOGICALS AND BIOSIMILARS MANUFACTURING FACILITY EIPICO 3 _0187 | CLI.CON-000001 | 10.5 - B02 (Warehouse, Packaging and QC Building)-230719-9 | Diameter 150mm | Approved
BIOLOGICALS AND BIOSIMILARS MANUFACTURING FACILITY EIPICO 3 _0187 | CLI.CON-000001 |  |  | Approved
BIOLOGICALS AND BIOSIMILARS MANUFACTURING FACILITY EIPICO 3 _0187 | CLI.CON-000001 | 10.5 - B02 (Warehouse, Packaging and QC Building)-233713-12 | Perforated sidw wall Grill (R.PRF.SWG) 18"X14" | Approved
BIOLOGICALS AND BIOSIMILARS MANUFACTURING FACILITY EIPICO 3 _0187 | CLI.CON-000001 |  |  | Approved
BIOLOGICALS AND BIOSIMILARS MANUFACTURING FACILITY EIPICO 3 _0187 | CLI.CON-000001 | 10.7 - Landscape and Infra-221113-10 | Diameter 75 mm | Approved
BIOLOGICALS AND BIOSIMILARS MANUFACTURING FACILITY EIPICO 3 _0187 | CLI.CON-000001 |  |  | Approved
BIOLOGICALS AND BIOSIMILARS MANUFACTURING FACILITY EIPICO 3 _0187 | CLI.CON-000001 | 10.5 - B02 (Warehouse, Packaging and QC Building)-237313-8 | AHU-02 | Approved
BIOLOGICALS AND BIOSIMILARS MANUFACTURING FACILITY EIPICO 3 _0187 | CLI.CON-000001 |  |  | Approved
BIOLOGICALS AND BIOSIMILARS MANUFACTURING FACILITY EIPICO 3 _0187 | CLI.CON-000001 | 10.7 - B04(Boiler, Chiller, Power Station)-221316-1 | Diameter 75 mm | Approved
BIOLOGICALS AND BIOSIMILARS MANUFACTURING FACILITY EIPICO 3 _0187 | CLI.CON-000001 |  |  | Approved
BIOLOGICALS AND BIOSIMILARS MANUFACTURING FACILITY EIPICO 3 _0187 | CLI.CON-000001 | 10.5 - B02 (Warehouse, Packaging and QC Building)-233416-32 | Make Up.F-09A | Approved
BIOLOGICALS AND BIOSIMILARS MANUFACTURING FACILITY EIPICO 3 _0187 | CLI.CON-000001 |  |  | Approved
BIOLOGICALS AND BIOSIMILARS MANUFACTURING FACILITY EIPICO 3 _0187 | CLI.CON-000001 | 10.7 - B01(ADMIN BUILDING)-221319-1 | Diameter 50 mm | Approved
BIOLOGICALS AND BIOSIMILARS MANUFACTURING FACILITY EIPICO 3 _0187 | CLI.CON-000001 |  |  | Approved
BIOLOGICALS AND BIOSIMILARS MANUFACTURING FACILITY EIPICO 3 _0187 | CLI.CON-000001 | 10.7 - B02 (Warehouse, Packaging and QC Building)-221116-4 | Diameter 40 mm | Approved
BIOLOGICALS AND BIOSIMILARS MANUFACTURING FACILITY EIPICO 3 _0187 | CLI.CON-000001 |  |  | Approved
BIOLOGICALS AND BIOSIMILARS MANUFACTURING FACILITY EIPICO 3 _0187 | CLI.CON-000001 | 10.8 - B02 (Warehouse, Packaging and QC Building)-104416-1 | Dry Chemical powder Capacity 6 kg. FE-1 | Approved
BIOLOGICALS AND BIOSIMILARS MANUFACTURING FACILITY EIPICO 3 _0187 | CLI.CON-000001 |  |  | Approved
BIOLOGICALS AND BIOSIMILARS MANUFACTURING FACILITY EIPICO 3 _0187 | CLI.CON-000001 | 10.7 - B01(ADMIN BUILDING)-221116-16 | Diameter 90 mm,with valve box | Approved
BIOLOGICALS AND BIOSIMILARS MANUFACTURING FACILITY EIPICO 3 _0187 | CLI.CON-000001 |  |  | Approved
BIOLOGICALS AND BIOSIMILARS MANUFACTURING FACILITY EIPICO 3 _0187 | CLI.CON-000001 | 10.7 - B07'(Guard Room)-221116-3 | Diameter 20 mm | Approved
BIOLOGICALS AND BIOSIMILARS MANUFACTURING FACILITY EIPICO 3 _0187 | CLI.CON-000001 |  |  | Approved
BIOLOGICALS AND BIOSIMILARS MANUFACTURING FACILITY EIPICO 3 _0187 | CLI.CON-000001 | 10.8 - B01(ADMIN BUILDING)-211313-9 | 80 mm size | Approved
BIOLOGICALS AND BIOSIMILARS MANUFACTURING FACILITY EIPICO 3 _0187 | CLI.CON-000001 |  |  | Approved
BIOLOGICALS AND BIOSIMILARS MANUFACTURING FACILITY EIPICO 3 _0187 | CLI.CON-000001 | 10.4 - Process-COMPRESSED ROOM-3.1 | Supplying, installing & commissioning of glavanized compressed air Vessel tank 3 m3, anti-bactria and electrostatic painted completed with releif valve, valves, automatic drain valve, pressure gauge, temperature gauge ?..etc and and all necessary accessoriesAs per the specifications and the drawings . | Approved
BIOLOGICALS AND BIOSIMILARS MANUFACTURING FACILITY EIPICO 3 _0187 | CLI.CON-000001 |  |  | Approved
BIOLOGICALS AND BIOSIMILARS MANUFACTURING FACILITY EIPICO 3 _0187 | CLI.CON-000001 | 10.7 - B05(Worker Building , Domestic and fire tank)-221319-3 | Size 300X200 mm | Approved
BIOLOGICALS AND BIOSIMILARS MANUFACTURING FACILITY EIPICO 3 _0187 | CLI.CON-000001 |  |  | Approved
BIOLOGICALS AND BIOSIMILARS MANUFACTURING FACILITY EIPICO 3 _0187 | CLI.CON-000001 | 10.8 - B04(Boiler, Chiller, Power Station)-104416-2 | Carbon dioxide Capacity 6 kg. FE-2 | Approved
BIOLOGICALS AND BIOSIMILARS MANUFACTURING FACILITY EIPICO 3 _0187 | CLI.CON-000001 |  |  | Approved
BIOLOGICALS AND BIOSIMILARS MANUFACTURING FACILITY EIPICO 3 _0187 | CLI.CON-000001 | 10.7 - Landscape and Infra-221113-12 | Diameter 110 mm | Approved
BIOLOGICALS AND BIOSIMILARS MANUFACTURING FACILITY EIPICO 3 _0187 | CLI.CON-000001 |  |  | Approved
BIOLOGICALS AND BIOSIMILARS MANUFACTURING FACILITY EIPICO 3 _0187 | CLI.CON-000001 | 10.8 - B02 (Warehouse, Packaging and QC Building)-210523-6 | Diameter 65 mm | Approved
BIOLOGICALS AND BIOSIMILARS MANUFACTURING FACILITY EIPICO 3 _0187 | CLI.CON-000001 |  |  | Approved
BIOLOGICALS AND BIOSIMILARS MANUFACTURING FACILITY EIPICO 3 _0187 | CLI.CON-000001 | 10.8 - B04(Boiler, Chiller, Power Station)-211313-4 | 65 mm size | Approved
BIOLOGICALS AND BIOSIMILARS MANUFACTURING FACILITY EIPICO 3 _0187 | CLI.CON-000001 |  |  | Approved
BIOLOGICALS AND BIOSIMILARS MANUFACTURING FACILITY EIPICO 3 _0187 | CLI.CON-000001 | 10.7 - B01(ADMIN BUILDING)-221116-11 | Diameter 32 mm | Approved
BIOLOGICALS AND BIOSIMILARS MANUFACTURING FACILITY EIPICO 3 _0187 | CLI.CON-000001 |  |  | Approved
BIOLOGICALS AND BIOSIMILARS MANUFACTURING FACILITY EIPICO 3 _0187 | CLI.CON-000001 | 10.5 - B02 (Warehouse, Packaging and QC Building)-233416-16 | EX.A.F-06 | Approved
BIOLOGICALS AND BIOSIMILARS MANUFACTURING FACILITY EIPICO 3 _0187 | CLI.CON-000001 |  |  | Approved
BIOLOGICALS AND BIOSIMILARS MANUFACTURING FACILITY EIPICO 3 _0187 | CLI.CON-000001 | 10.7 - B05(Worker Building , Domestic and fire tank)-221116-5 | Diameter 50 mm | Approved
BIOLOGICALS AND BIOSIMILARS MANUFACTURING FACILITY EIPICO 3 _0187 | CLI.CON-000001 |  |  | Approved
BIOLOGICALS AND BIOSIMILARS MANUFACTURING FACILITY EIPICO 3 _0187 | CLI.CON-000001 | 10.7 - B06(Solvent & Hazardous)-221319-1 | Size 800X800mm | Approved
BIOLOGICALS AND BIOSIMILARS MANUFACTURING FACILITY EIPICO 3 _0187 | CLI.CON-000001 |  |  | Approved
BIOLOGICALS AND BIOSIMILARS MANUFACTURING FACILITY EIPICO 3 _0187 | CLI.CON-000001 | 10.5 - B02 (Warehouse, Packaging and QC Building)-237313-3 | AHU-07 | Approved
BIOLOGICALS AND BIOSIMILARS MANUFACTURING FACILITY EIPICO 3 _0187 | CLI.CON-000001 |  |  | Approved
BIOLOGICALS AND BIOSIMILARS MANUFACTURING FACILITY EIPICO 3 _0187 | CLI.CON-000001 | 10.5 - B04(Boiler, Chiller, Power Station)-230593-1 | Testing and balancing for HVAC system components | Approved
BIOLOGICALS AND BIOSIMILARS MANUFACTURING FACILITY EIPICO 3 _0187 | CLI.CON-000001 |  |  | Approved
BIOLOGICALS AND BIOSIMILARS MANUFACTURING FACILITY EIPICO 3 _0187 | CLI.CON-000001 | 10.5 - B01(ADMIN BUILDING)-233713-2 | Fresh air louver (FAL) 1000mm x700mm | Approved
BIOLOGICALS AND BIOSIMILARS MANUFACTURING FACILITY EIPICO 3 _0187 | CLI.CON-000001 |  |  | Approved
BIOLOGICALS AND BIOSIMILARS MANUFACTURING FACILITY EIPICO 3 _0187 | CLI.CON-000001 | 10.5 - Landscape and Infra-232113-7 | Diameter 125mm | Approved
BIOLOGICALS AND BIOSIMILARS MANUFACTURING FACILITY EIPICO 3 _0187 | CLI.CON-000001 | 1 - B02 (Warehouse, Packaging and QC Building)-092400-1 | For walls. | Approved
BIOLOGICALS AND BIOSIMILARS MANUFACTURING FACILITY EIPICO 3 _0187 | CLI.CON-000001 |  |  | Approved
BIOLOGICALS AND BIOSIMILARS MANUFACTURING FACILITY EIPICO 3 _0187 | CLI.CON-000001 | 1 - B05(Worker Building , Domestic and fire tank)-083113-1 | 800x800mm. | Approved
BIOLOGICALS AND BIOSIMILARS MANUFACTURING FACILITY EIPICO 3 _0187 | CLI.CON-000001 |  |  | Approved
BIOLOGICALS AND BIOSIMILARS MANUFACTURING FACILITY EIPICO 3 _0187 | CLI.CON-000001 | 1 - Fence-323119-2 | 9500x2200mm, Steel Gate with electrostatic powder coating. | Approved
BIOLOGICALS AND BIOSIMILARS MANUFACTURING FACILITY EIPICO 3 _0187 | CLI.CON-000001 |  |  | Approved
BIOLOGICALS AND BIOSIMILARS MANUFACTURING FACILITY EIPICO 3 _0187 | CLI.CON-000001 | 1 - Landscape and Infra-321216-4 | 150 mm sub-base course and compacted subgrade. | Approved
BIOLOGICALS AND BIOSIMILARS MANUFACTURING FACILITY EIPICO 3 _0187 | CLI.CON-000001 |  |  | Approved
BIOLOGICALS AND BIOSIMILARS MANUFACTURING FACILITY EIPICO 3 _0187 | CLI.CON-000001 | 1 - B04(Boiler, Chiller, Power Station)-092400-1 | For walls. | Approved
BIOLOGICALS AND BIOSIMILARS MANUFACTURING FACILITY EIPICO 3 _0187 | CLI.CON-000001 |  |  | Approved
BIOLOGICALS AND BIOSIMILARS MANUFACTURING FACILITY EIPICO 3 _0187 | CLI.CON-000001 | 1 - B05(Worker Building , Domestic and fire tank)-099600-5 | For tanks and pump rooms ceiling. | Approved
BIOLOGICALS AND BIOSIMILARS MANUFACTURING FACILITY EIPICO 3 _0187 | CLI.CON-000001 |  |  | Approved
BIOLOGICALS AND BIOSIMILARS MANUFACTURING FACILITY EIPICO 3 _0187 | CLI.CON-000001 | 1 - B02 (Warehouse, Packaging and QC Building)-042000-12 | 90 minutes fire rated, 300mm Thick, for walls, include 120mm thick walls on both sides and 60mm thick gab between them. | Approved
BIOLOGICALS AND BIOSIMILARS MANUFACTURING FACILITY EIPICO 3 _0187 | CLI.CON-000001 |  |  | Approved
BIOLOGICALS AND BIOSIMILARS MANUFACTURING FACILITY EIPICO 3 _0187 | CLI.CON-000001 | 1 - Building(Waste Water Treatment)-033000-2 | 500mm thick raft with average steel density (125 kg/m3). | Approved
BIOLOGICALS AND BIOSIMILARS MANUFACTURING FACILITY EIPICO 3 _0187 | CLI.CON-000001 |  |  | Approved
BIOLOGICALS AND BIOSIMILARS MANUFACTURING FACILITY EIPICO 3 _0187 | CLI.CON-000001 | 1 - B04(Boiler, Chiller, Power Station)-035440-1 | 150mm thick, cement screed layer, for epoxy flooring underlayer. | Approved
BIOLOGICALS AND BIOSIMILARS MANUFACTURING FACILITY EIPICO 3 _0187 | CLI.CON-000001 |  |  | Approved
BIOLOGICALS AND BIOSIMILARS MANUFACTURING FACILITY EIPICO 3 _0187 | CLI.CON-000001 | 1 - B02 (Warehouse, Packaging and QC Building)-092900-1 | 12mm Thick, Gypsum board panels, code (GB-01). | Approved
BIOLOGICALS AND BIOSIMILARS MANUFACTURING FACILITY EIPICO 3 _0187 | CLI.CON-000001 |  |  | Approved
BIOLOGICALS AND BIOSIMILARS MANUFACTURING FACILITY EIPICO 3 _0187 | CLI.CON-000001 | 1 - B03(Transformer Building)-033000-4 | 50 mm thick PC under ground beams. | Approved
BIOLOGICALS AND BIOSIMILARS MANUFACTURING FACILITY EIPICO 3 _0187 | CLI.CON-000001 |  |  | Approved
BIOLOGICALS AND BIOSIMILARS MANUFACTURING FACILITY EIPICO 3 _0187 | CLI.CON-000001 | 1 - B05(Worker Building , Domestic and fire tank)-102800-1 | Hand dryer, (AC-01). | Approved
BIOLOGICALS AND BIOSIMILARS MANUFACTURING FACILITY EIPICO 3 _0187 | CLI.CON-000001 |  |  | Approved
BIOLOGICALS AND BIOSIMILARS MANUFACTURING FACILITY EIPICO 3 _0187 | CLI.CON-000001 | 1 - B05(Worker Building , Domestic and fire tank)-042000-5 | 60 minutes fire rated, 250mm Thick, for walls. | Approved
BIOLOGICALS AND BIOSIMILARS MANUFACTURING FACILITY EIPICO 3 _0187 | CLI.CON-000001 |  |  | Approved
BIOLOGICALS AND BIOSIMILARS MANUFACTURING FACILITY EIPICO 3 _0187 | CLI.CON-000001 | 1 - B05(Worker Building , Domestic and fire tank)-102800-5 | Soap dispenser, code (AC-11). | Approved
BIOLOGICALS AND BIOSIMILARS MANUFACTURING FACILITY EIPICO 3 _0187 | CLI.CON-000001 |  |  | Approved
BIOLOGICALS AND BIOSIMILARS MANUFACTURING FACILITY EIPICO 3 _0187 | CLI.CON-000001 | 1 - B02 (Warehouse, Packaging and QC Building)-083326-1 | 45 minutes fire rated, 1800x2600mm, Door type (D23). | Approved
BIOLOGICALS AND BIOSIMILARS MANUFACTURING FACILITY EIPICO 3 _0187 | CLI.CON-000001 |  |  | Approved
BIOLOGICALS AND BIOSIMILARS MANUFACTURING FACILITY EIPICO 3 _0187 | CLI.CON-000001 | 1 - B01(ADMIN BUILDING)-125100-42 | Sofa, code (S-03). | Approved
BIOLOGICALS AND BIOSIMILARS MANUFACTURING FACILITY EIPICO 3 _0187 | CLI.CON-000001 |  |  | Approved
BIOLOGICALS AND BIOSIMILARS MANUFACTURING FACILITY EIPICO 3 _0187 | CLI.CON-000001 | 1 - B01(ADMIN BUILDING)-081416-3 | 1000x2200mm, Door type (D04), (Single hinged leaf). | Approved
BIOLOGICALS AND BIOSIMILARS MANUFACTURING FACILITY EIPICO 3 _0187 | CLI.CON-000001 |  |  | Approved
BIOLOGICALS AND BIOSIMILARS MANUFACTURING FACILITY EIPICO 3 _0187 | CLI.CON-000001 | 1 - B04(Boiler, Chiller, Power Station)-033000-4 | 150 mm thick slab on grade with average Steel Density (60 kg/m3). | Approved
BIOLOGICALS AND BIOSIMILARS MANUFACTURING FACILITY EIPICO 3 _0187 | CLI.CON-000001 |  |  | Approved
BIOLOGICALS AND BIOSIMILARS MANUFACTURING FACILITY EIPICO 3 _0187 | CLI.CON-000001 | 1 - B07'(Guard Room)-096613-1 | 300x300mm, Terrazzo tiles, for roof. | Approved
BIOLOGICALS AND BIOSIMILARS MANUFACTURING FACILITY EIPICO 3 _0187 | CLI.CON-000001 |  |  | Approved
BIOLOGICALS AND BIOSIMILARS MANUFACTURING FACILITY EIPICO 3 _0187 | CLI.CON-000001 | 1 - B07(Guard Room)-092400-2 | For ceiling. | Approved
BIOLOGICALS AND BIOSIMILARS MANUFACTURING FACILITY EIPICO 3 _0187 | CLI.CON-000001 |  |  | Approved
BIOLOGICALS AND BIOSIMILARS MANUFACTURING FACILITY EIPICO 3 _0187 | CLI.CON-000001 | 1 - B07(Guard Room)-099600-2 | 100mm Height, Epoxy skirting. | Approved
BIOLOGICALS AND BIOSIMILARS MANUFACTURING FACILITY EIPICO 3 _0187 | CLI.CON-000001 |  |  | Approved
BIOLOGICALS AND BIOSIMILARS MANUFACTURING FACILITY EIPICO 3 _0187 | CLI.CON-000001 | 1 - B01(ADMIN BUILDING)-092400-3 | For fa�ade and roof parapet. | Approved
BIOLOGICALS AND BIOSIMILARS MANUFACTURING FACILITY EIPICO 3 _0187 | CLI.CON-000001 |  |  | Approved
BIOLOGICALS AND BIOSIMILARS MANUFACTURING FACILITY EIPICO 3 _0187 | CLI.CON-000001 | 1 - B02 (Warehouse, Packaging and QC Building)-105113-1 | Metal locker with 3 doors for labs, of 0.8mm steel sheets with electrostatic powder coating, item include all hinged doors, shelves, hanging bars, hardware and accessories. Overall Height: 900mm, Width:400mm and Depth:1800mm. *Full material and properties of units, all required accessories, hardware and any required materials to complete work, are subjected to approved manufacturer/lab furnishing consultant by client. | Approved
BIOLOGICALS AND BIOSIMILARS MANUFACTURING FACILITY EIPICO 3 _0187 | CLI.CON-000001 |  |  | Approved
BIOLOGICALS AND BIOSIMILARS MANUFACTURING FACILITY EIPICO 3 _0187 | CLI.CON-000001 | 1 - B01(ADMIN BUILDING)-099600-2 | 100mm Height, epoxy skirting | Approved
BIOLOGICALS AND BIOSIMILARS MANUFACTURING FACILITY EIPICO 3 _0187 | CLI.CON-000001 |  |  | Approved
BIOLOGICALS AND BIOSIMILARS MANUFACTURING FACILITY EIPICO 3 _0187 | CLI.CON-000001 | 1 - B02 (Warehouse, Packaging and QC Building)-102113-1 | 12mm thick, HPL Partition, including hinged doors with size 700x1900mm, item Including hardware and all accessories, code (TP-01). | Approved
BIOLOGICALS AND BIOSIMILARS MANUFACTURING FACILITY EIPICO 3 _0187 | CLI.CON-000001 |  |  | Approved
BIOLOGICALS AND BIOSIMILARS MANUFACTURING FACILITY EIPICO 3 _0187 | CLI.CON-000001 | 1 - B05(Worker Building , Domestic and fire tank)-033000-2 | 400 mm thick, raft foundation with average Steel Density (80 kg/m3). | Approved
BIOLOGICALS AND BIOSIMILARS MANUFACTURING FACILITY EIPICO 3 _0187 | CLI.CON-000001 |  |  | Approved
BIOLOGICALS AND BIOSIMILARS MANUFACTURING FACILITY EIPICO 3 _0187 | CLI.CON-000001 | 1 - B07(Guard Room)-312000-1 | Excavation in all types of soil except rock soil to the replacement level, and disposal of excavated materials outside the site as per structure drawings, specifications and to the Engineers acceptance, quantities are calculated with geometrical method. | Approved
BIOLOGICALS AND BIOSIMILARS MANUFACTURING FACILITY EIPICO 3 _0187 | CLI.CON-000001 |  |  | Approved
BIOLOGICALS AND BIOSIMILARS MANUFACTURING FACILITY EIPICO 3 _0187 | CLI.CON-000001 | 1 - B02 (Warehouse, Packaging and QC Building)-312000-2 | Filling with clean sand by compacted layers as per soil report, specification and to the Engineers acceptance. | Approved
BIOLOGICALS AND BIOSIMILARS MANUFACTURING FACILITY EIPICO 3 _0187 | CLI.CON-000001 |  |  | Approved
BIOLOGICALS AND BIOSIMILARS MANUFACTURING FACILITY EIPICO 3 _0187 | CLI.CON-000001 | 1 - B05(Worker Building , Domestic and fire tank)-081416-2 | 800x2200mm, Door type (D03), (Single hinged leaf). | Approved
BIOLOGICALS AND BIOSIMILARS MANUFACTURING FACILITY EIPICO 3 _0187 | CLI.CON-000001 |  |  | Approved
BIOLOGICALS AND BIOSIMILARS MANUFACTURING FACILITY EIPICO 3 _0187 | CLI.CON-000001 | 1 - B05(Worker Building , Domestic and fire tank)-099600-3 | For tanks and pump rooms floors. | Approved
BIOLOGICALS AND BIOSIMILARS MANUFACTURING FACILITY EIPICO 3 _0187 | CLI.CON-000001 |  |  | Approved
BIOLOGICALS AND BIOSIMILARS MANUFACTURING FACILITY EIPICO 3 _0187 | CLI.CON-000001 | 1 - B01(ADMIN BUILDING)-079500-1 | Wall to wall. | Approved
BIOLOGICALS AND BIOSIMILARS MANUFACTURING FACILITY EIPICO 3 _0187 | CLI.CON-000001 |  |  | Approved
BIOLOGICALS AND BIOSIMILARS MANUFACTURING FACILITY EIPICO 3 _0187 | CLI.CON-000001 | 1 - B07(Guard Room)-081416-2 | 900x2200mm, Door type (D07), (Single hinged leaf). | Approved
BIOLOGICALS AND BIOSIMILARS MANUFACTURING FACILITY EIPICO 3 _0187 | CLI.CON-000001 |  |  | Approved
BIOLOGICALS AND BIOSIMILARS MANUFACTURING FACILITY EIPICO 3 _0187 | CLI.CON-000001 | 1 - B02 (Warehouse, Packaging and QC Building)-081113-4 | 90 minutes fire rated, 1000x2200mm, Door type (D13), (Single hinged leaf). | Approved
BIOLOGICALS AND BIOSIMILARS MANUFACTURING FACILITY EIPICO 3 _0187 | CLI.CON-000001 |  |  | Approved
BIOLOGICALS AND BIOSIMILARS MANUFACTURING FACILITY EIPICO 3 _0187 | CLI.CON-000001 | 1 - Landscape and Infra-334200-1 | Diameter 160 mm | Approved
BIOLOGICALS AND BIOSIMILARS MANUFACTURING FACILITY EIPICO 3 _0187 | CLI.CON-000001 |  |  | Approved
BIOLOGICALS AND BIOSIMILARS MANUFACTURING FACILITY EIPICO 3 _0187 | CLI.CON-000001 | 1 - B06(Solvent & Hazardous)-312000-3 | 1000mm thick below foundations, the layer is not exceeding 250 mm, as per the geotechnical investigation report specifications, and to the Engineers acceptance. | Approved
BIOLOGICALS AND BIOSIMILARS MANUFACTURING FACILITY EIPICO 3 _0187 | CLI.CON-000001 |  |  | Approved
BIOLOGICALS AND BIOSIMILARS MANUFACTURING FACILITY EIPICO 3 _0187 | CLI.CON-000001 | 1 - B04(Boiler, Chiller, Power Station)-081113-2 | 90 minutes fire rated, 2500x2200mm, Door type (D12), (Double hinged leaves). | Approved
BIOLOGICALS AND BIOSIMILARS MANUFACTURING FACILITY EIPICO 3 _0187 | CLI.CON-000001 |  |  | Approved
BIOLOGICALS AND BIOSIMILARS MANUFACTURING FACILITY EIPICO 3 _0187 | CLI.CON-000001 | 1 - B02 (Warehouse, Packaging and QC Building)-123553-18 | L-shaped wall bench, Length: 2750+2910mm, depth:750mm, Height: 900mm, type (R). | Approved
BIOLOGICALS AND BIOSIMILARS MANUFACTURING FACILITY EIPICO 3 _0187 | CLI.CON-000001 |  |  | Approved
BIOLOGICALS AND BIOSIMILARS MANUFACTURING FACILITY EIPICO 3 _0187 | CLI.CON-000001 | 1 - B03(Transformer Building)-072100-1 | For roof. (thermal) | Approved
BIOLOGICALS AND BIOSIMILARS MANUFACTURING FACILITY EIPICO 3 _0187 | CLI.CON-000001 |  |  | Approved
BIOLOGICALS AND BIOSIMILARS MANUFACTURING FACILITY EIPICO 3 _0187 | CLI.CON-000001 | 1 - B02 (Warehouse, Packaging and QC Building)-099600-1 | For flooring, item including skirting. | Approved
BIOLOGICALS AND BIOSIMILARS MANUFACTURING FACILITY EIPICO 3 _0187 | CLI.CON-000001 |  |  | Approved
BIOLOGICALS AND BIOSIMILARS MANUFACTURING FACILITY EIPICO 3 _0187 | CLI.CON-000001 | 1 | Item Description | Approved
BIOLOGICALS AND BIOSIMILARS MANUFACTURING FACILITY EIPICO 3 _0187 | CLI.CON-000001 |  |  | Approved
BIOLOGICALS AND BIOSIMILARS MANUFACTURING FACILITY EIPICO 3 _0187 | CLI.CON-000001 | 1 - B02 (Warehouse, Packaging and QC Building)-033000-12 | 300 mm thick, slabs with average Steel Density (100 kg/m3). | Approved
BIOLOGICALS AND BIOSIMILARS MANUFACTURING FACILITY EIPICO 3 _0187 | CLI.CON-000001 |  |  | Approved
BIOLOGICALS AND BIOSIMILARS MANUFACTURING FACILITY EIPICO 3 _0187 | CLI.CON-000001 | 10.7 - B01(ADMIN BUILDING)-221116-7 | Diameter 75 mm | Approved
BIOLOGICALS AND BIOSIMILARS MANUFACTURING FACILITY EIPICO 3 _0187 | CLI.CON-000001 |  |  | Approved
BIOLOGICALS AND BIOSIMILARS MANUFACTURING FACILITY EIPICO 3 _0187 | CLI.CON-000001 | 10.7 - B06(Solvent & Hazardous)-221319-3 | Size 300X200 mm | Approved
BIOLOGICALS AND BIOSIMILARS MANUFACTURING FACILITY EIPICO 3 _0187 | CLI.CON-000001 |  |  | Approved
BIOLOGICALS AND BIOSIMILARS MANUFACTURING FACILITY EIPICO 3 _0187 | CLI.CON-000001 | 10.5 - B02 (Warehouse, Packaging and QC Building)-237313-5 | AHU-09A | Approved
BIOLOGICALS AND BIOSIMILARS MANUFACTURING FACILITY EIPICO 3 _0187 | CLI.CON-000001 |  |  | Approved
BIOLOGICALS AND BIOSIMILARS MANUFACTURING FACILITY EIPICO 3 _0187 | CLI.CON-000001 | 10.7 | Diameter 75 mm | Approved
BIOLOGICALS AND BIOSIMILARS MANUFACTURING FACILITY EIPICO 3 _0187 | CLI.CON-000001 |  |  | Approved
BIOLOGICALS AND BIOSIMILARS MANUFACTURING FACILITY EIPICO 3 _0187 | CLI.CON-000001 | 10.7 - B05(Worker Building , Domestic and fire tank)-221319-4 | Size 100X100 mm | Approved
BIOLOGICALS AND BIOSIMILARS MANUFACTURING FACILITY EIPICO 3 _0187 | CLI.CON-000001 |  |  | Approved
BIOLOGICALS AND BIOSIMILARS MANUFACTURING FACILITY EIPICO 3 _0187 | CLI.CON-000001 | 10.5 - B01(ADMIN BUILDING)-230719-5 | Diameter 60mm | Approved
BIOLOGICALS AND BIOSIMILARS MANUFACTURING FACILITY EIPICO 3 _0187 | CLI.CON-000001 |  |  | Approved
BIOLOGICALS AND BIOSIMILARS MANUFACTURING FACILITY EIPICO 3 _0187 | CLI.CON-000001 | 10.8 - B01(ADMIN BUILDING)-212113.13-2 | Capacity 37.12 KG | Approved
BIOLOGICALS AND BIOSIMILARS MANUFACTURING FACILITY EIPICO 3 _0187 | CLI.CON-000001 |  |  | Approved
BIOLOGICALS AND BIOSIMILARS MANUFACTURING FACILITY EIPICO 3 _0187 | CLI.CON-000001 | 10.5 - B02 (Warehouse, Packaging and QC Building)-233416-8 | SM.EX.F-08 | Approved
BIOLOGICALS AND BIOSIMILARS MANUFACTURING FACILITY EIPICO 3 _0187 | CLI.CON-000001 |  |  | Approved
BIOLOGICALS AND BIOSIMILARS MANUFACTURING FACILITY EIPICO 3 _0187 | CLI.CON-000001 | 10.8 - B01(ADMIN BUILDING)-210523-2 | Diameter 25 mm | Approved
BIOLOGICALS AND BIOSIMILARS MANUFACTURING FACILITY EIPICO 3 _0187 | CLI.CON-000001 |  |  | Approved
BIOLOGICALS AND BIOSIMILARS MANUFACTURING FACILITY EIPICO 3 _0187 | CLI.CON-000001 | 10.7 - B05(Worker Building , Domestic and fire tank)-221423-1 | Diameter 75mm | Approved
BIOLOGICALS AND BIOSIMILARS MANUFACTURING FACILITY EIPICO 3 _0187 | CLI.CON-000001 |  |  | Approved
BIOLOGICALS AND BIOSIMILARS MANUFACTURING FACILITY EIPICO 3 _0187 | CLI.CON-000001 | 10.5 - B05(Worker Building , Domestic and fire tank)-233416-1 | SF-01,320L/S,inline fan | Approved
BIOLOGICALS AND BIOSIMILARS MANUFACTURING FACILITY EIPICO 3 _0187 | CLI.CON-000001 |  |  | Approved
BIOLOGICALS AND BIOSIMILARS MANUFACTURING FACILITY EIPICO 3 _0187 | CLI.CON-000001 | 10.4 - Process-Compressed Air System -2.3.1 | Do=40 mm | Approved
BIOLOGICALS AND BIOSIMILARS MANUFACTURING FACILITY EIPICO 3 _0187 | CLI.CON-000001 |  |  | Approved
BIOLOGICALS AND BIOSIMILARS MANUFACTURING FACILITY EIPICO 3 _0187 | CLI.CON-000001 | 10.5 - B02 (Warehouse, Packaging and QC Building)-230719-5 | Diameter 50mm | Approved
BIOLOGICALS AND BIOSIMILARS MANUFACTURING FACILITY EIPICO 3 _0187 | CLI.CON-000001 |  |  | Approved
BIOLOGICALS AND BIOSIMILARS MANUFACTURING FACILITY EIPICO 3 _0187 | CLI.CON-000001 | 10.7 - B07(Guard Room)-221319-3 | Size 600X600 mm | Approved
BIOLOGICALS AND BIOSIMILARS MANUFACTURING FACILITY EIPICO 3 _0187 | CLI.CON-000001 |  |  | Approved
BIOLOGICALS AND BIOSIMILARS MANUFACTURING FACILITY EIPICO 3 _0187 | CLI.CON-000001 | 10.7 - Landscape and Infra-221113-7 | Diameter 90 mm | Approved
BIOLOGICALS AND BIOSIMILARS MANUFACTURING FACILITY EIPICO 3 _0187 | CLI.CON-000001 |  |  | Approved
BIOLOGICALS AND BIOSIMILARS MANUFACTURING FACILITY EIPICO 3 _0187 | CLI.CON-000001 | 10.5 - B01(ADMIN BUILDING)-230719-6 | Diameter 80mm | Approved
BIOLOGICALS AND BIOSIMILARS MANUFACTURING FACILITY EIPICO 3 _0187 | CLI.CON-000001 |  |  | Approved
BIOLOGICALS AND BIOSIMILARS MANUFACTURING FACILITY EIPICO 3 _0187 | CLI.CON-000001 | 10.5 - B02 (Warehouse, Packaging and QC Building)-233416-33 | Make Up.F-09B | Approved
BIOLOGICALS AND BIOSIMILARS MANUFACTURING FACILITY EIPICO 3 _0187 | CLI.CON-000001 |  |  | Approved
BIOLOGICALS AND BIOSIMILARS MANUFACTURING FACILITY EIPICO 3 _0187 | CLI.CON-000001 | 10.8 - B02 (Warehouse, Packaging and QC Building)-210523-8 | Diameter 100 mm | Approved
BIOLOGICALS AND BIOSIMILARS MANUFACTURING FACILITY EIPICO 3 _0187 | CLI.CON-000001 |  |  | Approved
BIOLOGICALS AND BIOSIMILARS MANUFACTURING FACILITY EIPICO 3 _0187 | CLI.CON-000001 | 10.8 - B05(Worker Building , Domestic and fire tank)-211313-5 | Connection of ductile iron pipes,fiitings and valves from and to tank. | Approved
BIOLOGICALS AND BIOSIMILARS MANUFACTURING FACILITY EIPICO 3 _0187 | CLI.CON-000001 |  |  | Approved
BIOLOGICALS AND BIOSIMILARS MANUFACTURING FACILITY EIPICO 3 _0187 | CLI.CON-000001 | 10.5 - B02 (Warehouse, Packaging and QC Building)-233416-34 | Make Up.F-10 | Approved
BIOLOGICALS AND BIOSIMILARS MANUFACTURING FACILITY EIPICO 3 _0187 | CLI.CON-000001 |  |  | Approved
BIOLOGICALS AND BIOSIMILARS MANUFACTURING FACILITY EIPICO 3 _0187 | CLI.CON-000001 | 10.7 - B06(Solvent & Hazardous)-224100-1 | Eye wash | Approved
BIOLOGICALS AND BIOSIMILARS MANUFACTURING FACILITY EIPICO 3 _0187 | CLI.CON-000001 |  |  | Approved
BIOLOGICALS AND BIOSIMILARS MANUFACTURING FACILITY EIPICO 3 _0187 | CLI.CON-000001 | 10.7 - B07(Guard Room)-221316-3 | Diameter 75 mm | Approved
BIOLOGICALS AND BIOSIMILARS MANUFACTURING FACILITY EIPICO 3 _0187 | CLI.CON-000001 |  |  | Approved
BIOLOGICALS AND BIOSIMILARS MANUFACTURING FACILITY EIPICO 3 _0187 | CLI.CON-000001 | 10.5 - B02 (Warehouse, Packaging and QC Building)-233713-3 | Exhaust ceiling diffuser (E.C.D) 24 "�24 " | Approved
BIOLOGICALS AND BIOSIMILARS MANUFACTURING FACILITY EIPICO 3 _0187 | CLI.CON-000001 |  |  | Approved
BIOLOGICALS AND BIOSIMILARS MANUFACTURING FACILITY EIPICO 3 _0187 | CLI.CON-000001 | 10.7 - B06(Solvent & Hazardous)-221116-2 | Diameter 32 mm,with valve box | Approved
BIOLOGICALS AND BIOSIMILARS MANUFACTURING FACILITY EIPICO 3 _0187 | CLI.CON-000001 |  |  | Approved
BIOLOGICALS AND BIOSIMILARS MANUFACTURING FACILITY EIPICO 3 _0187 | CLI.CON-000001 | 10.4 - Process-Steam System -1.3 | End line steam trap | Approved
BIOLOGICALS AND BIOSIMILARS MANUFACTURING FACILITY EIPICO 3 _0187 | CLI.CON-000001 |  |  | Approved
BIOLOGICALS AND BIOSIMILARS MANUFACTURING FACILITY EIPICO 3 _0187 | CLI.CON-000001 | 10.7 - B07'(Guard Room)-221423-1 | Diameter 75mm | Approved
BIOLOGICALS AND BIOSIMILARS MANUFACTURING FACILITY EIPICO 3 _0187 | CLI.CON-000001 |  |  | Approved
BIOLOGICALS AND BIOSIMILARS MANUFACTURING FACILITY EIPICO 3 _0187 | CLI.CON-000001 | 10.7 - Landscape and Infra-221113-4 | Diameter 32 mm | Approved
BIOLOGICALS AND BIOSIMILARS MANUFACTURING FACILITY EIPICO 3 _0187 | CLI.CON-000001 |  |  | Approved
BIOLOGICALS AND BIOSIMILARS MANUFACTURING FACILITY EIPICO 3 _0187 | CLI.CON-000001 | 10.3 - Landscape and Infra-328400-5 | Diameter 75 mm | Approved
BIOLOGICALS AND BIOSIMILARS MANUFACTURING FACILITY EIPICO 3 _0187 | CLI.CON-000001 |  |  | Approved
BIOLOGICALS AND BIOSIMILARS MANUFACTURING FACILITY EIPICO 3 _0187 | CLI.CON-000001 | 10.7 - B07'(Guard Room)-221319-3 | Size 600X600 mm | Approved
BIOLOGICALS AND BIOSIMILARS MANUFACTURING FACILITY EIPICO 3 _0187 | CLI.CON-000001 |  |  | Approved
BIOLOGICALS AND BIOSIMILARS MANUFACTURING FACILITY EIPICO 3 _0187 | CLI.CON-000001 | 10.7 - B05(Worker Building , Domestic and fire tank)-221116-13 | Diameter 50 mm | Approved
BIOLOGICALS AND BIOSIMILARS MANUFACTURING FACILITY EIPICO 3 _0187 | CLI.CON-000001 |  |  | Approved
BIOLOGICALS AND BIOSIMILARS MANUFACTURING FACILITY EIPICO 3 _0187 | CLI.CON-000001 | 10.7 - B01(ADMIN BUILDING)-221316-5 | Diameter 75 mm | Approved
BIOLOGICALS AND BIOSIMILARS MANUFACTURING FACILITY EIPICO 3 _0187 | CLI.CON-000001 |  |  | Approved
BIOLOGICALS AND BIOSIMILARS MANUFACTURING FACILITY EIPICO 3 _0187 | CLI.CON-000001 | 10.5 - B02 (Warehouse, Packaging and QC Building)-230719-4 | Diameter 40mm | Approved
BIOLOGICALS AND BIOSIMILARS MANUFACTURING FACILITY EIPICO 3 _0187 | CLI.CON-000001 |  |  | Approved
BIOLOGICALS AND BIOSIMILARS MANUFACTURING FACILITY EIPICO 3 _0187 | CLI.CON-000001 | 10.7 - B05(Worker Building , Domestic and fire tank)-224100-3 | Urinal -SW-11- | Approved
BIOLOGICALS AND BIOSIMILARS MANUFACTURING FACILITY EIPICO 3 _0187 | CLI.CON-000001 |  |  | Approved
BIOLOGICALS AND BIOSIMILARS MANUFACTURING FACILITY EIPICO 3 _0187 | CLI.CON-000001 | 10.5 - B01(ADMIN BUILDING)-230593-1 | Testing and balancing for HVAC system components | Approved
BIOLOGICALS AND BIOSIMILARS MANUFACTURING FACILITY EIPICO 3 _0187 | CLI.CON-000001 |  |  | Approved
BIOLOGICALS AND BIOSIMILARS MANUFACTURING FACILITY EIPICO 3 _0187 | CLI.CON-000001 | 10.8 - B02 (Warehouse, Packaging and QC Building)-210523-11 | Diameter 150 mm | Approved
BIOLOGICALS AND BIOSIMILARS MANUFACTURING FACILITY EIPICO 3 _0187 | CLI.CON-000001 |  |  | Approved
BIOLOGICALS AND BIOSIMILARS MANUFACTURING FACILITY EIPICO 3 _0187 | CLI.CON-000001 | 10.7 - B07(Guard Room)-224100-1 | Water Closet -SW-01- | Approved
BIOLOGICALS AND BIOSIMILARS MANUFACTURING FACILITY EIPICO 3 _0187 | CLI.CON-000001 |  |  | Approved
BIOLOGICALS AND BIOSIMILARS MANUFACTURING FACILITY EIPICO 3 _0187 | CLI.CON-000001 | 10.5 - B04(Boiler, Chiller, Power Station)-233713-2 | Fresh air louver (FAL) 650mm x500mm | Approved
BIOLOGICALS AND BIOSIMILARS MANUFACTURING FACILITY EIPICO 3 _0187 | CLI.CON-000001 |  |  | Approved
BIOLOGICALS AND BIOSIMILARS MANUFACTURING FACILITY EIPICO 3 _0187 | CLI.CON-000001 | 10.8 - B01(ADMIN BUILDING)-211313-10 | upright glass bulb standard response spray sprinklers 1/2" NPT threaded size, 1/2" orifice size, K= 5.6 , temperature rating 68 �C & brass finish . | Approved
BIOLOGICALS AND BIOSIMILARS MANUFACTURING FACILITY EIPICO 3 _0187 | CLI.CON-000001 |  |  | Approved
BIOLOGICALS AND BIOSIMILARS MANUFACTURING FACILITY EIPICO 3 _0187 | CLI.CON-000001 | 10.7 - B07'(Guard Room)-224100-2 | Lavatory -SW-03- | Approved
BIOLOGICALS AND BIOSIMILARS MANUFACTURING FACILITY EIPICO 3 _0187 | CLI.CON-000001 |  |  | Approved
BIOLOGICALS AND BIOSIMILARS MANUFACTURING FACILITY EIPICO 3 _0187 | CLI.CON-000001 | 10.4 - Process-Industrial steam System -1.2 | CHIMNEY: Supply & erect chimney of the boilers, manufacture from local black steel 4 mm thickness and assembling it by flanges. Painted the outer surface by thermal primer paint. chimney will manufactured by the suitable diameter for the boilers (elbow, tee & rain cap will be considered as one meter height) Chimney will be insulated (only the part inside the boilers room by rock wool 100kg/m3 and covered by aluminum sheet 0.6 mm thickness. with temperater sensor | Approved
BIOLOGICALS AND BIOSIMILARS MANUFACTURING FACILITY EIPICO 3 _0187 | CLI.CON-000001 |  |  | Approved
BIOLOGICALS AND BIOSIMILARS MANUFACTURING FACILITY EIPICO 3 _0187 | CLI.CON-000001 | 10.8 - B02 (Warehouse, Packaging and QC Building)-211313-8 | 150 mm size | Approved
BIOLOGICALS AND BIOSIMILARS MANUFACTURING FACILITY EIPICO 3 _0187 | CLI.CON-000001 |  |  | Approved
BIOLOGICALS AND BIOSIMILARS MANUFACTURING FACILITY EIPICO 3 _0187 | CLI.CON-000001 | 10.5 - B02 (Warehouse, Packaging and QC Building)-230593-1 | Testing and balancing for HVAC system components | Approved
BIOLOGICALS AND BIOSIMILARS MANUFACTURING FACILITY EIPICO 3 _0187 | CLI.CON-000001 |  |  | Approved
BIOLOGICALS AND BIOSIMILARS MANUFACTURING FACILITY EIPICO 3 _0187 | CLI.CON-000001 | 10.7 - B05(Worker Building , Domestic and fire tank)-221116-1 | Diameter 20 mm | Approved
BIOLOGICALS AND BIOSIMILARS MANUFACTURING FACILITY EIPICO 3 _0187 | CLI.CON-000001 |  |  | Approved
BIOLOGICALS AND BIOSIMILARS MANUFACTURING FACILITY EIPICO 3 _0187 | CLI.CON-000001 | 10.7 - B05(Worker Building , Domestic and fire tank)-221316-2 | Diameter 75 mm | Approved
BIOLOGICALS AND BIOSIMILARS MANUFACTURING FACILITY EIPICO 3 _0187 | CLI.CON-000001 |  |  | Approved
BIOLOGICALS AND BIOSIMILARS MANUFACTURING FACILITY EIPICO 3 _0187 | CLI.CON-000001 | 10.7 - B01(ADMIN BUILDING)-221116-13 | Diameter 25 mm | Approved
BIOLOGICALS AND BIOSIMILARS MANUFACTURING FACILITY EIPICO 3 _0187 | CLI.CON-000001 |  |  | Approved
BIOLOGICALS AND BIOSIMILARS MANUFACTURING FACILITY EIPICO 3 _0187 | CLI.CON-000001 | 1 - B06(Solvent & Hazardous)-099600-1 | For flooring. | Approved
BIOLOGICALS AND BIOSIMILARS MANUFACTURING FACILITY EIPICO 3 _0187 | CLI.CON-000001 |  |  | Approved
BIOLOGICALS AND BIOSIMILARS MANUFACTURING FACILITY EIPICO 3 _0187 | CLI.CON-000001 | 1 - B01(ADMIN BUILDING)-081416-6 | 2100x2200mm, Door type (D01), (Double hinged leaves). | Approved
BIOLOGICALS AND BIOSIMILARS MANUFACTURING FACILITY EIPICO 3 _0187 | CLI.CON-000001 |  |  | Approved
BIOLOGICALS AND BIOSIMILARS MANUFACTURING FACILITY EIPICO 3 _0187 | CLI.CON-000001 | 1 - B03(Transformer Building)-099123-2 | paint for ceiling, code (PT-06). | Approved
BIOLOGICALS AND BIOSIMILARS MANUFACTURING FACILITY EIPICO 3 _0187 | CLI.CON-000001 |  |  | Approved
BIOLOGICALS AND BIOSIMILARS MANUFACTURING FACILITY EIPICO 3 _0187 | CLI.CON-000001 | 1 - B04(Boiler, Chiller, Power Station)-042000-5 | 150 minutes fire rated, 250mm Thick, for walls. | Approved
BIOLOGICALS AND BIOSIMILARS MANUFACTURING FACILITY EIPICO 3 _0187 | CLI.CON-000001 |  |  | Approved
BIOLOGICALS AND BIOSIMILARS MANUFACTURING FACILITY EIPICO 3 _0187 | CLI.CON-000001 | 1 - Fence-079500-1 | Column to column. | Approved
BIOLOGICALS AND BIOSIMILARS MANUFACTURING FACILITY EIPICO 3 _0187 | CLI.CON-000001 |  |  | Approved
BIOLOGICALS AND BIOSIMILARS MANUFACTURING FACILITY EIPICO 3 _0187 | CLI.CON-000001 | 1 - B02 (Warehouse, Packaging and QC Building)-079500-2 | Floor to Floor | Approved
BIOLOGICALS AND BIOSIMILARS MANUFACTURING FACILITY EIPICO 3 _0187 | CLI.CON-000001 |  |  | Approved
BIOLOGICALS AND BIOSIMILARS MANUFACTURING FACILITY EIPICO 3 _0187 | CLI.CON-000001 | 1 - Fence-042000-1 | 40mm Thick, Trietsa beige antique, code (ST-01), for facade. | Approved
BIOLOGICALS AND BIOSIMILARS MANUFACTURING FACILITY EIPICO 3 _0187 | CLI.CON-000001 |  |  | Approved
BIOLOGICALS AND BIOSIMILARS MANUFACTURING FACILITY EIPICO 3 _0187 | CLI.CON-000001 | 1 - B02 (Warehouse, Packaging and QC Building)-102800-8 | 1100x1000mm. | Approved
BIOLOGICALS AND BIOSIMILARS MANUFACTURING FACILITY EIPICO 3 _0187 | CLI.CON-000001 |  |  | Approved
BIOLOGICALS AND BIOSIMILARS MANUFACTURING FACILITY EIPICO 3 _0187 | CLI.CON-000001 | 1 - Landscape and Infra-321216-2 | 50 mm Coarse Sand Bedding. | Approved
BIOLOGICALS AND BIOSIMILARS MANUFACTURING FACILITY EIPICO 3 _0187 | CLI.CON-000001 |  |  | Approved
BIOLOGICALS AND BIOSIMILARS MANUFACTURING FACILITY EIPICO 3 _0187 | CLI.CON-000001 | 1 - B07'(Guard Room)-033000-3 | 50 mm thick PC under ground beams. | Approved
BIOLOGICALS AND BIOSIMILARS MANUFACTURING FACILITY EIPICO 3 _0187 | CLI.CON-000001 |  |  | Approved
BIOLOGICALS AND BIOSIMILARS MANUFACTURING FACILITY EIPICO 3 _0187 | CLI.CON-000001 | 1 - B04(Boiler, Chiller, Power Station)-089000-1 | Aluminum louvers with electrostatic power coating, for facade. | Approved
BIOLOGICALS AND BIOSIMILARS MANUFACTURING FACILITY EIPICO 3 _0187 | CLI.CON-000001 |  |  | Approved
BIOLOGICALS AND BIOSIMILARS MANUFACTURING FACILITY EIPICO 3 _0187 | CLI.CON-000001 | 1 - B07(Guard Room)-072600-1 | For under slab on grade. | Approved
BIOLOGICALS AND BIOSIMILARS MANUFACTURING FACILITY EIPICO 3 _0187 | CLI.CON-000001 |  |  | Approved
BIOLOGICALS AND BIOSIMILARS MANUFACTURING FACILITY EIPICO 3 _0187 | CLI.CON-000001 | 1 - Fuel tank-033000-2 | 300mm thick raft with average steel density (170 kg/m3). | Approved
BIOLOGICALS AND BIOSIMILARS MANUFACTURING FACILITY EIPICO 3 _0187 | CLI.CON-000001 |  |  | Approved
BIOLOGICALS AND BIOSIMILARS MANUFACTURING FACILITY EIPICO 3 _0187 | CLI.CON-000001 | 1 - B05(Worker Building , Domestic and fire tank)-033000-4 | 300 mm thick, slabs with average Steel Density (70 kg/m3). | Approved
BIOLOGICALS AND BIOSIMILARS MANUFACTURING FACILITY EIPICO 3 _0187 | CLI.CON-000001 |  |  | Approved
BIOLOGICALS AND BIOSIMILARS MANUFACTURING FACILITY EIPICO 3 _0187 | CLI.CON-000001 | 1 - B02 (Warehouse, Packaging and QC Building)-102800-6 | Soap dispenser, code (AC-11). | Approved
BIOLOGICALS AND BIOSIMILARS MANUFACTURING FACILITY EIPICO 3 _0187 | CLI.CON-000001 |  |  | Approved
BIOLOGICALS AND BIOSIMILARS MANUFACTURING FACILITY EIPICO 3 _0187 | CLI.CON-000001 | 1 - Building 08 ( Nutural Gass)-033000-2 | 50 mm thick PC under slab on grade. | Approved
BIOLOGICALS AND BIOSIMILARS MANUFACTURING FACILITY EIPICO 3 _0187 | CLI.CON-000001 |  |  | Approved
BIOLOGICALS AND BIOSIMILARS MANUFACTURING FACILITY EIPICO 3 _0187 | CLI.CON-000001 | 1 - B02 (Warehouse, Packaging and QC Building)-093000-2 | 800x800mm, 9mm thick, Light beige porcelain tiles, code (CT-05). | Approved
BIOLOGICALS AND BIOSIMILARS MANUFACTURING FACILITY EIPICO 3 _0187 | CLI.CON-000001 |  |  | Approved
BIOLOGICALS AND BIOSIMILARS MANUFACTURING FACILITY EIPICO 3 _0187 | CLI.CON-000001 | 1 - Building 08 ( Nutural Gass)-099600-1 | For flooring. | Approved
BIOLOGICALS AND BIOSIMILARS MANUFACTURING FACILITY EIPICO 3 _0187 | CLI.CON-000001 |  |  | Approved
BIOLOGICALS AND BIOSIMILARS MANUFACTURING FACILITY EIPICO 3 _0187 | CLI.CON-000001 | 1 - B01(ADMIN BUILDING)-096340-6 | 30mm thick, 250mm width, Beige Calimera marble tiles, code (ST-07). | Approved
BIOLOGICALS AND BIOSIMILARS MANUFACTURING FACILITY EIPICO 3 _0187 | CLI.CON-000001 |  |  | Approved
BIOLOGICALS AND BIOSIMILARS MANUFACTURING FACILITY EIPICO 3 _0187 | CLI.CON-000001 | 1 - Modular Building-312000-1 | Excavation in all types of soil except rock soil to the replacement level, and disposal of excavated materials outside the site as per structure drawings, specifications and to the Engineers acceptance, quantities are calculated with geometrical method. | Approved
BIOLOGICALS AND BIOSIMILARS MANUFACTURING FACILITY EIPICO 3 _0187 | CLI.CON-000001 |  |  | Approved
BIOLOGICALS AND BIOSIMILARS MANUFACTURING FACILITY EIPICO 3 _0187 | CLI.CON-000001 | 1 - B05(Worker Building , Domestic and fire tank)-072100-1 | For roof. | Approved
BIOLOGICALS AND BIOSIMILARS MANUFACTURING FACILITY EIPICO 3 _0187 | CLI.CON-000001 |  |  | Approved
BIOLOGICALS AND BIOSIMILARS MANUFACTURING FACILITY EIPICO 3 _0187 | CLI.CON-000001 | 1 - Building 08 ( Nutural Gass)-092400-1 | For walls. | Approved
BIOLOGICALS AND BIOSIMILARS MANUFACTURING FACILITY EIPICO 3 _0187 | CLI.CON-000001 |  |  | Approved
BIOLOGICALS AND BIOSIMILARS MANUFACTURING FACILITY EIPICO 3 _0187 | CLI.CON-000001 | 1 - B01(ADMIN BUILDING)-096519-1 | 600x600mm, 8mm thick, Grey vinyl tiles, code (VF-01). | Approved
BIOLOGICALS AND BIOSIMILARS MANUFACTURING FACILITY EIPICO 3 _0187 | CLI.CON-000001 |  |  | Approved
BIOLOGICALS AND BIOSIMILARS MANUFACTURING FACILITY EIPICO 3 _0187 | CLI.CON-000001 | 1 - B02 (Warehouse, Packaging and QC Building)-035440-2 | 20mm thick, cement screed layer, for roof. | Approved
BIOLOGICALS AND BIOSIMILARS MANUFACTURING FACILITY EIPICO 3 _0187 | CLI.CON-000001 |  |  | Approved
BIOLOGICALS AND BIOSIMILARS MANUFACTURING FACILITY EIPICO 3 _0187 | CLI.CON-000001 | 1 - Fence-312000-2 | For roads. | Approved
BIOLOGICALS AND BIOSIMILARS MANUFACTURING FACILITY EIPICO 3 _0187 | CLI.CON-000001 |  |  | Approved
BIOLOGICALS AND BIOSIMILARS MANUFACTURING FACILITY EIPICO 3 _0187 | CLI.CON-000001 | 1 - B03(Transformer Building)-033000-12 | 70 mm thick, light weight concrete with average slope (1%), for roof. | Approved
BIOLOGICALS AND BIOSIMILARS MANUFACTURING FACILITY EIPICO 3 _0187 | CLI.CON-000001 |  |  | Approved
BIOLOGICALS AND BIOSIMILARS MANUFACTURING FACILITY EIPICO 3 _0187 | CLI.CON-000001 | 1 - B01(ADMIN BUILDING)-125100-37 | Chair, code (CH-12). | Approved
BIOLOGICALS AND BIOSIMILARS MANUFACTURING FACILITY EIPICO 3 _0187 | CLI.CON-000001 |  |  | Approved
BIOLOGICALS AND BIOSIMILARS MANUFACTURING FACILITY EIPICO 3 _0187 | CLI.CON-000001 | 1 - B07(Guard Room)-044200-2 | 40mm Thick, Trietsa beige, code (ST-02), for facade. | Approved
BIOLOGICALS AND BIOSIMILARS MANUFACTURING FACILITY EIPICO 3 _0187 | CLI.CON-000001 |  |  | Approved
BIOLOGICALS AND BIOSIMILARS MANUFACTURING FACILITY EIPICO 3 _0187 | CLI.CON-000001 | 1 - B03(Transformer Building)-042000-3 | 150 minutes fire rated, 250mm Thick, for walls. | Approved
BIOLOGICALS AND BIOSIMILARS MANUFACTURING FACILITY EIPICO 3 _0187 | CLI.CON-000001 |  |  | Approved
BIOLOGICALS AND BIOSIMILARS MANUFACTURING FACILITY EIPICO 3 _0187 | CLI.CON-000001 | 1 - Building 08 ( Nutural Gass)-312000-3 | 1000mm thick below foundations. | Approved
BIOLOGICALS AND BIOSIMILARS MANUFACTURING FACILITY EIPICO 3 _0187 | CLI.CON-000001 |  |  | Approved
BIOLOGICALS AND BIOSIMILARS MANUFACTURING FACILITY EIPICO 3 _0187 | CLI.CON-000001 | 1 - B01(ADMIN BUILDING)-079200-1 | Wall to wall. | Approved
BIOLOGICALS AND BIOSIMILARS MANUFACTURING FACILITY EIPICO 3 _0187 | CLI.CON-000001 |  |  | Approved
BIOLOGICALS AND BIOSIMILARS MANUFACTURING FACILITY EIPICO 3 _0187 | CLI.CON-000001 | 1 - B07'(Guard Room)-071313-2 | For roof. | Approved
BIOLOGICALS AND BIOSIMILARS MANUFACTURING FACILITY EIPICO 3 _0187 | CLI.CON-000001 |  |  | Approved
BIOLOGICALS AND BIOSIMILARS MANUFACTURING FACILITY EIPICO 3 _0187 | CLI.CON-000001 | 1 - B01(ADMIN BUILDING)-42000-10 | 300mm Thick, of double walls with 120mm thick on each side and 60mm gap between them. | Approved
BIOLOGICALS AND BIOSIMILARS MANUFACTURING FACILITY EIPICO 3 _0187 | CLI.CON-000001 |  |  | Approved
BIOLOGICALS AND BIOSIMILARS MANUFACTURING FACILITY EIPICO 3 _0187 | CLI.CON-000001 | 1 - B01(ADMIN BUILDING)-093000-2 | 600x600mm, 10mm thick, Grey ceramic tiles, code (CT-04). | Approved
BIOLOGICALS AND BIOSIMILARS MANUFACTURING FACILITY EIPICO 3 _0187 | CLI.CON-000001 |  |  | Approved
BIOLOGICALS AND BIOSIMILARS MANUFACTURING FACILITY EIPICO 3 _0187 | CLI.CON-000001 | 1 - B02 (Warehouse, Packaging and QC Building)-099113-1 | Dry mix paint, for fa�ade and roof parapet. | Approved
BIOLOGICALS AND BIOSIMILARS MANUFACTURING FACILITY EIPICO 3 _0187 | CLI.CON-000001 |  |  | Approved
BIOLOGICALS AND BIOSIMILARS MANUFACTURING FACILITY EIPICO 3 _0187 | CLI.CON-000001 | 1 - B02 (Warehouse, Packaging and QC Building)-123553-6 | Wall Bench, Length: 4040mm, depth:750mm, Height: 900mm, type (F). | Approved
BIOLOGICALS AND BIOSIMILARS MANUFACTURING FACILITY EIPICO 3 _0187 | CLI.CON-000001 |  |  | Approved
BIOLOGICALS AND BIOSIMILARS MANUFACTURING FACILITY EIPICO 3 _0187 | CLI.CON-000001 | 1 - B07(Guard Room)-071113-1 | For footing, columns neck and all surfaces facing soil. | Approved
BIOLOGICALS AND BIOSIMILARS MANUFACTURING FACILITY EIPICO 3 _0187 | CLI.CON-000001 |  |  | Approved
BIOLOGICALS AND BIOSIMILARS MANUFACTURING FACILITY EIPICO 3 _0187 | CLI.CON-000001 | 1 - B05(Worker Building , Domestic and fire tank)-083113-3 | 1500x1500mm. | Approved
BIOLOGICALS AND BIOSIMILARS MANUFACTURING FACILITY EIPICO 3 _0187 | CLI.CON-000001 |  |  | Approved
BIOLOGICALS AND BIOSIMILARS MANUFACTURING FACILITY EIPICO 3 _0187 | CLI.CON-000001 | 1 - B02 (Warehouse, Packaging and QC Building)-092900-3 | 600x600mm, Gypsum tiles, code (GB-03). | Approved
BIOLOGICALS AND BIOSIMILARS MANUFACTURING FACILITY EIPICO 3 _0187 | CLI.CON-000001 |  |  | Approved
BIOLOGICALS AND BIOSIMILARS MANUFACTURING FACILITY EIPICO 3 _0187 | CLI.CON-000001 | 1 - B07'(Guard Room)-099123-1 | Paint for walls, code (PT-02). | Approved
BIOLOGICALS AND BIOSIMILARS MANUFACTURING FACILITY EIPICO 3 _0187 | CLI.CON-000001 |  |  | Approved
BIOLOGICALS AND BIOSIMILARS MANUFACTURING FACILITY EIPICO 3 _0187 | CLI.CON-000001 | 1 - B07'(Guard Room)-085113-4 | 2000x1200mm, (Type W04), (Double sliding leaves). | Approved
BIOLOGICALS AND BIOSIMILARS MANUFACTURING FACILITY EIPICO 3 _0187 | CLI.CON-000001 |  |  | Approved
BIOLOGICALS AND BIOSIMILARS MANUFACTURING FACILITY EIPICO 3 _0187 | CLI.CON-000001 | 1 - B07'(Guard Room)-093000-4 | 1200x300mm, 9mm thick, Grey ceramic tiles, code (CT-02). | Approved
BIOLOGICALS AND BIOSIMILARS MANUFACTURING FACILITY EIPICO 3 _0187 | CLI.CON-000001 |  |  | Approved
BIOLOGICALS AND BIOSIMILARS MANUFACTURING FACILITY EIPICO 3 _0187 | CLI.CON-000001 | 1 - Building 08 ( Nutural Gass)-072600-1 | For under slab on grade. | Approved
BIOLOGICALS AND BIOSIMILARS MANUFACTURING FACILITY EIPICO 3 _0187 | CLI.CON-000001 |  |  | Approved
BIOLOGICALS AND BIOSIMILARS MANUFACTURING FACILITY EIPICO 3 _0187 | CLI.CON-000001 | 1 - B01(ADMIN BUILDING)-033000-9 | 300 mm thick, slabs with average Steel Density (75 kg/m3). | Approved
BIOLOGICALS AND BIOSIMILARS MANUFACTURING FACILITY EIPICO 3 _0187 | CLI.CON-000001 |  |  | Approved
BIOLOGICALS AND BIOSIMILARS MANUFACTURING FACILITY EIPICO 3 _0187 | CLI.CON-000001 | 1 - B01(ADMIN BUILDING)-102800-5 | Grab bar, code (AC-05). | Approved
BIOLOGICALS AND BIOSIMILARS MANUFACTURING FACILITY EIPICO 3 _0187 | CLI.CON-000001 |  |  | Approved
BIOLOGICALS AND BIOSIMILARS MANUFACTURING FACILITY EIPICO 3 _0187 | CLI.CON-000001 | 10.5 - Building(Waste water treatment) -233713-1 | Supply Grille 900mm x250mm | Approved
BIOLOGICALS AND BIOSIMILARS MANUFACTURING FACILITY EIPICO 3 _0187 | CLI.CON-000001 |  |  | Approved
BIOLOGICALS AND BIOSIMILARS MANUFACTURING FACILITY EIPICO 3 _0187 | CLI.CON-000001 | 10.7 - B01(ADMIN BUILDING)-221119-2 | Diameter 20 mm | Approved
BIOLOGICALS AND BIOSIMILARS MANUFACTURING FACILITY EIPICO 3 _0187 | CLI.CON-000001 |  |  | Approved
BIOLOGICALS AND BIOSIMILARS MANUFACTURING FACILITY EIPICO 3 _0187 | CLI.CON-000001 | 10.7 - B06(Solvent & Hazardous)-221316-1 | Diameter 50 mm | Approved
BIOLOGICALS AND BIOSIMILARS MANUFACTURING FACILITY EIPICO 3 _0187 | CLI.CON-000001 |  |  | Approved
BIOLOGICALS AND BIOSIMILARS MANUFACTURING FACILITY EIPICO 3 _0187 | CLI.CON-000001 | 10.5 - B02 (Warehouse, Packaging and QC Building)-232113-13 | Diameter 50mm | Approved
BIOLOGICALS AND BIOSIMILARS MANUFACTURING FACILITY EIPICO 3 _0187 | CLI.CON-000001 |  |  | Approved
BIOLOGICALS AND BIOSIMILARS MANUFACTURING FACILITY EIPICO 3 _0187 | CLI.CON-000001 | 10.7 - B01(ADMIN BUILDING)-221116-12 | Diameter 20 mm | Approved
BIOLOGICALS AND BIOSIMILARS MANUFACTURING FACILITY EIPICO 3 _0187 | CLI.CON-000001 |  |  | Approved
BIOLOGICALS AND BIOSIMILARS MANUFACTURING FACILITY EIPICO 3 _0187 | CLI.CON-000001 | 10.7 - B05(Worker Building , Domestic and fire tank)-221116-3 | Diameter 32 mm | Approved
BIOLOGICALS AND BIOSIMILARS MANUFACTURING FACILITY EIPICO 3 _0187 | CLI.CON-000001 |  |  | Approved
BIOLOGICALS AND BIOSIMILARS MANUFACTURING FACILITY EIPICO 3 _0187 | CLI.CON-000001 | 10.7 - B02 (Warehouse, Packaging and QC Building)-221319-3 | Diameter 75 mm | Approved
BIOLOGICALS AND BIOSIMILARS MANUFACTURING FACILITY EIPICO 3 _0187 | CLI.CON-000001 |  |  | Approved
BIOLOGICALS AND BIOSIMILARS MANUFACTURING FACILITY EIPICO 3 _0187 | CLI.CON-000001 | 10.7 - B07(Guard Room)-221316-4 | Diameter 110 mm | Approved
BIOLOGICALS AND BIOSIMILARS MANUFACTURING FACILITY EIPICO 3 _0187 | CLI.CON-000001 |  |  | Approved
BIOLOGICALS AND BIOSIMILARS MANUFACTURING FACILITY EIPICO 3 _0187 | CLI.CON-000001 | 10.8 - B02 (Warehouse, Packaging and QC Building)-210523-4 | Diameter 100 mm | Approved
BIOLOGICALS AND BIOSIMILARS MANUFACTURING FACILITY EIPICO 3 _0187 | CLI.CON-000001 |  |  | Approved
BIOLOGICALS AND BIOSIMILARS MANUFACTURING FACILITY EIPICO 3 _0187 | CLI.CON-000001 | 10.8 - Landscape and Infra-211100-1 | Diameter 160 mm | Approved
BIOLOGICALS AND BIOSIMILARS MANUFACTURING FACILITY EIPICO 3 _0187 | CLI.CON-000001 |  |  | Approved
BIOLOGICALS AND BIOSIMILARS MANUFACTURING FACILITY EIPICO 3 _0187 | CLI.CON-000001 | 10.7 - B07'(Guard Room)-224100-3 | Lavatory Mixer -SW-09- | Approved
BIOLOGICALS AND BIOSIMILARS MANUFACTURING FACILITY EIPICO 3 _0187 | CLI.CON-000001 |  |  | Approved
BIOLOGICALS AND BIOSIMILARS MANUFACTURING FACILITY EIPICO 3 _0187 | CLI.CON-000001 | 10.7 - B01(ADMIN BUILDING)-221116-6 | Diameter 63 mm | Approved
BIOLOGICALS AND BIOSIMILARS MANUFACTURING FACILITY EIPICO 3 _0187 | CLI.CON-000001 |  |  | Approved
BIOLOGICALS AND BIOSIMILARS MANUFACTURING FACILITY EIPICO 3 _0187 | CLI.CON-000001 | 10.8 - B02 (Warehouse, Packaging and QC Building)-211213-1 | Fire hose cabinet - Class 1 | Approved
BIOLOGICALS AND BIOSIMILARS MANUFACTURING FACILITY EIPICO 3 _0187 | CLI.CON-000001 |  |  | Approved
BIOLOGICALS AND BIOSIMILARS MANUFACTURING FACILITY EIPICO 3 _0187 | CLI.CON-000001 | 10.8 - B02 (Warehouse, Packaging and QC Building)-211313-6 | 80 mm size | Approved
BIOLOGICALS AND BIOSIMILARS MANUFACTURING FACILITY EIPICO 3 _0187 | CLI.CON-000001 |  |  | Approved
BIOLOGICALS AND BIOSIMILARS MANUFACTURING FACILITY EIPICO 3 _0187 | CLI.CON-000001 | 10.7 - B01(ADMIN BUILDING)-221316-6 | Diameter 110 mm | Approved
BIOLOGICALS AND BIOSIMILARS MANUFACTURING FACILITY EIPICO 3 _0187 | CLI.CON-000001 |  |  | Approved
BIOLOGICALS AND BIOSIMILARS MANUFACTURING FACILITY EIPICO 3 _0187 | CLI.CON-000001 | 10.8 - B02 (Warehouse, Packaging and QC Building)-210523-12 | Check valve Diameter 200 mm | Approved
BIOLOGICALS AND BIOSIMILARS MANUFACTURING FACILITY EIPICO 3 _0187 | CLI.CON-000001 |  |  | Approved
BIOLOGICALS AND BIOSIMILARS MANUFACTURING FACILITY EIPICO 3 _0187 | CLI.CON-000001 | 10.5 - B02 (Warehouse, Packaging and QC Building)-230713-1 | Fiber Glass,Thickness 25mm for Indoor duct, and 50mm for outdoor duct, 24 Kg/m3 density according to the specification | Approved
BIOLOGICALS AND BIOSIMILARS MANUFACTURING FACILITY EIPICO 3 _0187 | CLI.CON-000001 |  |  | Approved
BIOLOGICALS AND BIOSIMILARS MANUFACTURING FACILITY EIPICO 3 _0187 | CLI.CON-000001 | 10.8 - B02 (Warehouse, Packaging and QC Building)-211313-4 | 50 mm size | Approved
BIOLOGICALS AND BIOSIMILARS MANUFACTURING FACILITY EIPICO 3 _0187 | CLI.CON-000001 |  |  | Approved
BIOLOGICALS AND BIOSIMILARS MANUFACTURING FACILITY EIPICO 3 _0187 | CLI.CON-000001 | 10.5 - B01(ADMIN BUILDING)-233713-17 | Exhaust ceiling diffuser (ECD) 200mm x200mm | Approved
BIOLOGICALS AND BIOSIMILARS MANUFACTURING FACILITY EIPICO 3 _0187 | CLI.CON-000001 |  |  | Approved
BIOLOGICALS AND BIOSIMILARS MANUFACTURING FACILITY EIPICO 3 _0187 | CLI.CON-000001 | 10.7 - B04(Boiler, Chiller, Power Station)-221116-5 | Diameter 25 mm | Approved
BIOLOGICALS AND BIOSIMILARS MANUFACTURING FACILITY EIPICO 3 _0187 | CLI.CON-000001 |  |  | Approved
BIOLOGICALS AND BIOSIMILARS MANUFACTURING FACILITY EIPICO 3 _0187 | CLI.CON-000001 | 10.8 - Landscape and Infra-211116-3 | Diameter 150 mm | Approved
BIOLOGICALS AND BIOSIMILARS MANUFACTURING FACILITY EIPICO 3 _0187 | CLI.CON-000001 |  |  | Approved
BIOLOGICALS AND BIOSIMILARS MANUFACTURING FACILITY EIPICO 3 _0187 | CLI.CON-000001 | 10.5 - B02 (Warehouse, Packaging and QC Building)-238219-4 | FCU-04 | Approved
BIOLOGICALS AND BIOSIMILARS MANUFACTURING FACILITY EIPICO 3 _0187 | CLI.CON-000001 |  |  | Approved
BIOLOGICALS AND BIOSIMILARS MANUFACTURING FACILITY EIPICO 3 _0187 | CLI.CON-000001 | 10.7 - B02 (Warehouse, Packaging and QC Building)-221316-4 | Diameter 50 mm | Approved
BIOLOGICALS AND BIOSIMILARS MANUFACTURING FACILITY EIPICO 3 _0187 | CLI.CON-000001 | 10.4 - Process-Compressed Air System -2.2.1 | Do=25 mm | Approved
BIOLOGICALS AND BIOSIMILARS MANUFACTURING FACILITY EIPICO 3 _0187 | CLI.CON-000001 |  |  | Approved
BIOLOGICALS AND BIOSIMILARS MANUFACTURING FACILITY EIPICO 3 _0187 | CLI.CON-000001 | 10.7 - B04(Boiler, Chiller, Power Station)-221413-1 | Diameter 110 mm | Approved
BIOLOGICALS AND BIOSIMILARS MANUFACTURING FACILITY EIPICO 3 _0187 | CLI.CON-000001 |  |  | Approved
BIOLOGICALS AND BIOSIMILARS MANUFACTURING FACILITY EIPICO 3 _0187 | CLI.CON-000001 | 10.5 - B03(Transformer Building)-233713-3 | Fresh air louver (FAL) 150mm x 150mm | Approved
BIOLOGICALS AND BIOSIMILARS MANUFACTURING FACILITY EIPICO 3 _0187 | CLI.CON-000001 |  |  | Approved
BIOLOGICALS AND BIOSIMILARS MANUFACTURING FACILITY EIPICO 3 _0187 | CLI.CON-000001 | 10.5 - B01(ADMIN BUILDING)-233713-10 | Supply linear slot diffuser (SLSD) ,3 slot,1m length | Approved
BIOLOGICALS AND BIOSIMILARS MANUFACTURING FACILITY EIPICO 3 _0187 | CLI.CON-000001 |  |  | Approved
BIOLOGICALS AND BIOSIMILARS MANUFACTURING FACILITY EIPICO 3 _0187 | CLI.CON-000001 | 10.4 - Process-Industrial steam System -8.1.3 | 2.5 '' Diam. | Approved
BIOLOGICALS AND BIOSIMILARS MANUFACTURING FACILITY EIPICO 3 _0187 | CLI.CON-000001 |  |  | Approved
BIOLOGICALS AND BIOSIMILARS MANUFACTURING FACILITY EIPICO 3 _0187 | CLI.CON-000001 | 10.8 - B04(Boiler, Chiller, Power Station)-211313-8 | upright glass bulb standard response spray sprinklers 1/2" NPT threaded size, 1/2" orifice size, K= 5.6 , temperature rating 68 �C & brass finish . | Approved
BIOLOGICALS AND BIOSIMILARS MANUFACTURING FACILITY EIPICO 3 _0187 | CLI.CON-000001 |  |  | Approved
BIOLOGICALS AND BIOSIMILARS MANUFACTURING FACILITY EIPICO 3 _0187 | CLI.CON-000001 | 10.4 - Process-COMPRESSED ROOM-1.1.1 | 4 inch | Approved
BIOLOGICALS AND BIOSIMILARS MANUFACTURING FACILITY EIPICO 3 _0187 | CLI.CON-000001 |  |  | Approved
BIOLOGICALS AND BIOSIMILARS MANUFACTURING FACILITY EIPICO 3 _0187 | CLI.CON-000001 | 10.7 - B02 (Warehouse, Packaging and QC Building)-221116-19 | Diameter 50 mm check valve | Approved
BIOLOGICALS AND BIOSIMILARS MANUFACTURING FACILITY EIPICO 3 _0187 | CLI.CON-000001 |  |  | Approved
BIOLOGICALS AND BIOSIMILARS MANUFACTURING FACILITY EIPICO 3 _0187 | CLI.CON-000001 | 10.5 - B07(Guard Room)-233423-1 | EF-01,35L/S,wall mounted | Approved
BIOLOGICALS AND BIOSIMILARS MANUFACTURING FACILITY EIPICO 3 _0187 | CLI.CON-000001 |  |  | Approved
BIOLOGICALS AND BIOSIMILARS MANUFACTURING FACILITY EIPICO 3 _0187 | CLI.CON-000001 | 10.8 - B02 (Warehouse, Packaging and QC Building)-211313-7 | 100 mm size | Approved
BIOLOGICALS AND BIOSIMILARS MANUFACTURING FACILITY EIPICO 3 _0187 | CLI.CON-000001 |  |  | Approved
BIOLOGICALS AND BIOSIMILARS MANUFACTURING FACILITY EIPICO 3 _0187 | CLI.CON-000001 | 10.7 | Plumbing | Approved
BIOLOGICALS AND BIOSIMILARS MANUFACTURING FACILITY EIPICO 3 _0187 | CLI.CON-000001 |  |  | Approved
BIOLOGICALS AND BIOSIMILARS MANUFACTURING FACILITY EIPICO 3 _0187 | CLI.CON-000001 | 10.8 - Building(Waste water treatment) -210523-2 | Diameter 65 mm | Approved
BIOLOGICALS AND BIOSIMILARS MANUFACTURING FACILITY EIPICO 3 _0187 | CLI.CON-000001 |  |  | Approved
BIOLOGICALS AND BIOSIMILARS MANUFACTURING FACILITY EIPICO 3 _0187 | CLI.CON-000001 | 10.8 - B02 (Warehouse, Packaging and QC Building)-211313-5 | 65 mm size | Approved
BIOLOGICALS AND BIOSIMILARS MANUFACTURING FACILITY EIPICO 3 _0187 | CLI.CON-000001 |  |  | Approved
BIOLOGICALS AND BIOSIMILARS MANUFACTURING FACILITY EIPICO 3 _0187 | CLI.CON-000001 | 10.7 - B07'(Guard Room)-221116-2 | Diameter 25 mm Diameter 20mm Hot Water Pipes | Approved
BIOLOGICALS AND BIOSIMILARS MANUFACTURING FACILITY EIPICO 3 _0187 | CLI.CON-000001 |  |  | Approved
BIOLOGICALS AND BIOSIMILARS MANUFACTURING FACILITY EIPICO 3 _0187 | CLI.CON-000001 | 10.8 - B04(Boiler, Chiller, Power Station)-211339-1 | Bladder tank, approx. capacity 50 Gallon, complete with deluge valve . | Approved
BIOLOGICALS AND BIOSIMILARS MANUFACTURING FACILITY EIPICO 3 _0187 | CLI.CON-000001 |  |  | Approved
BIOLOGICALS AND BIOSIMILARS MANUFACTURING FACILITY EIPICO 3 _0187 | CLI.CON-000001 | 10.8 - B04(Boiler, Chiller, Power Station)-211313-2 | 40 mm size | Approved
BIOLOGICALS AND BIOSIMILARS MANUFACTURING FACILITY EIPICO 3 _0187 | CLI.CON-000001 |  |  | Approved
BIOLOGICALS AND BIOSIMILARS MANUFACTURING FACILITY EIPICO 3 _0187 | CLI.CON-000001 | 10.5 - B04(Boiler, Chiller, Power Station)-232123-2 | 75 L/S,50m head,(2 working+1 standby) | Approved
BIOLOGICALS AND BIOSIMILARS MANUFACTURING FACILITY EIPICO 3 _0187 | CLI.CON-000001 |  |  | Approved
BIOLOGICALS AND BIOSIMILARS MANUFACTURING FACILITY EIPICO 3 _0187 | CLI.CON-000001 | 10.7 - B05(Worker Building , Domestic and fire tank)-224100-4 | Lavatory Mixer -SW-09- | Approved
BIOLOGICALS AND BIOSIMILARS MANUFACTURING FACILITY EIPICO 3 _0187 | CLI.CON-000001 |  |  | Approved
BIOLOGICALS AND BIOSIMILARS MANUFACTURING FACILITY EIPICO 3 _0187 | CLI.CON-000001 | 10.5 - B02 (Warehouse, Packaging and QC Building)-233416-35 | Make Up.F-11 | Approved
BIOLOGICALS AND BIOSIMILARS MANUFACTURING FACILITY EIPICO 3 _0187 | CLI.CON-000001 |  |  | Approved
BIOLOGICALS AND BIOSIMILARS MANUFACTURING FACILITY EIPICO 3 _0187 | CLI.CON-000001 | 10.7 - B07(Guard Room)-221116-3 | Diameter 20 mm | Approved
BIOLOGICALS AND BIOSIMILARS MANUFACTURING FACILITY EIPICO 3 _0187 | CLI.CON-000001 |  |  | Approved
BIOLOGICALS AND BIOSIMILARS MANUFACTURING FACILITY EIPICO 3 _0187 | CLI.CON-000001 | 10.7 - B01(ADMIN BUILDING)-221319-3 | Diameter 50 mm | Approved
BIOLOGICALS AND BIOSIMILARS MANUFACTURING FACILITY EIPICO 3 _0187 | CLI.CON-000001 |  |  | Approved
BIOLOGICALS AND BIOSIMILARS MANUFACTURING FACILITY EIPICO 3 _0187 | CLI.CON-000001 | 10.5 - B04(Boiler, Chiller, Power Station)-236416-1 | Water cooled chiller, Cooling capacity 1750 KW, water flow rate 75.6 L/S | Approved
BIOLOGICALS AND BIOSIMILARS MANUFACTURING FACILITY EIPICO 3 _0187 | CLI.CON-000001 |  |  | Approved
BIOLOGICALS AND BIOSIMILARS MANUFACTURING FACILITY EIPICO 3 _0187 | CLI.CON-000001 | 10.7 - B02 (Warehouse, Packaging and QC Building)-224100-3 | Lavatory Mixer -SW-09- | Approved
BIOLOGICALS AND BIOSIMILARS MANUFACTURING FACILITY EIPICO 3 _0187 | CLI.CON-000001 | 1 - Building(Waste Water Treatment)-033000-3 | For walls with average steel density (100 kg/m3). | Approved
BIOLOGICALS AND BIOSIMILARS MANUFACTURING FACILITY EIPICO 3 _0187 | CLI.CON-000001 |  |  | Approved
BIOLOGICALS AND BIOSIMILARS MANUFACTURING FACILITY EIPICO 3 _0187 | CLI.CON-000001 | 1 - B02 (Warehouse, Packaging and QC Building)-033000-1 | 300 mm thick PC under foundations. | Approved
BIOLOGICALS AND BIOSIMILARS MANUFACTURING FACILITY EIPICO 3 _0187 | CLI.CON-000001 |  |  | Approved
BIOLOGICALS AND BIOSIMILARS MANUFACTURING FACILITY EIPICO 3 _0187 | CLI.CON-000001 | 1 - B01(ADMIN BUILDING)-092400-2 | For ceiling. | Approved
BIOLOGICALS AND BIOSIMILARS MANUFACTURING FACILITY EIPICO 3 _0187 | CLI.CON-000001 |  |  | Approved
BIOLOGICALS AND BIOSIMILARS MANUFACTURING FACILITY EIPICO 3 _0187 | CLI.CON-000001 | 1 - Building 08 ( Nutural Gass)-092400-3 | For roof parapet. | Approved
BIOLOGICALS AND BIOSIMILARS MANUFACTURING FACILITY EIPICO 3 _0187 | CLI.CON-000001 |  |  | Approved
BIOLOGICALS AND BIOSIMILARS MANUFACTURING FACILITY EIPICO 3 _0187 | CLI.CON-000001 | 1 - B04(Boiler, Chiller, Power Station)-042000-1 | 120mm Thick, for walls. | Approved
BIOLOGICALS AND BIOSIMILARS MANUFACTURING FACILITY EIPICO 3 _0187 | CLI.CON-000001 |  |  | Approved
BIOLOGICALS AND BIOSIMILARS MANUFACTURING FACILITY EIPICO 3 _0187 | CLI.CON-000001 | 1 - B02 (Warehouse, Packaging and QC Building)-033000-2 | 50 mm thick PC under slab on grade. | Approved
BIOLOGICALS AND BIOSIMILARS MANUFACTURING FACILITY EIPICO 3 _0187 | CLI.CON-000001 |  |  | Approved
BIOLOGICALS AND BIOSIMILARS MANUFACTURING FACILITY EIPICO 3 _0187 | CLI.CON-000001 | 1 - Building(Waste Water Treatment)-071113-1 | For all surfaces facing soil. | Approved
BIOLOGICALS AND BIOSIMILARS MANUFACTURING FACILITY EIPICO 3 _0187 | CLI.CON-000001 |  |  | Approved
BIOLOGICALS AND BIOSIMILARS MANUFACTURING FACILITY EIPICO 3 _0187 | CLI.CON-000001 | 1 - B05(Worker Building , Domestic and fire tank)-071113-1 | For footing, outter side of tank and all surfaces facing soil. | Approved
BIOLOGICALS AND BIOSIMILARS MANUFACTURING FACILITY EIPICO 3 _0187 | CLI.CON-000001 |  |  | Approved
BIOLOGICALS AND BIOSIMILARS MANUFACTURING FACILITY EIPICO 3 _0187 | CLI.CON-000001 | 1 - B05(Worker Building , Domestic and fire tank)-083113-4 | 2500x2500mm. | Approved
BIOLOGICALS AND BIOSIMILARS MANUFACTURING FACILITY EIPICO 3 _0187 | CLI.CON-000001 |  |  | Approved
BIOLOGICALS AND BIOSIMILARS MANUFACTURING FACILITY EIPICO 3 _0187 | CLI.CON-000001 | 1 - B01(ADMIN BUILDING)-081113-4 | 90 minutes fire rated, 1100x2200mm, Door type (D11), (Single hinged leaf). | Approved
BIOLOGICALS AND BIOSIMILARS MANUFACTURING FACILITY EIPICO 3 _0187 | CLI.CON-000001 |  |  | Approved
BIOLOGICALS AND BIOSIMILARS MANUFACTURING FACILITY EIPICO 3 _0187 | CLI.CON-000001 | 1 - B04(Boiler, Chiller, Power Station)-042000-1.1 | 60 minutes fire rated,120mm Thick, for walls. | Approved
BIOLOGICALS AND BIOSIMILARS MANUFACTURING FACILITY EIPICO 3 _0187 | CLI.CON-000001 |  |  | Approved
BIOLOGICALS AND BIOSIMILARS MANUFACTURING FACILITY EIPICO 3 _0187 | CLI.CON-000001 | 1 - B05(Worker Building , Domestic and fire tank)-105113-1 | Overall Height: 1800mm, Width:300mm and Depth:450mm. | Approved
BIOLOGICALS AND BIOSIMILARS MANUFACTURING FACILITY EIPICO 3 _0187 | CLI.CON-000001 |  |  | Approved
BIOLOGICALS AND BIOSIMILARS MANUFACTURING FACILITY EIPICO 3 _0187 | CLI.CON-000001 | 1 - B07(Guard Room)-312000-3 | 1000mm thick below foundations. | Approved
BIOLOGICALS AND BIOSIMILARS MANUFACTURING FACILITY EIPICO 3 _0187 | CLI.CON-000001 |  |  | Approved
BIOLOGICALS AND BIOSIMILARS MANUFACTURING FACILITY EIPICO 3 _0187 | CLI.CON-000001 | 1 - B02 (Warehouse, Packaging and QC Building)-123553-19 | L-shaped wall bench, Length: 3460+5300mm, depth:750mm, Height: 900mm, type (S). | Approved
BIOLOGICALS AND BIOSIMILARS MANUFACTURING FACILITY EIPICO 3 _0187 | CLI.CON-000001 |  |  | Approved
BIOLOGICALS AND BIOSIMILARS MANUFACTURING FACILITY EIPICO 3 _0187 | CLI.CON-000001 | 1 - B04(Boiler, Chiller, Power Station)-096613-1 | 300x300mm, Terrazzo tiles, for roof. | Approved
BIOLOGICALS AND BIOSIMILARS MANUFACTURING FACILITY EIPICO 3 _0187 | CLI.CON-000001 |  |  | Approved
BIOLOGICALS AND BIOSIMILARS MANUFACTURING FACILITY EIPICO 3 _0187 | CLI.CON-000001 | 1 - B07(Guard Room)-034100-1 | 470mm Width, precast concrete coping, for roof parapet. | Approved
BIOLOGICALS AND BIOSIMILARS MANUFACTURING FACILITY EIPICO 3 _0187 | CLI.CON-000001 |  |  | Approved
BIOLOGICALS AND BIOSIMILARS MANUFACTURING FACILITY EIPICO 3 _0187 | CLI.CON-000001 | 1 - Fuel tank-312000-2 | Filling with clean sand by compacted layers as per soil report, specification and to the Engineers acceptance. | Approved
BIOLOGICALS AND BIOSIMILARS MANUFACTURING FACILITY EIPICO 3 _0187 | CLI.CON-000001 |  |  | Approved
BIOLOGICALS AND BIOSIMILARS MANUFACTURING FACILITY EIPICO 3 _0187 | CLI.CON-000001 | 1 - B01(ADMIN BUILDING)-125100-35 | Chair, code (CH-10). | Approved
BIOLOGICALS AND BIOSIMILARS MANUFACTURING FACILITY EIPICO 3 _0187 | CLI.CON-000001 |  |  | Approved
BIOLOGICALS AND BIOSIMILARS MANUFACTURING FACILITY EIPICO 3 _0187 | CLI.CON-000001 | 1 - B01(ADMIN BUILDING)-96813-1 | 500x500mm, carpet tiles, code (CPT-01). | Approved
BIOLOGICALS AND BIOSIMILARS MANUFACTURING FACILITY EIPICO 3 _0187 | CLI.CON-000001 |  |  | Approved
BIOLOGICALS AND BIOSIMILARS MANUFACTURING FACILITY EIPICO 3 _0187 | CLI.CON-000001 | 1 - B01(ADMIN BUILDING)-102800-18 | 3000x1000mm. | Approved
BIOLOGICALS AND BIOSIMILARS MANUFACTURING FACILITY EIPICO 3 _0187 | CLI.CON-000001 |  |  | Approved
BIOLOGICALS AND BIOSIMILARS MANUFACTURING FACILITY EIPICO 3 _0187 | CLI.CON-000001 | 1 - B02 (Warehouse, Packaging and QC Building)-072600-1 | For under slab on grade. | Approved
BIOLOGICALS AND BIOSIMILARS MANUFACTURING FACILITY EIPICO 3 _0187 | CLI.CON-000001 |  |  | Approved
BIOLOGICALS AND BIOSIMILARS MANUFACTURING FACILITY EIPICO 3 _0187 | CLI.CON-000001 | 1 - B04(Boiler, Chiller, Power Station)-081113-1 | 90 minutes fire rated, 1100x2200mm, Door type (D11), (Single hinged leaf). | Approved
BIOLOGICALS AND BIOSIMILARS MANUFACTURING FACILITY EIPICO 3 _0187 | CLI.CON-000001 |  |  | Approved
BIOLOGICALS AND BIOSIMILARS MANUFACTURING FACILITY EIPICO 3 _0187 | CLI.CON-000001 |  |  | Approved
BIOLOGICALS AND BIOSIMILARS MANUFACTURING FACILITY EIPICO 3 _0187 | CLI.CON-000001 | 1 - B02 (Warehouse, Packaging and QC Building)-033000-17 | For Stairs with average Steel Density (120 kg/m3). | Approved
BIOLOGICALS AND BIOSIMILARS MANUFACTURING FACILITY EIPICO 3 _0187 | CLI.CON-000001 |  |  | Approved
BIOLOGICALS AND BIOSIMILARS MANUFACTURING FACILITY EIPICO 3 _0187 | CLI.CON-000001 | 1 - B01(ADMIN BUILDING)-084413-6 | Type (CW06). | Approved
BIOLOGICALS AND BIOSIMILARS MANUFACTURING FACILITY EIPICO 3 _0187 | CLI.CON-000001 |  |  | Approved
BIOLOGICALS AND BIOSIMILARS MANUFACTURING FACILITY EIPICO 3 _0187 | CLI.CON-000001 | 1 - B03(Transformer Building)-072600-1 | For under slab on grade. | Approved
BIOLOGICALS AND BIOSIMILARS MANUFACTURING FACILITY EIPICO 3 _0187 | CLI.CON-000001 |  |  | Approved
BIOLOGICALS AND BIOSIMILARS MANUFACTURING FACILITY EIPICO 3 _0187 | CLI.CON-000001 | 1 - B04(Boiler, Chiller, Power Station)-099123-1 | paint for walls, code (PT-02). | Approved
BIOLOGICALS AND BIOSIMILARS MANUFACTURING FACILITY EIPICO 3 _0187 | CLI.CON-000001 |  |  | Approved
BIOLOGICALS AND BIOSIMILARS MANUFACTURING FACILITY EIPICO 3 _0187 | CLI.CON-000001 | 1 - B02 (Warehouse, Packaging and QC Building)-033000-5 | 700 mm thick raft with average Steel Density (165 kg/m3). | Approved
BIOLOGICALS AND BIOSIMILARS MANUFACTURING FACILITY EIPICO 3 _0187 | CLI.CON-000001 |  |  | Approved
BIOLOGICALS AND BIOSIMILARS MANUFACTURING FACILITY EIPICO 3 _0187 | CLI.CON-000001 | 1 - B01(ADMIN BUILDING)-033000-3 | 50 mm thick PC under ground beams. | Approved
BIOLOGICALS AND BIOSIMILARS MANUFACTURING FACILITY EIPICO 3 _0187 | CLI.CON-000001 |  |  | Approved
BIOLOGICALS AND BIOSIMILARS MANUFACTURING FACILITY EIPICO 3 _0187 | CLI.CON-000001 | 1 - B01(ADMIN BUILDING)-125100-10 | Table, code (T-10). | Approved
BIOLOGICALS AND BIOSIMILARS MANUFACTURING FACILITY EIPICO 3 _0187 | CLI.CON-000001 |  |  | Approved
BIOLOGICALS AND BIOSIMILARS MANUFACTURING FACILITY EIPICO 3 _0187 | CLI.CON-000001 | 1 - B01(ADMIN BUILDING)-125100-11 | Table, code (T-11). | Approved
BIOLOGICALS AND BIOSIMILARS MANUFACTURING FACILITY EIPICO 3 _0187 | CLI.CON-000001 |  |  | Approved
BIOLOGICALS AND BIOSIMILARS MANUFACTURING FACILITY EIPICO 3 _0187 | CLI.CON-000001 | 1 - Building(Waste Water Treatment)-042000-5 | 120 minutes fire rated, 250mm Thick, for walls. | Approved
BIOLOGICALS AND BIOSIMILARS MANUFACTURING FACILITY EIPICO 3 _0187 | CLI.CON-000001 |  |  | Approved
BIOLOGICALS AND BIOSIMILARS MANUFACTURING FACILITY EIPICO 3 _0187 | CLI.CON-000001 | 1 - B04(Boiler, Chiller, Power Station)-081113-4 | 90 minutes fire rated, 1100x2000mm, Door type (D32), (Single hinged leaf). | Approved
BIOLOGICALS AND BIOSIMILARS MANUFACTURING FACILITY EIPICO 3 _0187 | CLI.CON-000001 |  |  | Approved
BIOLOGICALS AND BIOSIMILARS MANUFACTURING FACILITY EIPICO 3 _0187 | CLI.CON-000001 | 1 - B01(ADMIN BUILDING)-035440-2 | 100mm thick, cement screed layer, for epoxy floorings. | Approved
BIOLOGICALS AND BIOSIMILARS MANUFACTURING FACILITY EIPICO 3 _0187 | CLI.CON-000001 |  |  | Approved
BIOLOGICALS AND BIOSIMILARS MANUFACTURING FACILITY EIPICO 3 _0187 | CLI.CON-000001 | 1 - B05(Worker Building , Domestic and fire tank)-081113-1 | 45 minutes fire rated, 1000x2200mm, Door type (D15), (Single hinged leaf). | Approved
BIOLOGICALS AND BIOSIMILARS MANUFACTURING FACILITY EIPICO 3 _0187 | CLI.CON-000001 |  |  | Approved
BIOLOGICALS AND BIOSIMILARS MANUFACTURING FACILITY EIPICO 3 _0187 | CLI.CON-000001 | 1 - B01(ADMIN BUILDING)-42000-7 | 60 minutes fire rated, 250mm Thick, for walls. | Approved
BIOLOGICALS AND BIOSIMILARS MANUFACTURING FACILITY EIPICO 3 _0187 | CLI.CON-000001 |  |  | Approved
BIOLOGICALS AND BIOSIMILARS MANUFACTURING FACILITY EIPICO 3 _0187 | CLI.CON-000001 | 1 | Item Description | Approved
BIOLOGICALS AND BIOSIMILARS MANUFACTURING FACILITY EIPICO 3 _0187 | CLI.CON-000001 |  |  | Approved
BIOLOGICALS AND BIOSIMILARS MANUFACTURING FACILITY EIPICO 3 _0187 | CLI.CON-000001 | 1 - B05(Worker Building , Domestic and fire tank)-055000-3 | 770x4800mm, Metal ladder of galvanized steel, for pump rooms. | Approved
BIOLOGICALS AND BIOSIMILARS MANUFACTURING FACILITY EIPICO 3 _0187 | CLI.CON-000001 |  |  | Approved
BIOLOGICALS AND BIOSIMILARS MANUFACTURING FACILITY EIPICO 3 _0187 | CLI.CON-000001 | 1 - B02 (Warehouse, Packaging and QC Building)-033000-9 | 200 mm thick, slabs with average Steel Density (450 kg/m3). | Approved
BIOLOGICALS AND BIOSIMILARS MANUFACTURING FACILITY EIPICO 3 _0187 | CLI.CON-000001 |  |  | Approved
BIOLOGICALS AND BIOSIMILARS MANUFACTURING FACILITY EIPICO 3 _0187 | CLI.CON-000001 | 1 - B01(ADMIN BUILDING)-092900-2 | 12mm Thick, Moisture resistant gypsum board panels, code (GB-02). | Approved
BIOLOGICALS AND BIOSIMILARS MANUFACTURING FACILITY EIPICO 3 _0187 | CLI.CON-000001 |  |  | Approved
BIOLOGICALS AND BIOSIMILARS MANUFACTURING FACILITY EIPICO 3 _0187 | CLI.CON-000001 | 1 - B01(ADMIN BUILDING)-125100-14 | Coffee table , code (T-14). | Approved
BIOLOGICALS AND BIOSIMILARS MANUFACTURING FACILITY EIPICO 3 _0187 | CLI.CON-000001 |  |  | Approved
BIOLOGICALS AND BIOSIMILARS MANUFACTURING FACILITY EIPICO 3 _0187 | CLI.CON-000001 | 1 - B01(ADMIN BUILDING)-312000-1 | Excavation in all types of soil except rock soil to the Replacement level, and disposal of excavated materials outside the site as per structure drawings, specifications and to the Engineers acceptance, quantities are calculated with geometrical method. | Approved
BIOLOGICALS AND BIOSIMILARS MANUFACTURING FACILITY EIPICO 3 _0187 | CLI.CON-000001 |  |  | Approved
BIOLOGICALS AND BIOSIMILARS MANUFACTURING FACILITY EIPICO 3 _0187 | CLI.CON-000001 | 1 - B07(Guard Room)-044200-1 | 40mm Thick, Trietsa beige antique, code (ST-01), for facade. | Approved
BIOLOGICALS AND BIOSIMILARS MANUFACTURING FACILITY EIPICO 3 _0187 | CLI.CON-000001 |  |  | Approved
BIOLOGICALS AND BIOSIMILARS MANUFACTURING FACILITY EIPICO 3 _0187 | CLI.CON-000001 | 1 - B07(Guard Room)-312000-2 | Filling with clean sand by compacted layers as per soil report, specification and to the Engineers acceptance. | Approved
BIOLOGICALS AND BIOSIMILARS MANUFACTURING FACILITY EIPICO 3 _0187 | CLI.CON-000001 |  |  | Approved
BIOLOGICALS AND BIOSIMILARS MANUFACTURING FACILITY EIPICO 3 _0187 | CLI.CON-000001 |  |  | Approved
BIOLOGICALS AND BIOSIMILARS MANUFACTURING FACILITY EIPICO 3 _0187 | CLI.CON-000001 | 10.8 - B02 (Warehouse, Packaging and QC Building)-210523-10 | Alarm Check valve Diameter 150 mm | Approved
BIOLOGICALS AND BIOSIMILARS MANUFACTURING FACILITY EIPICO 3 _0187 | CLI.CON-000001 |  |  | Approved
BIOLOGICALS AND BIOSIMILARS MANUFACTURING FACILITY EIPICO 3 _0187 | CLI.CON-000001 | 10.7 - B07(Guard Room)-223300-1 | EWH-01, capacity 30 L. | Approved
BIOLOGICALS AND BIOSIMILARS MANUFACTURING FACILITY EIPICO 3 _0187 | CLI.CON-000001 |  |  | Approved
BIOLOGICALS AND BIOSIMILARS MANUFACTURING FACILITY EIPICO 3 _0187 | CLI.CON-000001 | 10.8 | Item Description | Approved
BIOLOGICALS AND BIOSIMILARS MANUFACTURING FACILITY EIPICO 3 _0187 | CLI.CON-000001 |  |  | Approved
BIOLOGICALS AND BIOSIMILARS MANUFACTURING FACILITY EIPICO 3 _0187 | CLI.CON-000001 | 10.5 - B01(ADMIN BUILDING)-230719-4 | Diameter 50mm | Approved
BIOLOGICALS AND BIOSIMILARS MANUFACTURING FACILITY EIPICO 3 _0187 | CLI.CON-000001 |  |  | Approved
BIOLOGICALS AND BIOSIMILARS MANUFACTURING FACILITY EIPICO 3 _0187 | CLI.CON-000001 | 10.7 - B02 (Warehouse, Packaging and QC Building)-221119-1 | Diameter 25 mm | Approved
BIOLOGICALS AND BIOSIMILARS MANUFACTURING FACILITY EIPICO 3 _0187 | CLI.CON-000001 |  |  | Approved
BIOLOGICALS AND BIOSIMILARS MANUFACTURING FACILITY EIPICO 3 _0187 | CLI.CON-000001 | 10.5 - B04(Boiler, Chiller, Power Station)-233713-5 | Fresh air louver (FAL) 2000mm x1300mm | Approved
BIOLOGICALS AND BIOSIMILARS MANUFACTURING FACILITY EIPICO 3 _0187 | CLI.CON-000001 |  |  | Approved
BIOLOGICALS AND BIOSIMILARS MANUFACTURING FACILITY EIPICO 3 _0187 | CLI.CON-000001 | 10.7 - B01(ADMIN BUILDING)-221319-5 | Size 200X200 mm | Approved
BIOLOGICALS AND BIOSIMILARS MANUFACTURING FACILITY EIPICO 3 _0187 | CLI.CON-000001 |  |  | Approved
BIOLOGICALS AND BIOSIMILARS MANUFACTURING FACILITY EIPICO 3 _0187 | CLI.CON-000001 | 10.5 - Landscape and Infra-232113-1 | Diameter 25mm | Approved
BIOLOGICALS AND BIOSIMILARS MANUFACTURING FACILITY EIPICO 3 _0187 | CLI.CON-000001 |  |  | Approved
BIOLOGICALS AND BIOSIMILARS MANUFACTURING FACILITY EIPICO 3 _0187 | CLI.CON-000001 | 10.5 - B02 (Warehouse, Packaging and QC Building)-233713-16 | Fresh air louver (FAL) 14" x12" | Approved
BIOLOGICALS AND BIOSIMILARS MANUFACTURING FACILITY EIPICO 3 _0187 | CLI.CON-000001 |  |  | Approved
BIOLOGICALS AND BIOSIMILARS MANUFACTURING FACILITY EIPICO 3 _0187 | CLI.CON-000001 | 10.5 - B02 (Warehouse, Packaging and QC Building)-233713-8 | Supply Jet Diffuser (S.J.D) ?14" | Approved
BIOLOGICALS AND BIOSIMILARS MANUFACTURING FACILITY EIPICO 3 _0187 | CLI.CON-000001 |  |  | Approved
BIOLOGICALS AND BIOSIMILARS MANUFACTURING FACILITY EIPICO 3 _0187 | CLI.CON-000001 | 10.8 - B02 (Warehouse, Packaging and QC Building)-210523-1 | Diameter 25 mm | Approved
BIOLOGICALS AND BIOSIMILARS MANUFACTURING FACILITY EIPICO 3 _0187 | CLI.CON-000001 |  |  | Approved
BIOLOGICALS AND BIOSIMILARS MANUFACTURING FACILITY EIPICO 3 _0187 | CLI.CON-000001 | 10.7 - B04(Boiler, Chiller, Power Station)-221116-7 | Diameter 110 mm | Approved
BIOLOGICALS AND BIOSIMILARS MANUFACTURING FACILITY EIPICO 3 _0187 | CLI.CON-000001 |  |  | Approved
BIOLOGICALS AND BIOSIMILARS MANUFACTURING FACILITY EIPICO 3 _0187 | CLI.CON-000001 | 10.5 - B02 (Warehouse, Packaging and QC Building)-230713-2 | Armflex 0.8mm thickness sound lining according to the specification | Approved
BIOLOGICALS AND BIOSIMILARS MANUFACTURING FACILITY EIPICO 3 _0187 | CLI.CON-000001 |  |  | Approved
BIOLOGICALS AND BIOSIMILARS MANUFACTURING FACILITY EIPICO 3 _0187 | CLI.CON-000001 | 10.5 - B02 (Warehouse, Packaging and QC Building)-237313-6 | AHU-09B | Approved
BIOLOGICALS AND BIOSIMILARS MANUFACTURING FACILITY EIPICO 3 _0187 | CLI.CON-000001 |  |  | Approved
BIOLOGICALS AND BIOSIMILARS MANUFACTURING FACILITY EIPICO 3 _0187 | CLI.CON-000001 | 10.5 - B04(Boiler, Chiller, Power Station)-231113-1 | Diameter 50mm | Approved
BIOLOGICALS AND BIOSIMILARS MANUFACTURING FACILITY EIPICO 3 _0187 | CLI.CON-000001 |  |  | Approved
BIOLOGICALS AND BIOSIMILARS MANUFACTURING FACILITY EIPICO 3 _0187 | CLI.CON-000001 | 10.8 - B04(Boiler, Chiller, Power Station)-211313-3 | 50 mm size | Approved
BIOLOGICALS AND BIOSIMILARS MANUFACTURING FACILITY EIPICO 3 _0187 | CLI.CON-000001 |  |  | Approved
BIOLOGICALS AND BIOSIMILARS MANUFACTURING FACILITY EIPICO 3 _0187 | CLI.CON-000001 | 10.7 - B05(Worker Building , Domestic and fire tank)-221219 -1 | Capacity 285m?,each compartment | Approved
BIOLOGICALS AND BIOSIMILARS MANUFACTURING FACILITY EIPICO 3 _0187 | CLI.CON-000001 |  |  | Approved
BIOLOGICALS AND BIOSIMILARS MANUFACTURING FACILITY EIPICO 3 _0187 | CLI.CON-000001 | 10.8 - Landscape and Infra-211100-2 | Diameter 250 mm | Approved
BIOLOGICALS AND BIOSIMILARS MANUFACTURING FACILITY EIPICO 3 _0187 | CLI.CON-000001 |  |  | Approved
BIOLOGICALS AND BIOSIMILARS MANUFACTURING FACILITY EIPICO 3 _0187 | CLI.CON-000001 | 10.7 - B05(Worker Building , Domestic and fire tank)-224100-5 | Showers -SW-12- | Approved
BIOLOGICALS AND BIOSIMILARS MANUFACTURING FACILITY EIPICO 3 _0187 | CLI.CON-000001 |  |  | Approved
BIOLOGICALS AND BIOSIMILARS MANUFACTURING FACILITY EIPICO 3 _0187 | CLI.CON-000001 | 10.5 - B02 (Warehouse, Packaging and QC Building)-233713-15 | Fresh air louver (FAL) 20" x16" | Approved
BIOLOGICALS AND BIOSIMILARS MANUFACTURING FACILITY EIPICO 3 _0187 | CLI.CON-000001 |  |  | Approved
BIOLOGICALS AND BIOSIMILARS MANUFACTURING FACILITY EIPICO 3 _0187 | CLI.CON-000001 | 10.5 - B01(ADMIN BUILDING)-238129-3 | FCU-03, 285L/S | Approved
BIOLOGICALS AND BIOSIMILARS MANUFACTURING FACILITY EIPICO 3 _0187 | CLI.CON-000001 |  |  | Approved
BIOLOGICALS AND BIOSIMILARS MANUFACTURING FACILITY EIPICO 3 _0187 | CLI.CON-000001 | 10.5 - Building 08 ( Nutural Gass)-260000 | Description DIVISION 26 ? ELECTRICAL WORKS | Approved
BIOLOGICALS AND BIOSIMILARS MANUFACTURING FACILITY EIPICO 3 _0187 | CLI.CON-000001 |  |  | Approved
BIOLOGICALS AND BIOSIMILARS MANUFACTURING FACILITY EIPICO 3 _0187 | CLI.CON-000001 | 10.5 - B04(Boiler, Chiller, Power Station)-232116-2 | Capacity 10.8 L/S,diameter 150mm | Approved
BIOLOGICALS AND BIOSIMILARS MANUFACTURING FACILITY EIPICO 3 _0187 | CLI.CON-000001 |  |  | Approved
BIOLOGICALS AND BIOSIMILARS MANUFACTURING FACILITY EIPICO 3 _0187 | CLI.CON-000001 | 10.7 - B07'(Guard Room)-221316-4 | Diameter 110 mm | Approved
BIOLOGICALS AND BIOSIMILARS MANUFACTURING FACILITY EIPICO 3 _0187 | CLI.CON-000001 |  |  | Approved
BIOLOGICALS AND BIOSIMILARS MANUFACTURING FACILITY EIPICO 3 _0187 | CLI.CON-000001 | 10.8 - B02 (Warehouse, Packaging and QC Building)-211213-2 | Fire hose cabinet - Class 2 | Approved
BIOLOGICALS AND BIOSIMILARS MANUFACTURING FACILITY EIPICO 3 _0187 | CLI.CON-000001 |  |  | Approved
BIOLOGICALS AND BIOSIMILARS MANUFACTURING FACILITY EIPICO 3 _0187 | CLI.CON-000001 | 10.7 - Landscape and Infra-221313-4 | Diameter 250 mm | Approved
BIOLOGICALS AND BIOSIMILARS MANUFACTURING FACILITY EIPICO 3 _0187 | CLI.CON-000001 |  |  | Approved
BIOLOGICALS AND BIOSIMILARS MANUFACTURING FACILITY EIPICO 3 _0187 | CLI.CON-000001 | 10.5 - B02 (Warehouse, Packaging and QC Building)-233416-26 | Make Up.F-03 | Approved
BIOLOGICALS AND BIOSIMILARS MANUFACTURING FACILITY EIPICO 3 _0187 | CLI.CON-000001 |  |  | Approved
BIOLOGICALS AND BIOSIMILARS MANUFACTURING FACILITY EIPICO 3 _0187 | CLI.CON-000001 | 10.8 - B05(Worker Building , Domestic and fire tank)-211313-6 | upright glass bulb standard response spray sprinklers 1/2" NPT threaded size, 1/2" orifice size, K= 5.6 , temperature rating 68 �C & brass finish . | Approved
BIOLOGICALS AND BIOSIMILARS MANUFACTURING FACILITY EIPICO 3 _0187 | CLI.CON-000001 |  |  | Approved
BIOLOGICALS AND BIOSIMILARS MANUFACTURING FACILITY EIPICO 3 _0187 | CLI.CON-000001 | 10.5 - B01(ADMIN BUILDING)-232113-5 | Diameter 60mm | Approved
BIOLOGICALS AND BIOSIMILARS MANUFACTURING FACILITY EIPICO 3 _0187 | CLI.CON-000001 |  |  | Approved
BIOLOGICALS AND BIOSIMILARS MANUFACTURING FACILITY EIPICO 3 _0187 | CLI.CON-000001 | 10.5 - B02 (Warehouse, Packaging and QC Building)-238219-2 | FCU-02 | Approved
BIOLOGICALS AND BIOSIMILARS MANUFACTURING FACILITY EIPICO 3 _0187 | CLI.CON-000001 |  |  | Approved
BIOLOGICALS AND BIOSIMILARS MANUFACTURING FACILITY EIPICO 3 _0187 | CLI.CON-000001 | 10.5 - B01(ADMIN BUILDING)-233713-3 | Supply ceiling diffuser (SCD) 600mm x600mm, neck size ?400mm | Approved
BIOLOGICALS AND BIOSIMILARS MANUFACTURING FACILITY EIPICO 3 _0187 | CLI.CON-000001 |  |  | Approved
BIOLOGICALS AND BIOSIMILARS MANUFACTURING FACILITY EIPICO 3 _0187 | CLI.CON-000001 | 10.5 - B05(Worker Building , Domestic and fire tank)-233713-2 | Exhaust Grille (EG) 300mm x250mm | Approved
BIOLOGICALS AND BIOSIMILARS MANUFACTURING FACILITY EIPICO 3 _0187 | CLI.CON-000001 |  |  | Approved
BIOLOGICALS AND BIOSIMILARS MANUFACTURING FACILITY EIPICO 3 _0187 | CLI.CON-000001 | 10.7 - B05(Worker Building , Domestic and fire tank)-221116-12 | Diameter 32 mm | Approved
BIOLOGICALS AND BIOSIMILARS MANUFACTURING FACILITY EIPICO 3 _0187 | CLI.CON-000001 |  |  | Approved
BIOLOGICALS AND BIOSIMILARS MANUFACTURING FACILITY EIPICO 3 _0187 | CLI.CON-000001 | 10.7 - B05(Worker Building , Domestic and fire tank)-221119-1 | Diameter 25 mm | Approved
BIOLOGICALS AND BIOSIMILARS MANUFACTURING FACILITY EIPICO 3 _0187 | CLI.CON-000001 |  |  | Approved
BIOLOGICALS AND BIOSIMILARS MANUFACTURING FACILITY EIPICO 3 _0187 | CLI.CON-000001 | 10.8 - B05(Worker Building , Domestic and fire tank)-211313-7 | Pendent glass bulb standard response spray sprinklers 1/2" NPT threaded size, 1/2" orifice size, K= 5.6 , temperature rating 68 �C & brass finish. | Approved
BIOLOGICALS AND BIOSIMILARS MANUFACTURING FACILITY EIPICO 3 _0187 | CLI.CON-000001 |  |  | Approved
BIOLOGICALS AND BIOSIMILARS MANUFACTURING FACILITY EIPICO 3 _0187 | CLI.CON-000001 | 10.7 - B02 (Warehouse, Packaging and QC Building)-221116-17 | Diameter 50 mm | Approved
BIOLOGICALS AND BIOSIMILARS MANUFACTURING FACILITY EIPICO 3 _0187 | CLI.CON-000001 |  |  | Approved
BIOLOGICALS AND BIOSIMILARS MANUFACTURING FACILITY EIPICO 3 _0187 | CLI.CON-000001 | 10.3 - Landscape and Infra-328400-3 | Diameter 50 mm | Approved
BIOLOGICALS AND BIOSIMILARS MANUFACTURING FACILITY EIPICO 3 _0187 | CLI.CON-000001 |  |  | Approved
BIOLOGICALS AND BIOSIMILARS MANUFACTURING FACILITY EIPICO 3 _0187 | CLI.CON-000001 | 10.5 - B04(Boiler, Chiller, Power Station)-233423-1 | EF-01,600 L/S,wall mounted | Approved
BIOLOGICALS AND BIOSIMILARS MANUFACTURING FACILITY EIPICO 3 _0187 | CLI.CON-000001 |  |  | Approved
BIOLOGICALS AND BIOSIMILARS MANUFACTURING FACILITY EIPICO 3 _0187 | CLI.CON-000001 | 10.5 - B06(Solvent & Hazardous)-233113-1 | Duct work | Approved
BIOLOGICALS AND BIOSIMILARS MANUFACTURING FACILITY EIPICO 3 _0187 | CLI.CON-000001 |  |  | Approved
BIOLOGICALS AND BIOSIMILARS MANUFACTURING FACILITY EIPICO 3 _0187 | CLI.CON-000001 | 10.5 - B02 (Warehouse, Packaging and QC Building)-233416-22 | EX.A.F-08 | Approved
BIOLOGICALS AND BIOSIMILARS MANUFACTURING FACILITY EIPICO 3 _0187 | CLI.CON-000001 |  |  | Approved
BIOLOGICALS AND BIOSIMILARS MANUFACTURING FACILITY EIPICO 3 _0187 | CLI.CON-000001 | 10.4 - Process-COMPRESSED ROOM-4.2 | Desciant type dryers with dew point of (-40) and flowrate shall be 1.5 copmpressor flowratewith valves, check valves, flexible connection, pressure gauges, temperature gauge, stainless steel (316L - SF01) and all room accessories required to complete the work according to international codes | Approved
BIOLOGICALS AND BIOSIMILARS MANUFACTURING FACILITY EIPICO 3 _0187 | CLI.CON-000001 |  |  | Approved
BIOLOGICALS AND BIOSIMILARS MANUFACTURING FACILITY EIPICO 3 _0187 | CLI.CON-000001 | 10.7 - B05(Worker Building , Domestic and fire tank)-221319-1 | Diameter 50 mm | Approved
BIOLOGICALS AND BIOSIMILARS MANUFACTURING FACILITY EIPICO 3 _0187 | CLI.CON-000001 |  |  | Approved
BIOLOGICALS AND BIOSIMILARS MANUFACTURING FACILITY EIPICO 3 _0187 | CLI.CON-000001 | 10.8 - B02 (Warehouse, Packaging and QC Building)-211313-13 | Pendent glass bulb standard response spray sprinklers 1/2" NPT threaded size, 1/2" orifice size, K= 5.6 , temperature rating 68 �C & brass finish. | Approved
BIOLOGICALS AND BIOSIMILARS MANUFACTURING FACILITY EIPICO 3 _0187 | CLI.CON-000001 |  |  | Approved
BIOLOGICALS AND BIOSIMILARS MANUFACTURING FACILITY EIPICO 3 _0187 | CLI.CON-000001 | 10.7 - Landscape and Infra-221313-7 | Item Description | Approved
BIOLOGICALS AND BIOSIMILARS MANUFACTURING FACILITY EIPICO 3 _0187 | CLI.CON-000001 | 1 - Fence-092400-1 | For fence. | Approved
BIOLOGICALS AND BIOSIMILARS MANUFACTURING FACILITY EIPICO 3 _0187 | CLI.CON-000001 |  |  | Approved
BIOLOGICALS AND BIOSIMILARS MANUFACTURING FACILITY EIPICO 3 _0187 | CLI.CON-000001 | 1 - B07(Guard Room)-033000-6 | For ground beams with average steel density (65 kg/m3). | Approved
BIOLOGICALS AND BIOSIMILARS MANUFACTURING FACILITY EIPICO 3 _0187 | CLI.CON-000001 |  |  | Approved
BIOLOGICALS AND BIOSIMILARS MANUFACTURING FACILITY EIPICO 3 _0187 | CLI.CON-000001 | 1 - B01(ADMIN BUILDING)-312000-3 | 1000mm thick below foundations, the layer is not exceeding 250 mm, as per the geotechnical investigation report specifications, and to the Engineers acceptance. | Approved
BIOLOGICALS AND BIOSIMILARS MANUFACTURING FACILITY EIPICO 3 _0187 | CLI.CON-000001 |  |  | Approved
BIOLOGICALS AND BIOSIMILARS MANUFACTURING FACILITY EIPICO 3 _0187 | CLI.CON-000001 | 1 - B01(ADMIN BUILDING)-099123-5 | Paint for moisture resistant gypsum suspended ceiling,code (PT-05), | Approved
BIOLOGICALS AND BIOSIMILARS MANUFACTURING FACILITY EIPICO 3 _0187 | CLI.CON-000001 |  |  | Approved
BIOLOGICALS AND BIOSIMILARS MANUFACTURING FACILITY EIPICO 3 _0187 | CLI.CON-000001 | 1 - B01(ADMIN BUILDING)-312000-2 | Filling with clean sand by compacted layers as per soil report, specification and to the Engineers acceptance. | Approved
BIOLOGICALS AND BIOSIMILARS MANUFACTURING FACILITY EIPICO 3 _0187 | CLI.CON-000001 |  |  | Approved
BIOLOGICALS AND BIOSIMILARS MANUFACTURING FACILITY EIPICO 3 _0187 | CLI.CON-000001 | 1 - B02 (Warehouse, Packaging and QC Building)-042000-7 | 60 minutes fire rated, 250mm Thick, for walls. | Approved
BIOLOGICALS AND BIOSIMILARS MANUFACTURING FACILITY EIPICO 3 _0187 | CLI.CON-000001 |  |  | Approved
BIOLOGICALS AND BIOSIMILARS MANUFACTURING FACILITY EIPICO 3 _0187 | CLI.CON-000001 | 1 - B02 (Warehouse, Packaging and QC Building)-101400-2 | 250mm diameter, door sign. | Approved
BIOLOGICALS AND BIOSIMILARS MANUFACTURING FACILITY EIPICO 3 _0187 | CLI.CON-000001 |  |  | Approved
BIOLOGICALS AND BIOSIMILARS MANUFACTURING FACILITY EIPICO 3 _0187 | CLI.CON-000001 | 1 - Landscape and Infra-321313-1 | Non-mountable curbs | Approved
BIOLOGICALS AND BIOSIMILARS MANUFACTURING FACILITY EIPICO 3 _0187 | CLI.CON-000001 |  |  | Approved
BIOLOGICALS AND BIOSIMILARS MANUFACTURING FACILITY EIPICO 3 _0187 | CLI.CON-000001 | 1 - B05(Worker Building , Domestic and fire tank)-102800-4 | Toilet paper dispenser, (AC-09). | Approved
BIOLOGICALS AND BIOSIMILARS MANUFACTURING FACILITY EIPICO 3 _0187 | CLI.CON-000001 |  |  | Approved
BIOLOGICALS AND BIOSIMILARS MANUFACTURING FACILITY EIPICO 3 _0187 | CLI.CON-000001 | 1 - Fence-312000-5 | 750mm thick below fence foundations. | Approved
BIOLOGICALS AND BIOSIMILARS MANUFACTURING FACILITY EIPICO 3 _0187 | CLI.CON-000001 |  |  | Approved
BIOLOGICALS AND BIOSIMILARS MANUFACTURING FACILITY EIPICO 3 _0187 | CLI.CON-000001 | 1 - B01(ADMIN BUILDING)-097500-3 | 100mm Height, Beige calimera marble tiles, code (BST-02). | Approved
BIOLOGICALS AND BIOSIMILARS MANUFACTURING FACILITY EIPICO 3 _0187 | CLI.CON-000001 |  |  | Approved
BIOLOGICALS AND BIOSIMILARS MANUFACTURING FACILITY EIPICO 3 _0187 | CLI.CON-000001 | 1 - B02 (Warehouse, Packaging and QC Building)-097500-1 | 400mm width, 40mm thick, Beige Calimera marble tiles, for toilets, code (ST-09). | Approved
BIOLOGICALS AND BIOSIMILARS MANUFACTURING FACILITY EIPICO 3 _0187 | CLI.CON-000001 |  |  | Approved
BIOLOGICALS AND BIOSIMILARS MANUFACTURING FACILITY EIPICO 3 _0187 | CLI.CON-000001 | 1 - B07'(Guard Room)-033000-8 | For columns with average steel density (185 kg/m3). | Approved
BIOLOGICALS AND BIOSIMILARS MANUFACTURING FACILITY EIPICO 3 _0187 | CLI.CON-000001 |  |  | Approved
BIOLOGICALS AND BIOSIMILARS MANUFACTURING FACILITY EIPICO 3 _0187 | CLI.CON-000001 | 1 - B01(ADMIN BUILDING)-125100-19 | Cabinet, code (CA-02). | Approved
BIOLOGICALS AND BIOSIMILARS MANUFACTURING FACILITY EIPICO 3 _0187 | CLI.CON-000001 |  |  | Approved
BIOLOGICALS AND BIOSIMILARS MANUFACTURING FACILITY EIPICO 3 _0187 | CLI.CON-000001 | 1 - B07'(Guard Room)-033000-6 | For ground beams with average steel density (65 kg/m3). | Approved
BIOLOGICALS AND BIOSIMILARS MANUFACTURING FACILITY EIPICO 3 _0187 | CLI.CON-000001 |  |  | Approved
BIOLOGICALS AND BIOSIMILARS MANUFACTURING FACILITY EIPICO 3 _0187 | CLI.CON-000001 | 1 - B07(Guard Room)-035440-1 | 20mm thick, cement screed layer, for roof. | Approved
BIOLOGICALS AND BIOSIMILARS MANUFACTURING FACILITY EIPICO 3 _0187 | CLI.CON-000001 |  |  | Approved
BIOLOGICALS AND BIOSIMILARS MANUFACTURING FACILITY EIPICO 3 _0187 | CLI.CON-000001 | 1 - B02 (Warehouse, Packaging and QC Building)-123553-2 | Wall Bench, Length: 9350mm, depth:750mm, Height: 900mm, type (B). | Approved
BIOLOGICALS AND BIOSIMILARS MANUFACTURING FACILITY EIPICO 3 _0187 | CLI.CON-000001 |  |  | Approved
BIOLOGICALS AND BIOSIMILARS MANUFACTURING FACILITY EIPICO 3 _0187 | CLI.CON-000001 | 1 - B07'(Guard Room)-081416-1 | 800x2200mm, Door type (D03), (Single hinged leaf). | Approved
BIOLOGICALS AND BIOSIMILARS MANUFACTURING FACILITY EIPICO 3 _0187 | CLI.CON-000001 |  |  | Approved
BIOLOGICALS AND BIOSIMILARS MANUFACTURING FACILITY EIPICO 3 _0187 | CLI.CON-000001 | 1 - B04(Boiler, Chiller, Power Station)-081113-3 | 90 minutes fire rated, 1600x2200mm, Door type (D14), (Double hinged leaves). | Approved
BIOLOGICALS AND BIOSIMILARS MANUFACTURING FACILITY EIPICO 3 _0187 | CLI.CON-000001 |  |  | Approved
BIOLOGICALS AND BIOSIMILARS MANUFACTURING FACILITY EIPICO 3 _0187 | CLI.CON-000001 | 1 - B04(Boiler, Chiller, Power Station)-033000-5 | For Footings with average Steel Density (91 kg/m3). | Approved
BIOLOGICALS AND BIOSIMILARS MANUFACTURING FACILITY EIPICO 3 _0187 | CLI.CON-000001 |  |  | Approved
BIOLOGICALS AND BIOSIMILARS MANUFACTURING FACILITY EIPICO 3 _0187 | CLI.CON-000001 | 1 - B05(Worker Building , Domestic and fire tank)-102113-1 | 12mm thick, HPL Partition, code (TP-01) including hinged doors with size 700x1900mm, item Including hardware and all accessorise. | Approved
BIOLOGICALS AND BIOSIMILARS MANUFACTURING FACILITY EIPICO 3 _0187 | CLI.CON-000001 |  |  | Approved
BIOLOGICALS AND BIOSIMILARS MANUFACTURING FACILITY EIPICO 3 _0187 | CLI.CON-000001 | 1 - Fence-033000-6 | For beams with average steel density (95 kg/m3). | Approved
BIOLOGICALS AND BIOSIMILARS MANUFACTURING FACILITY EIPICO 3 _0187 | CLI.CON-000001 |  |  | Approved
BIOLOGICALS AND BIOSIMILARS MANUFACTURING FACILITY EIPICO 3 _0187 | CLI.CON-000001 | 1 - B05(Worker Building , Domestic and fire tank)-044200-1 | 40mm Thick, Triesta beige stone cladding, for fa�ade, code (ST-02). | Approved
BIOLOGICALS AND BIOSIMILARS MANUFACTURING FACILITY EIPICO 3 _0187 | CLI.CON-000001 |  |  | Approved
BIOLOGICALS AND BIOSIMILARS MANUFACTURING FACILITY EIPICO 3 _0187 | CLI.CON-000001 | 1 - B01(ADMIN BUILDING)-125100-13 | Coffee table , code (T-13). | Approved
BIOLOGICALS AND BIOSIMILARS MANUFACTURING FACILITY EIPICO 3 _0187 | CLI.CON-000001 |  |  | Approved
BIOLOGICALS AND BIOSIMILARS MANUFACTURING FACILITY EIPICO 3 _0187 | CLI.CON-000001 | 1 - B02 (Warehouse, Packaging and QC Building)-072100-1 | For roof. | Approved
BIOLOGICALS AND BIOSIMILARS MANUFACTURING FACILITY EIPICO 3 _0187 | CLI.CON-000001 |  |  | Approved
BIOLOGICALS AND BIOSIMILARS MANUFACTURING FACILITY EIPICO 3 _0187 | CLI.CON-000001 | 1 - Building(Waste Water Treatment)-099600-2 | For walls. | Approved
BIOLOGICALS AND BIOSIMILARS MANUFACTURING FACILITY EIPICO 3 _0187 | CLI.CON-000001 |  |  | Approved
BIOLOGICALS AND BIOSIMILARS MANUFACTURING FACILITY EIPICO 3 _0187 | CLI.CON-000001 | 1 - Building 08 ( Nutural Gass)-033000-8 | For columns with average steel density (185 kg/m3). | Approved
BIOLOGICALS AND BIOSIMILARS MANUFACTURING FACILITY EIPICO 3 _0187 | CLI.CON-000001 |  |  | Approved
BIOLOGICALS AND BIOSIMILARS MANUFACTURING FACILITY EIPICO 3 _0187 | CLI.CON-000001 | 1 - Landscape and Infra-055000-1 | Ref. DWG: DT-AR-32003. | Approved
BIOLOGICALS AND BIOSIMILARS MANUFACTURING FACILITY EIPICO 3 _0187 | CLI.CON-000001 |  |  | Approved
BIOLOGICALS AND BIOSIMILARS MANUFACTURING FACILITY EIPICO 3 _0187 | CLI.CON-000001 | 1 - B02 (Warehouse, Packaging and QC Building)-099600-6 | Heavy duty acrylicon, for flooring, item including skirting with cove where required. | Approved
BIOLOGICALS AND BIOSIMILARS MANUFACTURING FACILITY EIPICO 3 _0187 | CLI.CON-000001 |  |  | Approved
BIOLOGICALS AND BIOSIMILARS MANUFACTURING FACILITY EIPICO 3 _0187 | CLI.CON-000001 | 1 - B07(Guard Room)-093000-2 | 600x600mm, 10mm thick, Grey ceramic tiles, code (CT-04). | Approved
BIOLOGICALS AND BIOSIMILARS MANUFACTURING FACILITY EIPICO 3 _0187 | CLI.CON-000001 |  |  | Approved
BIOLOGICALS AND BIOSIMILARS MANUFACTURING FACILITY EIPICO 3 _0187 | CLI.CON-000001 | 1 - Building 08 ( Nutural Gass)-033000-5 | For footings with average steel density (100 kg/m3). | Approved
BIOLOGICALS AND BIOSIMILARS MANUFACTURING FACILITY EIPICO 3 _0187 | CLI.CON-000001 |  |  | Approved
BIOLOGICALS AND BIOSIMILARS MANUFACTURING FACILITY EIPICO 3 _0187 | CLI.CON-000001 | 1 - B01(ADMIN BUILDING)-084413-2 | Type (CW02). | Approved
BIOLOGICALS AND BIOSIMILARS MANUFACTURING FACILITY EIPICO 3 _0187 | CLI.CON-000001 |  |  | Approved
BIOLOGICALS AND BIOSIMILARS MANUFACTURING FACILITY EIPICO 3 _0187 | CLI.CON-000001 | 1 - B04(Boiler, Chiller, Power Station)-055213-2 | 900mm, Steel handrail with electrostatic powder coating, for roof. | Approved
BIOLOGICALS AND BIOSIMILARS MANUFACTURING FACILITY EIPICO 3 _0187 | CLI.CON-000001 |  |  | Approved
BIOLOGICALS AND BIOSIMILARS MANUFACTURING FACILITY EIPICO 3 _0187 | CLI.CON-000001 | 1 - B02 (Warehouse, Packaging and QC Building)-093000-4 | 1200x300mm, 9mm thick, Grey ceramic tiles, code (CT-02). | Approved
BIOLOGICALS AND BIOSIMILARS MANUFACTURING FACILITY EIPICO 3 _0187 | CLI.CON-000001 |  |  | Approved
BIOLOGICALS AND BIOSIMILARS MANUFACTURING FACILITY EIPICO 3 _0187 | CLI.CON-000001 | 1 - B01(ADMIN BUILDING)-125100-6 | Desk, code (T-06). | Approved
BIOLOGICALS AND BIOSIMILARS MANUFACTURING FACILITY EIPICO 3 _0187 | CLI.CON-000001 |  |  | Approved
BIOLOGICALS AND BIOSIMILARS MANUFACTURING FACILITY EIPICO 3 _0187 | CLI.CON-000001 | 1 - B02 (Warehouse, Packaging and QC Building)-081416-1 | 800x2200mm, Door type (D03), (Single hinged leaf). | Approved
BIOLOGICALS AND BIOSIMILARS MANUFACTURING FACILITY EIPICO 3 _0187 | CLI.CON-000001 |  |  | Approved
BIOLOGICALS AND BIOSIMILARS MANUFACTURING FACILITY EIPICO 3 _0187 | CLI.CON-000001 | 1 - B05(Worker Building , Domestic and fire tank)-092400-2 | For ceiling. | Approved
BIOLOGICALS AND BIOSIMILARS MANUFACTURING FACILITY EIPICO 3 _0187 | CLI.CON-000001 |  |  | Approved
BIOLOGICALS AND BIOSIMILARS MANUFACTURING FACILITY EIPICO 3 _0187 | CLI.CON-000001 | 1 - B07'(Guard Room)-072100-1 | For roof. | Approved
BIOLOGICALS AND BIOSIMILARS MANUFACTURING FACILITY EIPICO 3 _0187 | CLI.CON-000001 |  |  | Approved
BIOLOGICALS AND BIOSIMILARS MANUFACTURING FACILITY EIPICO 3 _0187 | CLI.CON-000001 | 1 - B07(Guard Room)-044200-3 | 20mm Thick, 500mm height, Ghazal granite with beige color, code (ST-03), for facade. | Approved
BIOLOGICALS AND BIOSIMILARS MANUFACTURING FACILITY EIPICO 3 _0187 | CLI.CON-000001 |  |  | Approved
BIOLOGICALS AND BIOSIMILARS MANUFACTURING FACILITY EIPICO 3 _0187 | CLI.CON-000001 | 1 - Building 08 ( Nutural Gass)-072100-1 | For roof. (thermal) | Approved
BIOLOGICALS AND BIOSIMILARS MANUFACTURING FACILITY EIPICO 3 _0187 | CLI.CON-000001 |  |  | Approved
BIOLOGICALS AND BIOSIMILARS MANUFACTURING FACILITY EIPICO 3 _0187 | CLI.CON-000001 | 1 - B07(Guard Room)-076200-1 | 100mm Height, Aluminum flashing, for roof. | Approved
BIOLOGICALS AND BIOSIMILARS MANUFACTURING FACILITY EIPICO 3 _0187 | CLI.CON-000001 |  |  | Approved
BIOLOGICALS AND BIOSIMILARS MANUFACTURING FACILITY EIPICO 3 _0187 | CLI.CON-000001 | 1 - B03(Transformer Building)-033000-11 | For beams with average steel density (75 kg/m3). | Approved
BIOLOGICALS AND BIOSIMILARS MANUFACTURING FACILITY EIPICO 3 _0187 | CLI.CON-000001 |  |  | Approved
BIOLOGICALS AND BIOSIMILARS MANUFACTURING FACILITY EIPICO 3 _0187 | CLI.CON-000001 | 1 - B05(Worker Building , Domestic and fire tank)-085113-1 | 2000x650mm, window type (W05). | Approved
BIOLOGICALS AND BIOSIMILARS MANUFACTURING FACILITY EIPICO 3 _0187 | CLI.CON-000001 |  |  | Approved
BIOLOGICALS AND BIOSIMILARS MANUFACTURING FACILITY EIPICO 3 _0187 | CLI.CON-000001 |  |  | Approved
BIOLOGICALS AND BIOSIMILARS MANUFACTURING FACILITY EIPICO 3 _0187 | CLI.CON-000001 | 10.7 - B05(Worker Building , Domestic and fire tank)-221116-16 | Diameter 160 mm,with valve box | Approved
BIOLOGICALS AND BIOSIMILARS MANUFACTURING FACILITY EIPICO 3 _0187 | CLI.CON-000001 |  |  | Approved
BIOLOGICALS AND BIOSIMILARS MANUFACTURING FACILITY EIPICO 3 _0187 | CLI.CON-000001 | 10.8 - Building(Waste water treatment) -211313-1 | 25 mm size | Approved
BIOLOGICALS AND BIOSIMILARS MANUFACTURING FACILITY EIPICO 3 _0187 | CLI.CON-000001 |  |  | Approved
BIOLOGICALS AND BIOSIMILARS MANUFACTURING FACILITY EIPICO 3 _0187 | CLI.CON-000001 | 10.4 - Process-Compressed Air System -2.1.1 | Do=40 mm | Approved
BIOLOGICALS AND BIOSIMILARS MANUFACTURING FACILITY EIPICO 3 _0187 | CLI.CON-000001 |  |  | Approved
BIOLOGICALS AND BIOSIMILARS MANUFACTURING FACILITY EIPICO 3 _0187 | CLI.CON-000001 | 10.5 - B01(ADMIN BUILDING)-238129-6 | FCU-06, 500L/S | Approved
BIOLOGICALS AND BIOSIMILARS MANUFACTURING FACILITY EIPICO 3 _0187 | CLI.CON-000001 |  |  | Approved
BIOLOGICALS AND BIOSIMILARS MANUFACTURING FACILITY EIPICO 3 _0187 | CLI.CON-000001 | 10.5 - B02 (Warehouse, Packaging and QC Building)-238219-2 | Product Storage 123 kw. | Approved
BIOLOGICALS AND BIOSIMILARS MANUFACTURING FACILITY EIPICO 3 _0187 | CLI.CON-000001 |  |  | Approved
BIOLOGICALS AND BIOSIMILARS MANUFACTURING FACILITY EIPICO 3 _0187 | CLI.CON-000001 | 10.5 - B06(Solvent & Hazardous)-233713-1 | Supply Grille (SG) 450mm x150mm | Approved
BIOLOGICALS AND BIOSIMILARS MANUFACTURING FACILITY EIPICO 3 _0187 | CLI.CON-000001 |  |  | Approved
BIOLOGICALS AND BIOSIMILARS MANUFACTURING FACILITY EIPICO 3 _0187 | CLI.CON-000001 | 10.5 - B02 (Warehouse, Packaging and QC Building)-238219-1 | FCU-01 | Approved
BIOLOGICALS AND BIOSIMILARS MANUFACTURING FACILITY EIPICO 3 _0187 | CLI.CON-000001 |  |  | Approved
BIOLOGICALS AND BIOSIMILARS MANUFACTURING FACILITY EIPICO 3 _0187 | CLI.CON-000001 | 10.5 - Landscape and Infra-232113-4 | Diameter 65mm | Approved
BIOLOGICALS AND BIOSIMILARS MANUFACTURING FACILITY EIPICO 3 _0187 | CLI.CON-000001 |  |  | Approved
BIOLOGICALS AND BIOSIMILARS MANUFACTURING FACILITY EIPICO 3 _0187 | CLI.CON-000001 | 10.7 - B01(ADMIN BUILDING)-221319-7 | Size 600X600 mm | Approved
BIOLOGICALS AND BIOSIMILARS MANUFACTURING FACILITY EIPICO 3 _0187 | CLI.CON-000001 |  |  | Approved
BIOLOGICALS AND BIOSIMILARS MANUFACTURING FACILITY EIPICO 3 _0187 | CLI.CON-000001 | 10.7 - B05(Worker Building , Domestic and fire tank)-221116-8 | Diameter 25 mm | Approved
BIOLOGICALS AND BIOSIMILARS MANUFACTURING FACILITY EIPICO 3 _0187 | CLI.CON-000001 |  |  | Approved
BIOLOGICALS AND BIOSIMILARS MANUFACTURING FACILITY EIPICO 3 _0187 | CLI.CON-000001 | 10.8 - B01(ADMIN BUILDING)-211213-2 | Fire hose cabinet - Class 2 | Approved
BIOLOGICALS AND BIOSIMILARS MANUFACTURING FACILITY EIPICO 3 _0187 | CLI.CON-000001 |  |  | Approved
BIOLOGICALS AND BIOSIMILARS MANUFACTURING FACILITY EIPICO 3 _0187 | CLI.CON-000001 | 10.7 - B02 (Warehouse, Packaging and QC Building)-221116-21 | Pressure Gauge | Approved
BIOLOGICALS AND BIOSIMILARS MANUFACTURING FACILITY EIPICO 3 _0187 | CLI.CON-000001 |  |  | Approved
BIOLOGICALS AND BIOSIMILARS MANUFACTURING FACILITY EIPICO 3 _0187 | CLI.CON-000001 | 10.7 - B05(Worker Building , Domestic and fire tank)-221316-4 | Diameter 160 mm | Approved
BIOLOGICALS AND BIOSIMILARS MANUFACTURING FACILITY EIPICO 3 _0187 | CLI.CON-000001 |  |  | Approved
BIOLOGICALS AND BIOSIMILARS MANUFACTURING FACILITY EIPICO 3 _0187 | CLI.CON-000001 | 10.5 - Building(Waste water treatment) -230593-1 | Testing and balancing for HVAC system components | Approved
BIOLOGICALS AND BIOSIMILARS MANUFACTURING FACILITY EIPICO 3 _0187 | CLI.CON-000001 |  |  | Approved
BIOLOGICALS AND BIOSIMILARS MANUFACTURING FACILITY EIPICO 3 _0187 | CLI.CON-000001 | 10.4 - Process-Industrial steam System -4.2 | pressure reducing station (10 / 4 bar ) for heat exchanger | Approved
BIOLOGICALS AND BIOSIMILARS MANUFACTURING FACILITY EIPICO 3 _0187 | CLI.CON-000001 |  |  | Approved
BIOLOGICALS AND BIOSIMILARS MANUFACTURING FACILITY EIPICO 3 _0187 | CLI.CON-000001 | 10.7 - B07(Guard Room)-221423-1 | Diameter 75mm | Approved
BIOLOGICALS AND BIOSIMILARS MANUFACTURING FACILITY EIPICO 3 _0187 | CLI.CON-000001 |  |  | Approved
BIOLOGICALS AND BIOSIMILARS MANUFACTURING FACILITY EIPICO 3 _0187 | CLI.CON-000001 | 10.7 - B04(Boiler, Chiller, Power Station)-221116-4 | Diameter 110 mm | Approved
BIOLOGICALS AND BIOSIMILARS MANUFACTURING FACILITY EIPICO 3 _0187 | CLI.CON-000001 |  |  | Approved
BIOLOGICALS AND BIOSIMILARS MANUFACTURING FACILITY EIPICO 3 _0187 | CLI.CON-000001 | 10.8 - B06(Solvent & Hazardous)-104416-2 | Pressurised Foam Capacity 6 L. FE-4 | Approved
BIOLOGICALS AND BIOSIMILARS MANUFACTURING FACILITY EIPICO 3 _0187 | CLI.CON-000001 |  |  | Approved
BIOLOGICALS AND BIOSIMILARS MANUFACTURING FACILITY EIPICO 3 _0187 | CLI.CON-000001 | 10.7 - B06(Solvent & Hazardous)-221316-2 | Diameter 110 mm | Approved
BIOLOGICALS AND BIOSIMILARS MANUFACTURING FACILITY EIPICO 3 _0187 | CLI.CON-000001 |  |  | Approved
BIOLOGICALS AND BIOSIMILARS MANUFACTURING FACILITY EIPICO 3 _0187 | CLI.CON-000001 | 10.7 - B02 (Warehouse, Packaging and QC Building)-224100-1 | Water Closet -SW-01- | Approved
BIOLOGICALS AND BIOSIMILARS MANUFACTURING FACILITY EIPICO 3 _0187 | CLI.CON-000001 |  |  | Approved
BIOLOGICALS AND BIOSIMILARS MANUFACTURING FACILITY EIPICO 3 _0187 | CLI.CON-000001 | 10.5 - B04(Boiler, Chiller, Power Station)-233423-4 | EF-04,860 L/S,wall mounted | Approved
BIOLOGICALS AND BIOSIMILARS MANUFACTURING FACILITY EIPICO 3 _0187 | CLI.CON-000001 |  |  | Approved
BIOLOGICALS AND BIOSIMILARS MANUFACTURING FACILITY EIPICO 3 _0187 | CLI.CON-000001 | 10.4 - Process-Steam System -2.1.2 | 1.5 '' Diam. | Approved
BIOLOGICALS AND BIOSIMILARS MANUFACTURING FACILITY EIPICO 3 _0187 | CLI.CON-000001 |  |  | Approved
BIOLOGICALS AND BIOSIMILARS MANUFACTURING FACILITY EIPICO 3 _0187 | CLI.CON-000001 | 10.5 | HVAC | Approved
BIOLOGICALS AND BIOSIMILARS MANUFACTURING FACILITY EIPICO 3 _0187 | CLI.CON-000001 |  |  | Approved
BIOLOGICALS AND BIOSIMILARS MANUFACTURING FACILITY EIPICO 3 _0187 | CLI.CON-000001 |  |  | Approved
BIOLOGICALS AND BIOSIMILARS MANUFACTURING FACILITY EIPICO 3 _0187 | CLI.CON-000001 | 10.5 - B04(Boiler, Chiller, Power Station)-233423-6 | EF-06,4090 L/S,wall mounted | Approved
BIOLOGICALS AND BIOSIMILARS MANUFACTURING FACILITY EIPICO 3 _0187 | CLI.CON-000001 |  |  | Approved
BIOLOGICALS AND BIOSIMILARS MANUFACTURING FACILITY EIPICO 3 _0187 | CLI.CON-000001 | 10.5 - B07(Guard Room)-238126-1 | SU-01, Cooling Capacity: 3.5 KW | Approved
BIOLOGICALS AND BIOSIMILARS MANUFACTURING FACILITY EIPICO 3 _0187 | CLI.CON-000001 |  |  | Approved
BIOLOGICALS AND BIOSIMILARS MANUFACTURING FACILITY EIPICO 3 _0187 | CLI.CON-000001 | 10.5 | DESCRIPTION Item Description | Approved
BIOLOGICALS AND BIOSIMILARS MANUFACTURING FACILITY EIPICO 3 _0187 | CLI.CON-000001 |  |  | Approved
BIOLOGICALS AND BIOSIMILARS MANUFACTURING FACILITY EIPICO 3 _0187 | CLI.CON-000001 | 10.4 - Process-Industrial steam System -2.1 | Steam header with all needed valves & fittings, steam trap, air vent and vacuum breaker wiith on duty and future connection | Approved
BIOLOGICALS AND BIOSIMILARS MANUFACTURING FACILITY EIPICO 3 _0187 | CLI.CON-000001 |  |  | Approved
BIOLOGICALS AND BIOSIMILARS MANUFACTURING FACILITY EIPICO 3 _0187 | CLI.CON-000001 | 10.8 - B01(ADMIN BUILDING)-211313-2 | 32 mm size | Approved
BIOLOGICALS AND BIOSIMILARS MANUFACTURING FACILITY EIPICO 3 _0187 | CLI.CON-000001 |  |  | Approved
BIOLOGICALS AND BIOSIMILARS MANUFACTURING FACILITY EIPICO 3 _0187 | CLI.CON-000001 | 10.5 - B01(ADMIN BUILDING)-230719-2 | Diameter 30mm | Approved
BIOLOGICALS AND BIOSIMILARS MANUFACTURING FACILITY EIPICO 3 _0187 | CLI.CON-000001 |  |  | Approved
BIOLOGICALS AND BIOSIMILARS MANUFACTURING FACILITY EIPICO 3 _0187 | CLI.CON-000001 | 10.5 - B02 (Warehouse, Packaging and QC Building)-233416-6 | SM.EX.F-06 | Approved
BIOLOGICALS AND BIOSIMILARS MANUFACTURING FACILITY EIPICO 3 _0187 | CLI.CON-000001 |  |  | Approved
BIOLOGICALS AND BIOSIMILARS MANUFACTURING FACILITY EIPICO 3 _0187 | CLI.CON-000001 | 10.5 - B01(ADMIN BUILDING)-233113-1 | Galvanized steel duct work | Approved
BIOLOGICALS AND BIOSIMILARS MANUFACTURING FACILITY EIPICO 3 _0187 | CLI.CON-000001 |  |  | Approved
BIOLOGICALS AND BIOSIMILARS MANUFACTURING FACILITY EIPICO 3 _0187 | CLI.CON-000001 | 10.5 - B01(ADMIN BUILDING)-233713-8 | Supply ceiling diffuser (SCD) 150mm x150mm | Approved
BIOLOGICALS AND BIOSIMILARS MANUFACTURING FACILITY EIPICO 3 _0187 | CLI.CON-000001 |  |  | Approved
BIOLOGICALS AND BIOSIMILARS MANUFACTURING FACILITY EIPICO 3 _0187 | CLI.CON-000001 | 10.5 - B02 (Warehouse, Packaging and QC Building)-238219-6 | FCU-06 | Approved
BIOLOGICALS AND BIOSIMILARS MANUFACTURING FACILITY EIPICO 3 _0187 | CLI.CON-000001 |  |  | Approved
BIOLOGICALS AND BIOSIMILARS MANUFACTURING FACILITY EIPICO 3 _0187 | CLI.CON-000001 | 10.7 - B06(Solvent & Hazardous)-221116-1 | Diameter 32 mm | Approved
BIOLOGICALS AND BIOSIMILARS MANUFACTURING FACILITY EIPICO 3 _0187 | CLI.CON-000001 |  |  | Approved
BIOLOGICALS AND BIOSIMILARS MANUFACTURING FACILITY EIPICO 3 _0187 | CLI.CON-000001 | 10.5 - B06(Solvent & Hazardous)-230593-1 | Testing and balancing for HVAC system components | Approved
BIOLOGICALS AND BIOSIMILARS MANUFACTURING FACILITY EIPICO 3 _0187 | CLI.CON-000001 |  |  | Approved
BIOLOGICALS AND BIOSIMILARS MANUFACTURING FACILITY EIPICO 3 _0187 | CLI.CON-000001 | 10.3 - Landscape and Infra-328400-10 | Pressure Compensating PolyEthylene 16 mm emitters discharge 3.7 l/hr , with pressure regulator ,and inline dripper every 0.5 m | Approved
BIOLOGICALS AND BIOSIMILARS MANUFACTURING FACILITY EIPICO 3 _0187 | CLI.CON-000001 |  |  | Approved
BIOLOGICALS AND BIOSIMILARS MANUFACTURING FACILITY EIPICO 3 _0187 | CLI.CON-000001 | 10.3 | Irrigation | Approved
BIOLOGICALS AND BIOSIMILARS MANUFACTURING FACILITY EIPICO 3 _0187 | CLI.CON-000001 |  |  | Approved
BIOLOGICALS AND BIOSIMILARS MANUFACTURING FACILITY EIPICO 3 _0187 | CLI.CON-000001 | 10.5 - B04(Boiler, Chiller, Power Station)-233423-3 | EF-03,790 L/S,wall mounted | Approved
BIOLOGICALS AND BIOSIMILARS MANUFACTURING FACILITY EIPICO 3 _0187 | CLI.CON-000001 |  |  | Approved
BIOLOGICALS AND BIOSIMILARS MANUFACTURING FACILITY EIPICO 3 _0187 | CLI.CON-000001 | 10.7 - B02 (Warehouse, Packaging and QC Building)-221116-10 | Diameter 25 mm | Approved
BIOLOGICALS AND BIOSIMILARS MANUFACTURING FACILITY EIPICO 3 _0187 | CLI.CON-000001 |  |  | Approved
BIOLOGICALS AND BIOSIMILARS MANUFACTURING FACILITY EIPICO 3 _0187 | CLI.CON-000001 | 10.7 - Landscape and Infra-221113-9 | Diameter 50 mm | Approved
BIOLOGICALS AND BIOSIMILARS MANUFACTURING FACILITY EIPICO 3 _0187 | CLI.CON-000001 |  |  | Approved
BIOLOGICALS AND BIOSIMILARS MANUFACTURING FACILITY EIPICO 3 _0187 | CLI.CON-000001 | 10.5 - B01(ADMIN BUILDING)-233713-6 | Supply ceiling diffuser (SCD) 600mm x600mm, neck size ?250mm | Approved
BIOLOGICALS AND BIOSIMILARS MANUFACTURING FACILITY EIPICO 3 _0187 | CLI.CON-000001 |  |  | Approved
BIOLOGICALS AND BIOSIMILARS MANUFACTURING FACILITY EIPICO 3 _0187 | CLI.CON-000001 | 10.5 - B02 (Warehouse, Packaging and QC Building)-232113-12 | Diameter 40mm | Approved
BIOLOGICALS AND BIOSIMILARS MANUFACTURING FACILITY EIPICO 3 _0187 | CLI.CON-000001 |  |  | Approved
BIOLOGICALS AND BIOSIMILARS MANUFACTURING FACILITY EIPICO 3 _0187 | CLI.CON-000001 | 10.5 - B03(Transformer Building)-233713-1 | Fresh air louver (FAL) 1000mm x 1000mm | Approved
BIOLOGICALS AND BIOSIMILARS MANUFACTURING FACILITY EIPICO 3 _0187 | CLI.CON-000001 |  |  | Approved
BIOLOGICALS AND BIOSIMILARS MANUFACTURING FACILITY EIPICO 3 _0187 | CLI.CON-000001 | 10.5 - B07'(Guard Room)-233423-1 | EF-01,35L/S,wall mounted | Approved
BIOLOGICALS AND BIOSIMILARS MANUFACTURING FACILITY EIPICO 3 _0187 | CLI.CON-000001 |  |  | Approved
BIOLOGICALS AND BIOSIMILARS MANUFACTURING FACILITY EIPICO 3 _0187 | CLI.CON-000001 | 10.7 - B02 (Warehouse, Packaging and QC Building)-221423-1 | Diameter 110mm | Approved
BIOLOGICALS AND BIOSIMILARS MANUFACTURING FACILITY EIPICO 3 _0187 | CLI.CON-000001 |  |  | Approved
BIOLOGICALS AND BIOSIMILARS MANUFACTURING FACILITY EIPICO 3 _0187 | CLI.CON-000001 | 10.7 - B04(Boiler, Chiller, Power Station)-221319-2 | 300X200X3000 mm | Approved
BIOLOGICALS AND BIOSIMILARS MANUFACTURING FACILITY EIPICO 3 _0187 | CLI.CON-000001 | 1 - B01(ADMIN BUILDING)-081416-2 | 800x2200mm, Door type (D03), (Single hinged leaf). | Approved
BIOLOGICALS AND BIOSIMILARS MANUFACTURING FACILITY EIPICO 3 _0187 | CLI.CON-000001 |  |  | Approved
BIOLOGICALS AND BIOSIMILARS MANUFACTURING FACILITY EIPICO 3 _0187 | CLI.CON-000001 | 1 - B07(Guard Room)-093000-1 | 600x600mm, 9mm thick Grey ceramic tiles, code (CT-01). | Approved
BIOLOGICALS AND BIOSIMILARS MANUFACTURING FACILITY EIPICO 3 _0187 | CLI.CON-000001 |  |  | Approved
BIOLOGICALS AND BIOSIMILARS MANUFACTURING FACILITY EIPICO 3 _0187 | CLI.CON-000001 | 1 - B01(ADMIN BUILDING)-125100-20 | Cabinet, code (CA-03). | Approved
BIOLOGICALS AND BIOSIMILARS MANUFACTURING FACILITY EIPICO 3 _0187 | CLI.CON-000001 |  |  | Approved
BIOLOGICALS AND BIOSIMILARS MANUFACTURING FACILITY EIPICO 3 _0187 | CLI.CON-000001 | 1 - B07'(Guard Room)-033000-10 | 70 mm thick, light weight concrete with average slope (1%), for roof. | Approved
BIOLOGICALS AND BIOSIMILARS MANUFACTURING FACILITY EIPICO 3 _0187 | CLI.CON-000001 |  |  | Approved
BIOLOGICALS AND BIOSIMILARS MANUFACTURING FACILITY EIPICO 3 _0187 | CLI.CON-000001 | 1 - B06(Solvent & Hazardous)-033000-1 | 300 mm thick PC under footing. | Approved
BIOLOGICALS AND BIOSIMILARS MANUFACTURING FACILITY EIPICO 3 _0187 | CLI.CON-000001 |  |  | Approved
BIOLOGICALS AND BIOSIMILARS MANUFACTURING FACILITY EIPICO 3 _0187 | CLI.CON-000001 | 1 - Building 08 ( Nutural Gass)-312000-1 | Excavation in all types of soil except rock soil to the replacement level, and disposal of excavated materials outside the site as per structure drawings, specifications and to the Engineers acceptance, quantities are calculated with geometrical method. | Approved
BIOLOGICALS AND BIOSIMILARS MANUFACTURING FACILITY EIPICO 3 _0187 | CLI.CON-000001 |  |  | Approved
BIOLOGICALS AND BIOSIMILARS MANUFACTURING FACILITY EIPICO 3 _0187 | CLI.CON-000001 | 1 - B02 (Warehouse, Packaging and QC Building)-099600-3 | For internal stairs Landings. | Approved
BIOLOGICALS AND BIOSIMILARS MANUFACTURING FACILITY EIPICO 3 _0187 | CLI.CON-000001 |  |  | Approved
BIOLOGICALS AND BIOSIMILARS MANUFACTURING FACILITY EIPICO 3 _0187 | CLI.CON-000001 | 1 - B04(Boiler, Chiller, Power Station)-033000-13 | For stairs with average Steel Density ( 91 kg/m3). | Approved
BIOLOGICALS AND BIOSIMILARS MANUFACTURING FACILITY EIPICO 3 _0187 | CLI.CON-000001 |  |  | Approved
BIOLOGICALS AND BIOSIMILARS MANUFACTURING FACILITY EIPICO 3 _0187 | CLI.CON-000001 | 1 - B01(ADMIN BUILDING)-125100-23 | Cabinet, code (CA-06). | Approved
BIOLOGICALS AND BIOSIMILARS MANUFACTURING FACILITY EIPICO 3 _0187 | CLI.CON-000001 |  |  | Approved
BIOLOGICALS AND BIOSIMILARS MANUFACTURING FACILITY EIPICO 3 _0187 | CLI.CON-000001 | 1 - B01(ADMIN BUILDING)-102800-4 | Grab bar, code (AC-04). | Approved
BIOLOGICALS AND BIOSIMILARS MANUFACTURING FACILITY EIPICO 3 _0187 | CLI.CON-000001 |  |  | Approved
BIOLOGICALS AND BIOSIMILARS MANUFACTURING FACILITY EIPICO 3 _0187 | CLI.CON-000001 | 1 - B04(Boiler, Chiller, Power Station)-042000-2 | 250mm Thick, for walls. | Approved
BIOLOGICALS AND BIOSIMILARS MANUFACTURING FACILITY EIPICO 3 _0187 | CLI.CON-000001 |  |  | Approved
BIOLOGICALS AND BIOSIMILARS MANUFACTURING FACILITY EIPICO 3 _0187 | CLI.CON-000001 | 1 - B06(Solvent & Hazardous)-033000-6 | For Ground beams with average Steel Density (120 kg/m3). | Approved
BIOLOGICALS AND BIOSIMILARS MANUFACTURING FACILITY EIPICO 3 _0187 | CLI.CON-000001 |  |  | Approved
BIOLOGICALS AND BIOSIMILARS MANUFACTURING FACILITY EIPICO 3 _0187 | CLI.CON-000001 | 1 - B01(ADMIN BUILDING)-096900-1 | 300mm Height, 600x600mm, access flooring panels fabricated from calcium sulfate tiles with galvanized steel base, code (RF-01). | Approved
BIOLOGICALS AND BIOSIMILARS MANUFACTURING FACILITY EIPICO 3 _0187 | CLI.CON-000001 |  |  | Approved
BIOLOGICALS AND BIOSIMILARS MANUFACTURING FACILITY EIPICO 3 _0187 | CLI.CON-000001 | 1 - B04(Boiler, Chiller, Power Station)-042000-2 | 60 minutes fire rated, 250mm Thick, for walls. | Approved
BIOLOGICALS AND BIOSIMILARS MANUFACTURING FACILITY EIPICO 3 _0187 | CLI.CON-000001 |  |  | Approved
BIOLOGICALS AND BIOSIMILARS MANUFACTURING FACILITY EIPICO 3 _0187 | CLI.CON-000001 | 1 - Fence-042000-2 | 40mm Thick, Trietsa beige, code (ST-02), for facade. | Approved
BIOLOGICALS AND BIOSIMILARS MANUFACTURING FACILITY EIPICO 3 _0187 | CLI.CON-000001 |  |  | Approved
BIOLOGICALS AND BIOSIMILARS MANUFACTURING FACILITY EIPICO 3 _0187 | CLI.CON-000001 | 1 - B03(Transformer Building)-042000-1 | 150 minutes fire rated,200mm Thick, for walls. | Approved
BIOLOGICALS AND BIOSIMILARS MANUFACTURING FACILITY EIPICO 3 _0187 | CLI.CON-000001 |  |  | Approved
BIOLOGICALS AND BIOSIMILARS MANUFACTURING FACILITY EIPICO 3 _0187 | CLI.CON-000001 | 1 - B01(ADMIN BUILDING)-102800-17 | 2000x1000mm. | Approved
BIOLOGICALS AND BIOSIMILARS MANUFACTURING FACILITY EIPICO 3 _0187 | CLI.CON-000001 |  |  | Approved
BIOLOGICALS AND BIOSIMILARS MANUFACTURING FACILITY EIPICO 3 _0187 | CLI.CON-000001 | 1 - B07(Guard Room)-033000-8 | For columns with average steel density (185 kg/m3). | Approved
BIOLOGICALS AND BIOSIMILARS MANUFACTURING FACILITY EIPICO 3 _0187 | CLI.CON-000001 |  |  | Approved
BIOLOGICALS AND BIOSIMILARS MANUFACTURING FACILITY EIPICO 3 _0187 | CLI.CON-000001 | 1 - B01(ADMIN BUILDING)-088000-1 | 1050mm Height, 12mm thick, single clear tempered, toughnes and anti scratch glazed handrail, with 60mm diameter brushed stainless steel pipe rail, for open space, (GL-01). | Approved
BIOLOGICALS AND BIOSIMILARS MANUFACTURING FACILITY EIPICO 3 _0187 | CLI.CON-000001 |  |  | Approved
BIOLOGICALS AND BIOSIMILARS MANUFACTURING FACILITY EIPICO 3 _0187 | CLI.CON-000001 | 1 - B04(Boiler, Chiller, Power Station)-033000-3 | 50 mm thick PC under ground beams. | Approved
BIOLOGICALS AND BIOSIMILARS MANUFACTURING FACILITY EIPICO 3 _0187 | CLI.CON-000001 |  |  | Approved
BIOLOGICALS AND BIOSIMILARS MANUFACTURING FACILITY EIPICO 3 _0187 | CLI.CON-000001 | 1 - B07(Guard Room)-085113-2 | 2500x1200mm, (Type W02), (Double sliding leaves). | Approved
BIOLOGICALS AND BIOSIMILARS MANUFACTURING FACILITY EIPICO 3 _0187 | CLI.CON-000001 |  |  | Approved
BIOLOGICALS AND BIOSIMILARS MANUFACTURING FACILITY EIPICO 3 _0187 | CLI.CON-000001 | 1 - B01(ADMIN BUILDING)-035440-1 | 20mm thick, cement screed layer, for roof and upper roof. | Approved
BIOLOGICALS AND BIOSIMILARS MANUFACTURING FACILITY EIPICO 3 _0187 | CLI.CON-000001 |  |  | Approved
BIOLOGICALS AND BIOSIMILARS MANUFACTURING FACILITY EIPICO 3 _0187 | CLI.CON-000001 | 1 - B01(ADMIN BUILDING)-102800-7 | Paper towel dispenser, code (AC-07). | Approved
BIOLOGICALS AND BIOSIMILARS MANUFACTURING FACILITY EIPICO 3 _0187 | CLI.CON-000001 |  |  | Approved
BIOLOGICALS AND BIOSIMILARS MANUFACTURING FACILITY EIPICO 3 _0187 | CLI.CON-000001 | 1 - B02 (Warehouse, Packaging and QC Building)-123553-14 | L-shaped wall bench, Length: 2170+5160mm, depth:750mm, Height: 900mm, type (N). | Approved
BIOLOGICALS AND BIOSIMILARS MANUFACTURING FACILITY EIPICO 3 _0187 | CLI.CON-000001 |  |  | Approved
BIOLOGICALS AND BIOSIMILARS MANUFACTURING FACILITY EIPICO 3 _0187 | CLI.CON-000001 | 1 - B05(Worker Building , Domestic and fire tank)-042000-3 | 60 minutes fire rated, 120mm Thick, for walls. | Approved
BIOLOGICALS AND BIOSIMILARS MANUFACTURING FACILITY EIPICO 3 _0187 | CLI.CON-000001 |  |  | Approved
BIOLOGICALS AND BIOSIMILARS MANUFACTURING FACILITY EIPICO 3 _0187 | CLI.CON-000001 | 1 - B02 (Warehouse, Packaging and QC Building)-123553-28 | Shower and eyewash set. | Approved
BIOLOGICALS AND BIOSIMILARS MANUFACTURING FACILITY EIPICO 3 _0187 | CLI.CON-000001 |  |  | Approved
BIOLOGICALS AND BIOSIMILARS MANUFACTURING FACILITY EIPICO 3 _0187 | CLI.CON-000001 | 1 - B07'(Guard Room)-093000-2 | 600x600mm, 10mm thick, Grey ceramic tiles, code (CT-04). | Approved
BIOLOGICALS AND BIOSIMILARS MANUFACTURING FACILITY EIPICO 3 _0187 | CLI.CON-000001 |  |  | Approved
BIOLOGICALS AND BIOSIMILARS MANUFACTURING FACILITY EIPICO 3 _0187 | CLI.CON-000001 | 1 - B05(Worker Building , Domestic and fire tank)-093000-3 | 100mm height, 10mm thick, Grey ceramic tiles, code (BCT-01). | Approved
BIOLOGICALS AND BIOSIMILARS MANUFACTURING FACILITY EIPICO 3 _0187 | CLI.CON-000001 |  |  | Approved
BIOLOGICALS AND BIOSIMILARS MANUFACTURING FACILITY EIPICO 3 _0187 | CLI.CON-000001 | 1 - B02 (Warehouse, Packaging and QC Building)-033000-16 | For Beams with average Steel Density (240 kg/m3). | Approved
BIOLOGICALS AND BIOSIMILARS MANUFACTURING FACILITY EIPICO 3 _0187 | CLI.CON-000001 |  |  | Approved
BIOLOGICALS AND BIOSIMILARS MANUFACTURING FACILITY EIPICO 3 _0187 | CLI.CON-000001 | 1 - B07(Guard Room)-033000-10 | 70 mm thick, light weight concrete with average slope (1%), for roof. | Approved
BIOLOGICALS AND BIOSIMILARS MANUFACTURING FACILITY EIPICO 3 _0187 | CLI.CON-000001 |  |  | Approved
BIOLOGICALS AND BIOSIMILARS MANUFACTURING FACILITY EIPICO 3 _0187 | CLI.CON-000001 | 1 - B01(ADMIN BUILDING)-102113-1 | 12mm thick, HPL Partition, including hinged doors with size 700x1900mm, item Including hardware and all accessories, code (TP-01). | Approved
BIOLOGICALS AND BIOSIMILARS MANUFACTURING FACILITY EIPICO 3 _0187 | CLI.CON-000001 |  |  | Approved
BIOLOGICALS AND BIOSIMILARS MANUFACTURING FACILITY EIPICO 3 _0187 | CLI.CON-000001 | 1 - Landscape and Infra-329300-1 | Lantana Montevidensis (Weepin), code (LM). | Approved
BIOLOGICALS AND BIOSIMILARS MANUFACTURING FACILITY EIPICO 3 _0187 | CLI.CON-000001 |  |  | Approved
BIOLOGICALS AND BIOSIMILARS MANUFACTURING FACILITY EIPICO 3 _0187 | CLI.CON-000001 | 1 - B03(Transformer Building)-033000-2 | 100 mm thick PC under trench. | Approved
BIOLOGICALS AND BIOSIMILARS MANUFACTURING FACILITY EIPICO 3 _0187 | CLI.CON-000001 |  |  | Approved
BIOLOGICALS AND BIOSIMILARS MANUFACTURING FACILITY EIPICO 3 _0187 | CLI.CON-000001 | 1 - B02 (Warehouse, Packaging and QC Building)-102800-3 | Paper towel dispenser, code (AC-07). | Approved
BIOLOGICALS AND BIOSIMILARS MANUFACTURING FACILITY EIPICO 3 _0187 | CLI.CON-000001 |  |  | Approved
BIOLOGICALS AND BIOSIMILARS MANUFACTURING FACILITY EIPICO 3 _0187 | CLI.CON-000001 | 1 - B02 (Warehouse, Packaging and QC Building)-102800-5 | Toilet paper dispenser, code (AC-09). | Approved
BIOLOGICALS AND BIOSIMILARS MANUFACTURING FACILITY EIPICO 3 _0187 | CLI.CON-000001 |  |  | Approved
BIOLOGICALS AND BIOSIMILARS MANUFACTURING FACILITY EIPICO 3 _0187 | CLI.CON-000001 | 1 - Modular Building-033000-3 | For walls with average steel density (40 kg/m3). | Approved
BIOLOGICALS AND BIOSIMILARS MANUFACTURING FACILITY EIPICO 3 _0187 | CLI.CON-000001 |  |  | Approved
BIOLOGICALS AND BIOSIMILARS MANUFACTURING FACILITY EIPICO 3 _0187 | CLI.CON-000001 | 1 - B06(Solvent & Hazardous)-071313-1 | For roof. | Approved
BIOLOGICALS AND BIOSIMILARS MANUFACTURING FACILITY EIPICO 3 _0187 | CLI.CON-000001 |  |  | Approved
BIOLOGICALS AND BIOSIMILARS MANUFACTURING FACILITY EIPICO 3 _0187 | CLI.CON-000001 | 1 - B06(Solvent & Hazardous)-099113-1 | Dry mix paint, for fa�ade and roof parapet, code (PT-01). | Approved
BIOLOGICALS AND BIOSIMILARS MANUFACTURING FACILITY EIPICO 3 _0187 | CLI.CON-000001 |  |  | Approved
BIOLOGICALS AND BIOSIMILARS MANUFACTURING FACILITY EIPICO 3 _0187 | CLI.CON-000001 | 1 - Building 08 ( Nutural Gass)-033000-7 | 160 mm thick, slabs with average steel density (65 kg/m3). | Approved
BIOLOGICALS AND BIOSIMILARS MANUFACTURING FACILITY EIPICO 3 _0187 | CLI.CON-000001 |  |  | Approved
BIOLOGICALS AND BIOSIMILARS MANUFACTURING FACILITY EIPICO 3 _0187 | CLI.CON-000001 | 1 - B02 (Warehouse, Packaging and QC Building)-033000-10 | 220 mm thick, slabs with average Steel Density (130 kg/m3). | Approved
BIOLOGICALS AND BIOSIMILARS MANUFACTURING FACILITY EIPICO 3 _0187 | CLI.CON-000001 |  |  | Approved
BIOLOGICALS AND BIOSIMILARS MANUFACTURING FACILITY EIPICO 3 _0187 | CLI.CON-000001 | 1 - Fence-099113-1 | Dry mix paint, code (PT-01). | Approved
BIOLOGICALS AND BIOSIMILARS MANUFACTURING FACILITY EIPICO 3 _0187 | CLI.CON-000001 |  |  | Approved
BIOLOGICALS AND BIOSIMILARS MANUFACTURING FACILITY EIPICO 3 _0187 | CLI.CON-000001 | 1 - B02 (Warehouse, Packaging and QC Building)-055000-1 | Wall cladding, of perforated stainless steel panels (Grade 304), for pallet washing room. | Approved
BIOLOGICALS AND BIOSIMILARS MANUFACTURING FACILITY EIPICO 3 _0187 | CLI.CON-000001 |  |  | Approved
BIOLOGICALS AND BIOSIMILARS MANUFACTURING FACILITY EIPICO 3 _0187 | CLI.CON-000001 | 10.7 - B01(ADMIN BUILDING)-221116-15 | Diameter 63 mm | Approved
BIOLOGICALS AND BIOSIMILARS MANUFACTURING FACILITY EIPICO 3 _0187 | CLI.CON-000001 |  |  | Approved
BIOLOGICALS AND BIOSIMILARS MANUFACTURING FACILITY EIPICO 3 _0187 | CLI.CON-000001 | 10.8 - B02 (Warehouse, Packaging and QC Building)-210523-9 | Diameter 150 mm | Approved
BIOLOGICALS AND BIOSIMILARS MANUFACTURING FACILITY EIPICO 3 _0187 | CLI.CON-000001 |  |  | Approved
BIOLOGICALS AND BIOSIMILARS MANUFACTURING FACILITY EIPICO 3 _0187 | CLI.CON-000001 | 10.7 - B05(Worker Building , Domestic and fire tank)-221116-7 | Diameter 20 mm | Approved
BIOLOGICALS AND BIOSIMILARS MANUFACTURING FACILITY EIPICO 3 _0187 | CLI.CON-000001 |  |  | Approved
BIOLOGICALS AND BIOSIMILARS MANUFACTURING FACILITY EIPICO 3 _0187 | CLI.CON-000001 | 10.7 - Landscape and Infra-221313-6 | From 1.51 m to 2.50 m depth | Approved
BIOLOGICALS AND BIOSIMILARS MANUFACTURING FACILITY EIPICO 3 _0187 | CLI.CON-000001 |  |  | Approved
BIOLOGICALS AND BIOSIMILARS MANUFACTURING FACILITY EIPICO 3 _0187 | CLI.CON-000001 | 10.5 - B02 (Warehouse, Packaging and QC Building)-230719-7 | Diameter 80mm | Approved
BIOLOGICALS AND BIOSIMILARS MANUFACTURING FACILITY EIPICO 3 _0187 | CLI.CON-000001 |  |  | Approved
BIOLOGICALS AND BIOSIMILARS MANUFACTURING FACILITY EIPICO 3 _0187 | CLI.CON-000001 | 10.7 - Landscape and Infra-221113-5 | Diameter 50 mm | Approved
BIOLOGICALS AND BIOSIMILARS MANUFACTURING FACILITY EIPICO 3 _0187 | CLI.CON-000001 |  |  | Approved
BIOLOGICALS AND BIOSIMILARS MANUFACTURING FACILITY EIPICO 3 _0187 | CLI.CON-000001 | 10.7 - B07'(Guard Room)-221413-1 | Diameter 75 mm | Approved
BIOLOGICALS AND BIOSIMILARS MANUFACTURING FACILITY EIPICO 3 _0187 | CLI.CON-000001 |  |  | Approved
BIOLOGICALS AND BIOSIMILARS MANUFACTURING FACILITY EIPICO 3 _0187 | CLI.CON-000001 | 10.5 - B02 (Warehouse, Packaging and QC Building)-233416-31 | Make Up.F-08 | Approved
BIOLOGICALS AND BIOSIMILARS MANUFACTURING FACILITY EIPICO 3 _0187 | CLI.CON-000001 |  |  | Approved
BIOLOGICALS AND BIOSIMILARS MANUFACTURING FACILITY EIPICO 3 _0187 | CLI.CON-000001 | 10.7 - B01(ADMIN BUILDING)-224100-10 | Nursery sink Mixer | Approved
BIOLOGICALS AND BIOSIMILARS MANUFACTURING FACILITY EIPICO 3 _0187 | CLI.CON-000001 |  |  | Approved
BIOLOGICALS AND BIOSIMILARS MANUFACTURING FACILITY EIPICO 3 _0187 | CLI.CON-000001 | 10.5 - B02 (Warehouse, Packaging and QC Building)-233416-24 | Make Up.F-01 | Approved
BIOLOGICALS AND BIOSIMILARS MANUFACTURING FACILITY EIPICO 3 _0187 | CLI.CON-000001 |  |  | Approved
BIOLOGICALS AND BIOSIMILARS MANUFACTURING FACILITY EIPICO 3 _0187 | CLI.CON-000001 | 10.4 - Process-Steam System -2.1.1 | 2 '' Diam. | Approved
BIOLOGICALS AND BIOSIMILARS MANUFACTURING FACILITY EIPICO 3 _0187 | CLI.CON-000001 |  |  | Approved
BIOLOGICALS AND BIOSIMILARS MANUFACTURING FACILITY EIPICO 3 _0187 | CLI.CON-000001 | 10.7 - B01(ADMIN BUILDING)-221116-14 | Diameter 32 mm | Approved
BIOLOGICALS AND BIOSIMILARS MANUFACTURING FACILITY EIPICO 3 _0187 | CLI.CON-000001 |  |  | Approved
BIOLOGICALS AND BIOSIMILARS MANUFACTURING FACILITY EIPICO 3 _0187 | CLI.CON-000001 | 10.8 - B01(ADMIN BUILDING)-104416-1 | Dry Chemical powder Capacity 6 kg. FE-1 | Approved
BIOLOGICALS AND BIOSIMILARS MANUFACTURING FACILITY EIPICO 3 _0187 | CLI.CON-000001 |  |  | Approved
BIOLOGICALS AND BIOSIMILARS MANUFACTURING FACILITY EIPICO 3 _0187 | CLI.CON-000001 | 10.7 - B05(Worker Building , Domestic and fire tank)-221116-10 | Connection of ductile iron pipes,fittings,float valves and valves from and to tanks. | Approved
BIOLOGICALS AND BIOSIMILARS MANUFACTURING FACILITY EIPICO 3 _0187 | CLI.CON-000001 |  |  | Approved
BIOLOGICALS AND BIOSIMILARS MANUFACTURING FACILITY EIPICO 3 _0187 | CLI.CON-000001 | 10.5 - B04(Boiler, Chiller, Power Station)-230719-3 | Diameter 150mm | Approved
BIOLOGICALS AND BIOSIMILARS MANUFACTURING FACILITY EIPICO 3 _0187 | CLI.CON-000001 |  |  | Approved
BIOLOGICALS AND BIOSIMILARS MANUFACTURING FACILITY EIPICO 3 _0187 | CLI.CON-000001 | 10.5 - B02 (Warehouse, Packaging and QC Building)-260000 | Description DIVISION 26 ? ELECTRICAL WORKS | Approved
BIOLOGICALS AND BIOSIMILARS MANUFACTURING FACILITY EIPICO 3 _0187 | CLI.CON-000001 |  |  | Approved
BIOLOGICALS AND BIOSIMILARS MANUFACTURING FACILITY EIPICO 3 _0187 | CLI.CON-000001 | 10.8 - B04(Boiler, Chiller, Power Station)-211119-1 | 150X65X65 mm | Approved
BIOLOGICALS AND BIOSIMILARS MANUFACTURING FACILITY EIPICO 3 _0187 | CLI.CON-000001 |  |  | Approved
BIOLOGICALS AND BIOSIMILARS MANUFACTURING FACILITY EIPICO 3 _0187 | CLI.CON-000001 | 10.5 - Landscape and Infra-232113-2 | Diameter 40mm | Approved
BIOLOGICALS AND BIOSIMILARS MANUFACTURING FACILITY EIPICO 3 _0187 | CLI.CON-000001 |  |  | Approved
BIOLOGICALS AND BIOSIMILARS MANUFACTURING FACILITY EIPICO 3 _0187 | CLI.CON-000001 | 10.5 - B04(Boiler, Chiller, Power Station)-236514.13-1 | Flow rate 61400 L/S | Approved
BIOLOGICALS AND BIOSIMILARS MANUFACTURING FACILITY EIPICO 3 _0187 | CLI.CON-000001 |  |  | Approved
BIOLOGICALS AND BIOSIMILARS MANUFACTURING FACILITY EIPICO 3 _0187 | CLI.CON-000001 | 10.7 - B05(Worker Building , Domestic and fire tank)-221116-6 | Diameter 75 mm | Approved
BIOLOGICALS AND BIOSIMILARS MANUFACTURING FACILITY EIPICO 3 _0187 | CLI.CON-000001 |  |  | Approved
BIOLOGICALS AND BIOSIMILARS MANUFACTURING FACILITY EIPICO 3 _0187 | CLI.CON-000001 | 10.8 - B02 (Warehouse, Packaging and QC Building)-210523-13 | Gate valve with tamper switch Diameter 200 mm | Approved
BIOLOGICALS AND BIOSIMILARS MANUFACTURING FACILITY EIPICO 3 _0187 | CLI.CON-000001 |  |  | Approved
BIOLOGICALS AND BIOSIMILARS MANUFACTURING FACILITY EIPICO 3 _0187 | CLI.CON-000001 | 10.8 - Landscape and Infra-211116-4 | Diameter Four outlets ,main diameter 150 mm | Approved
BIOLOGICALS AND BIOSIMILARS MANUFACTURING FACILITY EIPICO 3 _0187 | CLI.CON-000001 |  |  | Approved
BIOLOGICALS AND BIOSIMILARS MANUFACTURING FACILITY EIPICO 3 _0187 | CLI.CON-000001 | 10.5 - B05(Worker Building , Domestic and fire tank)-232123-1 | 2 L/S,20m head ( 1 working+1 satndby) | Approved
BIOLOGICALS AND BIOSIMILARS MANUFACTURING FACILITY EIPICO 3 _0187 | CLI.CON-000001 |  |  | Approved
BIOLOGICALS AND BIOSIMILARS MANUFACTURING FACILITY EIPICO 3 _0187 | CLI.CON-000001 |  |  | Approved
BIOLOGICALS AND BIOSIMILARS MANUFACTURING FACILITY EIPICO 3 _0187 | CLI.CON-000001 | 10.8 - B01(ADMIN BUILDING)-211313-1 | 25 mm size | Approved
BIOLOGICALS AND BIOSIMILARS MANUFACTURING FACILITY EIPICO 3 _0187 | CLI.CON-000001 |  |  | Approved
BIOLOGICALS AND BIOSIMILARS MANUFACTURING FACILITY EIPICO 3 _0187 | CLI.CON-000001 | 10.8 - B05(Worker Building , Domestic and fire tank)-210523-2 | Diameter 250 mm | Approved
BIOLOGICALS AND BIOSIMILARS MANUFACTURING FACILITY EIPICO 3 _0187 | CLI.CON-000001 |  |  | Approved
BIOLOGICALS AND BIOSIMILARS MANUFACTURING FACILITY EIPICO 3 _0187 | CLI.CON-000001 | 10.7 - B02 (Warehouse, Packaging and QC Building)-221116-2 | Diameter 25 mm | Approved
BIOLOGICALS AND BIOSIMILARS MANUFACTURING FACILITY EIPICO 3 _0187 | CLI.CON-000001 |  |  | Approved
BIOLOGICALS AND BIOSIMILARS MANUFACTURING FACILITY EIPICO 3 _0187 | CLI.CON-000001 | 10.8 - B02 (Warehouse, Packaging and QC Building)-212200-1 | Capacity 75.70 KG | Approved
BIOLOGICALS AND BIOSIMILARS MANUFACTURING FACILITY EIPICO 3 _0187 | CLI.CON-000001 |  |  | Approved
BIOLOGICALS AND BIOSIMILARS MANUFACTURING FACILITY EIPICO 3 _0187 | CLI.CON-000001 | 10.8 - B01(ADMIN BUILDING)-211313-5 | 65 mm size | Approved
BIOLOGICALS AND BIOSIMILARS MANUFACTURING FACILITY EIPICO 3 _0187 | CLI.CON-000001 |  |  | Approved
BIOLOGICALS AND BIOSIMILARS MANUFACTURING FACILITY EIPICO 3 _0187 | CLI.CON-000001 | 10.7 - B07'(Guard Room)-221116-5 | Diameter 25 mm | Approved
BIOLOGICALS AND BIOSIMILARS MANUFACTURING FACILITY EIPICO 3 _0187 | CLI.CON-000001 |  |  | Approved
BIOLOGICALS AND BIOSIMILARS MANUFACTURING FACILITY EIPICO 3 _0187 | CLI.CON-000001 | 10.5 - B02 (Warehouse, Packaging and QC Building)-237313-11 | AHU-06 | Approved
BIOLOGICALS AND BIOSIMILARS MANUFACTURING FACILITY EIPICO 3 _0187 | CLI.CON-000001 |  |  | Approved
BIOLOGICALS AND BIOSIMILARS MANUFACTURING FACILITY EIPICO 3 _0187 | CLI.CON-000001 | 10.3 - Landscape and Infra-328400-7 | 1" Brass Quick Coupling Valve | Approved
BIOLOGICALS AND BIOSIMILARS MANUFACTURING FACILITY EIPICO 3 _0187 | CLI.CON-000001 |  |  | Approved
BIOLOGICALS AND BIOSIMILARS MANUFACTURING FACILITY EIPICO 3 _0187 | CLI.CON-000001 | 10.8 - B04(Boiler, Chiller, Power Station)-211313-9 | upright glass bulb standard response spray sprinklers 1/2" NPT threaded size, 1/2" orifice size, K= 5.6 , temperature rating 79�C & brass finish for boiler room . | Approved
BIOLOGICALS AND BIOSIMILARS MANUFACTURING FACILITY EIPICO 3 _0187 | CLI.CON-000001 |  |  | Approved
BIOLOGICALS AND BIOSIMILARS MANUFACTURING FACILITY EIPICO 3 _0187 | CLI.CON-000001 | 10.4 - Process-Industrial NITROGEN GAS-1.2 | Nitrogen cylinders : Capacity 50 L nitrogen gas @ 200 bar Complete with valve and cap | Approved
BIOLOGICALS AND BIOSIMILARS MANUFACTURING FACILITY EIPICO 3 _0187 | CLI.CON-000001 |  |  | Approved
BIOLOGICALS AND BIOSIMILARS MANUFACTURING FACILITY EIPICO 3 _0187 | CLI.CON-000001 | 10.7 - B02 (Warehouse, Packaging and QC Building)-221116-24 | Diameter 63 mm gate valve | Approved
BIOLOGICALS AND BIOSIMILARS MANUFACTURING FACILITY EIPICO 3 _0187 | CLI.CON-000001 |  |  | Approved
BIOLOGICALS AND BIOSIMILARS MANUFACTURING FACILITY EIPICO 3 _0187 | CLI.CON-000001 | 10.5 - B02 (Warehouse, Packaging and QC Building)-233713-4 | Exhaust ceiling diffuser (E.C.D) 6"�6 " | Approved
BIOLOGICALS AND BIOSIMILARS MANUFACTURING FACILITY EIPICO 3 _0187 | CLI.CON-000001 |  |  | Approved
BIOLOGICALS AND BIOSIMILARS MANUFACTURING FACILITY EIPICO 3 _0187 | CLI.CON-000001 | 10.4 - Process-Industrial steam System -8.1.1 | 6 '' Diam. | Approved
BIOLOGICALS AND BIOSIMILARS MANUFACTURING FACILITY EIPICO 3 _0187 | CLI.CON-000001 |  |  | Approved
BIOLOGICALS AND BIOSIMILARS MANUFACTURING FACILITY EIPICO 3 _0187 | CLI.CON-000001 | 10.7 - B04(Boiler, Chiller, Power Station)-221116-6 | Diameter 110 mm | Approved
BIOLOGICALS AND BIOSIMILARS MANUFACTURING FACILITY EIPICO 3 _0187 | CLI.CON-000001 |  |  | Approved
BIOLOGICALS AND BIOSIMILARS MANUFACTURING FACILITY EIPICO 3 _0187 | CLI.CON-000001 | 10.5 - B02 (Warehouse, Packaging and QC Building)-233416-3 | SM.EX.F-03 | Approved
BIOLOGICALS AND BIOSIMILARS MANUFACTURING FACILITY EIPICO 3 _0187 | CLI.CON-000001 |  |  | Approved
BIOLOGICALS AND BIOSIMILARS MANUFACTURING FACILITY EIPICO 3 _0187 | CLI.CON-000001 | 10.8 - B02 (Warehouse, Packaging and QC Building)-210523-7 | Diameter 150 mm | Approved
BIOLOGICALS AND BIOSIMILARS MANUFACTURING FACILITY EIPICO 3 _0187 | CLI.CON-000001 |  |  | Approved
BIOLOGICALS AND BIOSIMILARS MANUFACTURING FACILITY EIPICO 3 _0187 | CLI.CON-000001 | 10.5 - B01(ADMIN BUILDING)-233423-1 | EF-02,110 L/S,wall mounted fan | Approved
BIOLOGICALS AND BIOSIMILARS MANUFACTURING FACILITY EIPICO 3 _0187 | CLI.CON-000001 |  |  | Approved
BIOLOGICALS AND BIOSIMILARS MANUFACTURING FACILITY EIPICO 3 _0187 | CLI.CON-000001 | 10.5 - B02 (Warehouse, Packaging and QC Building)-238219-5 | FCU-05 | Approved
BIOLOGICALS AND BIOSIMILARS MANUFACTURING FACILITY EIPICO 3 _0187 | CLI.CON-000001 |  |  | Approved
BIOLOGICALS AND BIOSIMILARS MANUFACTURING FACILITY EIPICO 3 _0187 | CLI.CON-000001 | 10.7 - B05(Worker Building , Domestic and fire tank)-221116-4 | Diameter 40 mm | Approved
BIOLOGICALS AND BIOSIMILARS MANUFACTURING FACILITY EIPICO 3 _0187 | CLI.CON-000001 |  |  | Approved
BIOLOGICALS AND BIOSIMILARS MANUFACTURING FACILITY EIPICO 3 _0187 | CLI.CON-000001 | 10.8 - B02 (Warehouse, Packaging and QC Building)-212200-2 | Capacity 86 KG | Approved
BIOLOGICALS AND BIOSIMILARS MANUFACTURING FACILITY EIPICO 3 _0187 | CLI.CON-000001 |  |  | Approved
BIOLOGICALS AND BIOSIMILARS MANUFACTURING FACILITY EIPICO 3 _0187 | CLI.CON-000001 | 10.5 - B04(Boiler, Chiller, Power Station)-232123-3 | 95 L/S,20m head,(2 working+1 standby) | Approved
BIOLOGICALS AND BIOSIMILARS MANUFACTURING FACILITY EIPICO 3 _0187 | CLI.CON-000001 |  |  | Approved
BIOLOGICALS AND BIOSIMILARS MANUFACTURING FACILITY EIPICO 3 _0187 | CLI.CON-000001 | 1 - B01(ADMIN BUILDING)-099113-1 | Dry mix paint, for fa�ade and roof parapet, code (PT-01) | Approved
BIOLOGICALS AND BIOSIMILARS MANUFACTURING FACILITY EIPICO 3 _0187 | CLI.CON-000001 |  |  | Approved
BIOLOGICALS AND BIOSIMILARS MANUFACTURING FACILITY EIPICO 3 _0187 | CLI.CON-000001 | 1 - B01(ADMIN BUILDING)-096340-1 | 30mm thick, Beige Calimera marble tiles, code (ST-04). | Approved
BIOLOGICALS AND BIOSIMILARS MANUFACTURING FACILITY EIPICO 3 _0187 | CLI.CON-000001 |  |  | Approved
BIOLOGICALS AND BIOSIMILARS MANUFACTURING FACILITY EIPICO 3 _0187 | CLI.CON-000001 | 1 - B01(ADMIN BUILDING)-102800-1 | Hand dryer , code (AC-01). | Approved
BIOLOGICALS AND BIOSIMILARS MANUFACTURING FACILITY EIPICO 3 _0187 | CLI.CON-000001 |  |  | Approved
BIOLOGICALS AND BIOSIMILARS MANUFACTURING FACILITY EIPICO 3 _0187 | CLI.CON-000001 | 1 - Building 08 ( Nutural Gass)-071113-1 | For footing, columns neck and all surfaces facing soil. | Approved
BIOLOGICALS AND BIOSIMILARS MANUFACTURING FACILITY EIPICO 3 _0187 | CLI.CON-000001 |  |  | Approved
BIOLOGICALS AND BIOSIMILARS MANUFACTURING FACILITY EIPICO 3 _0187 | CLI.CON-000001 | 1 - B07'(Guard Room)-042000-1 | 120mm Thick, for walls. | Approved
BIOLOGICALS AND BIOSIMILARS MANUFACTURING FACILITY EIPICO 3 _0187 | CLI.CON-000001 |  |  | Approved
BIOLOGICALS AND BIOSIMILARS MANUFACTURING FACILITY EIPICO 3 _0187 | CLI.CON-000001 | 1 - B01(ADMIN BUILDING)-092400-4 | For external ceiling. | Approved
BIOLOGICALS AND BIOSIMILARS MANUFACTURING FACILITY EIPICO 3 _0187 | CLI.CON-000001 |  |  | Approved
BIOLOGICALS AND BIOSIMILARS MANUFACTURING FACILITY EIPICO 3 _0187 | CLI.CON-000001 | 1 - B01(ADMIN BUILDING)-055000-1 | 20mm width, Polished grey stainless steel transition, code (TS-01). | Approved
BIOLOGICALS AND BIOSIMILARS MANUFACTURING FACILITY EIPICO 3 _0187 | CLI.CON-000001 |  |  | Approved
BIOLOGICALS AND BIOSIMILARS MANUFACTURING FACILITY EIPICO 3 _0187 | CLI.CON-000001 | 1 - B02 (Warehouse, Packaging and QC Building)-096900-1 | Perforated stainless steel flooring (Grade 304), for pallet washing room. | Approved
BIOLOGICALS AND BIOSIMILARS MANUFACTURING FACILITY EIPICO 3 _0187 | CLI.CON-000001 |  |  | Approved
BIOLOGICALS AND BIOSIMILARS MANUFACTURING FACILITY EIPICO 3 _0187 | CLI.CON-000001 | 1 - B02 (Warehouse, Packaging and QC Building)-123553-7 | Wall Bench, Length: 2510mm, depth:750mm, Height: 900mm, type (G). | Approved
BIOLOGICALS AND BIOSIMILARS MANUFACTURING FACILITY EIPICO 3 _0187 | CLI.CON-000001 |  |  | Approved
BIOLOGICALS AND BIOSIMILARS MANUFACTURING FACILITY EIPICO 3 _0187 | CLI.CON-000001 | 1 - B05(Worker Building , Domestic and fire tank)-312000-2 | 1000mm thick below foundations, the layer is not exceeding 250 mm, as per the geotechnical investigation report specifications, and to the Engineers acceptance. | Approved
BIOLOGICALS AND BIOSIMILARS MANUFACTURING FACILITY EIPICO 3 _0187 | CLI.CON-000001 |  |  | Approved
BIOLOGICALS AND BIOSIMILARS MANUFACTURING FACILITY EIPICO 3 _0187 | CLI.CON-000001 | 1 - B01(ADMIN BUILDING)-102800-2 | Hook / Door stopper, code (AC-02). | Approved
BIOLOGICALS AND BIOSIMILARS MANUFACTURING FACILITY EIPICO 3 _0187 | CLI.CON-000001 |  |  | Approved
BIOLOGICALS AND BIOSIMILARS MANUFACTURING FACILITY EIPICO 3 _0187 | CLI.CON-000001 | 1 - B05(Worker Building , Domestic and fire tank)-033000-7 | For Beams with average Steel Density (105 kg/m3). | Approved
BIOLOGICALS AND BIOSIMILARS MANUFACTURING FACILITY EIPICO 3 _0187 | CLI.CON-000001 |  |  | Approved
BIOLOGICALS AND BIOSIMILARS MANUFACTURING FACILITY EIPICO 3 _0187 | CLI.CON-000001 | 1 - B05(Worker Building , Domestic and fire tank)-092900-2 | 12mm Thick, Moisture resistant gypsum board panels, code (GB-02). | Approved
BIOLOGICALS AND BIOSIMILARS MANUFACTURING FACILITY EIPICO 3 _0187 | CLI.CON-000001 |  |  | Approved
BIOLOGICALS AND BIOSIMILARS MANUFACTURING FACILITY EIPICO 3 _0187 | CLI.CON-000001 | 1 - B06(Solvent & Hazardous)-092400-3 | For fa�ade and roof parapet. | Approved
BIOLOGICALS AND BIOSIMILARS MANUFACTURING FACILITY EIPICO 3 _0187 | CLI.CON-000001 |  |  | Approved
BIOLOGICALS AND BIOSIMILARS MANUFACTURING FACILITY EIPICO 3 _0187 | CLI.CON-000001 | 1 - B06(Solvent & Hazardous)-099600-2 | 100mm Height, Epoxy skirting. | Approved
BIOLOGICALS AND BIOSIMILARS MANUFACTURING FACILITY EIPICO 3 _0187 | CLI.CON-000001 |  |  | Approved
BIOLOGICALS AND BIOSIMILARS MANUFACTURING FACILITY EIPICO 3 _0187 | CLI.CON-000001 | 1 - B07(Guard Room)-033000-4 | 160mm thick, Slab on grade with average Steel Density (60 kg/m3). | Approved
BIOLOGICALS AND BIOSIMILARS MANUFACTURING FACILITY EIPICO 3 _0187 | CLI.CON-000001 |  |  | Approved
BIOLOGICALS AND BIOSIMILARS MANUFACTURING FACILITY EIPICO 3 _0187 | CLI.CON-000001 | 1 - B07(Guard Room)-099123-2 | paint for ceiling, code (PT-06), . | Approved
BIOLOGICALS AND BIOSIMILARS MANUFACTURING FACILITY EIPICO 3 _0187 | CLI.CON-000001 |  |  | Approved
BIOLOGICALS AND BIOSIMILARS MANUFACTURING FACILITY EIPICO 3 _0187 | CLI.CON-000001 | 1 - B01(ADMIN BUILDING)-42000-4 | 150 minutes fire rated, 120mm Thick, for walls. | Approved
BIOLOGICALS AND BIOSIMILARS MANUFACTURING FACILITY EIPICO 3 _0187 | CLI.CON-000001 |  |  | Approved
BIOLOGICALS AND BIOSIMILARS MANUFACTURING FACILITY EIPICO 3 _0187 | CLI.CON-000001 | 1 - Modular Building-033000-4 | For columns with average steel density (142 kg/m3). | Approved
BIOLOGICALS AND BIOSIMILARS MANUFACTURING FACILITY EIPICO 3 _0187 | CLI.CON-000001 |  |  | Approved
BIOLOGICALS AND BIOSIMILARS MANUFACTURING FACILITY EIPICO 3 _0187 | CLI.CON-000001 | 1 - B06(Solvent & Hazardous)-033000-10 | 70mm thick, light weight concrete with average slope (1%), for roof. | Approved
BIOLOGICALS AND BIOSIMILARS MANUFACTURING FACILITY EIPICO 3 _0187 | CLI.CON-000001 |  |  | Approved
BIOLOGICALS AND BIOSIMILARS MANUFACTURING FACILITY EIPICO 3 _0187 | CLI.CON-000001 | 1 - B01(ADMIN BUILDING)-081416-5 | 1100x2200mm, Door type (D09), (Single hinged leaf). | Approved
BIOLOGICALS AND BIOSIMILARS MANUFACTURING FACILITY EIPICO 3 _0187 | CLI.CON-000001 |  |  | Approved
BIOLOGICALS AND BIOSIMILARS MANUFACTURING FACILITY EIPICO 3 _0187 | CLI.CON-000001 | 1 - B05(Worker Building , Domestic and fire tank)-099600-2 | 100mm Height, Epoxy skirting. | Approved
BIOLOGICALS AND BIOSIMILARS MANUFACTURING FACILITY EIPICO 3 _0187 | CLI.CON-000001 |  |  | Approved
BIOLOGICALS AND BIOSIMILARS MANUFACTURING FACILITY EIPICO 3 _0187 | CLI.CON-000001 | 1 - B01(ADMIN BUILDING)-42000-14 | 600mm Thick, of double walls with 120mm thick on each side and 360mm gap between them. | Approved
BIOLOGICALS AND BIOSIMILARS MANUFACTURING FACILITY EIPICO 3 _0187 | CLI.CON-000001 |  |  | Approved
BIOLOGICALS AND BIOSIMILARS MANUFACTURING FACILITY EIPICO 3 _0187 | CLI.CON-000001 | 1 - B05(Worker Building , Domestic and fire tank)-033000-8 | 70mm thick, light weight concrete with average slope (1%), for roof. | Approved
BIOLOGICALS AND BIOSIMILARS MANUFACTURING FACILITY EIPICO 3 _0187 | CLI.CON-000001 |  |  | Approved
BIOLOGICALS AND BIOSIMILARS MANUFACTURING FACILITY EIPICO 3 _0187 | CLI.CON-000001 | 1 - B01(ADMIN BUILDING)-081113-2 | 60 minutes fire rated, 900x2200mm, Door type (D08), (Single hinged leaf). | Approved
BIOLOGICALS AND BIOSIMILARS MANUFACTURING FACILITY EIPICO 3 _0187 | CLI.CON-000001 |  |  | Approved
BIOLOGICALS AND BIOSIMILARS MANUFACTURING FACILITY EIPICO 3 _0187 | CLI.CON-000001 | 1 - Building 08 ( Nutural Gass)-099113-1 | Dry mix paint, for roof parapet - code (PT-01). | Approved
BIOLOGICALS AND BIOSIMILARS MANUFACTURING FACILITY EIPICO 3 _0187 | CLI.CON-000001 |  |  | Approved
BIOLOGICALS AND BIOSIMILARS MANUFACTURING FACILITY EIPICO 3 _0187 | CLI.CON-000001 | 1 - B02 (Warehouse, Packaging and QC Building)-055213-2 | 900mm, Steel handrail with electrostatic powder coating, for external stair. | Approved
BIOLOGICALS AND BIOSIMILARS MANUFACTURING FACILITY EIPICO 3 _0187 | CLI.CON-000001 |  |  | Approved
BIOLOGICALS AND BIOSIMILARS MANUFACTURING FACILITY EIPICO 3 _0187 | CLI.CON-000001 | 1 - B02 (Warehouse, Packaging and QC Building)-123553-5 | Wall Bench, Length: 3700mm, depth:750mm, Height: 900mm, type (E). | Approved
BIOLOGICALS AND BIOSIMILARS MANUFACTURING FACILITY EIPICO 3 _0187 | CLI.CON-000001 |  |  | Approved
BIOLOGICALS AND BIOSIMILARS MANUFACTURING FACILITY EIPICO 3 _0187 | CLI.CON-000001 | 1 - B02 (Warehouse, Packaging and QC Building)-099600-2 | For internal stairs steps. | Approved
BIOLOGICALS AND BIOSIMILARS MANUFACTURING FACILITY EIPICO 3 _0187 | CLI.CON-000001 |  |  | Approved
BIOLOGICALS AND BIOSIMILARS MANUFACTURING FACILITY EIPICO 3 _0187 | CLI.CON-000001 | 1 - B01(ADMIN BUILDING)-102800-3 | Grab bar, code (AC-03). | Approved
BIOLOGICALS AND BIOSIMILARS MANUFACTURING FACILITY EIPICO 3 _0187 | CLI.CON-000001 |  |  | Approved
BIOLOGICALS AND BIOSIMILARS MANUFACTURING FACILITY EIPICO 3 _0187 | CLI.CON-000001 | 1 - B02 (Warehouse, Packaging and QC Building)-042000-11 | 300mm Thick, for walls, include 120mm thick walls on both sides and 60mm thick gab between them. | Approved
BIOLOGICALS AND BIOSIMILARS MANUFACTURING FACILITY EIPICO 3 _0187 | CLI.CON-000001 |  |  | Approved
BIOLOGICALS AND BIOSIMILARS MANUFACTURING FACILITY EIPICO 3 _0187 | CLI.CON-000001 | 1 - B06(Solvent & Hazardous)-105613-1 | Galvanized steel fixed racking system, with pallet dimension 1000x1200x1500mm, as per studied design, item including all required hardware and accessories as per manufacturer standards, code (RA-01). | Approved
BIOLOGICALS AND BIOSIMILARS MANUFACTURING FACILITY EIPICO 3 _0187 | CLI.CON-000001 |  |  | Approved
BIOLOGICALS AND BIOSIMILARS MANUFACTURING FACILITY EIPICO 3 _0187 | CLI.CON-000001 | 1 - B07'(Guard Room)-042000-2 | 250mm Thick, for walls. | Approved
BIOLOGICALS AND BIOSIMILARS MANUFACTURING FACILITY EIPICO 3 _0187 | CLI.CON-000001 |  |  | Approved
BIOLOGICALS AND BIOSIMILARS MANUFACTURING FACILITY EIPICO 3 _0187 | CLI.CON-000001 | 1 - Fuel tank-034100-1 | 250 mm thick, slabs with average steel density (80 kg/m3). | Approved
BIOLOGICALS AND BIOSIMILARS MANUFACTURING FACILITY EIPICO 3 _0187 | CLI.CON-000001 |  |  | Approved
BIOLOGICALS AND BIOSIMILARS MANUFACTURING FACILITY EIPICO 3 _0187 | CLI.CON-000001 | 1 - Modular Building-033000-1 | 200 mm thick PC under raft. | Approved
BIOLOGICALS AND BIOSIMILARS MANUFACTURING FACILITY EIPICO 3 _0187 | CLI.CON-000001 |  |  | Approved
BIOLOGICALS AND BIOSIMILARS MANUFACTURING FACILITY EIPICO 3 _0187 | CLI.CON-000001 | 1 - B02 (Warehouse, Packaging and QC Building)-042000-1 | 120mm Thick, for walls. | Approved
BIOLOGICALS AND BIOSIMILARS MANUFACTURING FACILITY EIPICO 3 _0187 | CLI.CON-000001 |  |  | Approved
BIOLOGICALS AND BIOSIMILARS MANUFACTURING FACILITY EIPICO 3 _0187 | CLI.CON-000001 | 1 - B01(ADMIN BUILDING)-125100-31 | Chair, code (CH-06). | Approved
BIOLOGICALS AND BIOSIMILARS MANUFACTURING FACILITY EIPICO 3 _0187 | CLI.CON-000001 |  |  | Approved
BIOLOGICALS AND BIOSIMILARS MANUFACTURING FACILITY EIPICO 3 _0187 | CLI.CON-000001 | 1 - B01(ADMIN BUILDING)-084413-1 | Type (CW01). | Approved
BIOLOGICALS AND BIOSIMILARS MANUFACTURING FACILITY EIPICO 3 _0187 | CLI.CON-000001 |  |  | Approved
BIOLOGICALS AND BIOSIMILARS MANUFACTURING FACILITY EIPICO 3 _0187 | CLI.CON-000001 | 1 - B01(ADMIN BUILDING)-093000-7 | 1200x300mm, 9mm thick, Beige ceramic tiles, code (CT-03). | Approved
BIOLOGICALS AND BIOSIMILARS MANUFACTURING FACILITY EIPICO 3 _0187 | CLI.CON-000001 |  |  | Approved
BIOLOGICALS AND BIOSIMILARS MANUFACTURING FACILITY EIPICO 3 _0187 | CLI.CON-000001 | 1 - B01(ADMIN BUILDING)-125100-26 | Chair, code (CH-01). | Approved
BIOLOGICALS AND BIOSIMILARS MANUFACTURING FACILITY EIPICO 3 _0187 | CLI.CON-000001 |  |  | Approved
BIOLOGICALS AND BIOSIMILARS MANUFACTURING FACILITY EIPICO 3 _0187 | CLI.CON-000001 | 1 - B07'(Guard Room)-044200-2 | 40mm Thick, Trietsa beige, code (ST-02), for facade. | Approved
BIOLOGICALS AND BIOSIMILARS MANUFACTURING FACILITY EIPICO 3 _0187 | CLI.CON-000001 |  |  | Approved
BIOLOGICALS AND BIOSIMILARS MANUFACTURING FACILITY EIPICO 3 _0187 | CLI.CON-000001 | 1 - B02 (Warehouse, Packaging and QC Building)-092400-2 | For ceiling. | Approved
BIOLOGICALS AND BIOSIMILARS MANUFACTURING FACILITY EIPICO 3 _0187 | CLI.CON-000001 |  |  | Approved
BIOLOGICALS AND BIOSIMILARS MANUFACTURING FACILITY EIPICO 3 _0187 | CLI.CON-000001 | 2 - B03(Transformer Building)-260533-4 | Sockets outlet by 3X4mm2 CU/PVC wires. Average Outlet length is 7m. | Approved
BIOLOGICALS AND BIOSIMILARS MANUFACTURING FACILITY EIPICO 3 _0187 | CLI.CON-000001 |  |  | Approved
BIOLOGICALS AND BIOSIMILARS MANUFACTURING FACILITY EIPICO 3 _0187 | CLI.CON-000001 | 2 - B02 (Warehouse, Packaging and QC Building)-262816-13 | Antibacterial 25A, 380V, 3P Disconnecting switch for Autoclave. | Approved
BIOLOGICALS AND BIOSIMILARS MANUFACTURING FACILITY EIPICO 3 _0187 | CLI.CON-000001 |  |  | Approved
BIOLOGICALS AND BIOSIMILARS MANUFACTURING FACILITY EIPICO 3 _0187 | CLI.CON-000001 | 2 - B05(Worker Building , Domestic and fire tank)-262816-8 | Weather proof , 20A, 220V, 2P Disconnecting switch for Electric Water Heater. | Approved
BIOLOGICALS AND BIOSIMILARS MANUFACTURING FACILITY EIPICO 3 _0187 | CLI.CON-000001 |  |  | Approved
BIOLOGICALS AND BIOSIMILARS MANUFACTURING FACILITY EIPICO 3 _0187 | CLI.CON-000001 | 2 - B03(Transformer Building)-281500-7 | Outlet from main access control panel to door controller outlet. | Approved
BIOLOGICALS AND BIOSIMILARS MANUFACTURING FACILITY EIPICO 3 _0187 | CLI.CON-000001 |  |  | Approved
BIOLOGICALS AND BIOSIMILARS MANUFACTURING FACILITY EIPICO 3 _0187 | CLI.CON-000001 | 2 - B01(ADMIN BUILDING)-274116-5 | LED screen 85 ". | Approved
BIOLOGICALS AND BIOSIMILARS MANUFACTURING FACILITY EIPICO 3 _0187 | CLI.CON-000001 |  |  | Approved
BIOLOGICALS AND BIOSIMILARS MANUFACTURING FACILITY EIPICO 3 _0187 | CLI.CON-000001 | 2 - B01(ADMIN BUILDING)-275116-1 | Recordable message device. | Approved
BIOLOGICALS AND BIOSIMILARS MANUFACTURING FACILITY EIPICO 3 _0187 | CLI.CON-000001 |  |  | Approved
BIOLOGICALS AND BIOSIMILARS MANUFACTURING FACILITY EIPICO 3 _0187 | CLI.CON-000001 | 2 - Landscape and Infra-260543-10 | Concrete Handhole (600x600) mm with cover for power cable. | Approved
BIOLOGICALS AND BIOSIMILARS MANUFACTURING FACILITY EIPICO 3 _0187 | CLI.CON-000001 |  |  | Approved
BIOLOGICALS AND BIOSIMILARS MANUFACTURING FACILITY EIPICO 3 _0187 | CLI.CON-000001 | 2 - B04(Boiler, Chiller, Power Station)-262726-2 | Weatherproof, 10A, 250V, One way, One gang switch. | Approved
BIOLOGICALS AND BIOSIMILARS MANUFACTURING FACILITY EIPICO 3 _0187 | CLI.CON-000001 |  |  | Approved
BIOLOGICALS AND BIOSIMILARS MANUFACTURING FACILITY EIPICO 3 _0187 | CLI.CON-000001 | 2 - B03(Transformer Building)-262416-1 | Reference:EDB-BL03 | Approved
BIOLOGICALS AND BIOSIMILARS MANUFACTURING FACILITY EIPICO 3 _0187 | CLI.CON-000001 |  |  | Approved
BIOLOGICALS AND BIOSIMILARS MANUFACTURING FACILITY EIPICO 3 _0187 | CLI.CON-000001 | 2 - B03(Transformer Building)-281500-4 | Magnetic door lock. | Approved
BIOLOGICALS AND BIOSIMILARS MANUFACTURING FACILITY EIPICO 3 _0187 | CLI.CON-000001 |  |  | Approved
BIOLOGICALS AND BIOSIMILARS MANUFACTURING FACILITY EIPICO 3 _0187 | CLI.CON-000001 | 2 - B04(Boiler, Chiller, Power Station)-262816-7 | Weather Proof 25A, 380V, 3P Disconnecting switch. | Approved
BIOLOGICALS AND BIOSIMILARS MANUFACTURING FACILITY EIPICO 3 _0187 | CLI.CON-000001 |  |  | Approved
BIOLOGICALS AND BIOSIMILARS MANUFACTURING FACILITY EIPICO 3 _0187 | CLI.CON-000001 | 2 - Building(Waste water treatment)-262416-1 | Reference:EDB-WS | Approved
BIOLOGICALS AND BIOSIMILARS MANUFACTURING FACILITY EIPICO 3 _0187 | CLI.CON-000001 |  |  | Approved
BIOLOGICALS AND BIOSIMILARS MANUFACTURING FACILITY EIPICO 3 _0187 | CLI.CON-000001 | 2 - B02 (Warehouse, Packaging and QC Building)-262416-7 | Reference:DB-02'-BL02 | Approved
BIOLOGICALS AND BIOSIMILARS MANUFACTURING FACILITY EIPICO 3 _0187 | CLI.CON-000001 |  |  | Approved
BIOLOGICALS AND BIOSIMILARS MANUFACTURING FACILITY EIPICO 3 _0187 | CLI.CON-000001 | 2 - B05(Worker Building , Domestic and fire tank)-260519-2 | 1C, 70 mm2. (CU/PVC) | Approved
BIOLOGICALS AND BIOSIMILARS MANUFACTURING FACILITY EIPICO 3 _0187 | CLI.CON-000001 |  |  | Approved
BIOLOGICALS AND BIOSIMILARS MANUFACTURING FACILITY EIPICO 3 _0187 | CLI.CON-000001 | 2 - B07(Guard Room)-271323-4 | (RJ-45) single data socket. | Approved
BIOLOGICALS AND BIOSIMILARS MANUFACTURING FACILITY EIPICO 3 _0187 | CLI.CON-000001 |  |  | Approved
BIOLOGICALS AND BIOSIMILARS MANUFACTURING FACILITY EIPICO 3 _0187 | CLI.CON-000001 | 2 - Landscape and Infra-260519-19 | 1C, 50 mm2 (CU/PVC). | Approved
BIOLOGICALS AND BIOSIMILARS MANUFACTURING FACILITY EIPICO 3 _0187 | CLI.CON-000001 |  |  | Approved
BIOLOGICALS AND BIOSIMILARS MANUFACTURING FACILITY EIPICO 3 _0187 | CLI.CON-000001 | 2 - B02 (Warehouse, Packaging and QC Building)-263323-3 | PC workstation. | Approved
BIOLOGICALS AND BIOSIMILARS MANUFACTURING FACILITY EIPICO 3 _0187 | CLI.CON-000001 |  |  | Approved
BIOLOGICALS AND BIOSIMILARS MANUFACTURING FACILITY EIPICO 3 _0187 | CLI.CON-000001 | 2 - B02 (Warehouse, Packaging and QC Building)-265100-11 | Type (F15) | Approved
BIOLOGICALS AND BIOSIMILARS MANUFACTURING FACILITY EIPICO 3 _0187 | CLI.CON-000001 |  |  | Approved
BIOLOGICALS AND BIOSIMILARS MANUFACTURING FACILITY EIPICO 3 _0187 | CLI.CON-000001 | 2 - B02 (Warehouse, Packaging and QC Building)-274116-9 | Conference Camera. | Approved
BIOLOGICALS AND BIOSIMILARS MANUFACTURING FACILITY EIPICO 3 _0187 | CLI.CON-000001 |  |  | Approved
BIOLOGICALS AND BIOSIMILARS MANUFACTURING FACILITY EIPICO 3 _0187 | CLI.CON-000001 | 2 - B02 (Warehouse, Packaging and QC Building)-274116-4 | DVD and USP Player. | Approved
BIOLOGICALS AND BIOSIMILARS MANUFACTURING FACILITY EIPICO 3 _0187 | CLI.CON-000001 |  |  | Approved
BIOLOGICALS AND BIOSIMILARS MANUFACTURING FACILITY EIPICO 3 _0187 | CLI.CON-000001 | 2 - B06(Solvent & Hazardous)-260533-3 | Sockets outlet by 3X4mm2 CU/PVC wires. Average Outlet length is 65m. | Approved
BIOLOGICALS AND BIOSIMILARS MANUFACTURING FACILITY EIPICO 3 _0187 | CLI.CON-000001 |  |  | Approved
BIOLOGICALS AND BIOSIMILARS MANUFACTURING FACILITY EIPICO 3 _0187 | CLI.CON-000001 | 2 - B04(Boiler, Chiller, Power Station)-284600-7 | Manual call station. | Approved
BIOLOGICALS AND BIOSIMILARS MANUFACTURING FACILITY EIPICO 3 _0187 | CLI.CON-000001 |  |  | Approved
BIOLOGICALS AND BIOSIMILARS MANUFACTURING FACILITY EIPICO 3 _0187 | CLI.CON-000001 |  |  | Approved
BIOLOGICALS AND BIOSIMILARS MANUFACTURING FACILITY EIPICO 3 _0187 | CLI.CON-000001 | 2 - B01(ADMIN BUILDING)-274116-1 | Audio video matrix switcher (4x4) | Approved
BIOLOGICALS AND BIOSIMILARS MANUFACTURING FACILITY EIPICO 3 _0187 | CLI.CON-000001 |  |  | Approved
BIOLOGICALS AND BIOSIMILARS MANUFACTURING FACILITY EIPICO 3 _0187 | CLI.CON-000001 | 2 - B07'(Guard Room)-260533-6 | Disconnet switch outlets by (4CX4+1CX4) mm2 CU/PVC wires.Average Outlet length is 15m. | Approved
BIOLOGICALS AND BIOSIMILARS MANUFACTURING FACILITY EIPICO 3 _0187 | CLI.CON-000001 |  |  | Approved
BIOLOGICALS AND BIOSIMILARS MANUFACTURING FACILITY EIPICO 3 _0187 | CLI.CON-000001 | 2 - B01(ADMIN BUILDING)-260519-5 | 3C,4 mm2. (CU/XLPE/PVC) for mechanical equipment feeding from MCC panel. | Approved
BIOLOGICALS AND BIOSIMILARS MANUFACTURING FACILITY EIPICO 3 _0187 | CLI.CON-000001 |  |  | Approved
BIOLOGICALS AND BIOSIMILARS MANUFACTURING FACILITY EIPICO 3 _0187 | CLI.CON-000001 | 2 - B02 (Warehouse, Packaging and QC Building)-260519-3 | (3CX70+35) mm2 (CU/XLPE/PVC). | Approved
BIOLOGICALS AND BIOSIMILARS MANUFACTURING FACILITY EIPICO 3 _0187 | CLI.CON-000001 |  |  | Approved
BIOLOGICALS AND BIOSIMILARS MANUFACTURING FACILITY EIPICO 3 _0187 | CLI.CON-000001 | 2 - B04(Boiler, Chiller, Power Station)-284600-2 | Ceiling mounted Addressable Intelligent Photo Electric Smoke detector. | Approved
BIOLOGICALS AND BIOSIMILARS MANUFACTURING FACILITY EIPICO 3 _0187 | CLI.CON-000001 |  |  | Approved
BIOLOGICALS AND BIOSIMILARS MANUFACTURING FACILITY EIPICO 3 _0187 | CLI.CON-000001 | 2 - B01(ADMIN BUILDING)-274116-3 | Digital signal processing. | Approved
BIOLOGICALS AND BIOSIMILARS MANUFACTURING FACILITY EIPICO 3 _0187 | CLI.CON-000001 |  |  | Approved
BIOLOGICALS AND BIOSIMILARS MANUFACTURING FACILITY EIPICO 3 _0187 | CLI.CON-000001 | 2 - B06(Solvent & Hazardous)-281500-3 | Push button (request to exit). | Approved
BIOLOGICALS AND BIOSIMILARS MANUFACTURING FACILITY EIPICO 3 _0187 | CLI.CON-000001 |  |  | Approved
BIOLOGICALS AND BIOSIMILARS MANUFACTURING FACILITY EIPICO 3 _0187 | CLI.CON-000001 | 2 - Building(Waste water treatment)-260519-1 | 4C,16 mm2. (CU/XLPE/PVC). | Approved
BIOLOGICALS AND BIOSIMILARS MANUFACTURING FACILITY EIPICO 3 _0187 | CLI.CON-000001 |  |  | Approved
BIOLOGICALS AND BIOSIMILARS MANUFACTURING FACILITY EIPICO 3 _0187 | CLI.CON-000001 | 2 - B03(Transformer Building)-261300-1 | 12KV, Air insulated Medium voltage Switchgear consist of 6 cell. | Approved
BIOLOGICALS AND BIOSIMILARS MANUFACTURING FACILITY EIPICO 3 _0187 | CLI.CON-000001 |  |  | Approved
BIOLOGICALS AND BIOSIMILARS MANUFACTURING FACILITY EIPICO 3 _0187 | CLI.CON-000001 | 2 - B03(Transformer Building)-271323-2 | IP camera outlet. | Approved
BIOLOGICALS AND BIOSIMILARS MANUFACTURING FACILITY EIPICO 3 _0187 | CLI.CON-000001 |  |  | Approved
BIOLOGICALS AND BIOSIMILARS MANUFACTURING FACILITY EIPICO 3 _0187 | CLI.CON-000001 | 2 - B04(Boiler, Chiller, Power Station)-262726-4 | Weatherproof, 10A, 250V, Two way, One gang switch. | Approved
BIOLOGICALS AND BIOSIMILARS MANUFACTURING FACILITY EIPICO 3 _0187 | CLI.CON-000001 |  |  | Approved
BIOLOGICALS AND BIOSIMILARS MANUFACTURING FACILITY EIPICO 3 _0187 | CLI.CON-000001 | 2 - B06(Solvent & Hazardous)-262726-2 | Weather-proof, 10A, 250V, One way, One gang switch. | Approved
BIOLOGICALS AND BIOSIMILARS MANUFACTURING FACILITY EIPICO 3 _0187 | CLI.CON-000001 |  |  | Approved
BIOLOGICALS AND BIOSIMILARS MANUFACTURING FACILITY EIPICO 3 _0187 | CLI.CON-000001 | 2 - B04(Boiler, Chiller, Power Station)-271323-1 | (RJ-45) single telephone outlet. | Approved
BIOLOGICALS AND BIOSIMILARS MANUFACTURING FACILITY EIPICO 3 _0187 | CLI.CON-000001 |  |  | Approved
BIOLOGICALS AND BIOSIMILARS MANUFACTURING FACILITY EIPICO 3 _0187 | CLI.CON-000001 | 2 - B07'(Guard Room)-281500-1 | Time Attendance Device. | Approved
BIOLOGICALS AND BIOSIMILARS MANUFACTURING FACILITY EIPICO 3 _0187 | CLI.CON-000001 |  |  | Approved
BIOLOGICALS AND BIOSIMILARS MANUFACTURING FACILITY EIPICO 3 _0187 | CLI.CON-000001 | 2 - B03(Transformer Building)-260513-1 | 3C, 240 mm2 (AL/XLPE/PVC). | Approved
BIOLOGICALS AND BIOSIMILARS MANUFACTURING FACILITY EIPICO 3 _0187 | CLI.CON-000001 |  |  | Approved
BIOLOGICALS AND BIOSIMILARS MANUFACTURING FACILITY EIPICO 3 _0187 | CLI.CON-000001 | 2 - B02 (Warehouse, Packaging and QC Building)-281500-7 | Outlet form door controller to acces control panel. | Approved
BIOLOGICALS AND BIOSIMILARS MANUFACTURING FACILITY EIPICO 3 _0187 | CLI.CON-000001 |  |  | Approved
BIOLOGICALS AND BIOSIMILARS MANUFACTURING FACILITY EIPICO 3 _0187 | CLI.CON-000001 | 2 - B01(ADMIN BUILDING)-260533-5 | Double pole switch outlets by 3X4mm2 CU/PVC wires. Average Outlet length is 17m. | Approved
BIOLOGICALS AND BIOSIMILARS MANUFACTURING FACILITY EIPICO 3 _0187 | CLI.CON-000001 |  |  | Approved
BIOLOGICALS AND BIOSIMILARS MANUFACTURING FACILITY EIPICO 3 _0187 | CLI.CON-000001 | 2 - B02 (Warehouse, Packaging and QC Building)-262419-10 | Reference:EMCC/BL02/04 | Approved
BIOLOGICALS AND BIOSIMILARS MANUFACTURING FACILITY EIPICO 3 _0187 | CLI.CON-000001 |  |  | Approved
BIOLOGICALS AND BIOSIMILARS MANUFACTURING FACILITY EIPICO 3 _0187 | CLI.CON-000001 | 2 - B02 (Warehouse, Packaging and QC Building)-274116-6 | Table mic | Approved
BIOLOGICALS AND BIOSIMILARS MANUFACTURING FACILITY EIPICO 3 _0187 | CLI.CON-000001 |  |  | Approved
BIOLOGICALS AND BIOSIMILARS MANUFACTURING FACILITY EIPICO 3 _0187 | CLI.CON-000001 | 2 - B04(Boiler, Chiller, Power Station)-282000-2 | Weather proof, Wall mounted fixed outdoor bullet CCTV Camera, 5MP,POE. | Approved
BIOLOGICALS AND BIOSIMILARS MANUFACTURING FACILITY EIPICO 3 _0187 | CLI.CON-000001 |  |  | Approved
BIOLOGICALS AND BIOSIMILARS MANUFACTURING FACILITY EIPICO 3 _0187 | CLI.CON-000001 | 2 - B07'(Guard Room)-271323-4 | (RJ-45) single data socket. | Approved
BIOLOGICALS AND BIOSIMILARS MANUFACTURING FACILITY EIPICO 3 _0187 | CLI.CON-000001 |  |  | Approved
BIOLOGICALS AND BIOSIMILARS MANUFACTURING FACILITY EIPICO 3 _0187 | CLI.CON-000001 | 2 - B02 (Warehouse, Packaging and QC Building)-260533-5 | Two way, two gang switch outlet by 3X3mm2 CU/PVC wires. Average outlet length is 7m. | Approved
BIOLOGICALS AND BIOSIMILARS MANUFACTURING FACILITY EIPICO 3 _0187 | CLI.CON-000001 | 2 - B06(Solvent & Hazardous)-282000-1 | Weather proof, Wall mounted fixed outdoor bullet CCTV Camera, 5MP,POE. | Approved
BIOLOGICALS AND BIOSIMILARS MANUFACTURING FACILITY EIPICO 3 _0187 | CLI.CON-000001 |  |  | Approved
BIOLOGICALS AND BIOSIMILARS MANUFACTURING FACILITY EIPICO 3 _0187 | CLI.CON-000001 | 2 - B01(ADMIN BUILDING)-271323-2 | Single telephone outlet with Cat 6 cable. | Approved
BIOLOGICALS AND BIOSIMILARS MANUFACTURING FACILITY EIPICO 3 _0187 | CLI.CON-000001 |  |  | Approved
BIOLOGICALS AND BIOSIMILARS MANUFACTURING FACILITY EIPICO 3 _0187 | CLI.CON-000001 | 2 - B02 (Warehouse, Packaging and QC Building)-263353-2 | Reference: modular type UPS; 40 KVA,15 min, 3 ph I/O, 380 volt . | Approved
BIOLOGICALS AND BIOSIMILARS MANUFACTURING FACILITY EIPICO 3 _0187 | CLI.CON-000001 |  |  | Approved
BIOLOGICALS AND BIOSIMILARS MANUFACTURING FACILITY EIPICO 3 _0187 | CLI.CON-000001 | 2 - B05(Worker Building , Domestic and fire tank)-271323-3 | (RJ-45) single data socket outlet. | Approved
BIOLOGICALS AND BIOSIMILARS MANUFACTURING FACILITY EIPICO 3 _0187 | CLI.CON-000001 |  |  | Approved
BIOLOGICALS AND BIOSIMILARS MANUFACTURING FACILITY EIPICO 3 _0187 | CLI.CON-000001 | 2 - B01(ADMIN BUILDING)-274116-11 | Wirring devices ( HDMI ) | Approved
BIOLOGICALS AND BIOSIMILARS MANUFACTURING FACILITY EIPICO 3 _0187 | CLI.CON-000001 |  |  | Approved
BIOLOGICALS AND BIOSIMILARS MANUFACTURING FACILITY EIPICO 3 _0187 | CLI.CON-000001 | 2 - B07(Guard Room)-281800-4 | Operator disks | Approved
BIOLOGICALS AND BIOSIMILARS MANUFACTURING FACILITY EIPICO 3 _0187 | CLI.CON-000001 |  |  | Approved
BIOLOGICALS AND BIOSIMILARS MANUFACTURING FACILITY EIPICO 3 _0187 | CLI.CON-000001 | 2 - B02 (Warehouse, Packaging and QC Building)-262416-13 | Reference:EDB-01-BL02 | Approved
BIOLOGICALS AND BIOSIMILARS MANUFACTURING FACILITY EIPICO 3 _0187 | CLI.CON-000001 |  |  | Approved
BIOLOGICALS AND BIOSIMILARS MANUFACTURING FACILITY EIPICO 3 _0187 | CLI.CON-000001 | 2 - B02 (Warehouse, Packaging and QC Building)-260536-2 | Cable tray (300X100)mm (WXH). | Approved
BIOLOGICALS AND BIOSIMILARS MANUFACTURING FACILITY EIPICO 3 _0187 | CLI.CON-000001 |  |  | Approved
BIOLOGICALS AND BIOSIMILARS MANUFACTURING FACILITY EIPICO 3 _0187 | CLI.CON-000001 | 2 - B02 (Warehouse, Packaging and QC Building)-262816-14 | Weather Proof 25A, 220V, Double pole switch for Electric Water Heater. | Approved
BIOLOGICALS AND BIOSIMILARS MANUFACTURING FACILITY EIPICO 3 _0187 | CLI.CON-000001 |  |  | Approved
BIOLOGICALS AND BIOSIMILARS MANUFACTURING FACILITY EIPICO 3 _0187 | CLI.CON-000001 | 2 - B06(Solvent & Hazardous)-262726-4 | Weather Proof, 16A, 220V,(2P+E) Wall mounted general purpose single socket | Approved
BIOLOGICALS AND BIOSIMILARS MANUFACTURING FACILITY EIPICO 3 _0187 | CLI.CON-000001 |  |  | Approved
BIOLOGICALS AND BIOSIMILARS MANUFACTURING FACILITY EIPICO 3 _0187 | CLI.CON-000001 | 2 - B02 (Warehouse, Packaging and QC Building)-284600-13 | Fire alarm outlet. | Approved
BIOLOGICALS AND BIOSIMILARS MANUFACTURING FACILITY EIPICO 3 _0187 | CLI.CON-000001 |  |  | Approved
BIOLOGICALS AND BIOSIMILARS MANUFACTURING FACILITY EIPICO 3 _0187 | CLI.CON-000001 | 2 - B01(ADMIN BUILDING)-262816-8 | Weather Proof 25A, 380V, 3P Disconnecting switch. | Approved
BIOLOGICALS AND BIOSIMILARS MANUFACTURING FACILITY EIPICO 3 _0187 | CLI.CON-000001 |  |  | Approved
BIOLOGICALS AND BIOSIMILARS MANUFACTURING FACILITY EIPICO 3 _0187 | CLI.CON-000001 | 2 - B07'(Guard Room)-284600-2 | Weather proof, Fire alarm serian with strobe light. | Approved
BIOLOGICALS AND BIOSIMILARS MANUFACTURING FACILITY EIPICO 3 _0187 | CLI.CON-000001 |  |  | Approved
BIOLOGICALS AND BIOSIMILARS MANUFACTURING FACILITY EIPICO 3 _0187 | CLI.CON-000001 | 2 - B02 (Warehouse, Packaging and QC Building)-260519-14 | 3CX4 mm2 (CU/XLPE/PVC) for mechanical equipment feeding from MCC panel. | Approved
BIOLOGICALS AND BIOSIMILARS MANUFACTURING FACILITY EIPICO 3 _0187 | CLI.CON-000001 |  |  | Approved
BIOLOGICALS AND BIOSIMILARS MANUFACTURING FACILITY EIPICO 3 _0187 | CLI.CON-000001 | 2 - B02 (Warehouse, Packaging and QC Building)-262419-3 | Reference:MCC/BL02/03 | Approved
BIOLOGICALS AND BIOSIMILARS MANUFACTURING FACILITY EIPICO 3 _0187 | CLI.CON-000001 |  |  | Approved
BIOLOGICALS AND BIOSIMILARS MANUFACTURING FACILITY EIPICO 3 _0187 | CLI.CON-000001 | 2 - Landscape and Infra-260519-20 | 1C, 16 mm2 (CU/PVC). | Approved
BIOLOGICALS AND BIOSIMILARS MANUFACTURING FACILITY EIPICO 3 _0187 | CLI.CON-000001 |  |  | Approved
BIOLOGICALS AND BIOSIMILARS MANUFACTURING FACILITY EIPICO 3 _0187 | CLI.CON-000001 | 2 - B01(ADMIN BUILDING)-271323-1 | Single data outlet with Cat 6 cable. | Approved
BIOLOGICALS AND BIOSIMILARS MANUFACTURING FACILITY EIPICO 3 _0187 | CLI.CON-000001 |  |  | Approved
BIOLOGICALS AND BIOSIMILARS MANUFACTURING FACILITY EIPICO 3 _0187 | CLI.CON-000001 | 2 - B05(Worker Building , Domestic and fire tank)-262726-2 | Weatherproof, 10A, 250V, One way, One gang switch. | Approved
BIOLOGICALS AND BIOSIMILARS MANUFACTURING FACILITY EIPICO 3 _0187 | CLI.CON-000001 |  |  | Approved
BIOLOGICALS AND BIOSIMILARS MANUFACTURING FACILITY EIPICO 3 _0187 | CLI.CON-000001 | 2 - B05(Worker Building , Domestic and fire tank)-262416-3 | Reference:EDB-DO | Approved
BIOLOGICALS AND BIOSIMILARS MANUFACTURING FACILITY EIPICO 3 _0187 | CLI.CON-000001 |  |  | Approved
BIOLOGICALS AND BIOSIMILARS MANUFACTURING FACILITY EIPICO 3 _0187 | CLI.CON-000001 | 2 - B06(Solvent & Hazardous)-262816-1 | Weather proof, 50A, 380V, 3P Disconnecting switch. | Approved
BIOLOGICALS AND BIOSIMILARS MANUFACTURING FACILITY EIPICO 3 _0187 | CLI.CON-000001 |  |  | Approved
BIOLOGICALS AND BIOSIMILARS MANUFACTURING FACILITY EIPICO 3 _0187 | CLI.CON-000001 | 2 - B02 (Warehouse, Packaging and QC Building)-262816-21 | Weather Proof 32A, 380V, 6P Disconnecting switch. | Approved
BIOLOGICALS AND BIOSIMILARS MANUFACTURING FACILITY EIPICO 3 _0187 | CLI.CON-000001 |  |  | Approved
BIOLOGICALS AND BIOSIMILARS MANUFACTURING FACILITY EIPICO 3 _0187 | CLI.CON-000001 | 2 - B01(ADMIN BUILDING)-274116-10 | Extender (Rx) | Approved
BIOLOGICALS AND BIOSIMILARS MANUFACTURING FACILITY EIPICO 3 _0187 | CLI.CON-000001 |  |  | Approved
BIOLOGICALS AND BIOSIMILARS MANUFACTURING FACILITY EIPICO 3 _0187 | CLI.CON-000001 |  |  | Approved
BIOLOGICALS AND BIOSIMILARS MANUFACTURING FACILITY EIPICO 3 _0187 | CLI.CON-000001 | 2 - B02 (Warehouse, Packaging and QC Building)-274116-12 | A/V system ceiling speaker, 6watt. | Approved
BIOLOGICALS AND BIOSIMILARS MANUFACTURING FACILITY EIPICO 3 _0187 | CLI.CON-000001 |  |  | Approved
BIOLOGICALS AND BIOSIMILARS MANUFACTURING FACILITY EIPICO 3 _0187 | CLI.CON-000001 | 2 - B01(ADMIN BUILDING)-262416-11 | Reference:LCP | Approved
BIOLOGICALS AND BIOSIMILARS MANUFACTURING FACILITY EIPICO 3 _0187 | CLI.CON-000001 |  |  | Approved
BIOLOGICALS AND BIOSIMILARS MANUFACTURING FACILITY EIPICO 3 _0187 | CLI.CON-000001 | 2 - B01(ADMIN BUILDING)-274116-14 | Extender outlet | Approved
BIOLOGICALS AND BIOSIMILARS MANUFACTURING FACILITY EIPICO 3 _0187 | CLI.CON-000001 |  |  | Approved
BIOLOGICALS AND BIOSIMILARS MANUFACTURING FACILITY EIPICO 3 _0187 | CLI.CON-000001 | 2 - Building(Waste water treatment)-262816-1 | Weatherproof, 63A, 380V, 3P Disconnecting switch for Fire Tube Boiler. | Approved
BIOLOGICALS AND BIOSIMILARS MANUFACTURING FACILITY EIPICO 3 _0187 | CLI.CON-000001 |  |  | Approved
BIOLOGICALS AND BIOSIMILARS MANUFACTURING FACILITY EIPICO 3 _0187 | CLI.CON-000001 | 2 - B04(Boiler, Chiller, Power Station)-262816-3 | Weather Proof 200A, 380V, 3P Disconnecting switch. | Approved
BIOLOGICALS AND BIOSIMILARS MANUFACTURING FACILITY EIPICO 3 _0187 | CLI.CON-000001 |  |  | Approved
BIOLOGICALS AND BIOSIMILARS MANUFACTURING FACILITY EIPICO 3 _0187 | CLI.CON-000001 | 2 - B02 (Warehouse, Packaging and QC Building)-262816-14 | Antibacterial 20A, 220V, Double pole switch for Electric Water Heater. | Approved
BIOLOGICALS AND BIOSIMILARS MANUFACTURING FACILITY EIPICO 3 _0187 | CLI.CON-000001 |  |  | Approved
BIOLOGICALS AND BIOSIMILARS MANUFACTURING FACILITY EIPICO 3 _0187 | CLI.CON-000001 | 2 - B01(ADMIN BUILDING)-284600-15 | Fire alarm siren with strobe light. | Approved
BIOLOGICALS AND BIOSIMILARS MANUFACTURING FACILITY EIPICO 3 _0187 | CLI.CON-000001 |  |  | Approved
BIOLOGICALS AND BIOSIMILARS MANUFACTURING FACILITY EIPICO 3 _0187 | CLI.CON-000001 | 2 - B01(ADMIN BUILDING)-260533-2 | Central Battery Lighting fixtures outlet by 2cX2.5 mm2 +1cx2.5 mm2 fire resistant cable. Light Switches Outlets (Excluding Switches) | Approved
BIOLOGICALS AND BIOSIMILARS MANUFACTURING FACILITY EIPICO 3 _0187 | CLI.CON-000001 |  |  | Approved
BIOLOGICALS AND BIOSIMILARS MANUFACTURING FACILITY EIPICO 3 _0187 | CLI.CON-000001 | 2 - B02 (Warehouse, Packaging and QC Building)-260533-14 | Floor box outlet by 3X4mm2 CU/PVC wires. Average outlet length is 11m. | Approved
BIOLOGICALS AND BIOSIMILARS MANUFACTURING FACILITY EIPICO 3 _0187 | CLI.CON-000001 |  |  | Approved
BIOLOGICALS AND BIOSIMILARS MANUFACTURING FACILITY EIPICO 3 _0187 | CLI.CON-000001 | 2 - B02 (Warehouse, Packaging and QC Building)-262419-1 | Reference:MCC/BL02/01 | Approved
BIOLOGICALS AND BIOSIMILARS MANUFACTURING FACILITY EIPICO 3 _0187 | CLI.CON-000001 |  |  | Approved
BIOLOGICALS AND BIOSIMILARS MANUFACTURING FACILITY EIPICO 3 _0187 | CLI.CON-000001 | 2 - B02 (Warehouse, Packaging and QC Building)-271323-7 | (RJ-45) single telephone socket outlet. | Approved
BIOLOGICALS AND BIOSIMILARS MANUFACTURING FACILITY EIPICO 3 _0187 | CLI.CON-000001 |  |  | Approved
BIOLOGICALS AND BIOSIMILARS MANUFACTURING FACILITY EIPICO 3 _0187 | CLI.CON-000001 | 2 - B03(Transformer Building)-265100-1 | Type (F1) | Approved
BIOLOGICALS AND BIOSIMILARS MANUFACTURING FACILITY EIPICO 3 _0187 | CLI.CON-000001 |  |  | Approved
BIOLOGICALS AND BIOSIMILARS MANUFACTURING FACILITY EIPICO 3 _0187 | CLI.CON-000001 | 2 - B04(Boiler, Chiller, Power Station)-284600-6 | Weatherproof, Fire alarm siren with strobe light | Approved
BIOLOGICALS AND BIOSIMILARS MANUFACTURING FACILITY EIPICO 3 _0187 | CLI.CON-000001 |  |  | Approved
BIOLOGICALS AND BIOSIMILARS MANUFACTURING FACILITY EIPICO 3 _0187 | CLI.CON-000001 | 2 - B02 (Warehouse, Packaging and QC Building)-260519-12 | 3CX10 mm2 (CU/XLPE/PVC) for mechanical equipment feeding from MCC panel. | Approved
BIOLOGICALS AND BIOSIMILARS MANUFACTURING FACILITY EIPICO 3 _0187 | CLI.CON-000001 |  |  | Approved
BIOLOGICALS AND BIOSIMILARS MANUFACTURING FACILITY EIPICO 3 _0187 | CLI.CON-000001 | 2 - B02 (Warehouse, Packaging and QC Building)-260519-32 | 1C, 10 mm2 (CU/PVC). | Approved
BIOLOGICALS AND BIOSIMILARS MANUFACTURING FACILITY EIPICO 3 _0187 | CLI.CON-000001 |  |  | Approved
BIOLOGICALS AND BIOSIMILARS MANUFACTURING FACILITY EIPICO 3 _0187 | CLI.CON-000001 | 2 - B02 (Warehouse, Packaging and QC Building)-262416-5 | Reference:DB-01-BL02 | Approved
BIOLOGICALS AND BIOSIMILARS MANUFACTURING FACILITY EIPICO 3 _0187 | CLI.CON-000001 |  |  | Approved
BIOLOGICALS AND BIOSIMILARS MANUFACTURING FACILITY EIPICO 3 _0187 | CLI.CON-000001 | 2 - B01(ADMIN BUILDING)-272000-4 | Router | Approved
BIOLOGICALS AND BIOSIMILARS MANUFACTURING FACILITY EIPICO 3 _0187 | CLI.CON-000001 |  |  | Approved
BIOLOGICALS AND BIOSIMILARS MANUFACTURING FACILITY EIPICO 3 _0187 | CLI.CON-000001 | 2 - B01(ADMIN BUILDING)-282000-3 | Network Video Recorder (NVR) (No of Channel as per dwg) Including software, license and hard disk storage for 30 days . | Approved
BIOLOGICALS AND BIOSIMILARS MANUFACTURING FACILITY EIPICO 3 _0187 | CLI.CON-000001 |  |  | Approved
BIOLOGICALS AND BIOSIMILARS MANUFACTURING FACILITY EIPICO 3 _0187 | CLI.CON-000001 | 2 - B04(Boiler, Chiller, Power Station)-265100-5 | Type (F16) | Approved
BIOLOGICALS AND BIOSIMILARS MANUFACTURING FACILITY EIPICO 3 _0187 | CLI.CON-000001 |  |  | Approved
BIOLOGICALS AND BIOSIMILARS MANUFACTURING FACILITY EIPICO 3 _0187 | CLI.CON-000001 | 2 - B01(ADMIN BUILDING)-284600-1 | Fire alarm control panel ( 5 loops+1 loop spare). | Approved
BIOLOGICALS AND BIOSIMILARS MANUFACTURING FACILITY EIPICO 3 _0187 | CLI.CON-000001 |  |  | Approved
BIOLOGICALS AND BIOSIMILARS MANUFACTURING FACILITY EIPICO 3 _0187 | CLI.CON-000001 | 2 - B02 (Warehouse, Packaging and QC Building)-260519-21 | 2CX6 mm2 (CU/MICA/XLPE/LSZH). | Approved
BIOLOGICALS AND BIOSIMILARS MANUFACTURING FACILITY EIPICO 3 _0187 | CLI.CON-000001 |  |  | Approved
BIOLOGICALS AND BIOSIMILARS MANUFACTURING FACILITY EIPICO 3 _0187 | CLI.CON-000001 |  |  | Approved
BIOLOGICALS AND BIOSIMILARS MANUFACTURING FACILITY EIPICO 3 _0187 | CLI.CON-000001 | 10.5 - B04(Boiler, Chiller, Power Station)-232113-5 | Diameter 250mm | Approved
BIOLOGICALS AND BIOSIMILARS MANUFACTURING FACILITY EIPICO 3 _0187 | CLI.CON-000001 |  |  | Approved
BIOLOGICALS AND BIOSIMILARS MANUFACTURING FACILITY EIPICO 3 _0187 | CLI.CON-000001 | 10.5 - B02 (Warehouse, Packaging and QC Building)-233713-17 | Fresh air louver (FAL) 12" x8" | Approved
BIOLOGICALS AND BIOSIMILARS MANUFACTURING FACILITY EIPICO 3 _0187 | CLI.CON-000001 |  |  | Approved
BIOLOGICALS AND BIOSIMILARS MANUFACTURING FACILITY EIPICO 3 _0187 | CLI.CON-000001 | 10.5 - B02 (Warehouse, Packaging and QC Building)-233416-12 | SM.EX.F-11 | Approved
BIOLOGICALS AND BIOSIMILARS MANUFACTURING FACILITY EIPICO 3 _0187 | CLI.CON-000001 |  |  | Approved
BIOLOGICALS AND BIOSIMILARS MANUFACTURING FACILITY EIPICO 3 _0187 | CLI.CON-000001 | 10.4 - Process-COMPRESSED ROOM-4.1.1 | one on duty & one standby (7 m3/min. and 10 bar) | Approved
BIOLOGICALS AND BIOSIMILARS MANUFACTURING FACILITY EIPICO 3 _0187 | CLI.CON-000001 |  |  | Approved
BIOLOGICALS AND BIOSIMILARS MANUFACTURING FACILITY EIPICO 3 _0187 | CLI.CON-000001 | 10.7 - B04(Boiler, Chiller, Power Station)-221116-3 | Diameter 50 mm | Approved
BIOLOGICALS AND BIOSIMILARS MANUFACTURING FACILITY EIPICO 3 _0187 | CLI.CON-000001 |  |  | Approved
BIOLOGICALS AND BIOSIMILARS MANUFACTURING FACILITY EIPICO 3 _0187 | CLI.CON-000001 | 10.7 - B04(Boiler, Chiller, Power Station)-221423-3 | Diameter 110mm | Approved
BIOLOGICALS AND BIOSIMILARS MANUFACTURING FACILITY EIPICO 3 _0187 | CLI.CON-000001 |  |  | Approved
BIOLOGICALS AND BIOSIMILARS MANUFACTURING FACILITY EIPICO 3 _0187 | CLI.CON-000001 | 10.7 - B01(ADMIN BUILDING)-221319-2 | Diameter 75 mm | Approved
BIOLOGICALS AND BIOSIMILARS MANUFACTURING FACILITY EIPICO 3 _0187 | CLI.CON-000001 |  |  | Approved
BIOLOGICALS AND BIOSIMILARS MANUFACTURING FACILITY EIPICO 3 _0187 | CLI.CON-000001 | 10.5 - B05(Worker Building , Domestic and fire tank)-230593-1 | Testing and balancing for HVAC system components | Approved
BIOLOGICALS AND BIOSIMILARS MANUFACTURING FACILITY EIPICO 3 _0187 | CLI.CON-000001 |  |  | Approved
BIOLOGICALS AND BIOSIMILARS MANUFACTURING FACILITY EIPICO 3 _0187 | CLI.CON-000001 | 10.5 - B02 (Warehouse, Packaging and QC Building)-238129-1 | Design, supply and install cold room for product storage (L01-29), item includes insulated metal panels for walls, flooring insulations, and flooring finishing, doors, pipes, all needed mechanical and electrical works, and HVAC works to be as per submitted cold room documents, item also includes testing, commissioning, putting into satisfactory operation and handing over complete system. *Full design, material and properties of units, all required accessories, hardware and any required materials to complete work, are subjected to approved manufacturer by client. | Approved
BIOLOGICALS AND BIOSIMILARS MANUFACTURING FACILITY EIPICO 3 _0187 | CLI.CON-000001 |  |  | Approved
BIOLOGICALS AND BIOSIMILARS MANUFACTURING FACILITY EIPICO 3 _0187 | CLI.CON-000001 | 10.7 - B07(Guard Room)-221316-2 | Diameter 50 mm | Approved
BIOLOGICALS AND BIOSIMILARS MANUFACTURING FACILITY EIPICO 3 _0187 | CLI.CON-000001 |  |  | Approved
BIOLOGICALS AND BIOSIMILARS MANUFACTURING FACILITY EIPICO 3 _0187 | CLI.CON-000001 | 10.5 - B02 (Warehouse, Packaging and QC Building)-233416-21 | EX.A.F-04 | Approved
BIOLOGICALS AND BIOSIMILARS MANUFACTURING FACILITY EIPICO 3 _0187 | CLI.CON-000001 |  |  | Approved
BIOLOGICALS AND BIOSIMILARS MANUFACTURING FACILITY EIPICO 3 _0187 | CLI.CON-000001 | 10.5 - Fence-260000 | Description DIVISION 26 ? ELECTRICAL WORKS | Approved
BIOLOGICALS AND BIOSIMILARS MANUFACTURING FACILITY EIPICO 3 _0187 | CLI.CON-000001 |  |  | Approved
BIOLOGICALS AND BIOSIMILARS MANUFACTURING FACILITY EIPICO 3 _0187 | CLI.CON-000001 | 10.7 - B04(Boiler, Chiller, Power Station)-221319-3 | 300X200X4000 mm | Approved
BIOLOGICALS AND BIOSIMILARS MANUFACTURING FACILITY EIPICO 3 _0187 | CLI.CON-000001 |  |  | Approved
BIOLOGICALS AND BIOSIMILARS MANUFACTURING FACILITY EIPICO 3 _0187 | CLI.CON-000001 | 10.7 - B04(Boiler, Chiller, Power Station)-221413-2 | Diameter 160 mm | Approved
BIOLOGICALS AND BIOSIMILARS MANUFACTURING FACILITY EIPICO 3 _0187 | CLI.CON-000001 |  |  | Approved
BIOLOGICALS AND BIOSIMILARS MANUFACTURING FACILITY EIPICO 3 _0187 | CLI.CON-000001 | 10.8 - B05(Worker Building , Domestic and fire tank)-211313-1 | 25 mm size | Approved
BIOLOGICALS AND BIOSIMILARS MANUFACTURING FACILITY EIPICO 3 _0187 | CLI.CON-000001 |  |  | Approved
BIOLOGICALS AND BIOSIMILARS MANUFACTURING FACILITY EIPICO 3 _0187 | CLI.CON-000001 | 10.5 - B06(Solvent & Hazardous)-260000 | Description DIVISION 26 ? ELECTRICAL WORKS | Approved
BIOLOGICALS AND BIOSIMILARS MANUFACTURING FACILITY EIPICO 3 _0187 | CLI.CON-000001 |  |  | Approved
BIOLOGICALS AND BIOSIMILARS MANUFACTURING FACILITY EIPICO 3 _0187 | CLI.CON-000001 | 10.5 - B05(Worker Building , Domestic and fire tank)-233416-1 | EF-04,320L/S,inline fan | Approved
BIOLOGICALS AND BIOSIMILARS MANUFACTURING FACILITY EIPICO 3 _0187 | CLI.CON-000001 |  |  | Approved
BIOLOGICALS AND BIOSIMILARS MANUFACTURING FACILITY EIPICO 3 _0187 | CLI.CON-000001 | 10.5 - B05(Worker Building , Domestic and fire tank)-232500-1 | HVAC water treatment | Approved
BIOLOGICALS AND BIOSIMILARS MANUFACTURING FACILITY EIPICO 3 _0187 | CLI.CON-000001 |  |  | Approved
BIOLOGICALS AND BIOSIMILARS MANUFACTURING FACILITY EIPICO 3 _0187 | CLI.CON-000001 | 10.7 - B02 (Warehouse, Packaging and QC Building)-221116-6 | Diameter 63 mm | Approved
BIOLOGICALS AND BIOSIMILARS MANUFACTURING FACILITY EIPICO 3 _0187 | CLI.CON-000001 |  |  | Approved
BIOLOGICALS AND BIOSIMILARS MANUFACTURING FACILITY EIPICO 3 _0187 | CLI.CON-000001 | 10.5 - B01(ADMIN BUILDING)-232113-6 | Diameter 80mm | Approved
BIOLOGICALS AND BIOSIMILARS MANUFACTURING FACILITY EIPICO 3 _0187 | CLI.CON-000001 |  |  | Approved
BIOLOGICALS AND BIOSIMILARS MANUFACTURING FACILITY EIPICO 3 _0187 | CLI.CON-000001 | 10.5 - B01(ADMIN BUILDING)-233713-12 | Return grille (RG) 600mm x150mm | Approved
BIOLOGICALS AND BIOSIMILARS MANUFACTURING FACILITY EIPICO 3 _0187 | CLI.CON-000001 |  |  | Approved
BIOLOGICALS AND BIOSIMILARS MANUFACTURING FACILITY EIPICO 3 _0187 | CLI.CON-000001 | 2 - B01(ADMIN BUILDING)-262816-6 | Weather Proof 50A, 220V, 2P Disconnecting switch. | Approved
BIOLOGICALS AND BIOSIMILARS MANUFACTURING FACILITY EIPICO 3 _0187 | CLI.CON-000001 |  |  | Approved
BIOLOGICALS AND BIOSIMILARS MANUFACTURING FACILITY EIPICO 3 _0187 | CLI.CON-000001 | 2 - B01(ADMIN BUILDING)-284600-19 | outlet from FACP to other panels ( announciator, voice evacuation, FSCS) inside the building. | Approved
BIOLOGICALS AND BIOSIMILARS MANUFACTURING FACILITY EIPICO 3 _0187 | CLI.CON-000001 |  |  | Approved
BIOLOGICALS AND BIOSIMILARS MANUFACTURING FACILITY EIPICO 3 _0187 | CLI.CON-000001 | 2 - B01(ADMIN BUILDING)-262416-3 | Reference:DB-01 | Approved
BIOLOGICALS AND BIOSIMILARS MANUFACTURING FACILITY EIPICO 3 _0187 | CLI.CON-000001 |  |  | Approved
BIOLOGICALS AND BIOSIMILARS MANUFACTURING FACILITY EIPICO 3 _0187 | CLI.CON-000001 | 2 - B01(ADMIN BUILDING)-281500-1 | Main Acces control panel. | Approved
BIOLOGICALS AND BIOSIMILARS MANUFACTURING FACILITY EIPICO 3 _0187 | CLI.CON-000001 |  |  | Approved
BIOLOGICALS AND BIOSIMILARS MANUFACTURING FACILITY EIPICO 3 _0187 | CLI.CON-000001 | 2 - B02 (Warehouse, Packaging and QC Building)-260519-29 | 1C, 25 mm2 (CU/PVC). | Approved
BIOLOGICALS AND BIOSIMILARS MANUFACTURING FACILITY EIPICO 3 _0187 | CLI.CON-000001 |  |  | Approved
BIOLOGICALS AND BIOSIMILARS MANUFACTURING FACILITY EIPICO 3 _0187 | CLI.CON-000001 | 2 - B01(ADMIN BUILDING)-262726-14 | Photo cell | Approved
BIOLOGICALS AND BIOSIMILARS MANUFACTURING FACILITY EIPICO 3 _0187 | CLI.CON-000001 |  |  | Approved
BIOLOGICALS AND BIOSIMILARS MANUFACTURING FACILITY EIPICO 3 _0187 | CLI.CON-000001 | 2 - B02 (Warehouse, Packaging and QC Building)-260533-2 | Central Battery Lighting fixtures outlet by 2cX2.5mm2+1cx2.5 mm2 fire resistant cable. Average outlet length is 9m. | Approved
BIOLOGICALS AND BIOSIMILARS MANUFACTURING FACILITY EIPICO 3 _0187 | CLI.CON-000001 |  |  | Approved
BIOLOGICALS AND BIOSIMILARS MANUFACTURING FACILITY EIPICO 3 _0187 | CLI.CON-000001 | 2 - B02 (Warehouse, Packaging and QC Building)-271323-9 | UTP patch panel CAT6, 24 port including cable organizer and patch cord. | Approved
BIOLOGICALS AND BIOSIMILARS MANUFACTURING FACILITY EIPICO 3 _0187 | CLI.CON-000001 |  |  | Approved
BIOLOGICALS AND BIOSIMILARS MANUFACTURING FACILITY EIPICO 3 _0187 | CLI.CON-000001 | 2 - B02 (Warehouse, Packaging and QC Building)-262416-14 | Reference:EDB-01-W | Approved
BIOLOGICALS AND BIOSIMILARS MANUFACTURING FACILITY EIPICO 3 _0187 | CLI.CON-000001 |  |  | Approved
BIOLOGICALS AND BIOSIMILARS MANUFACTURING FACILITY EIPICO 3 _0187 | CLI.CON-000001 | 2 - Landscape and Infra-260519-21 | 1C, 10 mm2 (CU/PVC). | Approved
BIOLOGICALS AND BIOSIMILARS MANUFACTURING FACILITY EIPICO 3 _0187 | CLI.CON-000001 |  |  | Approved
BIOLOGICALS AND BIOSIMILARS MANUFACTURING FACILITY EIPICO 3 _0187 | CLI.CON-000001 | 2 - B04(Boiler, Chiller, Power Station)-265100-2 | Type (F4) | Approved
BIOLOGICALS AND BIOSIMILARS MANUFACTURING FACILITY EIPICO 3 _0187 | CLI.CON-000001 |  |  | Approved
BIOLOGICALS AND BIOSIMILARS MANUFACTURING FACILITY EIPICO 3 _0187 | CLI.CON-000001 | 2 - B05(Worker Building , Domestic and fire tank)-262816-3 | Weatherproof, 40A, 380V, 3P Disconnecting switch for Jockey Pump. | Approved
BIOLOGICALS AND BIOSIMILARS MANUFACTURING FACILITY EIPICO 3 _0187 | CLI.CON-000001 |  |  | Approved
BIOLOGICALS AND BIOSIMILARS MANUFACTURING FACILITY EIPICO 3 _0187 | CLI.CON-000001 | 2 - B01(ADMIN BUILDING)-263323-2 | PC workstation. | Approved
BIOLOGICALS AND BIOSIMILARS MANUFACTURING FACILITY EIPICO 3 _0187 | CLI.CON-000001 |  |  | Approved
BIOLOGICALS AND BIOSIMILARS MANUFACTURING FACILITY EIPICO 3 _0187 | CLI.CON-000001 | 2 - B02 (Warehouse, Packaging and QC Building)-262726-4 | Weatherproof, 10A, 250V, Two way, One gang switch. | Approved
BIOLOGICALS AND BIOSIMILARS MANUFACTURING FACILITY EIPICO 3 _0187 | CLI.CON-000001 |  |  | Approved
BIOLOGICALS AND BIOSIMILARS MANUFACTURING FACILITY EIPICO 3 _0187 | CLI.CON-000001 | 2 - Building(Waste water treatment)-262726-2 | Motion Detector. | Approved
BIOLOGICALS AND BIOSIMILARS MANUFACTURING FACILITY EIPICO 3 _0187 | CLI.CON-000001 |  |  | Approved
BIOLOGICALS AND BIOSIMILARS MANUFACTURING FACILITY EIPICO 3 _0187 | CLI.CON-000001 | 2 - B02 (Warehouse, Packaging and QC Building)-260536-4 | Cable tray (200X100)mm (WXH). | Approved
BIOLOGICALS AND BIOSIMILARS MANUFACTURING FACILITY EIPICO 3 _0187 | CLI.CON-000001 |  |  | Approved
BIOLOGICALS AND BIOSIMILARS MANUFACTURING FACILITY EIPICO 3 _0187 | CLI.CON-000001 | 2 - B07'(Guard Room)-262726-4 | Weatherproof, 16A, 220V,(2P+E) Wall mounted general purpose single socket. | Approved
BIOLOGICALS AND BIOSIMILARS MANUFACTURING FACILITY EIPICO 3 _0187 | CLI.CON-000001 |  |  | Approved
BIOLOGICALS AND BIOSIMILARS MANUFACTURING FACILITY EIPICO 3 _0187 | CLI.CON-000001 | 2 - B07(Guard Room)-260533-6 | Disconnet switch outlets by (4CX4+1CX4) mm2 CU/PVC wires.Average Outlet length is 15m. | Approved
BIOLOGICALS AND BIOSIMILARS MANUFACTURING FACILITY EIPICO 3 _0187 | CLI.CON-000001 |  |  | Approved
BIOLOGICALS AND BIOSIMILARS MANUFACTURING FACILITY EIPICO 3 _0187 | CLI.CON-000001 | 2 - B02 (Warehouse, Packaging and QC Building)-260536-1 | Cable tray (500X100)mm (WXH). | Approved
BIOLOGICALS AND BIOSIMILARS MANUFACTURING FACILITY EIPICO 3 _0187 | CLI.CON-000001 |  |  | Approved
BIOLOGICALS AND BIOSIMILARS MANUFACTURING FACILITY EIPICO 3 _0187 | CLI.CON-000001 | 2 - B02 (Warehouse, Packaging and QC Building)-262416-12 | Reference:DB-LA | Approved
BIOLOGICALS AND BIOSIMILARS MANUFACTURING FACILITY EIPICO 3 _0187 | CLI.CON-000001 |  |  | Approved
BIOLOGICALS AND BIOSIMILARS MANUFACTURING FACILITY EIPICO 3 _0187 | CLI.CON-000001 | 2 - B02 (Warehouse, Packaging and QC Building)-282000-2 | Weather proof, Wall mounted fixed outdoor bullet CCTV Camera, 5MP,POE. | Approved
BIOLOGICALS AND BIOSIMILARS MANUFACTURING FACILITY EIPICO 3 _0187 | CLI.CON-000001 |  |  | Approved
BIOLOGICALS AND BIOSIMILARS MANUFACTURING FACILITY EIPICO 3 _0187 | CLI.CON-000001 | 2 - B04(Boiler, Chiller, Power Station)-260533-2 | One way, one gang switch outlet by 3X3mm2 CU/PVC wires. Average Outlet length is 5m. | Approved
BIOLOGICALS AND BIOSIMILARS MANUFACTURING FACILITY EIPICO 3 _0187 | CLI.CON-000001 | 10.7 - B05(Worker Building , Domestic and fire tank)-221116-15 | Diameter 75 mm,with valve box | Approved
BIOLOGICALS AND BIOSIMILARS MANUFACTURING FACILITY EIPICO 3 _0187 | CLI.CON-000001 |  |  | Approved
BIOLOGICALS AND BIOSIMILARS MANUFACTURING FACILITY EIPICO 3 _0187 | CLI.CON-000001 | 10.5 - B04(Boiler, Chiller, Power Station)-230719-2 | Diameter 100mm | Approved
BIOLOGICALS AND BIOSIMILARS MANUFACTURING FACILITY EIPICO 3 _0187 | CLI.CON-000001 |  |  | Approved
BIOLOGICALS AND BIOSIMILARS MANUFACTURING FACILITY EIPICO 3 _0187 | CLI.CON-000001 | 10.7 - B07(Guard Room)-221316-1 | Diameter 25 mm | Approved
BIOLOGICALS AND BIOSIMILARS MANUFACTURING FACILITY EIPICO 3 _0187 | CLI.CON-000001 |  |  | Approved
BIOLOGICALS AND BIOSIMILARS MANUFACTURING FACILITY EIPICO 3 _0187 | CLI.CON-000001 | 10.5 - B05(Worker Building , Domestic and fire tank)-260000 | Description DIVISION 26 ? ELECTRICAL WORKS | Approved
BIOLOGICALS AND BIOSIMILARS MANUFACTURING FACILITY EIPICO 3 _0187 | CLI.CON-000001 |  |  | Approved
BIOLOGICALS AND BIOSIMILARS MANUFACTURING FACILITY EIPICO 3 _0187 | CLI.CON-000001 | 10.7 - B01(ADMIN BUILDING)-221116-2 | Diameter 25 mm | Approved
BIOLOGICALS AND BIOSIMILARS MANUFACTURING FACILITY EIPICO 3 _0187 | CLI.CON-000001 |  |  | Approved
BIOLOGICALS AND BIOSIMILARS MANUFACTURING FACILITY EIPICO 3 _0187 | CLI.CON-000001 | 10.5 - B02 (Warehouse, Packaging and QC Building)-233713-13 | T.Hepa Filter with H14 24"X24" | Approved
BIOLOGICALS AND BIOSIMILARS MANUFACTURING FACILITY EIPICO 3 _0187 | CLI.CON-000001 |  |  | Approved
BIOLOGICALS AND BIOSIMILARS MANUFACTURING FACILITY EIPICO 3 _0187 | CLI.CON-000001 | 10.7 - B02 (Warehouse, Packaging and QC Building)-221316-1 | Diameter 25 mm | Approved
BIOLOGICALS AND BIOSIMILARS MANUFACTURING FACILITY EIPICO 3 _0187 | CLI.CON-000001 |  |  | Approved
BIOLOGICALS AND BIOSIMILARS MANUFACTURING FACILITY EIPICO 3 _0187 | CLI.CON-000001 | 10.8 - B02 (Warehouse, Packaging and QC Building)-212113.13-2 | Capacity 26.75 KG | Approved
BIOLOGICALS AND BIOSIMILARS MANUFACTURING FACILITY EIPICO 3 _0187 | CLI.CON-000001 |  |  | Approved
BIOLOGICALS AND BIOSIMILARS MANUFACTURING FACILITY EIPICO 3 _0187 | CLI.CON-000001 | 10.8 - Building(Waste water treatment) -211313-4 | 65 mm size | Approved
BIOLOGICALS AND BIOSIMILARS MANUFACTURING FACILITY EIPICO 3 _0187 | CLI.CON-000001 |  |  | Approved
BIOLOGICALS AND BIOSIMILARS MANUFACTURING FACILITY EIPICO 3 _0187 | CLI.CON-000001 | 10.5 - B02 (Warehouse, Packaging and QC Building)-233713-1 | Supply ceiling diffuser (S.C.D) 24 "�24" | Approved
BIOLOGICALS AND BIOSIMILARS MANUFACTURING FACILITY EIPICO 3 _0187 | CLI.CON-000001 |  |  | Approved
BIOLOGICALS AND BIOSIMILARS MANUFACTURING FACILITY EIPICO 3 _0187 | CLI.CON-000001 | 10.7 - B05(Worker Building , Domestic and fire tank)-221116-2 | Diameter 25 mm | Approved
BIOLOGICALS AND BIOSIMILARS MANUFACTURING FACILITY EIPICO 3 _0187 | CLI.CON-000001 |  |  | Approved
BIOLOGICALS AND BIOSIMILARS MANUFACTURING FACILITY EIPICO 3 _0187 | CLI.CON-000001 | 10.5 - B05(Worker Building , Domestic and fire tank)-230719-1 | Diameter 20mm | Approved
BIOLOGICALS AND BIOSIMILARS MANUFACTURING FACILITY EIPICO 3 _0187 | CLI.CON-000001 |  |  | Approved
BIOLOGICALS AND BIOSIMILARS MANUFACTURING FACILITY EIPICO 3 _0187 | CLI.CON-000001 | 10.8 - B02 (Warehouse, Packaging and QC Building)-210523-2 | Diameter 25 mm | Approved
BIOLOGICALS AND BIOSIMILARS MANUFACTURING FACILITY EIPICO 3 _0187 | CLI.CON-000001 |  |  | Approved
BIOLOGICALS AND BIOSIMILARS MANUFACTURING FACILITY EIPICO 3 _0187 | CLI.CON-000001 | 10.8 - Building(Waste water treatment) -211313-5 | 80 mm size | Approved
BIOLOGICALS AND BIOSIMILARS MANUFACTURING FACILITY EIPICO 3 _0187 | CLI.CON-000001 |  |  | Approved
BIOLOGICALS AND BIOSIMILARS MANUFACTURING FACILITY EIPICO 3 _0187 | CLI.CON-000001 | 10.5 - B02 (Warehouse, Packaging and QC Building)-233416-19 | EX.A.F-11 | Approved
BIOLOGICALS AND BIOSIMILARS MANUFACTURING FACILITY EIPICO 3 _0187 | CLI.CON-000001 |  |  | Approved
BIOLOGICALS AND BIOSIMILARS MANUFACTURING FACILITY EIPICO 3 _0187 | CLI.CON-000001 | 10.5 - B02 (Warehouse, Packaging and QC Building)-237313-4 | AHU-08 | Approved
BIOLOGICALS AND BIOSIMILARS MANUFACTURING FACILITY EIPICO 3 _0187 | CLI.CON-000001 |  |  | Approved
BIOLOGICALS AND BIOSIMILARS MANUFACTURING FACILITY EIPICO 3 _0187 | CLI.CON-000001 | 10.7 - B02 (Warehouse, Packaging and QC Building)-221116-25 | Pressure Gauge | Approved
BIOLOGICALS AND BIOSIMILARS MANUFACTURING FACILITY EIPICO 3 _0187 | CLI.CON-000001 |  |  | Approved
BIOLOGICALS AND BIOSIMILARS MANUFACTURING FACILITY EIPICO 3 _0187 | CLI.CON-000001 | 10.5 - B04(Boiler, Chill6er, Power Station)-260000 | Description DIVISION 26 ? ELECTRICAL WORKS | Approved
BIOLOGICALS AND BIOSIMILARS MANUFACTURING FACILITY EIPICO 3 _0187 | CLI.CON-000001 |  |  | Approved
BIOLOGICALS AND BIOSIMILARS MANUFACTURING FACILITY EIPICO 3 _0187 | CLI.CON-000001 | 10.5 - B01(ADMIN BUILDING)-233416-3 | EF-04,190L/S,inline fan | Approved
BIOLOGICALS AND BIOSIMILARS MANUFACTURING FACILITY EIPICO 3 _0187 | CLI.CON-000001 |  |  | Approved
BIOLOGICALS AND BIOSIMILARS MANUFACTURING FACILITY EIPICO 3 _0187 | CLI.CON-000001 | 10.3 | Plastic pedestal decoder Controller 75 station | Approved
BIOLOGICALS AND BIOSIMILARS MANUFACTURING FACILITY EIPICO 3 _0187 | CLI.CON-000001 |  |  | Approved
BIOLOGICALS AND BIOSIMILARS MANUFACTURING FACILITY EIPICO 3 _0187 | CLI.CON-000001 | 10.5 - B02 (Warehouse, Packaging and QC Building)-230713-3 | Aluminuim cladding 0.6mm thickness for exposed ducts,mechanical rooms and on roof ,according to the specification | Approved
BIOLOGICALS AND BIOSIMILARS MANUFACTURING FACILITY EIPICO 3 _0187 | CLI.CON-000001 |  |  | Approved
BIOLOGICALS AND BIOSIMILARS MANUFACTURING FACILITY EIPICO 3 _0187 | CLI.CON-000001 | 10.7 - B04(Boiler, Chiller, Power Station)-221119-1 | Diameter 25 mm | Approved
BIOLOGICALS AND BIOSIMILARS MANUFACTURING FACILITY EIPICO 3 _0187 | CLI.CON-000001 |  |  | Approved
BIOLOGICALS AND BIOSIMILARS MANUFACTURING FACILITY EIPICO 3 _0187 | CLI.CON-000001 | 10.7 - B04(Boiler, Chiller, Power Station)-221413-4 | Diameter 110 mm | Approved
BIOLOGICALS AND BIOSIMILARS MANUFACTURING FACILITY EIPICO 3 _0187 | CLI.CON-000001 |  |  | Approved
BIOLOGICALS AND BIOSIMILARS MANUFACTURING FACILITY EIPICO 3 _0187 | CLI.CON-000001 |  |  | Approved
BIOLOGICALS AND BIOSIMILARS MANUFACTURING FACILITY EIPICO 3 _0187 | CLI.CON-000001 | 2 - B04(Boiler, Chiller, Power Station)-263213-1 | 750 KVA,1500 rpm, 400 v, 50 Hz ,3 phase at p.f 0.8 stand-by generator with insulated solidly earthed neutral. | Approved
BIOLOGICALS AND BIOSIMILARS MANUFACTURING FACILITY EIPICO 3 _0187 | CLI.CON-000001 |  |  | Approved
BIOLOGICALS AND BIOSIMILARS MANUFACTURING FACILITY EIPICO 3 _0187 | CLI.CON-000001 | 2 - B05(Worker Building , Domestic and fire tank)-284600-4 | Fire alarm outlet. | Approved
BIOLOGICALS AND BIOSIMILARS MANUFACTURING FACILITY EIPICO 3 _0187 | CLI.CON-000001 |  |  | Approved
BIOLOGICALS AND BIOSIMILARS MANUFACTURING FACILITY EIPICO 3 _0187 | CLI.CON-000001 | 2 - B04(Boiler, Chiller, Power Station)-284600-8 | Weatherproof, Manual call station. | Approved
BIOLOGICALS AND BIOSIMILARS MANUFACTURING FACILITY EIPICO 3 _0187 | CLI.CON-000001 |  |  | Approved
BIOLOGICALS AND BIOSIMILARS MANUFACTURING FACILITY EIPICO 3 _0187 | CLI.CON-000001 | 2 - Landscape and Infra-260519-15 | 2C,2.5 mm2 (CU/PVC/PVC) inside street lighting pole. | Approved
BIOLOGICALS AND BIOSIMILARS MANUFACTURING FACILITY EIPICO 3 _0187 | CLI.CON-000001 |  |  | Approved
BIOLOGICALS AND BIOSIMILARS MANUFACTURING FACILITY EIPICO 3 _0187 | CLI.CON-000001 | 2 - B02 (Warehouse, Packaging and QC Building)-262416-22 | Reference:LCP-04 | Approved
BIOLOGICALS AND BIOSIMILARS MANUFACTURING FACILITY EIPICO 3 _0187 | CLI.CON-000001 |  |  | Approved
BIOLOGICALS AND BIOSIMILARS MANUFACTURING FACILITY EIPICO 3 _0187 | CLI.CON-000001 | 2 - B04(Boiler, Chiller, Power Station)-262816-5 | Weather Proof 40A, 380V, 3P Disconnecting switch. | Approved
BIOLOGICALS AND BIOSIMILARS MANUFACTURING FACILITY EIPICO 3 _0187 | CLI.CON-000001 |  |  | Approved
BIOLOGICALS AND BIOSIMILARS MANUFACTURING FACILITY EIPICO 3 _0187 | CLI.CON-000001 | 2 - B06(Solvent & Hazardous)-284600-4 | Weather proof, Manual call station. | Approved
BIOLOGICALS AND BIOSIMILARS MANUFACTURING FACILITY EIPICO 3 _0187 | CLI.CON-000001 |  |  | Approved
BIOLOGICALS AND BIOSIMILARS MANUFACTURING FACILITY EIPICO 3 _0187 | CLI.CON-000001 | 2 - B02 (Warehouse, Packaging and QC Building)-271323-5 | (RJ-45) single data socket outlet. Average outlet length is 36m. | Approved
BIOLOGICALS AND BIOSIMILARS MANUFACTURING FACILITY EIPICO 3 _0187 | CLI.CON-000001 |  |  | Approved
BIOLOGICALS AND BIOSIMILARS MANUFACTURING FACILITY EIPICO 3 _0187 | CLI.CON-000001 | 2 - B01(ADMIN BUILDING)-262416-4 | Reference:DB-02 | Approved
BIOLOGICALS AND BIOSIMILARS MANUFACTURING FACILITY EIPICO 3 _0187 | CLI.CON-000001 |  |  | Approved
BIOLOGICALS AND BIOSIMILARS MANUFACTURING FACILITY EIPICO 3 _0187 | CLI.CON-000001 | 2 - B07(Guard Room)-262726-1 | 10A, 250V, One way, Two gang switch. | Approved
BIOLOGICALS AND BIOSIMILARS MANUFACTURING FACILITY EIPICO 3 _0187 | CLI.CON-000001 |  |  | Approved
BIOLOGICALS AND BIOSIMILARS MANUFACTURING FACILITY EIPICO 3 _0187 | CLI.CON-000001 | 2 - B01(ADMIN BUILDING)-260526-1 | Earthing for Power system to achieve resistance ? 5 ohm or as per electricity company requirement. | Approved
BIOLOGICALS AND BIOSIMILARS MANUFACTURING FACILITY EIPICO 3 _0187 | CLI.CON-000001 |  |  | Approved
BIOLOGICALS AND BIOSIMILARS MANUFACTURING FACILITY EIPICO 3 _0187 | CLI.CON-000001 | 2 - B02 (Warehouse, Packaging and QC Building)-265619-9 | Type (F11) | Approved
BIOLOGICALS AND BIOSIMILARS MANUFACTURING FACILITY EIPICO 3 _0187 | CLI.CON-000001 |  |  | Approved
BIOLOGICALS AND BIOSIMILARS MANUFACTURING FACILITY EIPICO 3 _0187 | CLI.CON-000001 | 2 - B02 (Warehouse, Packaging and QC Building)-271323-8 | UTP patch panel CAT6, 48 port including cable organizer and patch cord. | Approved
BIOLOGICALS AND BIOSIMILARS MANUFACTURING FACILITY EIPICO 3 _0187 | CLI.CON-000001 |  |  | Approved
BIOLOGICALS AND BIOSIMILARS MANUFACTURING FACILITY EIPICO 3 _0187 | CLI.CON-000001 | 2 - Landscape and Infra-260543-8 | Concrete Mandhole (1000x1000) mm with cover for fiber cable. | Approved
BIOLOGICALS AND BIOSIMILARS MANUFACTURING FACILITY EIPICO 3 _0187 | CLI.CON-000001 |  |  | Approved
BIOLOGICALS AND BIOSIMILARS MANUFACTURING FACILITY EIPICO 3 _0187 | CLI.CON-000001 | 2 - B02 (Warehouse, Packaging and QC Building)-142100-1 | Rated capacity(kg) : 750 Rated speed (m/sec) : 1 No of stop: 3 | Approved
BIOLOGICALS AND BIOSIMILARS MANUFACTURING FACILITY EIPICO 3 _0187 | CLI.CON-000001 |  |  | Approved
BIOLOGICALS AND BIOSIMILARS MANUFACTURING FACILITY EIPICO 3 _0187 | CLI.CON-000001 | 2 - B03(Transformer Building)-261216-1 | TR-01; 2000 KVA, 50 Hz; 12 KV primary; 0.4 KV secondary; cast resin, Aluminum winding, dry type transformer with forced air fan and IP23 enclosure. | Approved
BIOLOGICALS AND BIOSIMILARS MANUFACTURING FACILITY EIPICO 3 _0187 | CLI.CON-000001 |  |  | Approved
BIOLOGICALS AND BIOSIMILARS MANUFACTURING FACILITY EIPICO 3 _0187 | CLI.CON-000001 | 2 - B03(Transformer Building)-262726-4 | Lighting Photo cell | Approved
BIOLOGICALS AND BIOSIMILARS MANUFACTURING FACILITY EIPICO 3 _0187 | CLI.CON-000001 |  |  | Approved
BIOLOGICALS AND BIOSIMILARS MANUFACTURING FACILITY EIPICO 3 _0187 | CLI.CON-000001 | 2 - B02 (Warehouse, Packaging and QC Building)-262416-20 | Reference:UDB-LABS | Approved
BIOLOGICALS AND BIOSIMILARS MANUFACTURING FACILITY EIPICO 3 _0187 | CLI.CON-000001 |  |  | Approved
BIOLOGICALS AND BIOSIMILARS MANUFACTURING FACILITY EIPICO 3 _0187 | CLI.CON-000001 | 2 - B05(Worker Building , Domestic and fire tank)-262726-3 | 10A, 250V, One way,Two gang switch. | Approved
BIOLOGICALS AND BIOSIMILARS MANUFACTURING FACILITY EIPICO 3 _0187 | CLI.CON-000001 |  |  | Approved
BIOLOGICALS AND BIOSIMILARS MANUFACTURING FACILITY EIPICO 3 _0187 | CLI.CON-000001 | 2 - B01(ADMIN BUILDING)-265100-10 | Type (F15) | Approved
BIOLOGICALS AND BIOSIMILARS MANUFACTURING FACILITY EIPICO 3 _0187 | CLI.CON-000001 |  |  | Approved
BIOLOGICALS AND BIOSIMILARS MANUFACTURING FACILITY EIPICO 3 _0187 | CLI.CON-000001 | 2 - B02 (Warehouse, Packaging and QC Building)-262816-11 | Antibacterial 32A, 380V, 3P Disconnecting switch. | Approved
BIOLOGICALS AND BIOSIMILARS MANUFACTURING FACILITY EIPICO 3 _0187 | CLI.CON-000001 |  |  | Approved
BIOLOGICALS AND BIOSIMILARS MANUFACTURING FACILITY EIPICO 3 _0187 | CLI.CON-000001 | 10.7 - B05(Worker Building , Domestic and fire tank)-224100-2 | Lavatory -SW-03- | Approved
BIOLOGICALS AND BIOSIMILARS MANUFACTURING FACILITY EIPICO 3 _0187 | CLI.CON-000001 |  |  | Approved
BIOLOGICALS AND BIOSIMILARS MANUFACTURING FACILITY EIPICO 3 _0187 | CLI.CON-000001 | 10.7 - B01(ADMIN BUILDING)-221423-1 | Diameter 110mm | Approved
BIOLOGICALS AND BIOSIMILARS MANUFACTURING FACILITY EIPICO 3 _0187 | CLI.CON-000001 |  |  | Approved
BIOLOGICALS AND BIOSIMILARS MANUFACTURING FACILITY EIPICO 3 _0187 | CLI.CON-000001 | 10.5 - B03(Transformer Building)-260000 | Description DIVISION 26 ? ELECTRICAL WORKS | Approved
BIOLOGICALS AND BIOSIMILARS MANUFACTURING FACILITY EIPICO 3 _0187 | CLI.CON-000001 |  |  | Approved
BIOLOGICALS AND BIOSIMILARS MANUFACTURING FACILITY EIPICO 3 _0187 | CLI.CON-000001 | 10.5 - B06(Solvent & Hazardous)-233416-2 | SF-01,360L/S,inline | Approved
BIOLOGICALS AND BIOSIMILARS MANUFACTURING FACILITY EIPICO 3 _0187 | CLI.CON-000001 |  |  | Approved
BIOLOGICALS AND BIOSIMILARS MANUFACTURING FACILITY EIPICO 3 _0187 | CLI.CON-000001 | 10.7 - B07(Guard Room)-221319-2 | Size 300X300 mm Inspection Chamber | Approved
BIOLOGICALS AND BIOSIMILARS MANUFACTURING FACILITY EIPICO 3 _0187 | CLI.CON-000001 |  |  | Approved
BIOLOGICALS AND BIOSIMILARS MANUFACTURING FACILITY EIPICO 3 _0187 | CLI.CON-000001 | 10.7 - B05(Worker Building , Domestic and fire tank)-221429-1 | Flow =10 L/S , head=10 m (1 duty+1 standby) | Approved
BIOLOGICALS AND BIOSIMILARS MANUFACTURING FACILITY EIPICO 3 _0187 | CLI.CON-000001 |  |  | Approved
BIOLOGICALS AND BIOSIMILARS MANUFACTURING FACILITY EIPICO 3 _0187 | CLI.CON-000001 | 10.5 - Fuel tank-231113-1 | Fuel system for Generator including tank Pipes and accessories Pump 1.5 L/s,1.5 Bar head | Approved
BIOLOGICALS AND BIOSIMILARS MANUFACTURING FACILITY EIPICO 3 _0187 | CLI.CON-000001 |  |  | Approved
BIOLOGICALS AND BIOSIMILARS MANUFACTURING FACILITY EIPICO 3 _0187 | CLI.CON-000001 | 10.7 - B04(Boiler, Chiller, Power Station)-221319-1 | Diameter 75mm,round | Approved
BIOLOGICALS AND BIOSIMILARS MANUFACTURING FACILITY EIPICO 3 _0187 | CLI.CON-000001 |  |  | Approved
BIOLOGICALS AND BIOSIMILARS MANUFACTURING FACILITY EIPICO 3 _0187 | CLI.CON-000001 | 10.7 - B05(Worker Building , Domestic and fire tank)-221116-11 | Diameter 25 mm | Approved
BIOLOGICALS AND BIOSIMILARS MANUFACTURING FACILITY EIPICO 3 _0187 | CLI.CON-000001 |  |  | Approved
BIOLOGICALS AND BIOSIMILARS MANUFACTURING FACILITY EIPICO 3 _0187 | CLI.CON-000001 | 10.5 - B01(ADMIN BUILDING)-233713-20 | Dummy Linear slot diffuser 3 slot,1.5m length | Approved
BIOLOGICALS AND BIOSIMILARS MANUFACTURING FACILITY EIPICO 3 _0187 | CLI.CON-000001 |  |  | Approved
BIOLOGICALS AND BIOSIMILARS MANUFACTURING FACILITY EIPICO 3 _0187 | CLI.CON-000001 | 10.7 - B02 (Warehouse, Packaging and QC Building)-221116-9 | Diameter 20 mm | Approved
BIOLOGICALS AND BIOSIMILARS MANUFACTURING FACILITY EIPICO 3 _0187 | CLI.CON-000001 |  |  | Approved
BIOLOGICALS AND BIOSIMILARS MANUFACTURING FACILITY EIPICO 3 _0187 | CLI.CON-000001 | 10.7 - B02 (Warehouse, Packaging and QC Building)-221119-2 | Diameter 20 mm | Approved
BIOLOGICALS AND BIOSIMILARS MANUFACTURING FACILITY EIPICO 3 _0187 | CLI.CON-000001 |  |  | Approved
BIOLOGICALS AND BIOSIMILARS MANUFACTURING FACILITY EIPICO 3 _0187 | CLI.CON-000001 | 10.7 - B05(Worker Building , Domestic and fire tank)-221123.13-3 | Flow =200 Liter | Approved
BIOLOGICALS AND BIOSIMILARS MANUFACTURING FACILITY EIPICO 3 _0187 | CLI.CON-000001 |  |  | Approved
BIOLOGICALS AND BIOSIMILARS MANUFACTURING FACILITY EIPICO 3 _0187 | CLI.CON-000001 | 10.5 - B01(ADMIN BUILDING)-232113-1 | Diameter 20mm | Approved
BIOLOGICALS AND BIOSIMILARS MANUFACTURING FACILITY EIPICO 3 _0187 | CLI.CON-000001 |  |  | Approved
BIOLOGICALS AND BIOSIMILARS MANUFACTURING FACILITY EIPICO 3 _0187 | CLI.CON-000001 | 10.7 - Landscape and Infra-221113-6 | Diameter 75 mm | Approved
BIOLOGICALS AND BIOSIMILARS MANUFACTURING FACILITY EIPICO 3 _0187 | CLI.CON-000001 |  |  | Approved
BIOLOGICALS AND BIOSIMILARS MANUFACTURING FACILITY EIPICO 3 _0187 | CLI.CON-000001 | 10.5 - B02 (Warehouse, Packaging and QC Building)-233416-1 | SM.EX.F-01 | Approved
BIOLOGICALS AND BIOSIMILARS MANUFACTURING FACILITY EIPICO 3 _0187 | CLI.CON-000001 |  |  | Approved
BIOLOGICALS AND BIOSIMILARS MANUFACTURING FACILITY EIPICO 3 _0187 | CLI.CON-000001 | 10.7 - B04(Boiler, Chiller, Power Station)-221316-2 | Diameter 110 mm | Approved
BIOLOGICALS AND BIOSIMILARS MANUFACTURING FACILITY EIPICO 3 _0187 | CLI.CON-000001 |  |  | Approved
BIOLOGICALS AND BIOSIMILARS MANUFACTURING FACILITY EIPICO 3 _0187 | CLI.CON-000001 | 10.8 - B02 (Warehouse, Packaging and QC Building)-211313-12 | upright glass bulb standard response spray sprinklers 1/2" NPT threaded size, 1/2" orifice size, K= 5.6 , temperature rating 68 �C & brass finish . | Approved
BIOLOGICALS AND BIOSIMILARS MANUFACTURING FACILITY EIPICO 3 _0187 | CLI.CON-000001 |  |  | Approved
BIOLOGICALS AND BIOSIMILARS MANUFACTURING FACILITY EIPICO 3 _0187 | CLI.CON-000001 | 10.7 - B05(Worker Building , Domestic and fire tank)-221413-1 | Diameter 75 mm | Approved
BIOLOGICALS AND BIOSIMILARS MANUFACTURING FACILITY EIPICO 3 _0187 | CLI.CON-000001 |  |  | Approved
BIOLOGICALS AND BIOSIMILARS MANUFACTURING FACILITY EIPICO 3 _0187 | CLI.CON-000001 | 10.7 - B01(ADMIN BUILDING)-221316-1 | Diameter 25 mm | Approved
BIOLOGICALS AND BIOSIMILARS MANUFACTURING FACILITY EIPICO 3 _0187 | CLI.CON-000001 |  |  | Approved
BIOLOGICALS AND BIOSIMILARS MANUFACTURING FACILITY EIPICO 3 _0187 | CLI.CON-000001 | 10.5 - B01(ADMIN BUILDING)-233713-1 | Fresh air louver (FAL) 1000mm x900mm | Approved
BIOLOGICALS AND BIOSIMILARS MANUFACTURING FACILITY EIPICO 3 _0187 | CLI.CON-000001 |  |  | Approved
BIOLOGICALS AND BIOSIMILARS MANUFACTURING FACILITY EIPICO 3 _0187 | CLI.CON-000001 | 10.8 - B01(ADMIN BUILDING)-211313-12 | Pendent dry type glass bulb standard response spray sprinklers 1/2" NPT threaded size, 1/2" orifice size, K= 5.6 , temperature rating 68 �C & brass finish. | Approved
BIOLOGICALS AND BIOSIMILARS MANUFACTURING FACILITY EIPICO 3 _0187 | CLI.CON-000001 |  |  | Approved
BIOLOGICALS AND BIOSIMILARS MANUFACTURING FACILITY EIPICO 3 _0187 | CLI.CON-000001 | 2 - B02 (Warehouse, Packaging and QC Building)-262416-17 | Reference:EDB-03-BL02 | Approved
BIOLOGICALS AND BIOSIMILARS MANUFACTURING FACILITY EIPICO 3 _0187 | CLI.CON-000001 |  |  | Approved
BIOLOGICALS AND BIOSIMILARS MANUFACTURING FACILITY EIPICO 3 _0187 | CLI.CON-000001 | 2 - B02 (Warehouse, Packaging and QC Building)-262816-20 | 20A, 220V, Double pole switch for Data Rack. | Approved
BIOLOGICALS AND BIOSIMILARS MANUFACTURING FACILITY EIPICO 3 _0187 | CLI.CON-000001 |  |  | Approved
BIOLOGICALS AND BIOSIMILARS MANUFACTURING FACILITY EIPICO 3 _0187 | CLI.CON-000001 | 2 - B03(Transformer Building)-281500-1 | Doors Controller panel | Approved
BIOLOGICALS AND BIOSIMILARS MANUFACTURING FACILITY EIPICO 3 _0187 | CLI.CON-000001 |  |  | Approved
BIOLOGICALS AND BIOSIMILARS MANUFACTURING FACILITY EIPICO 3 _0187 | CLI.CON-000001 | 2 - B03(Transformer Building)-260533-1 | Lighting fixtures outlet by 3X3mm2 CU/PVC wires. Average Outlet length is 7m. | Approved
BIOLOGICALS AND BIOSIMILARS MANUFACTURING FACILITY EIPICO 3 _0187 | CLI.CON-000001 |  |  | Approved
BIOLOGICALS AND BIOSIMILARS MANUFACTURING FACILITY EIPICO 3 _0187 | CLI.CON-000001 | 2 - B06(Solvent & Hazardous)-271323-1 | Single data outlet. Camera outlets only (without wiring devices): | Approved
BIOLOGICALS AND BIOSIMILARS MANUFACTURING FACILITY EIPICO 3 _0187 | CLI.CON-000001 |  |  | Approved
BIOLOGICALS AND BIOSIMILARS MANUFACTURING FACILITY EIPICO 3 _0187 | CLI.CON-000001 | 2 - B02 (Warehouse, Packaging and QC Building)-260519-34 | 1C, 6 mm2 (CU/PVC). | Approved
BIOLOGICALS AND BIOSIMILARS MANUFACTURING FACILITY EIPICO 3 _0187 | CLI.CON-000001 |  |  | Approved
BIOLOGICALS AND BIOSIMILARS MANUFACTURING FACILITY EIPICO 3 _0187 | CLI.CON-000001 | 2 - B05(Worker Building , Domestic and fire tank)-284600-1 | Ceiling mounted Addressable Intelligent Photo Electric Smoke detector. | Approved
BIOLOGICALS AND BIOSIMILARS MANUFACTURING FACILITY EIPICO 3 _0187 | CLI.CON-000001 |  |  | Approved
BIOLOGICALS AND BIOSIMILARS MANUFACTURING FACILITY EIPICO 3 _0187 | CLI.CON-000001 | 2 - Landscape and Infra-271323-2 | (1x4) Multimode fiber optic cable for Fire Alarm system loop. | Approved
BIOLOGICALS AND BIOSIMILARS MANUFACTURING FACILITY EIPICO 3 _0187 | CLI.CON-000001 |  |  | Approved
BIOLOGICALS AND BIOSIMILARS MANUFACTURING FACILITY EIPICO 3 _0187 | CLI.CON-000001 | 2 - B02 (Warehouse, Packaging and QC Building)-281500-6 | Door contact. | Approved
BIOLOGICALS AND BIOSIMILARS MANUFACTURING FACILITY EIPICO 3 _0187 | CLI.CON-000001 |  |  | Approved
BIOLOGICALS AND BIOSIMILARS MANUFACTURING FACILITY EIPICO 3 _0187 | CLI.CON-000001 | 2 - B02 (Warehouse, Packaging and QC Building)-274116-10 | Extender Transmitter. | Approved
BIOLOGICALS AND BIOSIMILARS MANUFACTURING FACILITY EIPICO 3 _0187 | CLI.CON-000001 |  |  | Approved
BIOLOGICALS AND BIOSIMILARS MANUFACTURING FACILITY EIPICO 3 _0187 | CLI.CON-000001 | 2 - B02 (Warehouse, Packaging and QC Building)-262816-17 | Antibacterial 20A, 220V, Double pole switch for Microwave. | Approved
BIOLOGICALS AND BIOSIMILARS MANUFACTURING FACILITY EIPICO 3 _0187 | CLI.CON-000001 |  |  | Approved
BIOLOGICALS AND BIOSIMILARS MANUFACTURING FACILITY EIPICO 3 _0187 | CLI.CON-000001 | 2 - B05(Worker Building , Domestic and fire tank)-260533-1 | Lighting fixtures outlet by 3X3mm2 CU/PVC wires. Average Outlet length is 5m. | Approved
BIOLOGICALS AND BIOSIMILARS MANUFACTURING FACILITY EIPICO 3 _0187 | CLI.CON-000001 |  |  | Approved
BIOLOGICALS AND BIOSIMILARS MANUFACTURING FACILITY EIPICO 3 _0187 | CLI.CON-000001 | 2 - Building(Waste water treatment)-260533-8 | Double pole switch outlets by (3CX4)CU/XLPE/PVC+(1CX4)mm2 CU/PVC. Average Outlet length is 20m. | Approved
BIOLOGICALS AND BIOSIMILARS MANUFACTURING FACILITY EIPICO 3 _0187 | CLI.CON-000001 |  |  | Approved
BIOLOGICALS AND BIOSIMILARS MANUFACTURING FACILITY EIPICO 3 _0187 | CLI.CON-000001 | 2 - B01(ADMIN BUILDING)-281500-12 | Outlet form door controller to acces control panel. | Approved
BIOLOGICALS AND BIOSIMILARS MANUFACTURING FACILITY EIPICO 3 _0187 | CLI.CON-000001 |  |  | Approved
BIOLOGICALS AND BIOSIMILARS MANUFACTURING FACILITY EIPICO 3 _0187 | CLI.CON-000001 | 2 - B02 (Warehouse, Packaging and QC Building)-263323-2 | Reference:CBS-W | Approved
BIOLOGICALS AND BIOSIMILARS MANUFACTURING FACILITY EIPICO 3 _0187 | CLI.CON-000001 |  |  | Approved
BIOLOGICALS AND BIOSIMILARS MANUFACTURING FACILITY EIPICO 3 _0187 | CLI.CON-000001 | 2 - B07'(Guard Room)-262816-7 | Weatherproof, 20A, 220V, Double pole switch for EWH. | Approved
BIOLOGICALS AND BIOSIMILARS MANUFACTURING FACILITY EIPICO 3 _0187 | CLI.CON-000001 |  |  | Approved
BIOLOGICALS AND BIOSIMILARS MANUFACTURING FACILITY EIPICO 3 _0187 | CLI.CON-000001 | 2 - B01(ADMIN BUILDING)-284600-4 | Fire fighter smoke control station ( FSCS) | Approved
BIOLOGICALS AND BIOSIMILARS MANUFACTURING FACILITY EIPICO 3 _0187 | CLI.CON-000001 |  |  | Approved
BIOLOGICALS AND BIOSIMILARS MANUFACTURING FACILITY EIPICO 3 _0187 | CLI.CON-000001 | 2 - B03(Transformer Building)-260533-6 | Photo cell outlet by 3X3mm2 CU/PVC wires. Average Outlet length is 10m. | Approved
BIOLOGICALS AND BIOSIMILARS MANUFACTURING FACILITY EIPICO 3 _0187 | CLI.CON-000001 |  |  | Approved
BIOLOGICALS AND BIOSIMILARS MANUFACTURING FACILITY EIPICO 3 _0187 | CLI.CON-000001 | 2 - B03(Transformer Building)-262500-2 | Bimetal Bus way plug in type, 4000 A ,(3Ph + N+ integral E ) Silver Plated Copper Contact Aluminium Sandwich type bus way with all related accessories. | Approved
BIOLOGICALS AND BIOSIMILARS MANUFACTURING FACILITY EIPICO 3 _0187 | CLI.CON-000001 |  |  | Approved
BIOLOGICALS AND BIOSIMILARS MANUFACTURING FACILITY EIPICO 3 _0187 | CLI.CON-000001 | 2 - Landscape and Infra-260543-3 | 12x�110mm UPVC conduit road crossing for power cable. | Approved
BIOLOGICALS AND BIOSIMILARS MANUFACTURING FACILITY EIPICO 3 _0187 | CLI.CON-000001 |  |  | Approved
BIOLOGICALS AND BIOSIMILARS MANUFACTURING FACILITY EIPICO 3 _0187 | CLI.CON-000001 | 2 - B07'(Guard Room)-260533-4 | Sockets outlet by 3X4mm2 CU/PVC wires. Average Outlet length is 6m. | Approved
BIOLOGICALS AND BIOSIMILARS MANUFACTURING FACILITY EIPICO 3 _0187 | CLI.CON-000001 |  |  | Approved
BIOLOGICALS AND BIOSIMILARS MANUFACTURING FACILITY EIPICO 3 _0187 | CLI.CON-000001 | 10.7 - B01(ADMIN BUILDING)-223300-4 | Capacity 50 L | Approved
BIOLOGICALS AND BIOSIMILARS MANUFACTURING FACILITY EIPICO 3 _0187 | CLI.CON-000001 |  |  | Approved
BIOLOGICALS AND BIOSIMILARS MANUFACTURING FACILITY EIPICO 3 _0187 | CLI.CON-000001 | 10.5 - B01(ADMIN BUILDING)-275116 | Amplifiers | Approved
BIOLOGICALS AND BIOSIMILARS MANUFACTURING FACILITY EIPICO 3 _0187 | CLI.CON-000001 |  |  | Approved
BIOLOGICALS AND BIOSIMILARS MANUFACTURING FACILITY EIPICO 3 _0187 | CLI.CON-000001 | 10.4 - Process-COMPRESSED ROOM-5.1 | diam. 110mm | Approved
BIOLOGICALS AND BIOSIMILARS MANUFACTURING FACILITY EIPICO 3 _0187 | CLI.CON-000001 |  |  | Approved
BIOLOGICALS AND BIOSIMILARS MANUFACTURING FACILITY EIPICO 3 _0187 | CLI.CON-000001 | 10.5 - B02 (Warehouse, Packaging and QC Building)-232113-14 | Diameter 65mm | Approved
BIOLOGICALS AND BIOSIMILARS MANUFACTURING FACILITY EIPICO 3 _0187 | CLI.CON-000001 |  |  | Approved
BIOLOGICALS AND BIOSIMILARS MANUFACTURING FACILITY EIPICO 3 _0187 | CLI.CON-000001 | 10.7 - B04(Boiler, Chiller, Power Station)-221116-1 | Diameter 20 mm | Approved
BIOLOGICALS AND BIOSIMILARS MANUFACTURING FACILITY EIPICO 3 _0187 | CLI.CON-000001 |  |  | Approved
BIOLOGICALS AND BIOSIMILARS MANUFACTURING FACILITY EIPICO 3 _0187 | CLI.CON-000001 | 10.5 - B01(ADMIN BUILDING)-233713-11 | Supply linear slot diffuser (SLSD) ,3 slot,1.5m length | Approved
BIOLOGICALS AND BIOSIMILARS MANUFACTURING FACILITY EIPICO 3 _0187 | CLI.CON-000001 |  |  | Approved
BIOLOGICALS AND BIOSIMILARS MANUFACTURING FACILITY EIPICO 3 _0187 | CLI.CON-000001 | 10.4 - Process-COMPRESSED ROOM-2.2 | Oil Trap | Approved
BIOLOGICALS AND BIOSIMILARS MANUFACTURING FACILITY EIPICO 3 _0187 | CLI.CON-000001 |  |  | Approved
BIOLOGICALS AND BIOSIMILARS MANUFACTURING FACILITY EIPICO 3 _0187 | CLI.CON-000001 | 10.4 - Process-Compressed Air System -1.1.1 | Do=15 mm | Approved
BIOLOGICALS AND BIOSIMILARS MANUFACTURING FACILITY EIPICO 3 _0187 | CLI.CON-000001 |  |  | Approved
BIOLOGICALS AND BIOSIMILARS MANUFACTURING FACILITY EIPICO 3 _0187 | CLI.CON-000001 | 10.8 - B04(Boiler, Chiller, Power Station)-210523-5 | Alarm Check valve Diameter 150 mm | Approved
BIOLOGICALS AND BIOSIMILARS MANUFACTURING FACILITY EIPICO 3 _0187 | CLI.CON-000001 |  |  | Approved
BIOLOGICALS AND BIOSIMILARS MANUFACTURING FACILITY EIPICO 3 _0187 | CLI.CON-000001 | 10.5 - B01(ADMIN BUILDING)-233713-4 | Supply ceiling diffuser (SCD) 600mm x600mm, neck size ?350mm | Approved
BIOLOGICALS AND BIOSIMILARS MANUFACTURING FACILITY EIPICO 3 _0187 | CLI.CON-000001 |  |  | Approved
BIOLOGICALS AND BIOSIMILARS MANUFACTURING FACILITY EIPICO 3 _0187 | CLI.CON-000001 | 10.5 - B01(ADMIN BUILDING)-237313-3 | FAHU-01, 725 L/S | Approved
BIOLOGICALS AND BIOSIMILARS MANUFACTURING FACILITY EIPICO 3 _0187 | CLI.CON-000001 |  |  | Approved
BIOLOGICALS AND BIOSIMILARS MANUFACTURING FACILITY EIPICO 3 _0187 | CLI.CON-000001 | 10.3 - Landscape and Infra-328400-11 | Controller unit,4 stations | Approved
BIOLOGICALS AND BIOSIMILARS MANUFACTURING FACILITY EIPICO 3 _0187 | CLI.CON-000001 |  |  | Approved
BIOLOGICALS AND BIOSIMILARS MANUFACTURING FACILITY EIPICO 3 _0187 | CLI.CON-000001 | 10.7 - B03(Transformer Building)-221413-1 | Diameter 75 mm | Approved
BIOLOGICALS AND BIOSIMILARS MANUFACTURING FACILITY EIPICO 3 _0187 | CLI.CON-000001 |  |  | Approved
BIOLOGICALS AND BIOSIMILARS MANUFACTURING FACILITY EIPICO 3 _0187 | CLI.CON-000001 | 10.8 - B01(ADMIN BUILDING)-211313-7 | 100 mm size | Approved
BIOLOGICALS AND BIOSIMILARS MANUFACTURING FACILITY EIPICO 3 _0187 | CLI.CON-000001 |  |  | Approved
BIOLOGICALS AND BIOSIMILARS MANUFACTURING FACILITY EIPICO 3 _0187 | CLI.CON-000001 | 10.7 - B01(ADMIN BUILDING)-221316-2 | Diameter 32 mm | Approved
BIOLOGICALS AND BIOSIMILARS MANUFACTURING FACILITY EIPICO 3 _0187 | CLI.CON-000001 |  |  | Approved
BIOLOGICALS AND BIOSIMILARS MANUFACTURING FACILITY EIPICO 3 _0187 | CLI.CON-000001 | 10.7 - B02 (Warehouse, Packaging and QC Building)-221423-2 | Diameter 75mm | Approved
BIOLOGICALS AND BIOSIMILARS MANUFACTURING FACILITY EIPICO 3 _0187 | CLI.CON-000001 |  |  | Approved
BIOLOGICALS AND BIOSIMILARS MANUFACTURING FACILITY EIPICO 3 _0187 | CLI.CON-000001 | 10.5 - B01(ADMIN BUILDING)-233713-5 | Supply ceiling diffuser (SCD) 600mm x600mm, neck size ?300mm | Approved
BIOLOGICALS AND BIOSIMILARS MANUFACTURING FACILITY EIPICO 3 _0187 | CLI.CON-000001 |  |  | Approved
BIOLOGICALS AND BIOSIMILARS MANUFACTURING FACILITY EIPICO 3 _0187 | CLI.CON-000001 | 10.8 - B01(ADMIN BUILDING)-210523-7 | Gate valve with tamper switch Diameter 150 mm | Approved
BIOLOGICALS AND BIOSIMILARS MANUFACTURING FACILITY EIPICO 3 _0187 | CLI.CON-000001 |  |  | Approved
BIOLOGICALS AND BIOSIMILARS MANUFACTURING FACILITY EIPICO 3 _0187 | CLI.CON-000001 | 10.5 - Landscape and Infra-232113-6 | Diameter 100mm | Approved
BIOLOGICALS AND BIOSIMILARS MANUFACTURING FACILITY EIPICO 3 _0187 | CLI.CON-000001 |  |  | Approved
BIOLOGICALS AND BIOSIMILARS MANUFACTURING FACILITY EIPICO 3 _0187 | CLI.CON-000001 | 10.7 - B07'(Guard Room)-221316-3 | Diameter 75 mm | Approved
BIOLOGICALS AND BIOSIMILARS MANUFACTURING FACILITY EIPICO 3 _0187 | CLI.CON-000001 |  |  | Approved
BIOLOGICALS AND BIOSIMILARS MANUFACTURING FACILITY EIPICO 3 _0187 | CLI.CON-000001 | 10.8 - B04(Boiler, Chiller, Power Station)-211313-5 | 100 mm size | Approved
BIOLOGICALS AND BIOSIMILARS MANUFACTURING FACILITY EIPICO 3 _0187 | CLI.CON-000001 |  |  | Approved
BIOLOGICALS AND BIOSIMILARS MANUFACTURING FACILITY EIPICO 3 _0187 | CLI.CON-000001 | 10.8 - B04(Boiler, Chiller, Power Station)-211313-6 | 150 mm size | Approved
BIOLOGICALS AND BIOSIMILARS MANUFACTURING FACILITY EIPICO 3 _0187 | CLI.CON-000001 |  |  | Approved
BIOLOGICALS AND BIOSIMILARS MANUFACTURING FACILITY EIPICO 3 _0187 | CLI.CON-000001 | 10.5 - B02 (Warehouse, Packaging and QC Building)-233416-14 | EX.A.F-02 | Approved
BIOLOGICALS AND BIOSIMILARS MANUFACTURING FACILITY EIPICO 3 _0187 | CLI.CON-000001 |  |  | Approved
BIOLOGICALS AND BIOSIMILARS MANUFACTURING FACILITY EIPICO 3 _0187 | CLI.CON-000001 | 10.8 - B02 (Warehouse, Packaging and QC Building)-212113.13-7 | Capacity 53.50 KG | Approved
BIOLOGICALS AND BIOSIMILARS MANUFACTURING FACILITY EIPICO 3 _0187 | CLI.CON-000001 | 2 - B07(Guard Room)-265100-1 | Type (F2) | Approved
BIOLOGICALS AND BIOSIMILARS MANUFACTURING FACILITY EIPICO 3 _0187 | CLI.CON-000001 |  |  | Approved
BIOLOGICALS AND BIOSIMILARS MANUFACTURING FACILITY EIPICO 3 _0187 | CLI.CON-000001 | 2 - Building(Waste water treatment)-262816-4 | Weather Proof 25A, 380V, 3P Disconnecting switch. | Approved
BIOLOGICALS AND BIOSIMILARS MANUFACTURING FACILITY EIPICO 3 _0187 | CLI.CON-000001 |  |  | Approved
BIOLOGICALS AND BIOSIMILARS MANUFACTURING FACILITY EIPICO 3 _0187 | CLI.CON-000001 | 2 - B02 (Warehouse, Packaging and QC Building)-271323-10 | Floor box outlet by CAT6 cable. | Approved
BIOLOGICALS AND BIOSIMILARS MANUFACTURING FACILITY EIPICO 3 _0187 | CLI.CON-000001 |  |  | Approved
BIOLOGICALS AND BIOSIMILARS MANUFACTURING FACILITY EIPICO 3 _0187 | CLI.CON-000001 | 2 - B01(ADMIN BUILDING)-260519-2 | 4C,25 mm2. (CU/XLPE/PVC). | Approved
BIOLOGICALS AND BIOSIMILARS MANUFACTURING FACILITY EIPICO 3 _0187 | CLI.CON-000001 |  |  | Approved
BIOLOGICALS AND BIOSIMILARS MANUFACTURING FACILITY EIPICO 3 _0187 | CLI.CON-000001 | 2 - B02 (Warehouse, Packaging and QC Building)-262419-12 | Reference:EMCC/BL02/06 | Approved
BIOLOGICALS AND BIOSIMILARS MANUFACTURING FACILITY EIPICO 3 _0187 | CLI.CON-000001 |  |  | Approved
BIOLOGICALS AND BIOSIMILARS MANUFACTURING FACILITY EIPICO 3 _0187 | CLI.CON-000001 | 2 - B02 (Warehouse, Packaging and QC Building)-262816-15 | Weather Proof 20A, 220V, Double pole switch for Electric Water Heater. | Approved
BIOLOGICALS AND BIOSIMILARS MANUFACTURING FACILITY EIPICO 3 _0187 | CLI.CON-000001 |  |  | Approved
BIOLOGICALS AND BIOSIMILARS MANUFACTURING FACILITY EIPICO 3 _0187 | CLI.CON-000001 | 2 - B06(Solvent & Hazardous)-284600-2 | Ceiling mounted Addressable heat detector | Approved
BIOLOGICALS AND BIOSIMILARS MANUFACTURING FACILITY EIPICO 3 _0187 | CLI.CON-000001 |  |  | Approved
BIOLOGICALS AND BIOSIMILARS MANUFACTURING FACILITY EIPICO 3 _0187 | CLI.CON-000001 | 2 - B01(ADMIN BUILDING)-281500-5 | Magnetic door lock. | Approved
BIOLOGICALS AND BIOSIMILARS MANUFACTURING FACILITY EIPICO 3 _0187 | CLI.CON-000001 |  |  | Approved
BIOLOGICALS AND BIOSIMILARS MANUFACTURING FACILITY EIPICO 3 _0187 | CLI.CON-000001 | 2 - B02 (Warehouse, Packaging and QC Building)-262416-23 | Reference:LCP-05 | Approved
BIOLOGICALS AND BIOSIMILARS MANUFACTURING FACILITY EIPICO 3 _0187 | CLI.CON-000001 |  |  | Approved
BIOLOGICALS AND BIOSIMILARS MANUFACTURING FACILITY EIPICO 3 _0187 | CLI.CON-000001 | 2 - B01(ADMIN BUILDING)-274116-15 | Camera outlet. | Approved
BIOLOGICALS AND BIOSIMILARS MANUFACTURING FACILITY EIPICO 3 _0187 | CLI.CON-000001 |  |  | Approved
BIOLOGICALS AND BIOSIMILARS MANUFACTURING FACILITY EIPICO 3 _0187 | CLI.CON-000001 | 2 - Building 08 ( Nutural Gass)-262726-2 | 16A, 220V,(2P+E) Wall mounted general purpose single socket. | Approved
BIOLOGICALS AND BIOSIMILARS MANUFACTURING FACILITY EIPICO 3 _0187 | CLI.CON-000001 |  |  | Approved
BIOLOGICALS AND BIOSIMILARS MANUFACTURING FACILITY EIPICO 3 _0187 | CLI.CON-000001 | 2 - B01(ADMIN BUILDING)-284600-11 | Above Ceiling mounted Addressable Intelligent Photo Electric Smoke detector with separate indicating lamp. | Approved
BIOLOGICALS AND BIOSIMILARS MANUFACTURING FACILITY EIPICO 3 _0187 | CLI.CON-000001 |  |  | Approved
BIOLOGICALS AND BIOSIMILARS MANUFACTURING FACILITY EIPICO 3 _0187 | CLI.CON-000001 | 2 - B01(ADMIN BUILDING)-271323-4 | IP camera outlet with cat 6 cable. | Approved
BIOLOGICALS AND BIOSIMILARS MANUFACTURING FACILITY EIPICO 3 _0187 | CLI.CON-000001 |  |  | Approved
BIOLOGICALS AND BIOSIMILARS MANUFACTURING FACILITY EIPICO 3 _0187 | CLI.CON-000001 | 2 - B05(Worker Building , Domestic and fire tank)-284600-2 | Weather proof, Fire alarm siren with strobe light. | Approved
BIOLOGICALS AND BIOSIMILARS MANUFACTURING FACILITY EIPICO 3 _0187 | CLI.CON-000001 |  |  | Approved
BIOLOGICALS AND BIOSIMILARS MANUFACTURING FACILITY EIPICO 3 _0187 | CLI.CON-000001 | 2 - B01(ADMIN BUILDING)-274116-7 | Power Amplifier,80 watt. | Approved
BIOLOGICALS AND BIOSIMILARS MANUFACTURING FACILITY EIPICO 3 _0187 | CLI.CON-000001 |  |  | Approved
BIOLOGICALS AND BIOSIMILARS MANUFACTURING FACILITY EIPICO 3 _0187 | CLI.CON-000001 | 2 - B02 (Warehouse, Packaging and QC Building)-260533-6 | Motion Detector outlet by 3X3mm2 CU/PVC wires. Average outlet length is 1m. Socket Outlets (Excluding Sockets): | Approved
BIOLOGICALS AND BIOSIMILARS MANUFACTURING FACILITY EIPICO 3 _0187 | CLI.CON-000001 |  |  | Approved
BIOLOGICALS AND BIOSIMILARS MANUFACTURING FACILITY EIPICO 3 _0187 | CLI.CON-000001 | 2 - B02 (Warehouse, Packaging and QC Building)-262419-2 | Reference:MCC/BL02/02 | Approved
BIOLOGICALS AND BIOSIMILARS MANUFACTURING FACILITY EIPICO 3 _0187 | CLI.CON-000001 |  |  | Approved
BIOLOGICALS AND BIOSIMILARS MANUFACTURING FACILITY EIPICO 3 _0187 | CLI.CON-000001 | 2 - B01(ADMIN BUILDING)-281500-4 | Push button (request to exit). | Approved
BIOLOGICALS AND BIOSIMILARS MANUFACTURING FACILITY EIPICO 3 _0187 | CLI.CON-000001 |  |  | Approved
BIOLOGICALS AND BIOSIMILARS MANUFACTURING FACILITY EIPICO 3 _0187 | CLI.CON-000001 | 2 - Landscape and Infra-260519-22 | 1C, 6 mm2 (CU/PVC). | Approved
BIOLOGICALS AND BIOSIMILARS MANUFACTURING FACILITY EIPICO 3 _0187 | CLI.CON-000001 |  |  | Approved
BIOLOGICALS AND BIOSIMILARS MANUFACTURING FACILITY EIPICO 3 _0187 | CLI.CON-000001 | 2 - B04(Boiler, Chiller, Power Station)-271323-2 | (RJ-45) single data outlet. | Approved
BIOLOGICALS AND BIOSIMILARS MANUFACTURING FACILITY EIPICO 3 _0187 | CLI.CON-000001 |  |  | Approved
BIOLOGICALS AND BIOSIMILARS MANUFACTURING FACILITY EIPICO 3 _0187 | CLI.CON-000001 | 2 - Building(Waste water treatment)-260533-2 | Emergency Lighting fixtures outlet by 3cX2.5mm2 fire resistant cable. Average outlet length is 9m. | Approved
BIOLOGICALS AND BIOSIMILARS MANUFACTURING FACILITY EIPICO 3 _0187 | CLI.CON-000001 |  |  | Approved
BIOLOGICALS AND BIOSIMILARS MANUFACTURING FACILITY EIPICO 3 _0187 | CLI.CON-000001 | 2 - B01(ADMIN BUILDING)-255000-1 | BMS system as per dwg for all buildings. | Approved
BIOLOGICALS AND BIOSIMILARS MANUFACTURING FACILITY EIPICO 3 _0187 | CLI.CON-000001 |  |  | Approved
BIOLOGICALS AND BIOSIMILARS MANUFACTURING FACILITY EIPICO 3 _0187 | CLI.CON-000001 |  |  | Approved
BIOLOGICALS AND BIOSIMILARS MANUFACTURING FACILITY EIPICO 3 _0187 | CLI.CON-000001 | 10.5 - B01(ADMIN BUILDING)-232113-2 | Diameter 30mm | Approved
BIOLOGICALS AND BIOSIMILARS MANUFACTURING FACILITY EIPICO 3 _0187 | CLI.CON-000001 |  |  | Approved
BIOLOGICALS AND BIOSIMILARS MANUFACTURING FACILITY EIPICO 3 _0187 | CLI.CON-000001 | 10.5 - B01(ADMIN BUILDING)-232113-3 | Diameter 40mm | Approved
BIOLOGICALS AND BIOSIMILARS MANUFACTURING FACILITY EIPICO 3 _0187 | CLI.CON-000001 |  |  | Approved
BIOLOGICALS AND BIOSIMILARS MANUFACTURING FACILITY EIPICO 3 _0187 | CLI.CON-000001 | 10.5 - B01(ADMIN BUILDING)-233433.13-1 | Air curtain,length 1800 inch, air flow 700 L/S | Approved
BIOLOGICALS AND BIOSIMILARS MANUFACTURING FACILITY EIPICO 3 _0187 | CLI.CON-000001 |  |  | Approved
BIOLOGICALS AND BIOSIMILARS MANUFACTURING FACILITY EIPICO 3 _0187 | CLI.CON-000001 | 10.8 - B02 (Warehouse, Packaging and QC Building)-211313-1 | 25 mm size | Approved
BIOLOGICALS AND BIOSIMILARS MANUFACTURING FACILITY EIPICO 3 _0187 | CLI.CON-000001 |  |  | Approved
BIOLOGICALS AND BIOSIMILARS MANUFACTURING FACILITY EIPICO 3 _0187 | CLI.CON-000001 | 10.7 - B01(ADMIN BUILDING)-224100-5 | Lavatory Mixer -SW-09- | Approved
BIOLOGICALS AND BIOSIMILARS MANUFACTURING FACILITY EIPICO 3 _0187 | CLI.CON-000001 |  |  | Approved
BIOLOGICALS AND BIOSIMILARS MANUFACTURING FACILITY EIPICO 3 _0187 | CLI.CON-000001 | 10.3 - Landscape and Infra-328400-8 | Dripper 12L/hr Pressure Compensating | Approved
BIOLOGICALS AND BIOSIMILARS MANUFACTURING FACILITY EIPICO 3 _0187 | CLI.CON-000001 |  |  | Approved
BIOLOGICALS AND BIOSIMILARS MANUFACTURING FACILITY EIPICO 3 _0187 | CLI.CON-000001 | 10.7 - B02 (Warehouse, Packaging and QC Building)-221116-20 | Diameter 50 mm gate valve | Approved
BIOLOGICALS AND BIOSIMILARS MANUFACTURING FACILITY EIPICO 3 _0187 | CLI.CON-000001 |  |  | Approved
BIOLOGICALS AND BIOSIMILARS MANUFACTURING FACILITY EIPICO 3 _0187 | CLI.CON-000001 | 10.8 - B01(ADMIN BUILDING)-211313-6 | 80 mm size | Approved
BIOLOGICALS AND BIOSIMILARS MANUFACTURING FACILITY EIPICO 3 _0187 | CLI.CON-000001 |  |  | Approved
BIOLOGICALS AND BIOSIMILARS MANUFACTURING FACILITY EIPICO 3 _0187 | CLI.CON-000001 | 10.5 - B04(Boiler, Chiller, Power Station)-232113-2 | Diameter 100mm | Approved
BIOLOGICALS AND BIOSIMILARS MANUFACTURING FACILITY EIPICO 3 _0187 | CLI.CON-000001 |  |  | Approved
BIOLOGICALS AND BIOSIMILARS MANUFACTURING FACILITY EIPICO 3 _0187 | CLI.CON-000001 | 10.7 - B01(ADMIN BUILDING)-223300-1 | Capacity 10 L | Approved
BIOLOGICALS AND BIOSIMILARS MANUFACTURING FACILITY EIPICO 3 _0187 | CLI.CON-000001 |  |  | Approved
BIOLOGICALS AND BIOSIMILARS MANUFACTURING FACILITY EIPICO 3 _0187 | CLI.CON-000001 | 10.7 - B07(Guard Room)-221116-4 | Diameter 25mm with valve box | Approved
BIOLOGICALS AND BIOSIMILARS MANUFACTURING FACILITY EIPICO 3 _0187 | CLI.CON-000001 |  |  | Approved
BIOLOGICALS AND BIOSIMILARS MANUFACTURING FACILITY EIPICO 3 _0187 | CLI.CON-000001 | 10.7 - B01(ADMIN BUILDING)-221119-1 | Diameter 25 mm | Approved
BIOLOGICALS AND BIOSIMILARS MANUFACTURING FACILITY EIPICO 3 _0187 | CLI.CON-000001 |  |  | Approved
BIOLOGICALS AND BIOSIMILARS MANUFACTURING FACILITY EIPICO 3 _0187 | CLI.CON-000001 | 10.8 - B03(Transformer Building)-212113.13-1 | Capacity 288 KG,with 3 directional valves on wall | Approved
BIOLOGICALS AND BIOSIMILARS MANUFACTURING FACILITY EIPICO 3 _0187 | CLI.CON-000001 |  |  | Approved
BIOLOGICALS AND BIOSIMILARS MANUFACTURING FACILITY EIPICO 3 _0187 | CLI.CON-000001 | 10.7 - B02 (Warehouse, Packaging and QC Building)-221319-11 | Flow 30 GPM | Approved
BIOLOGICALS AND BIOSIMILARS MANUFACTURING FACILITY EIPICO 3 _0187 | CLI.CON-000001 |  |  | Approved
BIOLOGICALS AND BIOSIMILARS MANUFACTURING FACILITY EIPICO 3 _0187 | CLI.CON-000001 | 10.5 - B05(Worker Building , Domestic and fire tank)-233416-2 | SF-02,320L/S,inline fan | Approved
BIOLOGICALS AND BIOSIMILARS MANUFACTURING FACILITY EIPICO 3 _0187 | CLI.CON-000001 |  |  | Approved
BIOLOGICALS AND BIOSIMILARS MANUFACTURING FACILITY EIPICO 3 _0187 | CLI.CON-000001 | 10.8 - B02 (Warehouse, Packaging and QC Building)-212113.13-3 | Capacity 33.44 KG | Approved
BIOLOGICALS AND BIOSIMILARS MANUFACTURING FACILITY EIPICO 3 _0187 | CLI.CON-000001 |  |  | Approved
BIOLOGICALS AND BIOSIMILARS MANUFACTURING FACILITY EIPICO 3 _0187 | CLI.CON-000001 | 10.5 - B06(Solvent & Hazardous)-233423-1 | EF-01,30L/S,wall mounted | Approved
BIOLOGICALS AND BIOSIMILARS MANUFACTURING FACILITY EIPICO 3 _0187 | CLI.CON-000001 |  |  | Approved
BIOLOGICALS AND BIOSIMILARS MANUFACTURING FACILITY EIPICO 3 _0187 | CLI.CON-000001 | 10.7 - B02 (Warehouse, Packaging and QC Building)-224100-2 | Lavatory -SW-03- | Approved
BIOLOGICALS AND BIOSIMILARS MANUFACTURING FACILITY EIPICO 3 _0187 | CLI.CON-000001 |  |  | Approved
BIOLOGICALS AND BIOSIMILARS MANUFACTURING FACILITY EIPICO 3 _0187 | CLI.CON-000001 | 10.5 - B01(ADMIN BUILDING)-232113-7 | Diameter 100mm | Approved
BIOLOGICALS AND BIOSIMILARS MANUFACTURING FACILITY EIPICO 3 _0187 | CLI.CON-000001 |  |  | Approved
BIOLOGICALS AND BIOSIMILARS MANUFACTURING FACILITY EIPICO 3 _0187 | CLI.CON-000001 | 10.5 - B02 (Warehouse, Packaging and QC Building)-233713-9 | Return Jet Diffuser (R.J.D) ?14" | Approved
BIOLOGICALS AND BIOSIMILARS MANUFACTURING FACILITY EIPICO 3 _0187 | CLI.CON-000001 |  |  | Approved
BIOLOGICALS AND BIOSIMILARS MANUFACTURING FACILITY EIPICO 3 _0187 | CLI.CON-000001 | 10.7 - B02 (Warehouse, Packaging and QC Building)-221316-6 | Diameter 110 mm | Approved
BIOLOGICALS AND BIOSIMILARS MANUFACTURING FACILITY EIPICO 3 _0187 | CLI.CON-000001 |  |  | Approved
BIOLOGICALS AND BIOSIMILARS MANUFACTURING FACILITY EIPICO 3 _0187 | CLI.CON-000001 | 10.5 - B01(ADMIN BUILDING)-230719-7 | Diameter 100mm | Approved
BIOLOGICALS AND BIOSIMILARS MANUFACTURING FACILITY EIPICO 3 _0187 | CLI.CON-000001 |  |  | Approved
BIOLOGICALS AND BIOSIMILARS MANUFACTURING FACILITY EIPICO 3 _0187 | CLI.CON-000001 | 10.7 - B07(Guard Room)-221413-1 | Diameter 75 mm | Approved
BIOLOGICALS AND BIOSIMILARS MANUFACTURING FACILITY EIPICO 3 _0187 | CLI.CON-000001 |  |  | Approved
BIOLOGICALS AND BIOSIMILARS MANUFACTURING FACILITY EIPICO 3 _0187 | CLI.CON-000001 | 2 - B02 (Warehouse, Packaging and QC Building)-260533-11 | Disconnet switch outlets by ((4X6)+6)mm2 CU/PVC wires. Average outlet length is 17m. | Approved
BIOLOGICALS AND BIOSIMILARS MANUFACTURING FACILITY EIPICO 3 _0187 | CLI.CON-000001 |  |  | Approved
BIOLOGICALS AND BIOSIMILARS MANUFACTURING FACILITY EIPICO 3 _0187 | CLI.CON-000001 | 2 - B07'(Guard Room)-265100-1 | Type (F2) | Approved
BIOLOGICALS AND BIOSIMILARS MANUFACTURING FACILITY EIPICO 3 _0187 | CLI.CON-000001 |  |  | Approved
BIOLOGICALS AND BIOSIMILARS MANUFACTURING FACILITY EIPICO 3 _0187 | CLI.CON-000001 | 2 - B02 (Warehouse, Packaging and QC Building)-262816-18 | Weather Proof 50A, 380V, 6P Disconnecting switch. | Approved
BIOLOGICALS AND BIOSIMILARS MANUFACTURING FACILITY EIPICO 3 _0187 | CLI.CON-000001 |  |  | Approved
BIOLOGICALS AND BIOSIMILARS MANUFACTURING FACILITY EIPICO 3 _0187 | CLI.CON-000001 | 2 - Fence-265619-1 | Type (F13). | Approved
BIOLOGICALS AND BIOSIMILARS MANUFACTURING FACILITY EIPICO 3 _0187 | CLI.CON-000001 |  |  | Approved
BIOLOGICALS AND BIOSIMILARS MANUFACTURING FACILITY EIPICO 3 _0187 | CLI.CON-000001 | 2 - B02 (Warehouse, Packaging and QC Building)-262816-4 | Antibacterial 100A, 380V, 3P Disconnecting switch. | Approved
BIOLOGICALS AND BIOSIMILARS MANUFACTURING FACILITY EIPICO 3 _0187 | CLI.CON-000001 |  |  | Approved
BIOLOGICALS AND BIOSIMILARS MANUFACTURING FACILITY EIPICO 3 _0187 | CLI.CON-000001 | 2 - B02 (Warehouse, Packaging and QC Building)-265100-10 | Type (F14) | Approved
BIOLOGICALS AND BIOSIMILARS MANUFACTURING FACILITY EIPICO 3 _0187 | CLI.CON-000001 |  |  | Approved
BIOLOGICALS AND BIOSIMILARS MANUFACTURING FACILITY EIPICO 3 _0187 | CLI.CON-000001 | 2 - B02 (Warehouse, Packaging and QC Building)-265100-13 | Type (F17) | Approved
BIOLOGICALS AND BIOSIMILARS MANUFACTURING FACILITY EIPICO 3 _0187 | CLI.CON-000001 |  |  | Approved
BIOLOGICALS AND BIOSIMILARS MANUFACTURING FACILITY EIPICO 3 _0187 | CLI.CON-000001 | 2 - B02 (Warehouse, Packaging and QC Building)-274116-2 | Audio video controller | Approved
BIOLOGICALS AND BIOSIMILARS MANUFACTURING FACILITY EIPICO 3 _0187 | CLI.CON-000001 |  |  | Approved
BIOLOGICALS AND BIOSIMILARS MANUFACTURING FACILITY EIPICO 3 _0187 | CLI.CON-000001 | 2 - B07(Guard Room)-271323-1 | (RJ-45) single data outlet. | Approved
BIOLOGICALS AND BIOSIMILARS MANUFACTURING FACILITY EIPICO 3 _0187 | CLI.CON-000001 |  |  | Approved
BIOLOGICALS AND BIOSIMILARS MANUFACTURING FACILITY EIPICO 3 _0187 | CLI.CON-000001 | 2 - B01(ADMIN BUILDING)-271323-2 | Fiber optic patch panel,12 port including cable organizer and patch cord. | Approved
BIOLOGICALS AND BIOSIMILARS MANUFACTURING FACILITY EIPICO 3 _0187 | CLI.CON-000001 |  |  | Approved
BIOLOGICALS AND BIOSIMILARS MANUFACTURING FACILITY EIPICO 3 _0187 | CLI.CON-000001 | 2 - B05(Worker Building , Domestic and fire tank)-260533-4 | Exhaust fan outlet by 3X3mm2 CU/PVC wires. Average Outlet length is 4m. | Approved
BIOLOGICALS AND BIOSIMILARS MANUFACTURING FACILITY EIPICO 3 _0187 | CLI.CON-000001 |  |  | Approved
BIOLOGICALS AND BIOSIMILARS MANUFACTURING FACILITY EIPICO 3 _0187 | CLI.CON-000001 | 2 - Landscape and Infra-260519-1 | (3CX300+150) mm2 (CU/XLPE/PVC). | Approved
BIOLOGICALS AND BIOSIMILARS MANUFACTURING FACILITY EIPICO 3 _0187 | CLI.CON-000001 |  |  | Approved
BIOLOGICALS AND BIOSIMILARS MANUFACTURING FACILITY EIPICO 3 _0187 | CLI.CON-000001 | 2 - B04(Boiler, Chiller, Power Station)-260519-11 | 1C, 35 mm2. (CU/PVC). | Approved
BIOLOGICALS AND BIOSIMILARS MANUFACTURING FACILITY EIPICO 3 _0187 | CLI.CON-000001 |  |  | Approved
BIOLOGICALS AND BIOSIMILARS MANUFACTURING FACILITY EIPICO 3 _0187 | CLI.CON-000001 | 2 - B01(ADMIN BUILDING)-262726-13 | Floor box Type 2 including power sockets and data outlet as mentioned in drawing. | Approved
BIOLOGICALS AND BIOSIMILARS MANUFACTURING FACILITY EIPICO 3 _0187 | CLI.CON-000001 |  |  | Approved
BIOLOGICALS AND BIOSIMILARS MANUFACTURING FACILITY EIPICO 3 _0187 | CLI.CON-000001 | 2 - B01(ADMIN BUILDING)-273000-1 | IP PBX (10/180) | Approved
BIOLOGICALS AND BIOSIMILARS MANUFACTURING FACILITY EIPICO 3 _0187 | CLI.CON-000001 |  |  | Approved
BIOLOGICALS AND BIOSIMILARS MANUFACTURING FACILITY EIPICO 3 _0187 | CLI.CON-000001 | 2 - B02 (Warehouse, Packaging and QC Building)-262816-18 | 20A, 220V, 2P Disconnecting switch for FCU. | Approved
BIOLOGICALS AND BIOSIMILARS MANUFACTURING FACILITY EIPICO 3 _0187 | CLI.CON-000001 |  |  | Approved
BIOLOGICALS AND BIOSIMILARS MANUFACTURING FACILITY EIPICO 3 _0187 | CLI.CON-000001 | 2 - B07(Guard Room)-281800-1 | Multi-Zone Walk-Through Metal Detector. | Approved
BIOLOGICALS AND BIOSIMILARS MANUFACTURING FACILITY EIPICO 3 _0187 | CLI.CON-000001 |  |  | Approved
BIOLOGICALS AND BIOSIMILARS MANUFACTURING FACILITY EIPICO 3 _0187 | CLI.CON-000001 | 2 - B02 (Warehouse, Packaging and QC Building)-260519-5 | 4CX95 mm2 (CU/XLPE/PVC). | Approved
BIOLOGICALS AND BIOSIMILARS MANUFACTURING FACILITY EIPICO 3 _0187 | CLI.CON-000001 |  |  | Approved
BIOLOGICALS AND BIOSIMILARS MANUFACTURING FACILITY EIPICO 3 _0187 | CLI.CON-000001 | 2 - Landscape and Infra-260519-7 | 4CX10 mm2 (CU/XLPE/PVC). | Approved
BIOLOGICALS AND BIOSIMILARS MANUFACTURING FACILITY EIPICO 3 _0187 | CLI.CON-000001 |  |  | Approved
BIOLOGICALS AND BIOSIMILARS MANUFACTURING FACILITY EIPICO 3 _0187 | CLI.CON-000001 | 2 - B02 (Warehouse, Packaging and QC Building)-262726-7 | 16A, 220V,(2P+E) Wall mounted general purpose single socket | Approved
BIOLOGICALS AND BIOSIMILARS MANUFACTURING FACILITY EIPICO 3 _0187 | CLI.CON-000001 |  |  | Approved
BIOLOGICALS AND BIOSIMILARS MANUFACTURING FACILITY EIPICO 3 _0187 | CLI.CON-000001 | 2 - Landscape and Infra-260519-11 | 4CX10 mm2 (CU/XLPE/SWA/PVC). Multi-core, Cupper conductor,PVC insulated, PVC sheathed, rated 0.6/1 (1.2) kV | Approved
BIOLOGICALS AND BIOSIMILARS MANUFACTURING FACILITY EIPICO 3 _0187 | CLI.CON-000001 |  |  | Approved
BIOLOGICALS AND BIOSIMILARS MANUFACTURING FACILITY EIPICO 3 _0187 | CLI.CON-000001 | 2 - B02 (Warehouse, Packaging and QC Building)-262816-12 | Antibacterial 32A, 220V, 2P Disconnecting switch. | Approved
BIOLOGICALS AND BIOSIMILARS MANUFACTURING FACILITY EIPICO 3 _0187 | CLI.CON-000001 |  |  | Approved
BIOLOGICALS AND BIOSIMILARS MANUFACTURING FACILITY EIPICO 3 _0187 | CLI.CON-000001 | 10.5 - B02 (Warehouse, Packaging and QC Building)-233416-25 | Make Up.F-02 | Approved
BIOLOGICALS AND BIOSIMILARS MANUFACTURING FACILITY EIPICO 3 _0187 | CLI.CON-000001 |  |  | Approved
BIOLOGICALS AND BIOSIMILARS MANUFACTURING FACILITY EIPICO 3 _0187 | CLI.CON-000001 | 10.5 - B03(Transformer Building)-233423-3 | EF-02, 2125 L/S,wall mounted | Approved
BIOLOGICALS AND BIOSIMILARS MANUFACTURING FACILITY EIPICO 3 _0187 | CLI.CON-000001 |  |  | Approved
BIOLOGICALS AND BIOSIMILARS MANUFACTURING FACILITY EIPICO 3 _0187 | CLI.CON-000001 | 2 | Electrical Works | Approved
BIOLOGICALS AND BIOSIMILARS MANUFACTURING FACILITY EIPICO 3 _0187 | CLI.CON-000001 |  |  | Approved
BIOLOGICALS AND BIOSIMILARS MANUFACTURING FACILITY EIPICO 3 _0187 | CLI.CON-000001 | 2 - B02 (Warehouse, Packaging and QC Building)-281500-5 | Magnetic door lock. | Approved
BIOLOGICALS AND BIOSIMILARS MANUFACTURING FACILITY EIPICO 3 _0187 | CLI.CON-000001 |  |  | Approved
BIOLOGICALS AND BIOSIMILARS MANUFACTURING FACILITY EIPICO 3 _0187 | CLI.CON-000001 | 2 - B07(Guard Room)-260533-4 | Sockets outlet by 3X4mm2 CU/PVC wires. Average Outlet length is 6m. | Approved
BIOLOGICALS AND BIOSIMILARS MANUFACTURING FACILITY EIPICO 3 _0187 | CLI.CON-000001 |  |  | Approved
BIOLOGICALS AND BIOSIMILARS MANUFACTURING FACILITY EIPICO 3 _0187 | CLI.CON-000001 | 2 - B01(ADMIN BUILDING)-262726-4 | Weatherproof, 16A, 220V,(2P+E) Wall mounted general purpose single socket. | Approved
BIOLOGICALS AND BIOSIMILARS MANUFACTURING FACILITY EIPICO 3 _0187 | CLI.CON-000001 |  |  | Approved
BIOLOGICALS AND BIOSIMILARS MANUFACTURING FACILITY EIPICO 3 _0187 | CLI.CON-000001 | 2 - B01(ADMIN BUILDING)-282000-1 | Fixed Dome Camera, 3 MP,POE. | Approved
BIOLOGICALS AND BIOSIMILARS MANUFACTURING FACILITY EIPICO 3 _0187 | CLI.CON-000001 |  |  | Approved
BIOLOGICALS AND BIOSIMILARS MANUFACTURING FACILITY EIPICO 3 _0187 | CLI.CON-000001 | 2 - B02 (Warehouse, Packaging and QC Building)-260519-35 | 1C, 6 mm2 (CU/PVC) for mechanical equipment feeding from MCC panel. | Approved
BIOLOGICALS AND BIOSIMILARS MANUFACTURING FACILITY EIPICO 3 _0187 | CLI.CON-000001 |  |  | Approved
BIOLOGICALS AND BIOSIMILARS MANUFACTURING FACILITY EIPICO 3 _0187 | CLI.CON-000001 | 2 - B01(ADMIN BUILDING)-260536-2 | Cable tray (200X100)mm (WXH). | Approved
BIOLOGICALS AND BIOSIMILARS MANUFACTURING FACILITY EIPICO 3 _0187 | CLI.CON-000001 |  |  | Approved
BIOLOGICALS AND BIOSIMILARS MANUFACTURING FACILITY EIPICO 3 _0187 | CLI.CON-000001 | 2 - B02 (Warehouse, Packaging and QC Building)-265100-1 | Type (F1) | Approved
BIOLOGICALS AND BIOSIMILARS MANUFACTURING FACILITY EIPICO 3 _0187 | CLI.CON-000001 |  |  | Approved
BIOLOGICALS AND BIOSIMILARS MANUFACTURING FACILITY EIPICO 3 _0187 | CLI.CON-000001 | 2 - Landscape and Infra-260519-18 | 1C, 70 mm2 (CU/PVC). | Approved
BIOLOGICALS AND BIOSIMILARS MANUFACTURING FACILITY EIPICO 3 _0187 | CLI.CON-000001 |  |  | Approved
BIOLOGICALS AND BIOSIMILARS MANUFACTURING FACILITY EIPICO 3 _0187 | CLI.CON-000001 | 2 - B03(Transformer Building)-282000-1 | Weather proof, Wall mounted fixed outdoor bullet CCTV Camera, 5MP,POE. | Approved
BIOLOGICALS AND BIOSIMILARS MANUFACTURING FACILITY EIPICO 3 _0187 | CLI.CON-000001 |  |  | Approved
BIOLOGICALS AND BIOSIMILARS MANUFACTURING FACILITY EIPICO 3 _0187 | CLI.CON-000001 | 2 - B01(ADMIN BUILDING)-275116-5 | Zone selector. | Approved
BIOLOGICALS AND BIOSIMILARS MANUFACTURING FACILITY EIPICO 3 _0187 | CLI.CON-000001 |  |  | Approved
BIOLOGICALS AND BIOSIMILARS MANUFACTURING FACILITY EIPICO 3 _0187 | CLI.CON-000001 | 2 - B04(Boiler, Chiller, Power Station)-271323-5 | (RJ-45) single telephone socket. | Approved
BIOLOGICALS AND BIOSIMILARS MANUFACTURING FACILITY EIPICO 3 _0187 | CLI.CON-000001 |  |  | Approved
BIOLOGICALS AND BIOSIMILARS MANUFACTURING FACILITY EIPICO 3 _0187 | CLI.CON-000001 | 2 - B02 (Warehouse, Packaging and QC Building)-284600-11 | Manual call station. Voice Evacuation System | Approved
BIOLOGICALS AND BIOSIMILARS MANUFACTURING FACILITY EIPICO 3 _0187 | CLI.CON-000001 |  |  | Approved
BIOLOGICALS AND BIOSIMILARS MANUFACTURING FACILITY EIPICO 3 _0187 | CLI.CON-000001 | 2 - B06(Solvent & Hazardous)-281500-5 | Door contact. | Approved
BIOLOGICALS AND BIOSIMILARS MANUFACTURING FACILITY EIPICO 3 _0187 | CLI.CON-000001 |  |  | Approved
BIOLOGICALS AND BIOSIMILARS MANUFACTURING FACILITY EIPICO 3 _0187 | CLI.CON-000001 | 2 - B02 (Warehouse, Packaging and QC Building)-262416-15 | Reference:EDB-02-BL02 | Approved
BIOLOGICALS AND BIOSIMILARS MANUFACTURING FACILITY EIPICO 3 _0187 | CLI.CON-000001 |  |  | Approved
BIOLOGICALS AND BIOSIMILARS MANUFACTURING FACILITY EIPICO 3 _0187 | CLI.CON-000001 | 2 - B05(Worker Building , Domestic and fire tank)-265100-3 | Type (F8) | Approved
BIOLOGICALS AND BIOSIMILARS MANUFACTURING FACILITY EIPICO 3 _0187 | CLI.CON-000001 |  |  | Approved
BIOLOGICALS AND BIOSIMILARS MANUFACTURING FACILITY EIPICO 3 _0187 | CLI.CON-000001 | 2 - B02 (Warehouse, Packaging and QC Building)-271323-1 | Data cabinet, 18 U | Approved
BIOLOGICALS AND BIOSIMILARS MANUFACTURING FACILITY EIPICO 3 _0187 | CLI.CON-000001 |  |  | Approved
BIOLOGICALS AND BIOSIMILARS MANUFACTURING FACILITY EIPICO 3 _0187 | CLI.CON-000001 | 2 - B01(ADMIN BUILDING)-265100-1 | Type (F1) | Approved
BIOLOGICALS AND BIOSIMILARS MANUFACTURING FACILITY EIPICO 3 _0187 | CLI.CON-000001 |  |  | Approved
BIOLOGICALS AND BIOSIMILARS MANUFACTURING FACILITY EIPICO 3 _0187 | CLI.CON-000001 | 2 - B01(ADMIN BUILDING)-284600-7 | Control modules. | Approved
BIOLOGICALS AND BIOSIMILARS MANUFACTURING FACILITY EIPICO 3 _0187 | CLI.CON-000001 |  |  | Approved
BIOLOGICALS AND BIOSIMILARS MANUFACTURING FACILITY EIPICO 3 _0187 | CLI.CON-000001 | 2 - B04(Boiler, Chiller, Power Station)-284600-3 | Ceiling mounted Addressable multi detector | Approved
BIOLOGICALS AND BIOSIMILARS MANUFACTURING FACILITY EIPICO 3 _0187 | CLI.CON-000001 |  |  | Approved
BIOLOGICALS AND BIOSIMILARS MANUFACTURING FACILITY EIPICO 3 _0187 | CLI.CON-000001 | 2 - B02 (Warehouse, Packaging and QC Building)-281500-3 | Proximity Card reader. | Approved
BIOLOGICALS AND BIOSIMILARS MANUFACTURING FACILITY EIPICO 3 _0187 | CLI.CON-000001 |  |  | Approved
BIOLOGICALS AND BIOSIMILARS MANUFACTURING FACILITY EIPICO 3 _0187 | CLI.CON-000001 | 2 - B07(Guard Room)-260533-7 | Electric outlet floor mounted for X-Ray Machine by 3X4mm2 CU/PVC wires. Average Outlet length is 15m. | Approved
BIOLOGICALS AND BIOSIMILARS MANUFACTURING FACILITY EIPICO 3 _0187 | CLI.CON-000001 |  |  | Approved
BIOLOGICALS AND BIOSIMILARS MANUFACTURING FACILITY EIPICO 3 _0187 | CLI.CON-000001 | 2 - B04(Boiler, Chiller, Power Station)-260519-8 | 3C, 25 mm2. VFD cable | Approved
BIOLOGICALS AND BIOSIMILARS MANUFACTURING FACILITY EIPICO 3 _0187 | CLI.CON-000001 |  |  | Approved
BIOLOGICALS AND BIOSIMILARS MANUFACTURING FACILITY EIPICO 3 _0187 | CLI.CON-000001 | 2 - Landscape and Infra-260519-6 | 4CX35 mm2 (CU/XLPE/PVC). | Approved
BIOLOGICALS AND BIOSIMILARS MANUFACTURING FACILITY EIPICO 3 _0187 | CLI.CON-000001 |  |  | Approved
BIOLOGICALS AND BIOSIMILARS MANUFACTURING FACILITY EIPICO 3 _0187 | CLI.CON-000001 | 2 - B04(Boiler, Chiller, Power Station)-281500-3 | Proximity Card reader weather proof. | Approved
BIOLOGICALS AND BIOSIMILARS MANUFACTURING FACILITY EIPICO 3 _0187 | CLI.CON-000001 |  |  | Approved
BIOLOGICALS AND BIOSIMILARS MANUFACTURING FACILITY EIPICO 3 _0187 | CLI.CON-000001 | 2 - B06(Solvent & Hazardous)-262816-2 | Weather proof, 25A, 380V, 3P Disconnecting switch. | Approved
BIOLOGICALS AND BIOSIMILARS MANUFACTURING FACILITY EIPICO 3 _0187 | CLI.CON-000001 |  |  | Approved
BIOLOGICALS AND BIOSIMILARS MANUFACTURING FACILITY EIPICO 3 _0187 | CLI.CON-000001 | 2 - B05(Worker Building , Domestic and fire tank)-260533-9 | Electric outlet by 3X4mm2 CU/PVC wires for Electric Water Heater. Average Outlet length is 15m. | Approved
BIOLOGICALS AND BIOSIMILARS MANUFACTURING FACILITY EIPICO 3 _0187 | CLI.CON-000001 |  |  | Approved
BIOLOGICALS AND BIOSIMILARS MANUFACTURING FACILITY EIPICO 3 _0187 | CLI.CON-000001 | 2 - B01(ADMIN BUILDING)-260519-9 | 3C,10 mm2. VFD cable for mechanical equipment feeding from MCC panel. | Approved
BIOLOGICALS AND BIOSIMILARS MANUFACTURING FACILITY EIPICO 3 _0187 | CLI.CON-000001 |  |  | Approved
BIOLOGICALS AND BIOSIMILARS MANUFACTURING FACILITY EIPICO 3 _0187 | CLI.CON-000001 | 2 - B02 (Warehouse, Packaging and QC Building)-260519-1 | (3CX300+150) mm2 (CU/XLPE/PVC). | Approved
BIOLOGICALS AND BIOSIMILARS MANUFACTURING FACILITY EIPICO 3 _0187 | CLI.CON-000001 |  |  | Approved
BIOLOGICALS AND BIOSIMILARS MANUFACTURING FACILITY EIPICO 3 _0187 | CLI.CON-000001 | 2 - B04(Boiler, Chiller, Power Station)-265100-4 | Type (F8) | Approved
BIOLOGICALS AND BIOSIMILARS MANUFACTURING FACILITY EIPICO 3 _0187 | CLI.CON-000001 |  |  | Approved
BIOLOGICALS AND BIOSIMILARS MANUFACTURING FACILITY EIPICO 3 _0187 | CLI.CON-000001 | 2 - B07'(Guard Room)-284600-3 | Weather proof, Manual call station. Outlet Fire alram outlets | Approved
BIOLOGICALS AND BIOSIMILARS MANUFACTURING FACILITY EIPICO 3 _0187 | CLI.CON-000001 |  |  | Approved
BIOLOGICALS AND BIOSIMILARS MANUFACTURING FACILITY EIPICO 3 _0187 | CLI.CON-000001 | 2 - B02 (Warehouse, Packaging and QC Building)-262816-9 | 32A, 380V, 3P Disconnecting switch for Door Shutter. | Approved
BIOLOGICALS AND BIOSIMILARS MANUFACTURING FACILITY EIPICO 3 _0187 | CLI.CON-000001 |  |  | Approved
BIOLOGICALS AND BIOSIMILARS MANUFACTURING FACILITY EIPICO 3 _0187 | CLI.CON-000001 | 2 - B02 (Warehouse, Packaging and QC Building)-262816-16 | Antibacterial 20A, 220V, 2P Disconnecting switch. | Approved
BIOLOGICALS AND BIOSIMILARS MANUFACTURING FACILITY EIPICO 3 _0187 | CLI.CON-000001 |  |  | Approved
BIOLOGICALS AND BIOSIMILARS MANUFACTURING FACILITY EIPICO 3 _0187 | CLI.CON-000001 | 2 - B02 (Warehouse, Packaging and QC Building)-284600-12 | Ceiling mounted fire Evacuation loud speaker ( 6W ), with tapping steps. | Approved
BIOLOGICALS AND BIOSIMILARS MANUFACTURING FACILITY EIPICO 3 _0187 | CLI.CON-000001 |  |  | Approved
BIOLOGICALS AND BIOSIMILARS MANUFACTURING FACILITY EIPICO 3 _0187 | CLI.CON-000001 | 2 - B04(Boiler, Chiller, Power Station)-260519-3 | 4C, 25 mm2. (CU/XLPE/PVC). | Approved
BIOLOGICALS AND BIOSIMILARS MANUFACTURING FACILITY EIPICO 3 _0187 | CLI.CON-000001 |  |  | Approved
BIOLOGICALS AND BIOSIMILARS MANUFACTURING FACILITY EIPICO 3 _0187 | CLI.CON-000001 | 2 - Building(Waste water treatment)-260533-5 | Sockets outlet by 3X4mm2 CU/PVC wires. Average Outlet length is 14m. | Approved
BIOLOGICALS AND BIOSIMILARS MANUFACTURING FACILITY EIPICO 3 _0187 | CLI.CON-000001 |  |  | Approved
BIOLOGICALS AND BIOSIMILARS MANUFACTURING FACILITY EIPICO 3 _0187 | CLI.CON-000001 | 2 - B04(Boiler, Chiller, Power Station)-265100-3 | Type (F7) | Approved
BIOLOGICALS AND BIOSIMILARS MANUFACTURING FACILITY EIPICO 3 _0187 | CLI.CON-000001 |  |  | Approved
BIOLOGICALS AND BIOSIMILARS MANUFACTURING FACILITY EIPICO 3 _0187 | CLI.CON-000001 | 2 - Building(Waste water treatment)-262816-3 | Weatherproof, 20A, 220V, 2P Disconnecting switch for Steam Condensate Pump. | Approved
BIOLOGICALS AND BIOSIMILARS MANUFACTURING FACILITY EIPICO 3 _0187 | CLI.CON-000001 |  |  | Approved
BIOLOGICALS AND BIOSIMILARS MANUFACTURING FACILITY EIPICO 3 _0187 | CLI.CON-000001 | 2 - B02 (Warehouse, Packaging and QC Building)-260519-25 | 1C, 150 mm2 (CU/PVC). | Approved
BIOLOGICALS AND BIOSIMILARS MANUFACTURING FACILITY EIPICO 3 _0187 | CLI.CON-000001 |  |  | Approved
BIOLOGICALS AND BIOSIMILARS MANUFACTURING FACILITY EIPICO 3 _0187 | CLI.CON-000001 | 2 - Landscape and Infra-260543-6 | 4x� 50mm UPVC conduit road crossing for fiber cable. | Approved
BIOLOGICALS AND BIOSIMILARS MANUFACTURING FACILITY EIPICO 3 _0187 | CLI.CON-000001 |  |  | Approved
BIOLOGICALS AND BIOSIMILARS MANUFACTURING FACILITY EIPICO 3 _0187 | CLI.CON-000001 | 2 - B02 (Warehouse, Packaging and QC Building)-260536-5 | Cable trunk ( 200X100 )mm (WXH). Cable tray form MCC panel to mechanical equipment. | Approved
BIOLOGICALS AND BIOSIMILARS MANUFACTURING FACILITY EIPICO 3 _0187 | CLI.CON-000001 |  |  | Approved
BIOLOGICALS AND BIOSIMILARS MANUFACTURING FACILITY EIPICO 3 _0187 | CLI.CON-000001 | 2 - B02 (Warehouse, Packaging and QC Building)-274116-1 | Audio video matrix switcher (4x4) | Approved
BIOLOGICALS AND BIOSIMILARS MANUFACTURING FACILITY EIPICO 3 _0187 | CLI.CON-000001 |  |  | Approved
BIOLOGICALS AND BIOSIMILARS MANUFACTURING FACILITY EIPICO 3 _0187 | CLI.CON-000001 | 2 - B01(ADMIN BUILDING)-271323-2 | Data cabinet , 12 U | Approved
BIOLOGICALS AND BIOSIMILARS MANUFACTURING FACILITY EIPICO 3 _0187 | CLI.CON-000001 |  |  | Approved
BIOLOGICALS AND BIOSIMILARS MANUFACTURING FACILITY EIPICO 3 _0187 | CLI.CON-000001 | 2 - B02 (Warehouse, Packaging and QC Building)-260519-24 | 4CX6 mm2 (CU/XPVC/PVC). | Approved
BIOLOGICALS AND BIOSIMILARS MANUFACTURING FACILITY EIPICO 3 _0187 | CLI.CON-000001 |  |  | Approved
BIOLOGICALS AND BIOSIMILARS MANUFACTURING FACILITY EIPICO 3 _0187 | CLI.CON-000001 | 2 - B07(Guard Room)-281800-5 | Operator workstation | Approved
BIOLOGICALS AND BIOSIMILARS MANUFACTURING FACILITY EIPICO 3 _0187 | CLI.CON-000001 |  |  | Approved
BIOLOGICALS AND BIOSIMILARS MANUFACTURING FACILITY EIPICO 3 _0187 | CLI.CON-000001 | 2 - B01(ADMIN BUILDING)-262816-4 | 20A, 220V, 2P Disconnecting switch. | Approved
BIOLOGICALS AND BIOSIMILARS MANUFACTURING FACILITY EIPICO 3 _0187 | CLI.CON-000001 |  |  | Approved
BIOLOGICALS AND BIOSIMILARS MANUFACTURING FACILITY EIPICO 3 _0187 | CLI.CON-000001 | 2 - B02 (Warehouse, Packaging and QC Building)-260519-17 | (3CX35+16) mm2 (CU/MICA/XLPE/LSZH). | Approved
BIOLOGICALS AND BIOSIMILARS MANUFACTURING FACILITY EIPICO 3 _0187 | CLI.CON-000001 |  |  | Approved
BIOLOGICALS AND BIOSIMILARS MANUFACTURING FACILITY EIPICO 3 _0187 | CLI.CON-000001 | 2 - Landscape and Infra-260519-3 | (3CX120+70) mm2 (CU/XLPE/PVC). | Approved
BIOLOGICALS AND BIOSIMILARS MANUFACTURING FACILITY EIPICO 3 _0187 | CLI.CON-000001 |  |  | Approved
BIOLOGICALS AND BIOSIMILARS MANUFACTURING FACILITY EIPICO 3 _0187 | CLI.CON-000001 | 2 - Building(Waste water treatment)-262726-3 | Weatherproof, 16A, 220V,(2P+E) Wall mounted general purpose single socket. | Approved
BIOLOGICALS AND BIOSIMILARS MANUFACTURING FACILITY EIPICO 3 _0187 | CLI.CON-000001 |  |  | Approved
BIOLOGICALS AND BIOSIMILARS MANUFACTURING FACILITY EIPICO 3 _0187 | CLI.CON-000001 | 2 - B04(Boiler, Chiller, Power Station)-260533-7 | Double pole switch outlets by (3CX6) CU/XLPE/PVC +(1CX6)mm2 CU/PVC. Average Outlet length is 37m. | Approved
BIOLOGICALS AND BIOSIMILARS MANUFACTURING FACILITY EIPICO 3 _0187 | CLI.CON-000001 |  |  | Approved
BIOLOGICALS AND BIOSIMILARS MANUFACTURING FACILITY EIPICO 3 _0187 | CLI.CON-000001 | 2 - B01(ADMIN BUILDING)-265100-7 | Type (F19) | Approved
BIOLOGICALS AND BIOSIMILARS MANUFACTURING FACILITY EIPICO 3 _0187 | CLI.CON-000001 |  |  | Approved
BIOLOGICALS AND BIOSIMILARS MANUFACTURING FACILITY EIPICO 3 _0187 | CLI.CON-000001 | 2 - B01(ADMIN BUILDING)-284600-10 | Ceiling mounted Addressable Intelligent Photo Electric Smoke detector. | Approved
BIOLOGICALS AND BIOSIMILARS MANUFACTURING FACILITY EIPICO 3 _0187 | CLI.CON-000001 |  |  | Approved
BIOLOGICALS AND BIOSIMILARS MANUFACTURING FACILITY EIPICO 3 _0187 | CLI.CON-000001 | 2 - B02 (Warehouse, Packaging and QC Building)-262816-15 | Antibacterial 20A, 380V, 3P Disconnecting switch. | Approved
BIOLOGICALS AND BIOSIMILARS MANUFACTURING FACILITY EIPICO 3 _0187 | CLI.CON-000001 |  |  | Approved
BIOLOGICALS AND BIOSIMILARS MANUFACTURING FACILITY EIPICO 3 _0187 | CLI.CON-000001 | 2 - B01(ADMIN BUILDING)-281500-9 | Access control backup server including software and license. | Approved
BIOLOGICALS AND BIOSIMILARS MANUFACTURING FACILITY EIPICO 3 _0187 | CLI.CON-000001 |  |  | Approved
BIOLOGICALS AND BIOSIMILARS MANUFACTURING FACILITY EIPICO 3 _0187 | CLI.CON-000001 | 2 - B01(ADMIN BUILDING)-274116-13 | Speaker outlet. | Approved
BIOLOGICALS AND BIOSIMILARS MANUFACTURING FACILITY EIPICO 3 _0187 | CLI.CON-000001 |  |  | Approved
BIOLOGICALS AND BIOSIMILARS MANUFACTURING FACILITY EIPICO 3 _0187 | CLI.CON-000001 | 2 - B01(ADMIN BUILDING)-284600-13 | Ceiling mounted Addressable heat detector | Approved
BIOLOGICALS AND BIOSIMILARS MANUFACTURING FACILITY EIPICO 3 _0187 | CLI.CON-000001 |  |  | Approved
BIOLOGICALS AND BIOSIMILARS MANUFACTURING FACILITY EIPICO 3 _0187 | CLI.CON-000001 | 2 - B04(Boiler, Chiller, Power Station)-260519-6 | 3C, 70 mm2. VFD cable | Approved
BIOLOGICALS AND BIOSIMILARS MANUFACTURING FACILITY EIPICO 3 _0187 | CLI.CON-000001 |  |  | Approved
BIOLOGICALS AND BIOSIMILARS MANUFACTURING FACILITY EIPICO 3 _0187 | CLI.CON-000001 | 2 - B04(Boiler, Chiller, Power Station)-262816-1 | 20A, 380V, 3P Disconnecting switch for Crane. | Approved
BIOLOGICALS AND BIOSIMILARS MANUFACTURING FACILITY EIPICO 3 _0187 | CLI.CON-000001 |  |  | Approved
BIOLOGICALS AND BIOSIMILARS MANUFACTURING FACILITY EIPICO 3 _0187 | CLI.CON-000001 | 2 - B07(Guard Room)-271323-5 | (RJ-45) single telephone socket. | Approved
BIOLOGICALS AND BIOSIMILARS MANUFACTURING FACILITY EIPICO 3 _0187 | CLI.CON-000001 |  |  | Approved
BIOLOGICALS AND BIOSIMILARS MANUFACTURING FACILITY EIPICO 3 _0187 | CLI.CON-000001 | 2 - B02 (Warehouse, Packaging and QC Building)-262416-4 | Reference:ESMDB-W | Approved
BIOLOGICALS AND BIOSIMILARS MANUFACTURING FACILITY EIPICO 3 _0187 | CLI.CON-000001 |  |  | Approved
BIOLOGICALS AND BIOSIMILARS MANUFACTURING FACILITY EIPICO 3 _0187 | CLI.CON-000001 | 2 - B04(Boiler, Chiller, Power Station)-271323-1 | Data cabinet, 12 U | Approved
BIOLOGICALS AND BIOSIMILARS MANUFACTURING FACILITY EIPICO 3 _0187 | CLI.CON-000001 |  |  | Approved
BIOLOGICALS AND BIOSIMILARS MANUFACTURING FACILITY EIPICO 3 _0187 | CLI.CON-000001 | 2 - B04(Boiler, Chiller, Power Station)-260533-5 | Double pole switch outlets by 3X4mm2 CU/PVC wires. Average Outlet length is 28m. MCC Equipments: | Approved
BIOLOGICALS AND BIOSIMILARS MANUFACTURING FACILITY EIPICO 3 _0187 | CLI.CON-000001 |  |  | Approved
BIOLOGICALS AND BIOSIMILARS MANUFACTURING FACILITY EIPICO 3 _0187 | CLI.CON-000001 | 2 - B02 (Warehouse, Packaging and QC Building)-262726-2 | Weatherproof, 10A, 250V, One way, One gang switch. | Approved
BIOLOGICALS AND BIOSIMILARS MANUFACTURING FACILITY EIPICO 3 _0187 | CLI.CON-000001 |  |  | Approved
BIOLOGICALS AND BIOSIMILARS MANUFACTURING FACILITY EIPICO 3 _0187 | CLI.CON-000001 | 2 - B02 (Warehouse, Packaging and QC Building)-260519-22 | 3C,10 mm2. VFD cable for mechanical equipment feeding from MCC panel. | Approved
BIOLOGICALS AND BIOSIMILARS MANUFACTURING FACILITY EIPICO 3 _0187 | CLI.CON-000001 |  |  | Approved
BIOLOGICALS AND BIOSIMILARS MANUFACTURING FACILITY EIPICO 3 _0187 | CLI.CON-000001 | 2 - B01(ADMIN BUILDING)-262416-10 | Reference:EDB-03 | Approved
BIOLOGICALS AND BIOSIMILARS MANUFACTURING FACILITY EIPICO 3 _0187 | CLI.CON-000001 |  |  | Approved
BIOLOGICALS AND BIOSIMILARS MANUFACTURING FACILITY EIPICO 3 _0187 | CLI.CON-000001 | 2 - B01(ADMIN BUILDING)-262816-9 | Weather Proof 20A, 220V, Double pole switch for Electric Water Heater. | Approved
BIOLOGICALS AND BIOSIMILARS MANUFACTURING FACILITY EIPICO 3 _0187 | CLI.CON-000001 |  |  | Approved
BIOLOGICALS AND BIOSIMILARS MANUFACTURING FACILITY EIPICO 3 _0187 | CLI.CON-000001 | 2 - B02 (Warehouse, Packaging and QC Building)-284600-14 | Voice Evacuation Outlet. | Approved
BIOLOGICALS AND BIOSIMILARS MANUFACTURING FACILITY EIPICO 3 _0187 | CLI.CON-000001 |  |  | Approved
BIOLOGICALS AND BIOSIMILARS MANUFACTURING FACILITY EIPICO 3 _0187 | CLI.CON-000001 | 2 - B04(Boiler, Chiller, Power Station)-262416-1 | Reference:EDB-BL04 | Approved
BIOLOGICALS AND BIOSIMILARS MANUFACTURING FACILITY EIPICO 3 _0187 | CLI.CON-000001 |  |  | Approved
BIOLOGICALS AND BIOSIMILARS MANUFACTURING FACILITY EIPICO 3 _0187 | CLI.CON-000001 | 2 - B05(Worker Building , Domestic and fire tank)-262416-2 | Reference:EDB-BL05 | Approved
BIOLOGICALS AND BIOSIMILARS MANUFACTURING FACILITY EIPICO 3 _0187 | CLI.CON-000001 |  |  | Approved
BIOLOGICALS AND BIOSIMILARS MANUFACTURING FACILITY EIPICO 3 _0187 | CLI.CON-000001 | 2 - B07'(Guard Room)-262416-1 | Reference:EDB-BL07' | Approved
BIOLOGICALS AND BIOSIMILARS MANUFACTURING FACILITY EIPICO 3 _0187 | CLI.CON-000001 |  |  | Approved
BIOLOGICALS AND BIOSIMILARS MANUFACTURING FACILITY EIPICO 3 _0187 | CLI.CON-000001 | 2 - B05(Worker Building , Domestic and fire tank)-262726-4 | Weatherproof, 10A, 250V, One way,Two gang switch. | Approved
BIOLOGICALS AND BIOSIMILARS MANUFACTURING FACILITY EIPICO 3 _0187 | CLI.CON-000001 |  |  | Approved
BIOLOGICALS AND BIOSIMILARS MANUFACTURING FACILITY EIPICO 3 _0187 | CLI.CON-000001 | 2 - B04(Boiler, Chiller, Power Station)-260519-14 | 1C, 4 mm2. (CU/PVC). | Approved
BIOLOGICALS AND BIOSIMILARS MANUFACTURING FACILITY EIPICO 3 _0187 | CLI.CON-000001 |  |  | Approved
BIOLOGICALS AND BIOSIMILARS MANUFACTURING FACILITY EIPICO 3 _0187 | CLI.CON-000001 | 2 - B01(ADMIN BUILDING)-271323-3 | Wireless access point outlet with Cat 6 cable. | Approved
BIOLOGICALS AND BIOSIMILARS MANUFACTURING FACILITY EIPICO 3 _0187 | CLI.CON-000001 |  |  | Approved
BIOLOGICALS AND BIOSIMILARS MANUFACTURING FACILITY EIPICO 3 _0187 | CLI.CON-000001 | 2 - Landscape and Infra-265619-1 | Type (F12) | Approved
BIOLOGICALS AND BIOSIMILARS MANUFACTURING FACILITY EIPICO 3 _0187 | CLI.CON-000001 |  |  | Approved
BIOLOGICALS AND BIOSIMILARS MANUFACTURING FACILITY EIPICO 3 _0187 | CLI.CON-000001 | 2 - B02 (Warehouse, Packaging and QC Building)-262726-6 | Motion Detector. | Approved
BIOLOGICALS AND BIOSIMILARS MANUFACTURING FACILITY EIPICO 3 _0187 | CLI.CON-000001 |  |  | Approved
BIOLOGICALS AND BIOSIMILARS MANUFACTURING FACILITY EIPICO 3 _0187 | CLI.CON-000001 | 2 - B01(ADMIN BUILDING)-281500-3 | Proximity Card reader. | Approved
BIOLOGICALS AND BIOSIMILARS MANUFACTURING FACILITY EIPICO 3 _0187 | CLI.CON-000001 |  |  | Approved
BIOLOGICALS AND BIOSIMILARS MANUFACTURING FACILITY EIPICO 3 _0187 | CLI.CON-000001 | 2 - B01(ADMIN BUILDING)-263323-1 | Reference :CBS-BL01 | Approved
BIOLOGICALS AND BIOSIMILARS MANUFACTURING FACILITY EIPICO 3 _0187 | CLI.CON-000001 |  |  | Approved
BIOLOGICALS AND BIOSIMILARS MANUFACTURING FACILITY EIPICO 3 _0187 | CLI.CON-000001 | 2 - B03(Transformer Building)-284600-2 | Ceiling mounted Addressable multi detector | Approved
BIOLOGICALS AND BIOSIMILARS MANUFACTURING FACILITY EIPICO 3 _0187 | CLI.CON-000001 |  |  | Approved
BIOLOGICALS AND BIOSIMILARS MANUFACTURING FACILITY EIPICO 3 _0187 | CLI.CON-000001 | 2 - B04(Boiler, Chiller, Power Station)-260526-2 | Earthing for Low current systems to achieve resistance ? 0.5 ohm. | Approved
BIOLOGICALS AND BIOSIMILARS MANUFACTURING FACILITY EIPICO 3 _0187 | CLI.CON-000001 |  |  | Approved
BIOLOGICALS AND BIOSIMILARS MANUFACTURING FACILITY EIPICO 3 _0187 | CLI.CON-000001 | 2 - B05(Worker Building , Domestic and fire tank)-271323-1 | (RJ-45) single data outlet. | Approved
BIOLOGICALS AND BIOSIMILARS MANUFACTURING FACILITY EIPICO 3 _0187 | CLI.CON-000001 |  |  | Approved
BIOLOGICALS AND BIOSIMILARS MANUFACTURING FACILITY EIPICO 3 _0187 | CLI.CON-000001 | 2 - B01(ADMIN BUILDING)-284600-12 | Ceiling mounted Addressable multi detector | Approved
BIOLOGICALS AND BIOSIMILARS MANUFACTURING FACILITY EIPICO 3 _0187 | CLI.CON-000001 |  |  | Approved
BIOLOGICALS AND BIOSIMILARS MANUFACTURING FACILITY EIPICO 3 _0187 | CLI.CON-000001 | 2 - Building(Waste water treatment)-260533-1 | Lighting fixtures outlet by 3X3mm2 CU/PVC wires. Average Outlet length is 4m. | Approved
BIOLOGICALS AND BIOSIMILARS MANUFACTURING FACILITY EIPICO 3 _0187 | CLI.CON-000001 |  |  | Approved
BIOLOGICALS AND BIOSIMILARS MANUFACTURING FACILITY EIPICO 3 _0187 | CLI.CON-000001 | 2 - B02 (Warehouse, Packaging and QC Building)-262816-6 | Antibacterial 50A, 380V, 3P Disconnecting switch. | Approved
BIOLOGICALS AND BIOSIMILARS MANUFACTURING FACILITY EIPICO 3 _0187 | CLI.CON-000001 |  |  | Approved
BIOLOGICALS AND BIOSIMILARS MANUFACTURING FACILITY EIPICO 3 _0187 | CLI.CON-000001 | 2 - B04(Boiler, Chiller, Power Station)-260519-9 | 1C, 120 mm2. (CU/PVC). | Approved
BIOLOGICALS AND BIOSIMILARS MANUFACTURING FACILITY EIPICO 3 _0187 | CLI.CON-000001 |  |  | Approved
BIOLOGICALS AND BIOSIMILARS MANUFACTURING FACILITY EIPICO 3 _0187 | CLI.CON-000001 | 2 - B01(ADMIN BUILDING)-263353-2 | Reference: modular type UPS; 100 KVA,15 min, 3 ph I/O, 380 volt . | Approved
BIOLOGICALS AND BIOSIMILARS MANUFACTURING FACILITY EIPICO 3 _0187 | CLI.CON-000001 |  |  | Approved
BIOLOGICALS AND BIOSIMILARS MANUFACTURING FACILITY EIPICO 3 _0187 | CLI.CON-000001 | 2 - B01(ADMIN BUILDING)-272000-5 | Firewall | Approved
BIOLOGICALS AND BIOSIMILARS MANUFACTURING FACILITY EIPICO 3 _0187 | CLI.CON-000001 |  |  | Approved
BIOLOGICALS AND BIOSIMILARS MANUFACTURING FACILITY EIPICO 3 _0187 | CLI.CON-000001 | 2 - B07(Guard Room)-262416-1 | Reference:EDB-BL07 | Approved
BIOLOGICALS AND BIOSIMILARS MANUFACTURING FACILITY EIPICO 3 _0187 | CLI.CON-000001 | 2 - B03(Transformer Building)-281500-5 | Door contact. | Approved
BIOLOGICALS AND BIOSIMILARS MANUFACTURING FACILITY EIPICO 3 _0187 | CLI.CON-000001 |  |  | Approved
BIOLOGICALS AND BIOSIMILARS MANUFACTURING FACILITY EIPICO 3 _0187 | CLI.CON-000001 | 2 - B02 (Warehouse, Packaging and QC Building)-262416-16 | Reference:EDB-02-W | Approved
BIOLOGICALS AND BIOSIMILARS MANUFACTURING FACILITY EIPICO 3 _0187 | CLI.CON-000001 |  |  | Approved
BIOLOGICALS AND BIOSIMILARS MANUFACTURING FACILITY EIPICO 3 _0187 | CLI.CON-000001 | 2 - B02 (Warehouse, Packaging and QC Building)-262816-5 | 80A, 380V, 3P Disconnecting switch for Dryer. | Approved
BIOLOGICALS AND BIOSIMILARS MANUFACTURING FACILITY EIPICO 3 _0187 | CLI.CON-000001 |  |  | Approved
BIOLOGICALS AND BIOSIMILARS MANUFACTURING FACILITY EIPICO 3 _0187 | CLI.CON-000001 | 2 - B02 (Warehouse, Packaging and QC Building)-262816-20 | Weather Proof 40A, 380V, 6P Disconnecting switch. | Approved
BIOLOGICALS AND BIOSIMILARS MANUFACTURING FACILITY EIPICO 3 _0187 | CLI.CON-000001 |  |  | Approved
BIOLOGICALS AND BIOSIMILARS MANUFACTURING FACILITY EIPICO 3 _0187 | CLI.CON-000001 | 2 - B07'(Guard Room)-260533-1 | Lighting fixtures outlet by 3X3mm2 CU/PVC wires. Average Outlet length is 4m. | Approved
BIOLOGICALS AND BIOSIMILARS MANUFACTURING FACILITY EIPICO 3 _0187 | CLI.CON-000001 |  |  | Approved
BIOLOGICALS AND BIOSIMILARS MANUFACTURING FACILITY EIPICO 3 _0187 | CLI.CON-000001 | 2 - B02 (Warehouse, Packaging and QC Building)-271323-1 | (RJ-45) single data outlet. Average outlet length is 33m. | Approved
BIOLOGICALS AND BIOSIMILARS MANUFACTURING FACILITY EIPICO 3 _0187 | CLI.CON-000001 |  |  | Approved
BIOLOGICALS AND BIOSIMILARS MANUFACTURING FACILITY EIPICO 3 _0187 | CLI.CON-000001 | 2 - B03(Transformer Building)-271323-1 | (RJ-45) single data outlet. | Approved
BIOLOGICALS AND BIOSIMILARS MANUFACTURING FACILITY EIPICO 3 _0187 | CLI.CON-000001 |  |  | Approved
BIOLOGICALS AND BIOSIMILARS MANUFACTURING FACILITY EIPICO 3 _0187 | CLI.CON-000001 | 2 - B06(Solvent & Hazardous)-260533-1 | Lighting fixtures outlet by 3X3mm2 CU/PVC wires. Average Outlet length is 65m. | Approved
BIOLOGICALS AND BIOSIMILARS MANUFACTURING FACILITY EIPICO 3 _0187 | CLI.CON-000001 |  |  | Approved
BIOLOGICALS AND BIOSIMILARS MANUFACTURING FACILITY EIPICO 3 _0187 | CLI.CON-000001 | 2 - Building(Waste water treatment)-265100-2 | Type (F4) | Approved
BIOLOGICALS AND BIOSIMILARS MANUFACTURING FACILITY EIPICO 3 _0187 | CLI.CON-000001 |  |  | Approved
BIOLOGICALS AND BIOSIMILARS MANUFACTURING FACILITY EIPICO 3 _0187 | CLI.CON-000001 | 2 - B01(ADMIN BUILDING)-260536-4 | Cable tray (100X100)mm (WXH). | Approved
BIOLOGICALS AND BIOSIMILARS MANUFACTURING FACILITY EIPICO 3 _0187 | CLI.CON-000001 |  |  | Approved
BIOLOGICALS AND BIOSIMILARS MANUFACTURING FACILITY EIPICO 3 _0187 | CLI.CON-000001 | 2 - B02 (Warehouse, Packaging and QC Building)-265100-4 | Type (F5) | Approved
BIOLOGICALS AND BIOSIMILARS MANUFACTURING FACILITY EIPICO 3 _0187 | CLI.CON-000001 |  |  | Approved
BIOLOGICALS AND BIOSIMILARS MANUFACTURING FACILITY EIPICO 3 _0187 | CLI.CON-000001 | 2 - B02 (Warehouse, Packaging and QC Building)-262726-9 | 16A, 220V,(2P+E) Wall mounted general purpose duplex socket. | Approved
BIOLOGICALS AND BIOSIMILARS MANUFACTURING FACILITY EIPICO 3 _0187 | CLI.CON-000001 |  |  | Approved
BIOLOGICALS AND BIOSIMILARS MANUFACTURING FACILITY EIPICO 3 _0187 | CLI.CON-000001 | 2 - B02 (Warehouse, Packaging and QC Building)-272000-1 | Wireless access point. | Approved
BIOLOGICALS AND BIOSIMILARS MANUFACTURING FACILITY EIPICO 3 _0187 | CLI.CON-000001 |  |  | Approved
BIOLOGICALS AND BIOSIMILARS MANUFACTURING FACILITY EIPICO 3 _0187 | CLI.CON-000001 | 2 - B01(ADMIN BUILDING)-275116-7 | Ceiling Loud Speaker (6 w) with tapping steps. | Approved
BIOLOGICALS AND BIOSIMILARS MANUFACTURING FACILITY EIPICO 3 _0187 | CLI.CON-000001 |  |  | Approved
BIOLOGICALS AND BIOSIMILARS MANUFACTURING FACILITY EIPICO 3 _0187 | CLI.CON-000001 | 2 - B01(ADMIN BUILDING)-282000-7 | Video surveillance system workstation including Video Management system and all required software. | Approved
BIOLOGICALS AND BIOSIMILARS MANUFACTURING FACILITY EIPICO 3 _0187 | CLI.CON-000001 |  |  | Approved
BIOLOGICALS AND BIOSIMILARS MANUFACTURING FACILITY EIPICO 3 _0187 | CLI.CON-000001 | 2 - B02 (Warehouse, Packaging and QC Building)-262726-13 | 16A, 220V,(2P+E) Wall mounted Clean Anti-bacterial power socket. | Approved
BIOLOGICALS AND BIOSIMILARS MANUFACTURING FACILITY EIPICO 3 _0187 | CLI.CON-000001 |  |  | Approved
BIOLOGICALS AND BIOSIMILARS MANUFACTURING FACILITY EIPICO 3 _0187 | CLI.CON-000001 | 2 - B03(Transformer Building)-284600-1 | Ceiling mounted Addressable Intelligent Photo Electric Smoke detector. | Approved
BIOLOGICALS AND BIOSIMILARS MANUFACTURING FACILITY EIPICO 3 _0187 | CLI.CON-000001 |  |  | Approved
BIOLOGICALS AND BIOSIMILARS MANUFACTURING FACILITY EIPICO 3 _0187 | CLI.CON-000001 | 2 - B06(Solvent & Hazardous)-284600-1 | Ceiling mounted Addressable smoke detector | Approved
BIOLOGICALS AND BIOSIMILARS MANUFACTURING FACILITY EIPICO 3 _0187 | CLI.CON-000001 |  |  | Approved
BIOLOGICALS AND BIOSIMILARS MANUFACTURING FACILITY EIPICO 3 _0187 | CLI.CON-000001 | 2 - B04(Boiler, Chiller, Power Station)-284600-1 | Fire alarm control panel (4 loop +1 loop spare). | Approved
BIOLOGICALS AND BIOSIMILARS MANUFACTURING FACILITY EIPICO 3 _0187 | CLI.CON-000001 |  |  | Approved
BIOLOGICALS AND BIOSIMILARS MANUFACTURING FACILITY EIPICO 3 _0187 | CLI.CON-000001 | 2 - B07(Guard Room)-282000-1 | Weather proof, Wall mounted fixed outdoor bullet CCTV Camera, 5MP,POE. | Approved
BIOLOGICALS AND BIOSIMILARS MANUFACTURING FACILITY EIPICO 3 _0187 | CLI.CON-000001 |  |  | Approved
BIOLOGICALS AND BIOSIMILARS MANUFACTURING FACILITY EIPICO 3 _0187 | CLI.CON-000001 | 2 - B02 (Warehouse, Packaging and QC Building)-260519-6 | 4CX50 mm2 (CU/XLPE/PVC). | Approved
BIOLOGICALS AND BIOSIMILARS MANUFACTURING FACILITY EIPICO 3 _0187 | CLI.CON-000001 |  |  | Approved
BIOLOGICALS AND BIOSIMILARS MANUFACTURING FACILITY EIPICO 3 _0187 | CLI.CON-000001 |  |  | Approved
BIOLOGICALS AND BIOSIMILARS MANUFACTURING FACILITY EIPICO 3 _0187 | CLI.CON-000001 | 2 - B06(Solvent & Hazardous)-265100-2 | Type (F10) | Approved
BIOLOGICALS AND BIOSIMILARS MANUFACTURING FACILITY EIPICO 3 _0187 | CLI.CON-000001 |  |  | Approved
BIOLOGICALS AND BIOSIMILARS MANUFACTURING FACILITY EIPICO 3 _0187 | CLI.CON-000001 | 2 - B07(Guard Room)-262816-7 | Weatherproof, 20A, 220V, Double pole switch for EWH. | Approved
BIOLOGICALS AND BIOSIMILARS MANUFACTURING FACILITY EIPICO 3 _0187 | CLI.CON-000001 |  |  | Approved
BIOLOGICALS AND BIOSIMILARS MANUFACTURING FACILITY EIPICO 3 _0187 | CLI.CON-000001 | 2 - B03(Transformer Building)-271323-4 | (RJ-45) single data socket outlet. | Approved
BIOLOGICALS AND BIOSIMILARS MANUFACTURING FACILITY EIPICO 3 _0187 | CLI.CON-000001 |  |  | Approved
BIOLOGICALS AND BIOSIMILARS MANUFACTURING FACILITY EIPICO 3 _0187 | CLI.CON-000001 | 2 - Landscape and Infra-260543-5 | 2x�110mm UPVC conduit road crossing for street lighting cable. | Approved
BIOLOGICALS AND BIOSIMILARS MANUFACTURING FACILITY EIPICO 3 _0187 | CLI.CON-000001 |  |  | Approved
BIOLOGICALS AND BIOSIMILARS MANUFACTURING FACILITY EIPICO 3 _0187 | CLI.CON-000001 | 2 - B01(ADMIN BUILDING)-275116-9 | Speaker outlet. | Approved
BIOLOGICALS AND BIOSIMILARS MANUFACTURING FACILITY EIPICO 3 _0187 | CLI.CON-000001 |  |  | Approved
BIOLOGICALS AND BIOSIMILARS MANUFACTURING FACILITY EIPICO 3 _0187 | CLI.CON-000001 | 2 - B02 (Warehouse, Packaging and QC Building)-284600-9 | Wall mounted Beam detector: Receiver. | Approved
BIOLOGICALS AND BIOSIMILARS MANUFACTURING FACILITY EIPICO 3 _0187 | CLI.CON-000001 |  |  | Approved
BIOLOGICALS AND BIOSIMILARS MANUFACTURING FACILITY EIPICO 3 _0187 | CLI.CON-000001 | 2 - Fence-260533-1 | Lighting fixtures outlet by 3X6mm2 CU/PVC/PVC cable. Average Outlet length is 26m. | Approved
BIOLOGICALS AND BIOSIMILARS MANUFACTURING FACILITY EIPICO 3 _0187 | CLI.CON-000001 |  |  | Approved
BIOLOGICALS AND BIOSIMILARS MANUFACTURING FACILITY EIPICO 3 _0187 | CLI.CON-000001 | 2 - B01(ADMIN BUILDING)-262416-1 | Reference:SMDB-BL01 | Approved
BIOLOGICALS AND BIOSIMILARS MANUFACTURING FACILITY EIPICO 3 _0187 | CLI.CON-000001 |  |  | Approved
BIOLOGICALS AND BIOSIMILARS MANUFACTURING FACILITY EIPICO 3 _0187 | CLI.CON-000001 | 2 - B02 (Warehouse, Packaging and QC Building)-262419-11 | Reference:EMCC/BL02/05 | Approved
BIOLOGICALS AND BIOSIMILARS MANUFACTURING FACILITY EIPICO 3 _0187 | CLI.CON-000001 |  |  | Approved
BIOLOGICALS AND BIOSIMILARS MANUFACTURING FACILITY EIPICO 3 _0187 | CLI.CON-000001 | 2 - B03(Transformer Building)-262816-3 | 20A, 220V, 2P Disconnecting switch. | Approved
BIOLOGICALS AND BIOSIMILARS MANUFACTURING FACILITY EIPICO 3 _0187 | CLI.CON-000001 |  |  | Approved
BIOLOGICALS AND BIOSIMILARS MANUFACTURING FACILITY EIPICO 3 _0187 | CLI.CON-000001 | 2 - B07(Guard Room)-262816-1 | 20A, 380V, 3P Disconnecting switch for Sliding Door. | Approved
BIOLOGICALS AND BIOSIMILARS MANUFACTURING FACILITY EIPICO 3 _0187 | CLI.CON-000001 |  |  | Approved
BIOLOGICALS AND BIOSIMILARS MANUFACTURING FACILITY EIPICO 3 _0187 | CLI.CON-000001 | 2 - B02 (Warehouse, Packaging and QC Building)-260533-8 | Sockets outlet by 5X4mm2 CU/PVC wires. Average outlet length is 37m. | Approved
BIOLOGICALS AND BIOSIMILARS MANUFACTURING FACILITY EIPICO 3 _0187 | CLI.CON-000001 |  |  | Approved
BIOLOGICALS AND BIOSIMILARS MANUFACTURING FACILITY EIPICO 3 _0187 | CLI.CON-000001 | 2 - B04(Boiler, Chiller, Power Station)-271323-8 | UTP patch panel CAT6 ,24 port including cable organizer and patch cord. | Approved
BIOLOGICALS AND BIOSIMILARS MANUFACTURING FACILITY EIPICO 3 _0187 | CLI.CON-000001 |  |  | Approved
BIOLOGICALS AND BIOSIMILARS MANUFACTURING FACILITY EIPICO 3 _0187 | CLI.CON-000001 | 2 - B07'(Guard Room)-262816-1 | 20A, 380V, 3P Disconnecting switch for Sliding Door. | Approved
BIOLOGICALS AND BIOSIMILARS MANUFACTURING FACILITY EIPICO 3 _0187 | CLI.CON-000001 |  |  | Approved
BIOLOGICALS AND BIOSIMILARS MANUFACTURING FACILITY EIPICO 3 _0187 | CLI.CON-000001 | 2 - Landscape and Infra-260519-12 | 4CX25 mm2 (CU/XLPE/PVC). | Approved
BIOLOGICALS AND BIOSIMILARS MANUFACTURING FACILITY EIPICO 3 _0187 | CLI.CON-000001 |  |  | Approved
BIOLOGICALS AND BIOSIMILARS MANUFACTURING FACILITY EIPICO 3 _0187 | CLI.CON-000001 | 2 - B01(ADMIN BUILDING)-271323-11 | UTP patch panel CAT6, 24 port including cable organizer and patch cord. | Approved
BIOLOGICALS AND BIOSIMILARS MANUFACTURING FACILITY EIPICO 3 _0187 | CLI.CON-000001 |  |  | Approved
BIOLOGICALS AND BIOSIMILARS MANUFACTURING FACILITY EIPICO 3 _0187 | CLI.CON-000001 | 2 - B02 (Warehouse, Packaging and QC Building)-262726-13 | Floor box including power sockets and data outlet as mentioned in drawing. | Approved
BIOLOGICALS AND BIOSIMILARS MANUFACTURING FACILITY EIPICO 3 _0187 | CLI.CON-000001 |  |  | Approved
BIOLOGICALS AND BIOSIMILARS MANUFACTURING FACILITY EIPICO 3 _0187 | CLI.CON-000001 | 2 - B02 (Warehouse, Packaging and QC Building)-264113-1 | Lightning protection system to achieve resistance ? 10 ohm or as per mentioned in dwg. | Approved
BIOLOGICALS AND BIOSIMILARS MANUFACTURING FACILITY EIPICO 3 _0187 | CLI.CON-000001 |  |  | Approved
BIOLOGICALS AND BIOSIMILARS MANUFACTURING FACILITY EIPICO 3 _0187 | CLI.CON-000001 | 2 - B01(ADMIN BUILDING)-260519-11 | 1C,70 mm2. (CU/PVC) | Approved
BIOLOGICALS AND BIOSIMILARS MANUFACTURING FACILITY EIPICO 3 _0187 | CLI.CON-000001 |  |  | Approved
BIOLOGICALS AND BIOSIMILARS MANUFACTURING FACILITY EIPICO 3 _0187 | CLI.CON-000001 | 2 - B04(Boiler, Chiller, Power Station)-281500-5 | Magnetic door lock. | Approved
BIOLOGICALS AND BIOSIMILARS MANUFACTURING FACILITY EIPICO 3 _0187 | CLI.CON-000001 |  |  | Approved
BIOLOGICALS AND BIOSIMILARS MANUFACTURING FACILITY EIPICO 3 _0187 | CLI.CON-000001 | 2 - B01(ADMIN BUILDING)-274116-12 | A/V system ceiling speaker, 6watt. | Approved
BIOLOGICALS AND BIOSIMILARS MANUFACTURING FACILITY EIPICO 3 _0187 | CLI.CON-000001 |  |  | Approved
BIOLOGICALS AND BIOSIMILARS MANUFACTURING FACILITY EIPICO 3 _0187 | CLI.CON-000001 | 2 - B05(Worker Building , Domestic and fire tank)-262726-7 | 20A, 220V,(2P+E) Wall mounted power socket. | Approved
BIOLOGICALS AND BIOSIMILARS MANUFACTURING FACILITY EIPICO 3 _0187 | CLI.CON-000001 | 2 - B06(Solvent & Hazardous)-260533-4 | Disconnet switch outlets by 2(3CX6mm2+1x6mm2) Fire Resistant cable inside 2x�32mm UPVC conduit. Average Outlet length is 12m. | Approved
BIOLOGICALS AND BIOSIMILARS MANUFACTURING FACILITY EIPICO 3 _0187 | CLI.CON-000001 |  |  | Approved
BIOLOGICALS AND BIOSIMILARS MANUFACTURING FACILITY EIPICO 3 _0187 | CLI.CON-000001 | 2 - B07'(Guard Room)-271323-5 | (RJ-45) single telephone socket. | Approved
BIOLOGICALS AND BIOSIMILARS MANUFACTURING FACILITY EIPICO 3 _0187 | CLI.CON-000001 |  |  | Approved
BIOLOGICALS AND BIOSIMILARS MANUFACTURING FACILITY EIPICO 3 _0187 | CLI.CON-000001 | 2 - B02 (Warehouse, Packaging and QC Building)-281500-4 | Push button (request to exit). | Approved
BIOLOGICALS AND BIOSIMILARS MANUFACTURING FACILITY EIPICO 3 _0187 | CLI.CON-000001 |  |  | Approved
BIOLOGICALS AND BIOSIMILARS MANUFACTURING FACILITY EIPICO 3 _0187 | CLI.CON-000001 | 2 - B01(ADMIN BUILDING)-262816-2 | Weather Proof, 40A, 380V, 3P Disconnecting switch for Elevators. | Approved
BIOLOGICALS AND BIOSIMILARS MANUFACTURING FACILITY EIPICO 3 _0187 | CLI.CON-000001 |  |  | Approved
BIOLOGICALS AND BIOSIMILARS MANUFACTURING FACILITY EIPICO 3 _0187 | CLI.CON-000001 | 2 - B01(ADMIN BUILDING)-262816-5 | Weather proof, 20A, 220V, 2P Disconnecting switch. | Approved
BIOLOGICALS AND BIOSIMILARS MANUFACTURING FACILITY EIPICO 3 _0187 | CLI.CON-000001 |  |  | Approved
BIOLOGICALS AND BIOSIMILARS MANUFACTURING FACILITY EIPICO 3 _0187 | CLI.CON-000001 | 2 - B05(Worker Building , Domestic and fire tank)-260533-2 | One way, one gang switch outlet by 3X3mm2 CU/PVC wires. Average Outlet length is 4m. | Approved
BIOLOGICALS AND BIOSIMILARS MANUFACTURING FACILITY EIPICO 3 _0187 | CLI.CON-000001 |  |  | Approved
BIOLOGICALS AND BIOSIMILARS MANUFACTURING FACILITY EIPICO 3 _0187 | CLI.CON-000001 | 2 - B01(ADMIN BUILDING)-260519-1 | (3C,25 +1C,16) mm2. (CU/XLPE/PVC). | Approved
BIOLOGICALS AND BIOSIMILARS MANUFACTURING FACILITY EIPICO 3 _0187 | CLI.CON-000001 |  |  | Approved
BIOLOGICALS AND BIOSIMILARS MANUFACTURING FACILITY EIPICO 3 _0187 | CLI.CON-000001 | 2 - Landscape and Infra-260519-23 | 1C,2.5 mm2 (CU/PVC) inside street lighting pole. | Approved
BIOLOGICALS AND BIOSIMILARS MANUFACTURING FACILITY EIPICO 3 _0187 | CLI.CON-000001 |  |  | Approved
BIOLOGICALS AND BIOSIMILARS MANUFACTURING FACILITY EIPICO 3 _0187 | CLI.CON-000001 | 2 - B02 (Warehouse, Packaging and QC Building)-262419-7 | Reference:EMCC/BL02/01 | Approved
BIOLOGICALS AND BIOSIMILARS MANUFACTURING FACILITY EIPICO 3 _0187 | CLI.CON-000001 |  |  | Approved
BIOLOGICALS AND BIOSIMILARS MANUFACTURING FACILITY EIPICO 3 _0187 | CLI.CON-000001 | 2 - B02 (Warehouse, Packaging and QC Building)-262726-8 | Weatherproof, 16A, 220V,(2P+E) Wall mounted general purpose single socket. | Approved
BIOLOGICALS AND BIOSIMILARS MANUFACTURING FACILITY EIPICO 3 _0187 | CLI.CON-000001 |  |  | Approved
BIOLOGICALS AND BIOSIMILARS MANUFACTURING FACILITY EIPICO 3 _0187 | CLI.CON-000001 | 2 - B01(ADMIN BUILDING)-262816-10 | 20A, 220V, Double pole switch for CCTV Rack. | Approved
BIOLOGICALS AND BIOSIMILARS MANUFACTURING FACILITY EIPICO 3 _0187 | CLI.CON-000001 |  |  | Approved
BIOLOGICALS AND BIOSIMILARS MANUFACTURING FACILITY EIPICO 3 _0187 | CLI.CON-000001 | 2 - Building(Waste water treatment)-262726-1 | Weatherproof, 10A, 250V, One way, one gang switch. | Approved
BIOLOGICALS AND BIOSIMILARS MANUFACTURING FACILITY EIPICO 3 _0187 | CLI.CON-000001 |  |  | Approved
BIOLOGICALS AND BIOSIMILARS MANUFACTURING FACILITY EIPICO 3 _0187 | CLI.CON-000001 | 2 - B02 (Warehouse, Packaging and QC Building)-260519-26 | 1C, 70 mm2 (CU/PVC). | Approved
BIOLOGICALS AND BIOSIMILARS MANUFACTURING FACILITY EIPICO 3 _0187 | CLI.CON-000001 |  |  | Approved
BIOLOGICALS AND BIOSIMILARS MANUFACTURING FACILITY EIPICO 3 _0187 | CLI.CON-000001 | 2 - B01(ADMIN BUILDING)-282000-4 | Video surveillance system main server including software and license. | Approved
BIOLOGICALS AND BIOSIMILARS MANUFACTURING FACILITY EIPICO 3 _0187 | CLI.CON-000001 |  |  | Approved
BIOLOGICALS AND BIOSIMILARS MANUFACTURING FACILITY EIPICO 3 _0187 | CLI.CON-000001 | 2 - B02 (Warehouse, Packaging and QC Building)-260533-7 | Sockets outlet by 3X4mm2 CU/PVC wires. Average outlet length is 15m. | Approved
BIOLOGICALS AND BIOSIMILARS MANUFACTURING FACILITY EIPICO 3 _0187 | CLI.CON-000001 |  |  | Approved
BIOLOGICALS AND BIOSIMILARS MANUFACTURING FACILITY EIPICO 3 _0187 | CLI.CON-000001 | 2 - B04(Boiler, Chiller, Power Station)-260519-2 | (3Cx150+70) mm2. (CU/XLPE/PVC). | Approved
BIOLOGICALS AND BIOSIMILARS MANUFACTURING FACILITY EIPICO 3 _0187 | CLI.CON-000001 |  |  | Approved
BIOLOGICALS AND BIOSIMILARS MANUFACTURING FACILITY EIPICO 3 _0187 | CLI.CON-000001 | 2 - B04(Boiler, Chiller, Power Station)-262726-1 | 10A, 250V, One way, One gang switch. | Approved
BIOLOGICALS AND BIOSIMILARS MANUFACTURING FACILITY EIPICO 3 _0187 | CLI.CON-000001 |  |  | Approved
BIOLOGICALS AND BIOSIMILARS MANUFACTURING FACILITY EIPICO 3 _0187 | CLI.CON-000001 | 2 - B01(ADMIN BUILDING)-274116-16 | ( HDMI ) outlet | Approved
BIOLOGICALS AND BIOSIMILARS MANUFACTURING FACILITY EIPICO 3 _0187 | CLI.CON-000001 |  |  | Approved
BIOLOGICALS AND BIOSIMILARS MANUFACTURING FACILITY EIPICO 3 _0187 | CLI.CON-000001 | 2 - Landscape and Infra-260533-1 | Street Lighting pole outlet by 3X6mm2 CU/PVC/PVC cable. Average Outlet length is 42m. | Approved
BIOLOGICALS AND BIOSIMILARS MANUFACTURING FACILITY EIPICO 3 _0187 | CLI.CON-000001 |  |  | Approved
BIOLOGICALS AND BIOSIMILARS MANUFACTURING FACILITY EIPICO 3 _0187 | CLI.CON-000001 | 2 - B01(ADMIN BUILDING)-262726-3 | 16A, 220V,(2P+E) Wall mounted general purpose single socket | Approved
BIOLOGICALS AND BIOSIMILARS MANUFACTURING FACILITY EIPICO 3 _0187 | CLI.CON-000001 |  |  | Approved
BIOLOGICALS AND BIOSIMILARS MANUFACTURING FACILITY EIPICO 3 _0187 | CLI.CON-000001 | 2 - B01(ADMIN BUILDING)-281500-10 | Access Control Workstation including all software and all related accessories. | Approved
BIOLOGICALS AND BIOSIMILARS MANUFACTURING FACILITY EIPICO 3 _0187 | CLI.CON-000001 |  |  | Approved
BIOLOGICALS AND BIOSIMILARS MANUFACTURING FACILITY EIPICO 3 _0187 | CLI.CON-000001 |  |  | Approved
BIOLOGICALS AND BIOSIMILARS MANUFACTURING FACILITY EIPICO 3 _0187 | CLI.CON-000001 | 2 - Landscape and Infra-271323-1 | (1x12) Multimode fiber optic cable. | Approved
BIOLOGICALS AND BIOSIMILARS MANUFACTURING FACILITY EIPICO 3 _0187 | CLI.CON-000001 |  |  | Approved
BIOLOGICALS AND BIOSIMILARS MANUFACTURING FACILITY EIPICO 3 _0187 | CLI.CON-000001 | 2 - B01(ADMIN BUILDING)-262816-7 | Weather Proof 32A, 380V, 3P Disconnecting switch. | Approved
BIOLOGICALS AND BIOSIMILARS MANUFACTURING FACILITY EIPICO 3 _0187 | CLI.CON-000001 |  |  | Approved
BIOLOGICALS AND BIOSIMILARS MANUFACTURING FACILITY EIPICO 3 _0187 | CLI.CON-000001 | 2 - B01(ADMIN BUILDING)-265100-11 | Type (F16) | Approved
BIOLOGICALS AND BIOSIMILARS MANUFACTURING FACILITY EIPICO 3 _0187 | CLI.CON-000001 |  |  | Approved
BIOLOGICALS AND BIOSIMILARS MANUFACTURING FACILITY EIPICO 3 _0187 | CLI.CON-000001 | 2 - B05(Worker Building , Domestic and fire tank)-262726-6 | Weatherproof, 16A, 220V,(2P+E) Wall mounted general purpose single socket. | Approved
BIOLOGICALS AND BIOSIMILARS MANUFACTURING FACILITY EIPICO 3 _0187 | CLI.CON-000001 |  |  | Approved
BIOLOGICALS AND BIOSIMILARS MANUFACTURING FACILITY EIPICO 3 _0187 | CLI.CON-000001 | 2 - B05(Worker Building , Domestic and fire tank)-260519-1 | 4C, 120mm2. (CU/XLPE/PVC) including cable tray for Booster Pump Set. | Approved
BIOLOGICALS AND BIOSIMILARS MANUFACTURING FACILITY EIPICO 3 _0187 | CLI.CON-000001 |  |  | Approved
BIOLOGICALS AND BIOSIMILARS MANUFACTURING FACILITY EIPICO 3 _0187 | CLI.CON-000001 | 2 - B05(Worker Building , Domestic and fire tank)-262419-2 | Reference: MCC/BL05/02 | Approved
BIOLOGICALS AND BIOSIMILARS MANUFACTURING FACILITY EIPICO 3 _0187 | CLI.CON-000001 |  |  | Approved
BIOLOGICALS AND BIOSIMILARS MANUFACTURING FACILITY EIPICO 3 _0187 | CLI.CON-000001 | 2 - B07(Guard Room)-262726-5 | 16A, 220V,(2P+E) Wall mounted general purpose duplex socket. | Approved
BIOLOGICALS AND BIOSIMILARS MANUFACTURING FACILITY EIPICO 3 _0187 | CLI.CON-000001 |  |  | Approved
BIOLOGICALS AND BIOSIMILARS MANUFACTURING FACILITY EIPICO 3 _0187 | CLI.CON-000001 | 2 - B07(Guard Room)-271323-2 | (RJ-45) single telephone outlet. | Approved
BIOLOGICALS AND BIOSIMILARS MANUFACTURING FACILITY EIPICO 3 _0187 | CLI.CON-000001 |  |  | Approved
BIOLOGICALS AND BIOSIMILARS MANUFACTURING FACILITY EIPICO 3 _0187 | CLI.CON-000001 | 2 - B02 (Warehouse, Packaging and QC Building)-284600-1 | Fire alarm control panel (3 loops+1 loop spare). | Approved
BIOLOGICALS AND BIOSIMILARS MANUFACTURING FACILITY EIPICO 3 _0187 | CLI.CON-000001 |  |  | Approved
BIOLOGICALS AND BIOSIMILARS MANUFACTURING FACILITY EIPICO 3 _0187 | CLI.CON-000001 | 2 - B02 (Warehouse, Packaging and QC Building)-263353-1 | Reference: modular type UPS; 5 KVA,15 min, 3 ph I/O, 380 volt . | Approved
BIOLOGICALS AND BIOSIMILARS MANUFACTURING FACILITY EIPICO 3 _0187 | CLI.CON-000001 |  |  | Approved
BIOLOGICALS AND BIOSIMILARS MANUFACTURING FACILITY EIPICO 3 _0187 | CLI.CON-000001 | 2 - B03(Transformer Building)-260533-3 | Exhaust fan outlet by 3X4mm2 CU/PVC wires. Average Outlet length is 10m. | Approved
BIOLOGICALS AND BIOSIMILARS MANUFACTURING FACILITY EIPICO 3 _0187 | CLI.CON-000001 |  |  | Approved
BIOLOGICALS AND BIOSIMILARS MANUFACTURING FACILITY EIPICO 3 _0187 | CLI.CON-000001 | 2 - Landscape and Infra-260519-17 | 1C, 120 mm2 (CU/PVC). | Approved
BIOLOGICALS AND BIOSIMILARS MANUFACTURING FACILITY EIPICO 3 _0187 | CLI.CON-000001 |  |  | Approved
BIOLOGICALS AND BIOSIMILARS MANUFACTURING FACILITY EIPICO 3 _0187 | CLI.CON-000001 | 2 - B07(Guard Room)-265100-2 | Type (F8) | Approved
BIOLOGICALS AND BIOSIMILARS MANUFACTURING FACILITY EIPICO 3 _0187 | CLI.CON-000001 |  |  | Approved
BIOLOGICALS AND BIOSIMILARS MANUFACTURING FACILITY EIPICO 3 _0187 | CLI.CON-000001 | 2 - B01(ADMIN BUILDING)-262726-2 | Weatherproof, 10A, 250V, One way, One gang switch. | Approved
BIOLOGICALS AND BIOSIMILARS MANUFACTURING FACILITY EIPICO 3 _0187 | CLI.CON-000001 |  |  | Approved
BIOLOGICALS AND BIOSIMILARS MANUFACTURING FACILITY EIPICO 3 _0187 | CLI.CON-000001 | 2 - B01(ADMIN BUILDING)-272000-2 | wireless access controller | Approved
BIOLOGICALS AND BIOSIMILARS MANUFACTURING FACILITY EIPICO 3 _0187 | CLI.CON-000001 |  |  | Approved
BIOLOGICALS AND BIOSIMILARS MANUFACTURING FACILITY EIPICO 3 _0187 | CLI.CON-000001 | 2 - B02 (Warehouse, Packaging and QC Building)-271323-1 | Fiber optic patch panel, 12 port including cable organizer and patch cord. | Approved
BIOLOGICALS AND BIOSIMILARS MANUFACTURING FACILITY EIPICO 3 _0187 | CLI.CON-000001 |  |  | Approved
BIOLOGICALS AND BIOSIMILARS MANUFACTURING FACILITY EIPICO 3 _0187 | CLI.CON-000001 | 2 - B01(ADMIN BUILDING)-265100-5 | Type (F7) | Approved
BIOLOGICALS AND BIOSIMILARS MANUFACTURING FACILITY EIPICO 3 _0187 | CLI.CON-000001 |  |  | Approved
BIOLOGICALS AND BIOSIMILARS MANUFACTURING FACILITY EIPICO 3 _0187 | CLI.CON-000001 | 2 - B02 (Warehouse, Packaging and QC Building)-274116-15 | Camera outlet. | Approved
BIOLOGICALS AND BIOSIMILARS MANUFACTURING FACILITY EIPICO 3 _0187 | CLI.CON-000001 |  |  | Approved
BIOLOGICALS AND BIOSIMILARS MANUFACTURING FACILITY EIPICO 3 _0187 | CLI.CON-000001 | 2 - B02 (Warehouse, Packaging and QC Building)-262416-6 | Reference:DB-01-W | Approved
BIOLOGICALS AND BIOSIMILARS MANUFACTURING FACILITY EIPICO 3 _0187 | CLI.CON-000001 |  |  | Approved
BIOLOGICALS AND BIOSIMILARS MANUFACTURING FACILITY EIPICO 3 _0187 | CLI.CON-000001 | 2 - B02 (Warehouse, Packaging and QC Building)-260519-27 | 1C, 50 mm2 (CU/PVC). | Approved
BIOLOGICALS AND BIOSIMILARS MANUFACTURING FACILITY EIPICO 3 _0187 | CLI.CON-000001 |  |  | Approved
BIOLOGICALS AND BIOSIMILARS MANUFACTURING FACILITY EIPICO 3 _0187 | CLI.CON-000001 | 2 - B02 (Warehouse, Packaging and QC Building)-260519-30 | 1C, 16 mm2 (CU/PVC). | Approved
BIOLOGICALS AND BIOSIMILARS MANUFACTURING FACILITY EIPICO 3 _0187 | CLI.CON-000001 |  |  | Approved
BIOLOGICALS AND BIOSIMILARS MANUFACTURING FACILITY EIPICO 3 _0187 | CLI.CON-000001 | 2 - B02 (Warehouse, Packaging and QC Building)-262419-8 | Reference:EMCC/BL02/02 | Approved
BIOLOGICALS AND BIOSIMILARS MANUFACTURING FACILITY EIPICO 3 _0187 | CLI.CON-000001 |  |  | Approved
BIOLOGICALS AND BIOSIMILARS MANUFACTURING FACILITY EIPICO 3 _0187 | CLI.CON-000001 | 2 - B01(ADMIN BUILDING)-284600-20 | Voice Evacuation Outlet. | Approved
BIOLOGICALS AND BIOSIMILARS MANUFACTURING FACILITY EIPICO 3 _0187 | CLI.CON-000001 |  |  | Approved
BIOLOGICALS AND BIOSIMILARS MANUFACTURING FACILITY EIPICO 3 _0187 | CLI.CON-000001 | 2 - B06(Solvent & Hazardous)-260533-6 | Electric wall outlet by 3X4mm2 CU/PVC wires. Average Outlet length is 65m. | Approved
BIOLOGICALS AND BIOSIMILARS MANUFACTURING FACILITY EIPICO 3 _0187 | CLI.CON-000001 |  |  | Approved
BIOLOGICALS AND BIOSIMILARS MANUFACTURING FACILITY EIPICO 3 _0187 | CLI.CON-000001 | 2 - B04(Boiler, Chiller, Power Station)-271323-7 | UTP patch panel CAT6 ,48 port including cable organizer and patch cord. | Approved
BIOLOGICALS AND BIOSIMILARS MANUFACTURING FACILITY EIPICO 3 _0187 | CLI.CON-000001 |  |  | Approved
BIOLOGICALS AND BIOSIMILARS MANUFACTURING FACILITY EIPICO 3 _0187 | CLI.CON-000001 | 2 - B02 (Warehouse, Packaging and QC Building)-260519-4 | (3CX50+25) mm2 (CU/XLPE/PVC). | Approved
BIOLOGICALS AND BIOSIMILARS MANUFACTURING FACILITY EIPICO 3 _0187 | CLI.CON-000001 |  |  | Approved
BIOLOGICALS AND BIOSIMILARS MANUFACTURING FACILITY EIPICO 3 _0187 | CLI.CON-000001 | 2 - Landscape and Infra-260543-7 | 2x� 50mm UPVC conduit road crossing for fiber cable. Manholes for LV & ULV cables: | Approved
BIOLOGICALS AND BIOSIMILARS MANUFACTURING FACILITY EIPICO 3 _0187 | CLI.CON-000001 |  |  | Approved
BIOLOGICALS AND BIOSIMILARS MANUFACTURING FACILITY EIPICO 3 _0187 | CLI.CON-000001 | 2 - B01(ADMIN BUILDING)-260533-7 | Disconnet switch outlets by ((4X4)+(1X4))mm2 CU/PVC wires. Average Outlet length is 40m. | Approved
BIOLOGICALS AND BIOSIMILARS MANUFACTURING FACILITY EIPICO 3 _0187 | CLI.CON-000001 |  |  | Approved
BIOLOGICALS AND BIOSIMILARS MANUFACTURING FACILITY EIPICO 3 _0187 | CLI.CON-000001 | 2 - B02 (Warehouse, Packaging and QC Building)-260533-4 | Two way, one gang switch outlet by 3X3mm2 CU/PVC wires. Average outlet length is 5m. | Approved
BIOLOGICALS AND BIOSIMILARS MANUFACTURING FACILITY EIPICO 3 _0187 | CLI.CON-000001 |  |  | Approved
BIOLOGICALS AND BIOSIMILARS MANUFACTURING FACILITY EIPICO 3 _0187 | CLI.CON-000001 | 2 - B04(Boiler, Chiller, Power Station)-282000-1 | Fixed dome CCTV camera, 3MP, POE. | Approved
BIOLOGICALS AND BIOSIMILARS MANUFACTURING FACILITY EIPICO 3 _0187 | CLI.CON-000001 |  |  | Approved
BIOLOGICALS AND BIOSIMILARS MANUFACTURING FACILITY EIPICO 3 _0187 | CLI.CON-000001 | 2 - B01(ADMIN BUILDING)-284600-5 | Printer. | Approved
BIOLOGICALS AND BIOSIMILARS MANUFACTURING FACILITY EIPICO 3 _0187 | CLI.CON-000001 |  |  | Approved
BIOLOGICALS AND BIOSIMILARS MANUFACTURING FACILITY EIPICO 3 _0187 | CLI.CON-000001 | 2 - B02 (Warehouse, Packaging and QC Building)-265100-5 | Type (F6) | Approved
BIOLOGICALS AND BIOSIMILARS MANUFACTURING FACILITY EIPICO 3 _0187 | CLI.CON-000001 |  |  | Approved
BIOLOGICALS AND BIOSIMILARS MANUFACTURING FACILITY EIPICO 3 _0187 | CLI.CON-000001 | 2 - B02 (Warehouse, Packaging and QC Building)-274116-7 | Power Amplifier,80 watt. | Approved
BIOLOGICALS AND BIOSIMILARS MANUFACTURING FACILITY EIPICO 3 _0187 | CLI.CON-000001 |  |  | Approved
BIOLOGICALS AND BIOSIMILARS MANUFACTURING FACILITY EIPICO 3 _0187 | CLI.CON-000001 | 2 - B02 (Warehouse, Packaging and QC Building)-274116-8 | HDMI device. | Approved
BIOLOGICALS AND BIOSIMILARS MANUFACTURING FACILITY EIPICO 3 _0187 | CLI.CON-000001 |  |  | Approved
BIOLOGICALS AND BIOSIMILARS MANUFACTURING FACILITY EIPICO 3 _0187 | CLI.CON-000001 | 2 - B02 (Warehouse, Packaging and QC Building)-271323-3 | Audio Visual cabinet.. | Approved
BIOLOGICALS AND BIOSIMILARS MANUFACTURING FACILITY EIPICO 3 _0187 | CLI.CON-000001 |  |  | Approved
BIOLOGICALS AND BIOSIMILARS MANUFACTURING FACILITY EIPICO 3 _0187 | CLI.CON-000001 | 2 - B05(Worker Building , Domestic and fire tank)-262726-1 | 10A, 250V, One way, one gang switch. | Approved
BIOLOGICALS AND BIOSIMILARS MANUFACTURING FACILITY EIPICO 3 _0187 | CLI.CON-000001 |  |  | Approved
BIOLOGICALS AND BIOSIMILARS MANUFACTURING FACILITY EIPICO 3 _0187 | CLI.CON-000001 | 2 - B05(Worker Building , Domestic and fire tank)-265100-2 | Type (F5) | Approved
BIOLOGICALS AND BIOSIMILARS MANUFACTURING FACILITY EIPICO 3 _0187 | CLI.CON-000001 |  |  | Approved
BIOLOGICALS AND BIOSIMILARS MANUFACTURING FACILITY EIPICO 3 _0187 | CLI.CON-000001 | 2 - B02 (Warehouse, Packaging and QC Building)-262416-19 | Reference:EDB-LABS | Approved
BIOLOGICALS AND BIOSIMILARS MANUFACTURING FACILITY EIPICO 3 _0187 | CLI.CON-000001 |  |  | Approved
BIOLOGICALS AND BIOSIMILARS MANUFACTURING FACILITY EIPICO 3 _0187 | CLI.CON-000001 | 2 - B01(ADMIN BUILDING)-284600-8 | Weather Proof Control modules. | Approved
BIOLOGICALS AND BIOSIMILARS MANUFACTURING FACILITY EIPICO 3 _0187 | CLI.CON-000001 |  |  | Approved
BIOLOGICALS AND BIOSIMILARS MANUFACTURING FACILITY EIPICO 3 _0187 | CLI.CON-000001 | 2 - B04(Boiler, Chiller, Power Station)-260533-4 | Sockets outlet by 3X4mm2 CU/PVC wires. Average Outlet length is 20m. | Approved
BIOLOGICALS AND BIOSIMILARS MANUFACTURING FACILITY EIPICO 3 _0187 | CLI.CON-000001 |  |  | Approved
BIOLOGICALS AND BIOSIMILARS MANUFACTURING FACILITY EIPICO 3 _0187 | CLI.CON-000001 | 2 - Fence-262416-1 | Reference:EDB-LS | Approved
BIOLOGICALS AND BIOSIMILARS MANUFACTURING FACILITY EIPICO 3 _0187 | CLI.CON-000001 |  |  | Approved
BIOLOGICALS AND BIOSIMILARS MANUFACTURING FACILITY EIPICO 3 _0187 | CLI.CON-000001 | 2 - B01(ADMIN BUILDING)-284600-16 | Voice Evacuation panel complete with Amplifier, Recordable message device and all nessecery devices to complete and to interface with other system. | Approved
BIOLOGICALS AND BIOSIMILARS MANUFACTURING FACILITY EIPICO 3 _0187 | CLI.CON-000001 |  |  | Approved
BIOLOGICALS AND BIOSIMILARS MANUFACTURING FACILITY EIPICO 3 _0187 | CLI.CON-000001 | 2 - B04(Boiler, Chiller, Power Station)-263600-2 | ATS-02,1250 A,4 pole, (UL-1008) Standard | Approved
BIOLOGICALS AND BIOSIMILARS MANUFACTURING FACILITY EIPICO 3 _0187 | CLI.CON-000001 |  |  | Approved
BIOLOGICALS AND BIOSIMILARS MANUFACTURING FACILITY EIPICO 3 _0187 | CLI.CON-000001 | 2 - B02 (Warehouse, Packaging and QC Building)-262416-1 | Reference:SMDB-BL02 | Approved
BIOLOGICALS AND BIOSIMILARS MANUFACTURING FACILITY EIPICO 3 _0187 | CLI.CON-000001 | 2 - B02 (Warehouse, Packaging and QC Building)-274116-5 | LED screen 85 ". | Approved
BIOLOGICALS AND BIOSIMILARS MANUFACTURING FACILITY EIPICO 3 _0187 | CLI.CON-000001 |  |  | Approved
BIOLOGICALS AND BIOSIMILARS MANUFACTURING FACILITY EIPICO 3 _0187 | CLI.CON-000001 | 2 - B02 (Warehouse, Packaging and QC Building)-262816-21 | 20A, 220V, Double pole switch for Door Shutter. | Approved
BIOLOGICALS AND BIOSIMILARS MANUFACTURING FACILITY EIPICO 3 _0187 | CLI.CON-000001 |  |  | Approved
BIOLOGICALS AND BIOSIMILARS MANUFACTURING FACILITY EIPICO 3 _0187 | CLI.CON-000001 | 2 - B06(Solvent & Hazardous)-284600-6 | Fire alarm outlet. | Approved
BIOLOGICALS AND BIOSIMILARS MANUFACTURING FACILITY EIPICO 3 _0187 | CLI.CON-000001 |  |  | Approved
BIOLOGICALS AND BIOSIMILARS MANUFACTURING FACILITY EIPICO 3 _0187 | CLI.CON-000001 | 2 - B03(Transformer Building)-281500-3 | Push button (request to exit). | Approved
BIOLOGICALS AND BIOSIMILARS MANUFACTURING FACILITY EIPICO 3 _0187 | CLI.CON-000001 |  |  | Approved
BIOLOGICALS AND BIOSIMILARS MANUFACTURING FACILITY EIPICO 3 _0187 | CLI.CON-000001 | 2 - B04(Boiler, Chiller, Power Station)-262726-9 | 16A, 220V,(2P+E) Wall mounted industrial socket with plug. | Approved
BIOLOGICALS AND BIOSIMILARS MANUFACTURING FACILITY EIPICO 3 _0187 | CLI.CON-000001 |  |  | Approved
BIOLOGICALS AND BIOSIMILARS MANUFACTURING FACILITY EIPICO 3 _0187 | CLI.CON-000001 | 2 - B01(ADMIN BUILDING)-262726-6 | 20A, 220V,(2P+E) Wall mounted Power socket outlet. | Approved
BIOLOGICALS AND BIOSIMILARS MANUFACTURING FACILITY EIPICO 3 _0187 | CLI.CON-000001 |  |  | Approved
BIOLOGICALS AND BIOSIMILARS MANUFACTURING FACILITY EIPICO 3 _0187 | CLI.CON-000001 | 2 - B02 (Warehouse, Packaging and QC Building)-262416-21 | Reference:LCP-03 | Approved
BIOLOGICALS AND BIOSIMILARS MANUFACTURING FACILITY EIPICO 3 _0187 | CLI.CON-000001 |  |  | Approved
BIOLOGICALS AND BIOSIMILARS MANUFACTURING FACILITY EIPICO 3 _0187 | CLI.CON-000001 | 2 - B06(Solvent & Hazardous)-284600-3 | Weather proof, Fire alarm Siren with strobe light. | Approved
BIOLOGICALS AND BIOSIMILARS MANUFACTURING FACILITY EIPICO 3 _0187 | CLI.CON-000001 |  |  | Approved
BIOLOGICALS AND BIOSIMILARS MANUFACTURING FACILITY EIPICO 3 _0187 | CLI.CON-000001 | 2 - B01(ADMIN BUILDING)-142100-1 | Rated capacity(kg) : 450 Number of persons : 6 Rated speed (m/sec) : 1 No of stop: 3 | Approved
BIOLOGICALS AND BIOSIMILARS MANUFACTURING FACILITY EIPICO 3 _0187 | CLI.CON-000001 |  |  | Approved
BIOLOGICALS AND BIOSIMILARS MANUFACTURING FACILITY EIPICO 3 _0187 | CLI.CON-000001 | 2 - B02 (Warehouse, Packaging and QC Building)-262816-18 | 20A, 220V, Double pole switch for Coldroom. | Approved
BIOLOGICALS AND BIOSIMILARS MANUFACTURING FACILITY EIPICO 3 _0187 | CLI.CON-000001 |  |  | Approved
BIOLOGICALS AND BIOSIMILARS MANUFACTURING FACILITY EIPICO 3 _0187 | CLI.CON-000001 | 2 - B02 (Warehouse, Packaging and QC Building)-262816-22 | Weather Proof 32A, 380V, 3P Disconnecting switch. | Approved
BIOLOGICALS AND BIOSIMILARS MANUFACTURING FACILITY EIPICO 3 _0187 | CLI.CON-000001 |  |  | Approved
BIOLOGICALS AND BIOSIMILARS MANUFACTURING FACILITY EIPICO 3 _0187 | CLI.CON-000001 | 2 - B01(ADMIN BUILDING)-260519-13 | 1C,10 mm2. (CU/PVC). | Approved
BIOLOGICALS AND BIOSIMILARS MANUFACTURING FACILITY EIPICO 3 _0187 | CLI.CON-000001 |  |  | Approved
BIOLOGICALS AND BIOSIMILARS MANUFACTURING FACILITY EIPICO 3 _0187 | CLI.CON-000001 | 2 - B01(ADMIN BUILDING)-271323-10 | UTP patch panel CAT6, 48 port including cable organizer and patch cord. | Approved
BIOLOGICALS AND BIOSIMILARS MANUFACTURING FACILITY EIPICO 3 _0187 | CLI.CON-000001 |  |  | Approved
BIOLOGICALS AND BIOSIMILARS MANUFACTURING FACILITY EIPICO 3 _0187 | CLI.CON-000001 | 2 - Building(Waste water treatment)-262816-2 | Weatherproof, 25A, 380V, 3P Disconnecting switch for Hot Water ciculating Pumps. | Approved
BIOLOGICALS AND BIOSIMILARS MANUFACTURING FACILITY EIPICO 3 _0187 | CLI.CON-000001 |  |  | Approved
BIOLOGICALS AND BIOSIMILARS MANUFACTURING FACILITY EIPICO 3 _0187 | CLI.CON-000001 | 2 - Landscape and Infra-260543-2 | 2x�50 mm UPVC conduit. | Approved
BIOLOGICALS AND BIOSIMILARS MANUFACTURING FACILITY EIPICO 3 _0187 | CLI.CON-000001 |  |  | Approved
BIOLOGICALS AND BIOSIMILARS MANUFACTURING FACILITY EIPICO 3 _0187 | CLI.CON-000001 | 2 - B05(Worker Building , Domestic and fire tank)-260533-3 | One way, two gang switch outlet by 3X3mm2 CU/PVC wires. Average Outlet length is 4m. | Approved
BIOLOGICALS AND BIOSIMILARS MANUFACTURING FACILITY EIPICO 3 _0187 | CLI.CON-000001 |  |  | Approved
BIOLOGICALS AND BIOSIMILARS MANUFACTURING FACILITY EIPICO 3 _0187 | CLI.CON-000001 | 2 - B04(Boiler, Chiller, Power Station)-284600-10 | Control modules. | Approved
BIOLOGICALS AND BIOSIMILARS MANUFACTURING FACILITY EIPICO 3 _0187 | CLI.CON-000001 |  |  | Approved
BIOLOGICALS AND BIOSIMILARS MANUFACTURING FACILITY EIPICO 3 _0187 | CLI.CON-000001 | 2 - B01(ADMIN BUILDING)-284600-3 | PC workstation with operating system software and FAS software for graphical visual display. | Approved
BIOLOGICALS AND BIOSIMILARS MANUFACTURING FACILITY EIPICO 3 _0187 | CLI.CON-000001 |  |  | Approved
BIOLOGICALS AND BIOSIMILARS MANUFACTURING FACILITY EIPICO 3 _0187 | CLI.CON-000001 | 2 - B04(Boiler, Chiller, Power Station)-262726-6 | Weatherproof, 16A, 220V,(2P+E) Wall mounted general purpose single socket for LCP (BMS). | Approved
BIOLOGICALS AND BIOSIMILARS MANUFACTURING FACILITY EIPICO 3 _0187 | CLI.CON-000001 |  |  | Approved
BIOLOGICALS AND BIOSIMILARS MANUFACTURING FACILITY EIPICO 3 _0187 | CLI.CON-000001 | 2 - B04(Boiler, Chiller, Power Station)-272000-2 | POE, Ethernet Edge switch ,24 port. | Approved
BIOLOGICALS AND BIOSIMILARS MANUFACTURING FACILITY EIPICO 3 _0187 | CLI.CON-000001 |  |  | Approved
BIOLOGICALS AND BIOSIMILARS MANUFACTURING FACILITY EIPICO 3 _0187 | CLI.CON-000001 | 2 - B04(Boiler, Chiller, Power Station)-260533-6 | Double pole switch outlets by (3CX4)CU/XLPE/PVC+(1CX4)mm2 CU/PVC. Average Outlet length is 30m. | Approved
BIOLOGICALS AND BIOSIMILARS MANUFACTURING FACILITY EIPICO 3 _0187 | CLI.CON-000001 |  |  | Approved
BIOLOGICALS AND BIOSIMILARS MANUFACTURING FACILITY EIPICO 3 _0187 | CLI.CON-000001 |  |  | Approved
BIOLOGICALS AND BIOSIMILARS MANUFACTURING FACILITY EIPICO 3 _0187 | CLI.CON-000001 | 2 - B01(ADMIN BUILDING)-262816-7 | 20A, 220V, Double pole switch for Exhaust Fan. | Approved
BIOLOGICALS AND BIOSIMILARS MANUFACTURING FACILITY EIPICO 3 _0187 | CLI.CON-000001 |  |  | Approved
BIOLOGICALS AND BIOSIMILARS MANUFACTURING FACILITY EIPICO 3 _0187 | CLI.CON-000001 | 2 - B02 (Warehouse, Packaging and QC Building)-260519-13 | 3CX6 mm2 (CU/XLPE/PVC) for mechanical equipment feeding from MCC panel. | Approved
BIOLOGICALS AND BIOSIMILARS MANUFACTURING FACILITY EIPICO 3 _0187 | CLI.CON-000001 |  |  | Approved
BIOLOGICALS AND BIOSIMILARS MANUFACTURING FACILITY EIPICO 3 _0187 | CLI.CON-000001 | 2 - B01(ADMIN BUILDING)-282000-6 | System operator console for Video Surveillance System and Access Control System. | Approved
BIOLOGICALS AND BIOSIMILARS MANUFACTURING FACILITY EIPICO 3 _0187 | CLI.CON-000001 |  |  | Approved
BIOLOGICALS AND BIOSIMILARS MANUFACTURING FACILITY EIPICO 3 _0187 | CLI.CON-000001 | 2 - B01(ADMIN BUILDING)-262726-1 | 10A, 250V, One way, one gang switch. | Approved
BIOLOGICALS AND BIOSIMILARS MANUFACTURING FACILITY EIPICO 3 _0187 | CLI.CON-000001 |  |  | Approved
BIOLOGICALS AND BIOSIMILARS MANUFACTURING FACILITY EIPICO 3 _0187 | CLI.CON-000001 | 2 - B07(Guard Room)-262726-4 | Weatherproof, 16A, 220V,(2P+E) Wall mounted general purpose single socket. | Approved
BIOLOGICALS AND BIOSIMILARS MANUFACTURING FACILITY EIPICO 3 _0187 | CLI.CON-000001 |  |  | Approved
BIOLOGICALS AND BIOSIMILARS MANUFACTURING FACILITY EIPICO 3 _0187 | CLI.CON-000001 | 2 - B01(ADMIN BUILDING)-271323-8 | (RJ-45) single data socket outlet. | Approved
BIOLOGICALS AND BIOSIMILARS MANUFACTURING FACILITY EIPICO 3 _0187 | CLI.CON-000001 |  |  | Approved
BIOLOGICALS AND BIOSIMILARS MANUFACTURING FACILITY EIPICO 3 _0187 | CLI.CON-000001 | 2 - B01(ADMIN BUILDING)-271323-1 | Data cabinet , 42 U | Approved
BIOLOGICALS AND BIOSIMILARS MANUFACTURING FACILITY EIPICO 3 _0187 | CLI.CON-000001 |  |  | Approved
BIOLOGICALS AND BIOSIMILARS MANUFACTURING FACILITY EIPICO 3 _0187 | CLI.CON-000001 | 2 - B01(ADMIN BUILDING)-275116-2 | Remote Desk top paging MIC with zone selector switch. | Approved
BIOLOGICALS AND BIOSIMILARS MANUFACTURING FACILITY EIPICO 3 _0187 | CLI.CON-000001 |  |  | Approved
BIOLOGICALS AND BIOSIMILARS MANUFACTURING FACILITY EIPICO 3 _0187 | CLI.CON-000001 | 2 - B02 (Warehouse, Packaging and QC Building)-260526-1 | Earthing for Power system to achieve resistance ? 5 ohm or as per electricity company requirement. | Approved
BIOLOGICALS AND BIOSIMILARS MANUFACTURING FACILITY EIPICO 3 _0187 | CLI.CON-000001 |  |  | Approved
BIOLOGICALS AND BIOSIMILARS MANUFACTURING FACILITY EIPICO 3 _0187 | CLI.CON-000001 | 2 - B02 (Warehouse, Packaging and QC Building)-262416-8 | Reference:DB-02-W | Approved
BIOLOGICALS AND BIOSIMILARS MANUFACTURING FACILITY EIPICO 3 _0187 | CLI.CON-000001 |  |  | Approved
BIOLOGICALS AND BIOSIMILARS MANUFACTURING FACILITY EIPICO 3 _0187 | CLI.CON-000001 | 2 - B02 (Warehouse, Packaging and QC Building)-260533-12 | Disconnet switch outlets by ((4X4)+4)mm2 CU/PVC wires. Average outlet length is 17m. | Approved
BIOLOGICALS AND BIOSIMILARS MANUFACTURING FACILITY EIPICO 3 _0187 | CLI.CON-000001 |  |  | Approved
BIOLOGICALS AND BIOSIMILARS MANUFACTURING FACILITY EIPICO 3 _0187 | CLI.CON-000001 | 2 - B01(ADMIN BUILDING)-282000-9 | control keyboard Note: The contractor shall coordinate with operator/ client for all materials to be compatible with the material inside modular type building. | Approved
BIOLOGICALS AND BIOSIMILARS MANUFACTURING FACILITY EIPICO 3 _0187 | CLI.CON-000001 |  |  | Approved
BIOLOGICALS AND BIOSIMILARS MANUFACTURING FACILITY EIPICO 3 _0187 | CLI.CON-000001 | 2 - B05(Worker Building , Domestic and fire tank)-271323-2 | IP camera outlet. | Approved
BIOLOGICALS AND BIOSIMILARS MANUFACTURING FACILITY EIPICO 3 _0187 | CLI.CON-000001 |  |  | Approved
BIOLOGICALS AND BIOSIMILARS MANUFACTURING FACILITY EIPICO 3 _0187 | CLI.CON-000001 | 2 - B02 (Warehouse, Packaging and QC Building)-260519-15 | (3CX120+70) mm2 (CU/MICA/XLPE/LSZH). | Approved
BIOLOGICALS AND BIOSIMILARS MANUFACTURING FACILITY EIPICO 3 _0187 | CLI.CON-000001 |  |  | Approved
BIOLOGICALS AND BIOSIMILARS MANUFACTURING FACILITY EIPICO 3 _0187 | CLI.CON-000001 | 2 - B02 (Warehouse, Packaging and QC Building)-262416-18 | Reference:EDB-03-W | Approved
BIOLOGICALS AND BIOSIMILARS MANUFACTURING FACILITY EIPICO 3 _0187 | CLI.CON-000001 |  |  | Approved
BIOLOGICALS AND BIOSIMILARS MANUFACTURING FACILITY EIPICO 3 _0187 | CLI.CON-000001 | 2 - B07'(Guard Room)-262726-3 | 16A, 220V,(2P+E) Wall mounted general purpose single socket. | Approved
BIOLOGICALS AND BIOSIMILARS MANUFACTURING FACILITY EIPICO 3 _0187 | CLI.CON-000001 |  |  | Approved
BIOLOGICALS AND BIOSIMILARS MANUFACTURING FACILITY EIPICO 3 _0187 | CLI.CON-000001 | 2 - B02 (Warehouse, Packaging and QC Building)-260519-10 | 3CX16 mm2 (CU/XLPE/PVC) for mechanical equipment feeding from MCC panel. | Approved
BIOLOGICALS AND BIOSIMILARS MANUFACTURING FACILITY EIPICO 3 _0187 | CLI.CON-000001 |  |  | Approved
BIOLOGICALS AND BIOSIMILARS MANUFACTURING FACILITY EIPICO 3 _0187 | CLI.CON-000001 | 2 - B02 (Warehouse, Packaging and QC Building)-262419-9 | Reference:EMCC/BL02/03 | Approved
BIOLOGICALS AND BIOSIMILARS MANUFACTURING FACILITY EIPICO 3 _0187 | CLI.CON-000001 |  |  | Approved
BIOLOGICALS AND BIOSIMILARS MANUFACTURING FACILITY EIPICO 3 _0187 | CLI.CON-000001 | 2 - B02 (Warehouse, Packaging and QC Building)-262726-5 | 10A, 250V, Two way, Two gang switch. | Approved
BIOLOGICALS AND BIOSIMILARS MANUFACTURING FACILITY EIPICO 3 _0187 | CLI.CON-000001 |  |  | Approved
BIOLOGICALS AND BIOSIMILARS MANUFACTURING FACILITY EIPICO 3 _0187 | CLI.CON-000001 | 2 - B03(Transformer Building)-262726-1 | 10A, 250V, One way, one gang switch. | Approved
BIOLOGICALS AND BIOSIMILARS MANUFACTURING FACILITY EIPICO 3 _0187 | CLI.CON-000001 |  |  | Approved
BIOLOGICALS AND BIOSIMILARS MANUFACTURING FACILITY EIPICO 3 _0187 | CLI.CON-000001 | 2 - B07'(Guard Room)-262726-5 | 16A, 220V,(2P+E) Wall mounted general purpose duplex socket. | Approved
BIOLOGICALS AND BIOSIMILARS MANUFACTURING FACILITY EIPICO 3 _0187 | CLI.CON-000001 |  |  | Approved
BIOLOGICALS AND BIOSIMILARS MANUFACTURING FACILITY EIPICO 3 _0187 | CLI.CON-000001 | 2 - B02 (Warehouse, Packaging and QC Building)-260519-7 | 4CX35 mm2 (CU/XLPE/PVC). | Approved
BIOLOGICALS AND BIOSIMILARS MANUFACTURING FACILITY EIPICO 3 _0187 | CLI.CON-000001 |  |  | Approved
BIOLOGICALS AND BIOSIMILARS MANUFACTURING FACILITY EIPICO 3 _0187 | CLI.CON-000001 | 2 - B04(Boiler, Chiller, Power Station)-271323-1 | Fiber optic patch panel,12 port including cable organizer and patch cord. | Approved
BIOLOGICALS AND BIOSIMILARS MANUFACTURING FACILITY EIPICO 3 _0187 | CLI.CON-000001 |  |  | Approved
BIOLOGICALS AND BIOSIMILARS MANUFACTURING FACILITY EIPICO 3 _0187 | CLI.CON-000001 | 2 - B01(ADMIN BUILDING)-265100-4 | Type (F6) | Approved
BIOLOGICALS AND BIOSIMILARS MANUFACTURING FACILITY EIPICO 3 _0187 | CLI.CON-000001 |  |  | Approved
BIOLOGICALS AND BIOSIMILARS MANUFACTURING FACILITY EIPICO 3 _0187 | CLI.CON-000001 | 2 - B04(Boiler, Chiller, Power Station)-260536-4 | Cable tray (100X100)mm (WXH). | Approved
BIOLOGICALS AND BIOSIMILARS MANUFACTURING FACILITY EIPICO 3 _0187 | CLI.CON-000001 |  |  | Approved
BIOLOGICALS AND BIOSIMILARS MANUFACTURING FACILITY EIPICO 3 _0187 | CLI.CON-000001 | 2 - B05(Worker Building , Domestic and fire tank)-262416-1 | Reference:DB-BL05 | Approved
BIOLOGICALS AND BIOSIMILARS MANUFACTURING FACILITY EIPICO 3 _0187 | CLI.CON-000001 |  |  | Approved
BIOLOGICALS AND BIOSIMILARS MANUFACTURING FACILITY EIPICO 3 _0187 | CLI.CON-000001 | 2 - Landscape and Infra-260519-5 | (3CX95+50) mm2 (CU/XLPE/PVC). | Approved
BIOLOGICALS AND BIOSIMILARS MANUFACTURING FACILITY EIPICO 3 _0187 | CLI.CON-000001 |  |  | Approved
BIOLOGICALS AND BIOSIMILARS MANUFACTURING FACILITY EIPICO 3 _0187 | CLI.CON-000001 | 2 - Building(Waste water treatment)-260533-7 | Disconnet switch outlets by 3X4mm2 CU/PVC wires. Average Outlet length is 25m. MCC Equipments: | Approved
BIOLOGICALS AND BIOSIMILARS MANUFACTURING FACILITY EIPICO 3 _0187 | CLI.CON-000001 |  |  | Approved
BIOLOGICALS AND BIOSIMILARS MANUFACTURING FACILITY EIPICO 3 _0187 | CLI.CON-000001 | 2 - B01(ADMIN BUILDING)-262416-9 | Reference:EDB-02 | Approved
BIOLOGICALS AND BIOSIMILARS MANUFACTURING FACILITY EIPICO 3 _0187 | CLI.CON-000001 |  |  | Approved
BIOLOGICALS AND BIOSIMILARS MANUFACTURING FACILITY EIPICO 3 _0187 | CLI.CON-000001 | 2 - B02 (Warehouse, Packaging and QC Building)-281500-1 | Time Attendance Device. | Approved
BIOLOGICALS AND BIOSIMILARS MANUFACTURING FACILITY EIPICO 3 _0187 | CLI.CON-000001 |  |  | Approved
BIOLOGICALS AND BIOSIMILARS MANUFACTURING FACILITY EIPICO 3 _0187 | CLI.CON-000001 | 2 - B01(ADMIN BUILDING)-260533-9 | Electric outlet ceiling mounted by 3X4mm2 CU/PVC wires. Average Outlet length is 30m. | Approved
BIOLOGICALS AND BIOSIMILARS MANUFACTURING FACILITY EIPICO 3 _0187 | CLI.CON-000001 |  |  | Approved
BIOLOGICALS AND BIOSIMILARS MANUFACTURING FACILITY EIPICO 3 _0187 | CLI.CON-000001 | 2 - B01(ADMIN BUILDING)-260533-10 | Floor box outlet by 3X4mm2 CU/PVC wires. Average Outlet length is 18m. | Approved
BIOLOGICALS AND BIOSIMILARS MANUFACTURING FACILITY EIPICO 3 _0187 | CLI.CON-000001 |  |  | Approved
BIOLOGICALS AND BIOSIMILARS MANUFACTURING FACILITY EIPICO 3 _0187 | CLI.CON-000001 | 2 - B02 (Warehouse, Packaging and QC Building)-260536-6 | Cable tray (200X100)mm (WXH). | Approved
BIOLOGICALS AND BIOSIMILARS MANUFACTURING FACILITY EIPICO 3 _0187 | CLI.CON-000001 |  |  | Approved
BIOLOGICALS AND BIOSIMILARS MANUFACTURING FACILITY EIPICO 3 _0187 | CLI.CON-000001 | 2 - B04(Boiler, Chiller, Power Station)-281500-4 | Push button (request to exit). | Approved
BIOLOGICALS AND BIOSIMILARS MANUFACTURING FACILITY EIPICO 3 _0187 | CLI.CON-000001 |  |  | Approved
BIOLOGICALS AND BIOSIMILARS MANUFACTURING FACILITY EIPICO 3 _0187 | CLI.CON-000001 | 2 - B06(Solvent & Hazardous)-265100-1 | Type (F8) | Approved
BIOLOGICALS AND BIOSIMILARS MANUFACTURING FACILITY EIPICO 3 _0187 | CLI.CON-000001 |  |  | Approved
BIOLOGICALS AND BIOSIMILARS MANUFACTURING FACILITY EIPICO 3 _0187 | CLI.CON-000001 | 2 - B01(ADMIN BUILDING)-260533-3 | One way, one gang switch outlet by 3X3mm2 CU/PVC wires. Average Outlet length is 5m. | Approved
BIOLOGICALS AND BIOSIMILARS MANUFACTURING FACILITY EIPICO 3 _0187 | CLI.CON-000001 |  |  | Approved
BIOLOGICALS AND BIOSIMILARS MANUFACTURING FACILITY EIPICO 3 _0187 | CLI.CON-000001 | 2 - B01(ADMIN BUILDING)-262816-11 | 20A, 220V, Double pole switch for IT Rack. | Approved
BIOLOGICALS AND BIOSIMILARS MANUFACTURING FACILITY EIPICO 3 _0187 | CLI.CON-000001 |  |  | Approved
BIOLOGICALS AND BIOSIMILARS MANUFACTURING FACILITY EIPICO 3 _0187 | CLI.CON-000001 | 2 - B01(ADMIN BUILDING)-272000-2 | Ethernet Edge switch ,48 port. | Approved
BIOLOGICALS AND BIOSIMILARS MANUFACTURING FACILITY EIPICO 3 _0187 | CLI.CON-000001 |  |  | Approved
BIOLOGICALS AND BIOSIMILARS MANUFACTURING FACILITY EIPICO 3 _0187 | CLI.CON-000001 | 2 - B07'(Guard Room)-271323-3 | IP camera outlet. Average Outlet length is 85m. | Approved
BIOLOGICALS AND BIOSIMILARS MANUFACTURING FACILITY EIPICO 3 _0187 | CLI.CON-000001 |  |  | Approved
BIOLOGICALS AND BIOSIMILARS MANUFACTURING FACILITY EIPICO 3 _0187 | CLI.CON-000001 | 2 - B02 (Warehouse, Packaging and QC Building)-265100-6 | Type (F7) | Approved
BIOLOGICALS AND BIOSIMILARS MANUFACTURING FACILITY EIPICO 3 _0187 | CLI.CON-000001 |  |  | Approved
BIOLOGICALS AND BIOSIMILARS MANUFACTURING FACILITY EIPICO 3 _0187 | CLI.CON-000001 | 2 - B02 (Warehouse, Packaging and QC Building)-260519-19 | 4CX25 mm2 (CU/MICA/XLPE/LSZH). | Approved
BIOLOGICALS AND BIOSIMILARS MANUFACTURING FACILITY EIPICO 3 _0187 | CLI.CON-000001 |  |  | Approved
BIOLOGICALS AND BIOSIMILARS MANUFACTURING FACILITY EIPICO 3 _0187 | CLI.CON-000001 | 2 - B04(Boiler, Chiller, Power Station)-260536-3 | Cable tray (400X100)mm (WXH). | Approved
BIOLOGICALS AND BIOSIMILARS MANUFACTURING FACILITY EIPICO 3 _0187 | CLI.CON-000001 |  |  | Approved
BIOLOGICALS AND BIOSIMILARS MANUFACTURING FACILITY EIPICO 3 _0187 | CLI.CON-000001 | 2 - B06(Solvent & Hazardous)-281500-2 | Proximity Card reader. | Approved
BIOLOGICALS AND BIOSIMILARS MANUFACTURING FACILITY EIPICO 3 _0187 | CLI.CON-000001 |  |  | Approved
BIOLOGICALS AND BIOSIMILARS MANUFACTURING FACILITY EIPICO 3 _0187 | CLI.CON-000001 | 2 - B02 (Warehouse, Packaging and QC Building)-260536-3 | Wire Mesh (300X100)mm (WXH). | Approved
BIOLOGICALS AND BIOSIMILARS MANUFACTURING FACILITY EIPICO 3 _0187 | CLI.CON-000001 |  |  | Approved
BIOLOGICALS AND BIOSIMILARS MANUFACTURING FACILITY EIPICO 3 _0187 | CLI.CON-000001 | 2 - B04(Boiler, Chiller, Power Station)-260533-3 | Two way, one gang switch outlet by 3X3mm2 CU/PVC wires. Average Outlet length is 5m. | Approved
BIOLOGICALS AND BIOSIMILARS MANUFACTURING FACILITY EIPICO 3 _0187 | CLI.CON-000001 |  |  | Approved
BIOLOGICALS AND BIOSIMILARS MANUFACTURING FACILITY EIPICO 3 _0187 | CLI.CON-000001 | 2 - B02 (Warehouse, Packaging and QC Building)-262816-14 | 20A, 380V, 3P Disconnecting switch for stage A,B,C,D,E,F,G,M. | Approved
BIOLOGICALS AND BIOSIMILARS MANUFACTURING FACILITY EIPICO 3 _0187 | CLI.CON-000001 |  |  | Approved
BIOLOGICALS AND BIOSIMILARS MANUFACTURING FACILITY EIPICO 3 _0187 | CLI.CON-000001 | 2 - B02 (Warehouse, Packaging and QC Building)-265100-8 | Type (F9) | Approved
BIOLOGICALS AND BIOSIMILARS MANUFACTURING FACILITY EIPICO 3 _0187 | CLI.CON-000001 |  |  | Approved
BIOLOGICALS AND BIOSIMILARS MANUFACTURING FACILITY EIPICO 3 _0187 | CLI.CON-000001 | 2 - B01(ADMIN BUILDING)-263353-1 | Reference:Rack mounted UPS; 5 KVA,15 min, 1ph I/O, 220volt . | Approved
BIOLOGICALS AND BIOSIMILARS MANUFACTURING FACILITY EIPICO 3 _0187 | CLI.CON-000001 |  |  | Approved
BIOLOGICALS AND BIOSIMILARS MANUFACTURING FACILITY EIPICO 3 _0187 | CLI.CON-000001 | 2 - B04(Boiler, Chiller, Power Station)-284600-5 | Fire alarm siren with strobe light | Approved
BIOLOGICALS AND BIOSIMILARS MANUFACTURING FACILITY EIPICO 3 _0187 | CLI.CON-000001 |  |  | Approved
BIOLOGICALS AND BIOSIMILARS MANUFACTURING FACILITY EIPICO 3 _0187 | CLI.CON-000001 | 2 - B01(ADMIN BUILDING)-260533-11 | Photo cell outlet | Approved
BIOLOGICALS AND BIOSIMILARS MANUFACTURING FACILITY EIPICO 3 _0187 | CLI.CON-000001 |  |  | Approved
BIOLOGICALS AND BIOSIMILARS MANUFACTURING FACILITY EIPICO 3 _0187 | CLI.CON-000001 | 2 - B02 (Warehouse, Packaging and QC Building)-260519-28 | 1C, 35 mm2 (CU/PVC). | Approved
BIOLOGICALS AND BIOSIMILARS MANUFACTURING FACILITY EIPICO 3 _0187 | CLI.CON-000001 |  |  | Approved
BIOLOGICALS AND BIOSIMILARS MANUFACTURING FACILITY EIPICO 3 _0187 | CLI.CON-000001 | 2 - B01(ADMIN BUILDING)-260533-8 | Electric outlet wall mounted by 3X4mm2 CU/PVC wires. Average Outlet length is 15m. | Approved
BIOLOGICALS AND BIOSIMILARS MANUFACTURING FACILITY EIPICO 3 _0187 | CLI.CON-000001 |  |  | Approved
BIOLOGICALS AND BIOSIMILARS MANUFACTURING FACILITY EIPICO 3 _0187 | CLI.CON-000001 | 2 - B04(Boiler, Chiller, Power Station)-260519-1 | (3Cx240+120) mm2. (CU/XLPE/PVC). | Approved
BIOLOGICALS AND BIOSIMILARS MANUFACTURING FACILITY EIPICO 3 _0187 | CLI.CON-000001 |  |  | Approved
BIOLOGICALS AND BIOSIMILARS MANUFACTURING FACILITY EIPICO 3 _0187 | CLI.CON-000001 | 2 - B01(ADMIN BUILDING)-260519-3 | 4C,10 mm2. (CU/XLPE/PVC). | Approved
BIOLOGICALS AND BIOSIMILARS MANUFACTURING FACILITY EIPICO 3 _0187 | CLI.CON-000001 |  |  | Approved
BIOLOGICALS AND BIOSIMILARS MANUFACTURING FACILITY EIPICO 3 _0187 | CLI.CON-000001 | 2 - B02 (Warehouse, Packaging and QC Building)-281500-8 | Outlet form devices outlet around the door to door controller. Average outlet length is 5m. | Approved
BIOLOGICALS AND BIOSIMILARS MANUFACTURING FACILITY EIPICO 3 _0187 | CLI.CON-000001 |  |  | Approved
BIOLOGICALS AND BIOSIMILARS MANUFACTURING FACILITY EIPICO 3 _0187 | CLI.CON-000001 | 2 - B04(Boiler, Chiller, Power Station)-262416-1 | Reference: MDB-TR01 Including capacitor bank 800 KVAR. | Approved
BIOLOGICALS AND BIOSIMILARS MANUFACTURING FACILITY EIPICO 3 _0187 | CLI.CON-000001 |  |  | Approved
BIOLOGICALS AND BIOSIMILARS MANUFACTURING FACILITY EIPICO 3 _0187 | CLI.CON-000001 | 2 - B07'(Guard Room)-271323-2 | (RJ-45) single telephone outlet. Average Outlet length is 83m. | Approved
BIOLOGICALS AND BIOSIMILARS MANUFACTURING FACILITY EIPICO 3 _0187 | CLI.CON-000001 |  |  | Approved
BIOLOGICALS AND BIOSIMILARS MANUFACTURING FACILITY EIPICO 3 _0187 | CLI.CON-000001 | 2 - B02 (Warehouse, Packaging and QC Building)-262726-12 | 16A, 220V,(2P+E) Wall mounted Clean Anti-bacterial duplex socket. | Approved
BIOLOGICALS AND BIOSIMILARS MANUFACTURING FACILITY EIPICO 3 _0187 | CLI.CON-000001 |  |  | Approved
BIOLOGICALS AND BIOSIMILARS MANUFACTURING FACILITY EIPICO 3 _0187 | CLI.CON-000001 | 2 - B02 (Warehouse, Packaging and QC Building)-284600-15 | Voice Evacuation panel complete with Amplifier, Recordable message device and all nessecery devices to complete and to interface with other system. | Approved
BIOLOGICALS AND BIOSIMILARS MANUFACTURING FACILITY EIPICO 3 _0187 | CLI.CON-000001 |  |  | Approved
BIOLOGICALS AND BIOSIMILARS MANUFACTURING FACILITY EIPICO 3 _0187 | CLI.CON-000001 | 2 - B01(ADMIN BUILDING)-281500-11 | Proximity Cards. | Approved
BIOLOGICALS AND BIOSIMILARS MANUFACTURING FACILITY EIPICO 3 _0187 | CLI.CON-000001 |  |  | Approved
BIOLOGICALS AND BIOSIMILARS MANUFACTURING FACILITY EIPICO 3 _0187 | CLI.CON-000001 | 2 - B01(ADMIN BUILDING)-272000-1 | Core switch. | Approved
BIOLOGICALS AND BIOSIMILARS MANUFACTURING FACILITY EIPICO 3 _0187 | CLI.CON-000001 |  |  | Approved
BIOLOGICALS AND BIOSIMILARS MANUFACTURING FACILITY EIPICO 3 _0187 | CLI.CON-000001 | 2 - B07'(Guard Room)-260533-2 | One way, two gang switch outlet by 3X3mm2 CU/PVC wires. Average Outlet length is 4m. | Approved
BIOLOGICALS AND BIOSIMILARS MANUFACTURING FACILITY EIPICO 3 _0187 | CLI.CON-000001 |  |  | Approved
BIOLOGICALS AND BIOSIMILARS MANUFACTURING FACILITY EIPICO 3 _0187 | CLI.CON-000001 | 2 - B04(Boiler, Chiller, Power Station)-281500-7 | Outlet from door controller to access control panel | Approved
BIOLOGICALS AND BIOSIMILARS MANUFACTURING FACILITY EIPICO 3 _0187 | CLI.CON-000001 |  |  | Approved
BIOLOGICALS AND BIOSIMILARS MANUFACTURING FACILITY EIPICO 3 _0187 | CLI.CON-000001 | 2 - B01(ADMIN BUILDING)-260519-14 | 1C,6 mm2. (CU/PVC). | Approved
BIOLOGICALS AND BIOSIMILARS MANUFACTURING FACILITY EIPICO 3 _0187 | CLI.CON-000001 |  |  | Approved
BIOLOGICALS AND BIOSIMILARS MANUFACTURING FACILITY EIPICO 3 _0187 | CLI.CON-000001 | 2 - Landscape and Infra-260519-4 | 4CX120 mm2 (CU/XLPE/PVC). | Approved
BIOLOGICALS AND BIOSIMILARS MANUFACTURING FACILITY EIPICO 3 _0187 | CLI.CON-000001 |  |  | Approved
BIOLOGICALS AND BIOSIMILARS MANUFACTURING FACILITY EIPICO 3 _0187 | CLI.CON-000001 | 2 - B05(Worker Building , Domestic and fire tank)-262816-1 | Weatherproof, 630A, 380V, 4P Disconnecting switch for Fire Pump. | Approved
BIOLOGICALS AND BIOSIMILARS MANUFACTURING FACILITY EIPICO 3 _0187 | CLI.CON-000001 |  |  | Approved
BIOLOGICALS AND BIOSIMILARS MANUFACTURING FACILITY EIPICO 3 _0187 | CLI.CON-000001 | 2 - B01(ADMIN BUILDING)-284600-2 | Annunciator unit | Approved
BIOLOGICALS AND BIOSIMILARS MANUFACTURING FACILITY EIPICO 3 _0187 | CLI.CON-000001 |  |  | Approved
BIOLOGICALS AND BIOSIMILARS MANUFACTURING FACILITY EIPICO 3 _0187 | CLI.CON-000001 | 2 - B01(ADMIN BUILDING)-265100-3 | Type (F5) | Approved
BIOLOGICALS AND BIOSIMILARS MANUFACTURING FACILITY EIPICO 3 _0187 | CLI.CON-000001 |  |  | Approved
BIOLOGICALS AND BIOSIMILARS MANUFACTURING FACILITY EIPICO 3 _0187 | CLI.CON-000001 | 2 - B01(ADMIN BUILDING)-273000-2 | IP Telephone set Internal and external lines for IP PABX shall be coordinated with client . | Approved
BIOLOGICALS AND BIOSIMILARS MANUFACTURING FACILITY EIPICO 3 _0187 | CLI.CON-000001 |  |  | Approved
BIOLOGICALS AND BIOSIMILARS MANUFACTURING FACILITY EIPICO 3 _0187 | CLI.CON-000001 | 2 - B01(ADMIN BUILDING)-274116-8 | Conference Camera. | Approved
BIOLOGICALS AND BIOSIMILARS MANUFACTURING FACILITY EIPICO 3 _0187 | CLI.CON-000001 |  |  | Approved
BIOLOGICALS AND BIOSIMILARS MANUFACTURING FACILITY EIPICO 3 _0187 | CLI.CON-000001 | 2 - B07'(Guard Room)-260533-5 | Double pole switch outlet by 3X4mm2 CU/PVC wires. Average Outlet length is 10 m. | Approved
BIOLOGICALS AND BIOSIMILARS MANUFACTURING FACILITY EIPICO 3 _0187 | CLI.CON-000001 |  |  | Approved
BIOLOGICALS AND BIOSIMILARS MANUFACTURING FACILITY EIPICO 3 _0187 | CLI.CON-000001 | 2 - B03(Transformer Building)-260526-1 | Earthing for Power system to achieve resistance ? 5 ohm or as per utility company requirements. | Approved
BIOLOGICALS AND BIOSIMILARS MANUFACTURING FACILITY EIPICO 3 _0187 | CLI.CON-000001 |  |  | Approved
BIOLOGICALS AND BIOSIMILARS MANUFACTURING FACILITY EIPICO 3 _0187 | CLI.CON-000001 | 2 - B06(Solvent & Hazardous)-262726-3 | Explosion-proof, 16A, 220V,(2P+E) Wall mounted general purpose single socket. | Approved
BIOLOGICALS AND BIOSIMILARS MANUFACTURING FACILITY EIPICO 3 _0187 | CLI.CON-000001 |  |  | Approved
BIOLOGICALS AND BIOSIMILARS MANUFACTURING FACILITY EIPICO 3 _0187 | CLI.CON-000001 | 2 - B07(Guard Room)-284600-1 | Ceiling mounted Addressable Intelligent Photo Electric Smoke detector. | Approved
BIOLOGICALS AND BIOSIMILARS MANUFACTURING FACILITY EIPICO 3 _0187 | CLI.CON-000001 |  |  | Approved
BIOLOGICALS AND BIOSIMILARS MANUFACTURING FACILITY EIPICO 3 _0187 | CLI.CON-000001 | 2 - B04(Boiler, Chiller, Power Station)-262726-3 | 10A, 250V, Two way, One gang switch. | Approved
BIOLOGICALS AND BIOSIMILARS MANUFACTURING FACILITY EIPICO 3 _0187 | CLI.CON-000001 |  |  | Approved
BIOLOGICALS AND BIOSIMILARS MANUFACTURING FACILITY EIPICO 3 _0187 | CLI.CON-000001 | 2 - B01(ADMIN BUILDING)-284600-17 | Ceiling mounted fire Evacuation loud speaker ( 6 W), with tapping steps. | Approved
BIOLOGICALS AND BIOSIMILARS MANUFACTURING FACILITY EIPICO 3 _0187 | CLI.CON-000001 |  |  | Approved
BIOLOGICALS AND BIOSIMILARS MANUFACTURING FACILITY EIPICO 3 _0187 | CLI.CON-000001 | 2 - B01(ADMIN BUILDING)-262416-2 | Reference:ESMDB-BL01 | Approved
BIOLOGICALS AND BIOSIMILARS MANUFACTURING FACILITY EIPICO 3 _0187 | CLI.CON-000001 |  |  | Approved
BIOLOGICALS AND BIOSIMILARS MANUFACTURING FACILITY EIPICO 3 _0187 | CLI.CON-000001 | 2 - B01(ADMIN BUILDING)-282000-5 | Video surveillance system backup server including software and license. | Approved
BIOLOGICALS AND BIOSIMILARS MANUFACTURING FACILITY EIPICO 3 _0187 | CLI.CON-000001 |  |  | Approved
BIOLOGICALS AND BIOSIMILARS MANUFACTURING FACILITY EIPICO 3 _0187 | CLI.CON-000001 | 2 - B07'(Guard Room)-260533-3 | Exhaust fan outlet by 3X4mm2 CU/PVC wires. Average Outlet length is 4 m. | Approved
BIOLOGICALS AND BIOSIMILARS MANUFACTURING FACILITY EIPICO 3 _0187 | CLI.CON-000001 |  |  | Approved
BIOLOGICALS AND BIOSIMILARS MANUFACTURING FACILITY EIPICO 3 _0187 | CLI.CON-000001 | 2 - B07'(Guard Room)-284600-1 | Ceiling mounted Addressable Intelligent Photo Electric Smoke detector. | Approved
BIOLOGICALS AND BIOSIMILARS MANUFACTURING FACILITY EIPICO 3 _0187 | CLI.CON-000001 |  |  | Approved
BIOLOGICALS AND BIOSIMILARS MANUFACTURING FACILITY EIPICO 3 _0187 | CLI.CON-000001 | 2 - B03(Transformer Building)-281500-2 | Proximity Card reader. | Approved
BIOLOGICALS AND BIOSIMILARS MANUFACTURING FACILITY EIPICO 3 _0187 | CLI.CON-000001 |  |  | Approved
BIOLOGICALS AND BIOSIMILARS MANUFACTURING FACILITY EIPICO 3 _0187 | CLI.CON-000001 | 2 - B01(ADMIN BUILDING)-262419-2 | Reference: MCC/BL01/02 | Approved
BIOLOGICALS AND BIOSIMILARS MANUFACTURING FACILITY EIPICO 3 _0187 | CLI.CON-000001 |  |  | Approved
BIOLOGICALS AND BIOSIMILARS MANUFACTURING FACILITY EIPICO 3 _0187 | CLI.CON-000001 | 2 - B02 (Warehouse, Packaging and QC Building)-284600-3 | Monitor modules. | Approved
BIOLOGICALS AND BIOSIMILARS MANUFACTURING FACILITY EIPICO 3 _0187 | CLI.CON-000001 |  |  | Approved
BIOLOGICALS AND BIOSIMILARS MANUFACTURING FACILITY EIPICO 3 _0187 | CLI.CON-000001 | 2 - B05(Worker Building , Domestic and fire tank)-260533-7 | Disconnet switch outlets by (4cX4)+1cx4mm2 CU/PVC/PVC cable. Average Outlet length is 20m. | Approved
BIOLOGICALS AND BIOSIMILARS MANUFACTURING FACILITY EIPICO 3 _0187 | CLI.CON-000001 |  |  | Approved
BIOLOGICALS AND BIOSIMILARS MANUFACTURING FACILITY EIPICO 3 _0187 | CLI.CON-000001 | 2 - B05(Worker Building , Domestic and fire tank)-262816-2 | Weather proof, 160A, 380V, 3P Disconnecting switch. | Approved
BIOLOGICALS AND BIOSIMILARS MANUFACTURING FACILITY EIPICO 3 _0187 | CLI.CON-000001 |  |  | Approved
BIOLOGICALS AND BIOSIMILARS MANUFACTURING FACILITY EIPICO 3 _0187 | CLI.CON-000001 | 2 - B02 (Warehouse, Packaging and QC Building)-260519-16 | (3CX95+50) mm2 (CU/MICA/XLPE/LSZH). | Approved
BIOLOGICALS AND BIOSIMILARS MANUFACTURING FACILITY EIPICO 3 _0187 | CLI.CON-000001 |  |  | Approved
BIOLOGICALS AND BIOSIMILARS MANUFACTURING FACILITY EIPICO 3 _0187 | CLI.CON-000001 | 2 - B01(ADMIN BUILDING)-260536-1 | Cable tray (400X100)mm (WXH). | Approved
BIOLOGICALS AND BIOSIMILARS MANUFACTURING FACILITY EIPICO 3 _0187 | CLI.CON-000001 |  |  | Approved
BIOLOGICALS AND BIOSIMILARS MANUFACTURING FACILITY EIPICO 3 _0187 | CLI.CON-000001 | 2 - B01(ADMIN BUILDING)-262816-8 | 20A, 220V, Double pole switch. | Approved
BIOLOGICALS AND BIOSIMILARS MANUFACTURING FACILITY EIPICO 3 _0187 | CLI.CON-000001 |  |  | Approved
BIOLOGICALS AND BIOSIMILARS MANUFACTURING FACILITY EIPICO 3 _0187 | CLI.CON-000001 | 2 - B04(Boiler, Chiller, Power Station)-271323-6 | Weatherproof, (RJ-45) single data socket for LCP (BMS). | Approved
BIOLOGICALS AND BIOSIMILARS MANUFACTURING FACILITY EIPICO 3 _0187 | CLI.CON-000001 |  |  | Approved
BIOLOGICALS AND BIOSIMILARS MANUFACTURING FACILITY EIPICO 3 _0187 | CLI.CON-000001 | 2 - B07(Guard Room)-271323-3 | IP camera outlet. | Approved
BIOLOGICALS AND BIOSIMILARS MANUFACTURING FACILITY EIPICO 3 _0187 | CLI.CON-000001 |  |  | Approved
BIOLOGICALS AND BIOSIMILARS MANUFACTURING FACILITY EIPICO 3 _0187 | CLI.CON-000001 | 2 - Building 08 ( Nutural Gass)-284600-2 | Weather proof, Fire alarm siren with strobe light. | Approved
BIOLOGICALS AND BIOSIMILARS MANUFACTURING FACILITY EIPICO 3 _0187 | CLI.CON-000001 |  |  | Approved
BIOLOGICALS AND BIOSIMILARS MANUFACTURING FACILITY EIPICO 3 _0187 | CLI.CON-000001 | 2 - B02 (Warehouse, Packaging and QC Building)-281500-2 | Doors Controller panel | Approved
BIOLOGICALS AND BIOSIMILARS MANUFACTURING FACILITY EIPICO 3 _0187 | CLI.CON-000001 |  |  | Approved
BIOLOGICALS AND BIOSIMILARS MANUFACTURING FACILITY EIPICO 3 _0187 | CLI.CON-000001 | 2 - B02 (Warehouse, Packaging and QC Building)-262816-19 | Weather Proof 50A, 380V, 3P Disconnecting switch. | Approved
BIOLOGICALS AND BIOSIMILARS MANUFACTURING FACILITY EIPICO 3 _0187 | CLI.CON-000001 |  |  | Approved
BIOLOGICALS AND BIOSIMILARS MANUFACTURING FACILITY EIPICO 3 _0187 | CLI.CON-000001 | 2 - B02 (Warehouse, Packaging and QC Building)-284600-4 | Ceiling mounted Addressable Intelligent Photo Electric Smoke detector. | Approved
BIOLOGICALS AND BIOSIMILARS MANUFACTURING FACILITY EIPICO 3 _0187 | CLI.CON-000001 |  |  | Approved
BIOLOGICALS AND BIOSIMILARS MANUFACTURING FACILITY EIPICO 3 _0187 | CLI.CON-000001 | 2 - B04(Boiler, Chiller, Power Station)-262816-10 | 20A, 220V, Double pole switch for Data Rack. | Approved
BIOLOGICALS AND BIOSIMILARS MANUFACTURING FACILITY EIPICO 3 _0187 | CLI.CON-000001 |  |  | Approved
BIOLOGICALS AND BIOSIMILARS MANUFACTURING FACILITY EIPICO 3 _0187 | CLI.CON-000001 | 2 - B01(ADMIN BUILDING)-284600-18 | Fire alarm outlet. | Approved
BIOLOGICALS AND BIOSIMILARS MANUFACTURING FACILITY EIPICO 3 _0187 | CLI.CON-000001 |  |  | Approved
BIOLOGICALS AND BIOSIMILARS MANUFACTURING FACILITY EIPICO 3 _0187 | CLI.CON-000001 | 2 - B02 (Warehouse, Packaging and QC Building)-262816-19 | 20A, 220V, Double pole switch for FACP. | Approved
BIOLOGICALS AND BIOSIMILARS MANUFACTURING FACILITY EIPICO 3 _0187 | CLI.CON-000001 |  |  | Approved
BIOLOGICALS AND BIOSIMILARS MANUFACTURING FACILITY EIPICO 3 _0187 | CLI.CON-000001 | 2 - B06(Solvent & Hazardous)-281500-1 | Doors Controller panel | Approved
BIOLOGICALS AND BIOSIMILARS MANUFACTURING FACILITY EIPICO 3 _0187 | CLI.CON-000001 |  |  | Approved
BIOLOGICALS AND BIOSIMILARS MANUFACTURING FACILITY EIPICO 3 _0187 | CLI.CON-000001 | 2 - Landscape and Infra-260543-9 | Concrete Handhole (600x600) mm with cover for fiber cable. | Approved
BIOLOGICALS AND BIOSIMILARS MANUFACTURING FACILITY EIPICO 3 _0187 | CLI.CON-000001 |  |  | Approved
BIOLOGICALS AND BIOSIMILARS MANUFACTURING FACILITY EIPICO 3 _0187 | CLI.CON-000001 | 2 - Landscape and Infra-260519-2 | (3CX240+120) mm2 (CU/XLPE/PVC). | Approved
BIOLOGICALS AND BIOSIMILARS MANUFACTURING FACILITY EIPICO 3 _0187 | CLI.CON-000001 |  |  | Approved
BIOLOGICALS AND BIOSIMILARS MANUFACTURING FACILITY EIPICO 3 _0187 | CLI.CON-000001 | 2 - B01(ADMIN BUILDING)-262726-12 | Floor box Type 1 including power sockets and data outlet as mentioned in drawing. | Approved
BIOLOGICALS AND BIOSIMILARS MANUFACTURING FACILITY EIPICO 3 _0187 | CLI.CON-000001 |  |  | Approved
BIOLOGICALS AND BIOSIMILARS MANUFACTURING FACILITY EIPICO 3 _0187 | CLI.CON-000001 | 2 - B02 (Warehouse, Packaging and QC Building)-260519-23 | 3C,4 mm2 VFD cable for mechanical equipment feeding from MCC panel. | Approved
BIOLOGICALS AND BIOSIMILARS MANUFACTURING FACILITY EIPICO 3 _0187 | CLI.CON-000001 |  |  | Approved
BIOLOGICALS AND BIOSIMILARS MANUFACTURING FACILITY EIPICO 3 _0187 | CLI.CON-000001 | 2 - B02 (Warehouse, Packaging and QC Building)-284600-10 | Fire alarm siren with strobe light. | Approved
BIOLOGICALS AND BIOSIMILARS MANUFACTURING FACILITY EIPICO 3 _0187 | CLI.CON-000001 |  |  | Approved
BIOLOGICALS AND BIOSIMILARS MANUFACTURING FACILITY EIPICO 3 _0187 | CLI.CON-000001 | 2 - B02 (Warehouse, Packaging and QC Building)-262726-3 | 10A, 250V, Two way, One gang switch. | Approved
BIOLOGICALS AND BIOSIMILARS MANUFACTURING FACILITY EIPICO 3 _0187 | CLI.CON-000001 |  |  | Approved
BIOLOGICALS AND BIOSIMILARS MANUFACTURING FACILITY EIPICO 3 _0187 | CLI.CON-000001 | 2 - B02 (Warehouse, Packaging and QC Building)-262726-11 | 16A, 220V,(2P+E) Wall mounted Clean Anti-bacterial single socket. | Approved
BIOLOGICALS AND BIOSIMILARS MANUFACTURING FACILITY EIPICO 3 _0187 | CLI.CON-000001 |  |  | Approved
BIOLOGICALS AND BIOSIMILARS MANUFACTURING FACILITY EIPICO 3 _0187 | CLI.CON-000001 | 2 - Building 08 ( Nutural Gass)-265100-1 | Type (F1) | Approved
BIOLOGICALS AND BIOSIMILARS MANUFACTURING FACILITY EIPICO 3 _0187 | CLI.CON-000001 |  |  | Approved
BIOLOGICALS AND BIOSIMILARS MANUFACTURING FACILITY EIPICO 3 _0187 | CLI.CON-000001 | 2 - B02 (Warehouse, Packaging and QC Building)-265100-2 | Type (F3) | Approved
BIOLOGICALS AND BIOSIMILARS MANUFACTURING FACILITY EIPICO 3 _0187 | CLI.CON-000001 |  |  | Approved
BIOLOGICALS AND BIOSIMILARS MANUFACTURING FACILITY EIPICO 3 _0187 | CLI.CON-000001 | 2 - B02 (Warehouse, Packaging and QC Building)-274116-14 | HDMI outlet. | Approved
BIOLOGICALS AND BIOSIMILARS MANUFACTURING FACILITY EIPICO 3 _0187 | CLI.CON-000001 |  |  | Approved
BIOLOGICALS AND BIOSIMILARS MANUFACTURING FACILITY EIPICO 3 _0187 | CLI.CON-000001 | 2 - B04(Boiler, Chiller, Power Station)-262816-4 | Weather Proof 125A, 380V, 3P Disconnecting switch. | Approved
BIOLOGICALS AND BIOSIMILARS MANUFACTURING FACILITY EIPICO 3 _0187 | CLI.CON-000001 |  |  | Approved
BIOLOGICALS AND BIOSIMILARS MANUFACTURING FACILITY EIPICO 3 _0187 | CLI.CON-000001 | 2 - B01(ADMIN BUILDING)-262416-5 | Reference:DB-03 | Approved
BIOLOGICALS AND BIOSIMILARS MANUFACTURING FACILITY EIPICO 3 _0187 | CLI.CON-000001 |  |  | Approved
BIOLOGICALS AND BIOSIMILARS MANUFACTURING FACILITY EIPICO 3 _0187 | CLI.CON-000001 | 2 - Landscape and Infra-260543-4 | 9x�110mm UPVC conduit road crossing for power cable. | Approved
BIOLOGICALS AND BIOSIMILARS MANUFACTURING FACILITY EIPICO 3 _0187 | CLI.CON-000001 |  |  | Approved
BIOLOGICALS AND BIOSIMILARS MANUFACTURING FACILITY EIPICO 3 _0187 | CLI.CON-000001 | 2 - B01(ADMIN BUILDING)-284600-6 | Auto Dialer. | Approved
BIOLOGICALS AND BIOSIMILARS MANUFACTURING FACILITY EIPICO 3 _0187 | CLI.CON-000001 |  |  | Approved
BIOLOGICALS AND BIOSIMILARS MANUFACTURING FACILITY EIPICO 3 _0187 | CLI.CON-000001 | 2 - B02 (Warehouse, Packaging and QC Building)-262816-8 | Weather proof, 40A, 380V, 3P Disconnecting switch for Elevator. | Approved
BIOLOGICALS AND BIOSIMILARS MANUFACTURING FACILITY EIPICO 3 _0187 | CLI.CON-000001 |  |  | Approved
BIOLOGICALS AND BIOSIMILARS MANUFACTURING FACILITY EIPICO 3 _0187 | CLI.CON-000001 | 2 - B02 (Warehouse, Packaging and QC Building)-260533-9 | Disconnet switch outlets by 3X4mm2 CU/PVC wires. Average outlet length is 17m. | Approved
BIOLOGICALS AND BIOSIMILARS MANUFACTURING FACILITY EIPICO 3 _0187 | CLI.CON-000001 |  |  | Approved
BIOLOGICALS AND BIOSIMILARS MANUFACTURING FACILITY EIPICO 3 _0187 | CLI.CON-000001 | 2 - B04(Boiler, Chiller, Power Station)-281500-6 | Door contact. | Approved
BIOLOGICALS AND BIOSIMILARS MANUFACTURING FACILITY EIPICO 3 _0187 | CLI.CON-000001 |  |  | Approved
BIOLOGICALS AND BIOSIMILARS MANUFACTURING FACILITY EIPICO 3 _0187 | CLI.CON-000001 | 2 - B07(Guard Room)-260533-1 | Lighting fixtures outlet by 3X3mm2 CU/PVC wires. Average Outlet length is 4m. | Approved
BIOLOGICALS AND BIOSIMILARS MANUFACTURING FACILITY EIPICO 3 _0187 | CLI.CON-000001 |  |  | Approved
BIOLOGICALS AND BIOSIMILARS MANUFACTURING FACILITY EIPICO 3 _0187 | CLI.CON-000001 | 2 - B07(Guard Room)-284600-4 | Fire alarm outlet. | Approved
BIOLOGICALS AND BIOSIMILARS MANUFACTURING FACILITY EIPICO 3 _0187 | CLI.CON-000001 |  |  | Approved
BIOLOGICALS AND BIOSIMILARS MANUFACTURING FACILITY EIPICO 3 _0187 | CLI.CON-000001 | 2 - B01(ADMIN BUILDING)-260519-7 | (3C,120 +1C,70) mm2. (CU/MICA/XLPE/LSZH). | Approved
BIOLOGICALS AND BIOSIMILARS MANUFACTURING FACILITY EIPICO 3 _0187 | CLI.CON-000001 |  |  | Approved
BIOLOGICALS AND BIOSIMILARS MANUFACTURING FACILITY EIPICO 3 _0187 | CLI.CON-000001 | 2 - Building 08 ( Nutural Gass)-284600-4 | Fire alarm outlet. Average Outlet length is 6m. | Approved
BIOLOGICALS AND BIOSIMILARS MANUFACTURING FACILITY EIPICO 3 _0187 | CLI.CON-000001 |  |  | Approved
BIOLOGICALS AND BIOSIMILARS MANUFACTURING FACILITY EIPICO 3 _0187 | CLI.CON-000001 | 2 - B04(Boiler, Chiller, Power Station)-260526-1 | Earthing for Power system to achieve resistance ? 5 ohm or as per electricity company requirement. | Approved
BIOLOGICALS AND BIOSIMILARS MANUFACTURING FACILITY EIPICO 3 _0187 | CLI.CON-000001 |  |  | Approved
BIOLOGICALS AND BIOSIMILARS MANUFACTURING FACILITY EIPICO 3 _0187 | CLI.CON-000001 | 2 - Building 08 ( Nutural Gass)-260533-1 | Lighting fixtures outlet by 3X3mm2 CU/PVC wires. Average Outlet length is 4m. | Approved
BIOLOGICALS AND BIOSIMILARS MANUFACTURING FACILITY EIPICO 3 _0187 | CLI.CON-000001 |  |  | Approved
BIOLOGICALS AND BIOSIMILARS MANUFACTURING FACILITY EIPICO 3 _0187 | CLI.CON-000001 | 2 - B02 (Warehouse, Packaging and QC Building)-284600-8 | Wall mounted Beam detector: Transmitter. | Approved
BIOLOGICALS AND BIOSIMILARS MANUFACTURING FACILITY EIPICO 3 _0187 | CLI.CON-000001 |  |  | Approved
BIOLOGICALS AND BIOSIMILARS MANUFACTURING FACILITY EIPICO 3 _0187 | CLI.CON-000001 | 2 - Building(Waste water treatment)-260533-4 | Motion Detector outlet by 3X3mm2 CU/PVC wires. Average outlet length is 1m. | Approved
BIOLOGICALS AND BIOSIMILARS MANUFACTURING FACILITY EIPICO 3 _0187 | CLI.CON-000001 |  |  | Approved
BIOLOGICALS AND BIOSIMILARS MANUFACTURING FACILITY EIPICO 3 _0187 | CLI.CON-000001 | 2 - B01(ADMIN BUILDING)-272000-3 | POE, Ethernet Edge switch ,24 port. | Approved
BIOLOGICALS AND BIOSIMILARS MANUFACTURING FACILITY EIPICO 3 _0187 | CLI.CON-000001 |  |  | Approved
BIOLOGICALS AND BIOSIMILARS MANUFACTURING FACILITY EIPICO 3 _0187 | CLI.CON-000001 | 2 - B01(ADMIN BUILDING)-262816-3 | 20A, 380V, 3P Disconnecting switch for Data Rack. | Approved
BIOLOGICALS AND BIOSIMILARS MANUFACTURING FACILITY EIPICO 3 _0187 | CLI.CON-000001 |  |  | Approved
BIOLOGICALS AND BIOSIMILARS MANUFACTURING FACILITY EIPICO 3 _0187 | CLI.CON-000001 | 2 - B06(Solvent & Hazardous)-260533-5 | Disconnet switch outlets by 3CX4mm2+1X4 mm2 CU/PVC/PVC cable. Average Outlet length is 12m. | Approved
BIOLOGICALS AND BIOSIMILARS MANUFACTURING FACILITY EIPICO 3 _0187 | CLI.CON-000001 |  |  | Approved
BIOLOGICALS AND BIOSIMILARS MANUFACTURING FACILITY EIPICO 3 _0187 | CLI.CON-000001 | 2 - B07(Guard Room)-260533-5 | Double pole switch outlets by 3X4mm2 CU/PVC wires. Average Outlet length is 10m. | Approved
BIOLOGICALS AND BIOSIMILARS MANUFACTURING FACILITY EIPICO 3 _0187 | CLI.CON-000001 |  |  | Approved
BIOLOGICALS AND BIOSIMILARS MANUFACTURING FACILITY EIPICO 3 _0187 | CLI.CON-000001 | 2 - B04(Boiler, Chiller, Power Station)-284600-9 | Monitor modules. | Approved
BIOLOGICALS AND BIOSIMILARS MANUFACTURING FACILITY EIPICO 3 _0187 | CLI.CON-000001 |  |  | Approved
BIOLOGICALS AND BIOSIMILARS MANUFACTURING FACILITY EIPICO 3 _0187 | CLI.CON-000001 | 2 - Building(Waste water treatment)-265100-3 | Type (F17) | Approved
BIOLOGICALS AND BIOSIMILARS MANUFACTURING FACILITY EIPICO 3 _0187 | CLI.CON-000001 |  |  | Approved
BIOLOGICALS AND BIOSIMILARS MANUFACTURING FACILITY EIPICO 3 _0187 | CLI.CON-000001 | 2 - B02 (Warehouse, Packaging and QC Building)-260519-11 | 4CX10 mm2 (CU/XLPE/PVC). | Approved
BIOLOGICALS AND BIOSIMILARS MANUFACTURING FACILITY EIPICO 3 _0187 | CLI.CON-000001 |  |  | Approved
BIOLOGICALS AND BIOSIMILARS MANUFACTURING FACILITY EIPICO 3 _0187 | CLI.CON-000001 | 2 - B02 (Warehouse, Packaging and QC Building)-262816-10 | 32A, 380V, 3P Disconnecting switch for Door Leveler. | Approved
BIOLOGICALS AND BIOSIMILARS MANUFACTURING FACILITY EIPICO 3 _0187 | CLI.CON-000001 |  |  | Approved
BIOLOGICALS AND BIOSIMILARS MANUFACTURING FACILITY EIPICO 3 _0187 | CLI.CON-000001 | 2 - B04(Boiler, Chiller, Power Station)-262726-7 | 16A, 220V,(2P+E) Wall mounted general purpose Double socket. | Approved
BIOLOGICALS AND BIOSIMILARS MANUFACTURING FACILITY EIPICO 3 _0187 | CLI.CON-000001 |  |  | Approved
BIOLOGICALS AND BIOSIMILARS MANUFACTURING FACILITY EIPICO 3 _0187 | CLI.CON-000001 | 2 - B04(Boiler, Chiller, Power Station)-262726-8 | 16A, 220V,(2P+E) Flush mounted power socket. | Approved
BIOLOGICALS AND BIOSIMILARS MANUFACTURING FACILITY EIPICO 3 _0187 | CLI.CON-000001 |  |  | Approved
BIOLOGICALS AND BIOSIMILARS MANUFACTURING FACILITY EIPICO 3 _0187 | CLI.CON-000001 | 2 - B04(Boiler, Chiller, Power Station)-262816-6 | Weather Proof 32A, 380V, 3P Disconnecting switch. | Approved
BIOLOGICALS AND BIOSIMILARS MANUFACTURING FACILITY EIPICO 3 _0187 | CLI.CON-000001 |  |  | Approved
BIOLOGICALS AND BIOSIMILARS MANUFACTURING FACILITY EIPICO 3 _0187 | CLI.CON-000001 | 2 - B04(Boiler, Chiller, Power Station)-272000-1 | Ethernet Edge switch ,48 port. | Approved
BIOLOGICALS AND BIOSIMILARS MANUFACTURING FACILITY EIPICO 3 _0187 | CLI.CON-000001 |  |  | Approved
BIOLOGICALS AND BIOSIMILARS MANUFACTURING FACILITY EIPICO 3 _0187 | CLI.CON-000001 | 2 - B06(Solvent & Hazardous)-262726-1 | Explosion-proof, 10A, 250V, One way, One gang switch. | Approved
BIOLOGICALS AND BIOSIMILARS MANUFACTURING FACILITY EIPICO 3 _0187 | CLI.CON-000001 |  |  | Approved
BIOLOGICALS AND BIOSIMILARS MANUFACTURING FACILITY EIPICO 3 _0187 | CLI.CON-000001 | 2 - B04(Boiler, Chiller, Power Station)-281500-8 | Outlet from devices outlet around the door to door controller | Approved
BIOLOGICALS AND BIOSIMILARS MANUFACTURING FACILITY EIPICO 3 _0187 | CLI.CON-000001 |  |  | Approved
BIOLOGICALS AND BIOSIMILARS MANUFACTURING FACILITY EIPICO 3 _0187 | CLI.CON-000001 | 2 - B02 (Warehouse, Packaging and QC Building)-260526-2 | Earthing of Low current systems to achieve resistance ? 0.5 ohm . | Approved
BIOLOGICALS AND BIOSIMILARS MANUFACTURING FACILITY EIPICO 3 _0187 | CLI.CON-000001 |  |  | Approved
BIOLOGICALS AND BIOSIMILARS MANUFACTURING FACILITY EIPICO 3 _0187 | CLI.CON-000001 | 2 - B05(Worker Building , Domestic and fire tank)-262816-4 | Weather proof, 25A, 380V, 3P Disconnecting switch for MCC Loads . | Approved
BIOLOGICALS AND BIOSIMILARS MANUFACTURING FACILITY EIPICO 3 _0187 | CLI.CON-000001 |  |  | Approved
BIOLOGICALS AND BIOSIMILARS MANUFACTURING FACILITY EIPICO 3 _0187 | CLI.CON-000001 | 2 - Building(Waste water treatment)-284600-2 | Monitor modules. | Approved
BIOLOGICALS AND BIOSIMILARS MANUFACTURING FACILITY EIPICO 3 _0187 | CLI.CON-000001 |  |  | Approved
BIOLOGICALS AND BIOSIMILARS MANUFACTURING FACILITY EIPICO 3 _0187 | CLI.CON-000001 | 2 - B04(Boiler, Chiller, Power Station)-262419-3 | Reference: MCC/B4/03 | Approved
BIOLOGICALS AND BIOSIMILARS MANUFACTURING FACILITY EIPICO 3 _0187 | CLI.CON-000001 |  |  | Approved
BIOLOGICALS AND BIOSIMILARS MANUFACTURING FACILITY EIPICO 3 _0187 | CLI.CON-000001 | 2 - B05(Worker Building , Domestic and fire tank)-260533-8 | Disconnet switch outlets by (3X4)+4mm2 CU/PVC wires from MCC panel to Loads. Average Outlet length is 10m. | Approved
BIOLOGICALS AND BIOSIMILARS MANUFACTURING FACILITY EIPICO 3 _0187 | CLI.CON-000001 |  |  | Approved
BIOLOGICALS AND BIOSIMILARS MANUFACTURING FACILITY EIPICO 3 _0187 | CLI.CON-000001 | 2 - B01(ADMIN BUILDING)-275116-3 | Matrix controller (8 Inputs X 8 Outputs) with Feedback suppression. | Approved
BIOLOGICALS AND BIOSIMILARS MANUFACTURING FACILITY EIPICO 3 _0187 | CLI.CON-000001 |  |  | Approved
BIOLOGICALS AND BIOSIMILARS MANUFACTURING FACILITY EIPICO 3 _0187 | CLI.CON-000001 | 2 - B03(Transformer Building)-281500-6 | Outlet From devices outlet around the door to door controller | Approved
BIOLOGICALS AND BIOSIMILARS MANUFACTURING FACILITY EIPICO 3 _0187 | CLI.CON-000001 |  |  | Approved
BIOLOGICALS AND BIOSIMILARS MANUFACTURING FACILITY EIPICO 3 _0187 | CLI.CON-000001 | 2 - B07'(Guard Room)-282000-1 | Weather proof, Wall mounted fixed outdoor bullet CCTV Camera, 5MP,POE. | Approved
BIOLOGICALS AND BIOSIMILARS MANUFACTURING FACILITY EIPICO 3 _0187 | CLI.CON-000001 |  |  | Approved
BIOLOGICALS AND BIOSIMILARS MANUFACTURING FACILITY EIPICO 3 _0187 | CLI.CON-000001 | 2 - Landscape and Infra-260543-1 | 4x�50 mm UPVC conduit. | Approved
BIOLOGICALS AND BIOSIMILARS MANUFACTURING FACILITY EIPICO 3 _0187 | CLI.CON-000001 |  |  | Approved
BIOLOGICALS AND BIOSIMILARS MANUFACTURING FACILITY EIPICO 3 _0187 | CLI.CON-000001 | 2 - B03(Transformer Building)-260533-2 | One way, one gang switch outlet by 3X3mm2 CU/PVC wires. Average Outlet length is 5m. | Approved
BIOLOGICALS AND BIOSIMILARS MANUFACTURING FACILITY EIPICO 3 _0187 | CLI.CON-000001 |  |  | Approved
BIOLOGICALS AND BIOSIMILARS MANUFACTURING FACILITY EIPICO 3 _0187 | CLI.CON-000001 | 2 - B02 (Warehouse, Packaging and QC Building)-262416-11 | Reference:DB-PACK | Approved
BIOLOGICALS AND BIOSIMILARS MANUFACTURING FACILITY EIPICO 3 _0187 | CLI.CON-000001 |  |  | Approved
BIOLOGICALS AND BIOSIMILARS MANUFACTURING FACILITY EIPICO 3 _0187 | CLI.CON-000001 | 2 - B02 (Warehouse, Packaging and QC Building)-260519-33 | 1C, 10 mm2 (CU/PVC) for mechanical equipment feeding from MCC panel. | Approved
BIOLOGICALS AND BIOSIMILARS MANUFACTURING FACILITY EIPICO 3 _0187 | CLI.CON-000001 |  |  | Approved
BIOLOGICALS AND BIOSIMILARS MANUFACTURING FACILITY EIPICO 3 _0187 | CLI.CON-000001 | 2 - B02 (Warehouse, Packaging and QC Building)-260519-20 | 4CX10 mm2 (CU/MICA/XLPE/LSZH). | Approved
BIOLOGICALS AND BIOSIMILARS MANUFACTURING FACILITY EIPICO 3 _0187 | CLI.CON-000001 |  |  | Approved
BIOLOGICALS AND BIOSIMILARS MANUFACTURING FACILITY EIPICO 3 _0187 | CLI.CON-000001 | 2 - B01(ADMIN BUILDING)-260533-6 | Disconnet switch outlets by 3X4mm2 CU/PVC wires. Average Outlet length is 40m. | Approved
BIOLOGICALS AND BIOSIMILARS MANUFACTURING FACILITY EIPICO 3 _0187 | CLI.CON-000001 |  |  | Approved
BIOLOGICALS AND BIOSIMILARS MANUFACTURING FACILITY EIPICO 3 _0187 | CLI.CON-000001 | 2 - B02 (Warehouse, Packaging and QC Building)-260519-2 | (3CX150+70) mm2 (CU/XLPE/PVC). | Approved
BIOLOGICALS AND BIOSIMILARS MANUFACTURING FACILITY EIPICO 3 _0187 | CLI.CON-000001 |  |  | Approved
BIOLOGICALS AND BIOSIMILARS MANUFACTURING FACILITY EIPICO 3 _0187 | CLI.CON-000001 | 2 - B01(ADMIN BUILDING)-260519-15 | 1C,4 mm2. (CU/PVC) for mechanical equipment feeding from MCC panel. | Approved
BIOLOGICALS AND BIOSIMILARS MANUFACTURING FACILITY EIPICO 3 _0187 | CLI.CON-000001 |  |  | Approved
BIOLOGICALS AND BIOSIMILARS MANUFACTURING FACILITY EIPICO 3 _0187 | CLI.CON-000001 | 2 - B07(Guard Room)-281800-2 | Hand-Held Metal Detector | Approved
BIOLOGICALS AND BIOSIMILARS MANUFACTURING FACILITY EIPICO 3 _0187 | CLI.CON-000001 |  |  | Approved
BIOLOGICALS AND BIOSIMILARS MANUFACTURING FACILITY EIPICO 3 _0187 | CLI.CON-000001 | 2 - B03(Transformer Building)-284600-7 | Monitor module outlet. | Approved
BIOLOGICALS AND BIOSIMILARS MANUFACTURING FACILITY EIPICO 3 _0187 | CLI.CON-000001 |  |  | Approved
BIOLOGICALS AND BIOSIMILARS MANUFACTURING FACILITY EIPICO 3 _0187 | CLI.CON-000001 | 2 - B01(ADMIN BUILDING)-282000-8 | 43'' LED Monitor | Approved
BIOLOGICALS AND BIOSIMILARS MANUFACTURING FACILITY EIPICO 3 _0187 | CLI.CON-000001 |  |  | Approved
BIOLOGICALS AND BIOSIMILARS MANUFACTURING FACILITY EIPICO 3 _0187 | CLI.CON-000001 | 2 - Building(Waste water treatment)-260519-11 | 1C,16 mm2. (CU/PVC) | Approved
BIOLOGICALS AND BIOSIMILARS MANUFACTURING FACILITY EIPICO 3 _0187 | CLI.CON-000001 |  |  | Approved
BIOLOGICALS AND BIOSIMILARS MANUFACTURING FACILITY EIPICO 3 _0187 | CLI.CON-000001 | 2 - B02 (Warehouse, Packaging and QC Building)-284600-5 | Above Ceiling mounted Addressable Intelligent Photo Electric Smoke detector with separate indicating lamp. | Approved
BIOLOGICALS AND BIOSIMILARS MANUFACTURING FACILITY EIPICO 3 _0187 | CLI.CON-000001 |  |  | Approved
BIOLOGICALS AND BIOSIMILARS MANUFACTURING FACILITY EIPICO 3 _0187 | CLI.CON-000001 | 2 - B01(ADMIN BUILDING)-262726-5 | 16A, 220V,(2P+E) Wall mounted general purpose duplex socket. | Approved
BIOLOGICALS AND BIOSIMILARS MANUFACTURING FACILITY EIPICO 3 _0187 | CLI.CON-000001 |  |  | Approved
BIOLOGICALS AND BIOSIMILARS MANUFACTURING FACILITY EIPICO 3 _0187 | CLI.CON-000001 | 2 - B02 (Warehouse, Packaging and QC Building)-265100-12 | Type (F16) | Approved
BIOLOGICALS AND BIOSIMILARS MANUFACTURING FACILITY EIPICO 3 _0187 | CLI.CON-000001 |  |  | Approved
BIOLOGICALS AND BIOSIMILARS MANUFACTURING FACILITY EIPICO 3 _0187 | CLI.CON-000001 | 2 - Building(Waste water treatment)-284600-1 | Ceiling mounted Addressable Intelligent Photo Electric Smoke detector. | Approved
BIOLOGICALS AND BIOSIMILARS MANUFACTURING FACILITY EIPICO 3 _0187 | CLI.CON-000001 |  |  | Approved
BIOLOGICALS AND BIOSIMILARS MANUFACTURING FACILITY EIPICO 3 _0187 | CLI.CON-000001 | 2 - B01(ADMIN BUILDING)-262416-7 | Reference:DB-ACP-02 | Approved
BIOLOGICALS AND BIOSIMILARS MANUFACTURING FACILITY EIPICO 3 _0187 | CLI.CON-000001 | 2 - B01(ADMIN BUILDING)-265100-2 | Type (F3) | Approved
BIOLOGICALS AND BIOSIMILARS MANUFACTURING FACILITY EIPICO 3 _0187 | CLI.CON-000001 |  |  | Approved
BIOLOGICALS AND BIOSIMILARS MANUFACTURING FACILITY EIPICO 3 _0187 | CLI.CON-000001 | 2 - B01(ADMIN BUILDING)-265100-9 | Type (F4) | Approved
BIOLOGICALS AND BIOSIMILARS MANUFACTURING FACILITY EIPICO 3 _0187 | CLI.CON-000001 |  |  | Approved
BIOLOGICALS AND BIOSIMILARS MANUFACTURING FACILITY EIPICO 3 _0187 | CLI.CON-000001 | 2 - Building(Waste water treatment)-284600-4 | Fire alarm outlet. Average Outlet length is 6m. | Approved
BIOLOGICALS AND BIOSIMILARS MANUFACTURING FACILITY EIPICO 3 _0187 | CLI.CON-000001 |  |  | Approved
BIOLOGICALS AND BIOSIMILARS MANUFACTURING FACILITY EIPICO 3 _0187 | CLI.CON-000001 | 2 - B01(ADMIN BUILDING)-262419-1 | Reference: MCC/BL01/01 | Approved
BIOLOGICALS AND BIOSIMILARS MANUFACTURING FACILITY EIPICO 3 _0187 | CLI.CON-000001 |  |  | Approved
BIOLOGICALS AND BIOSIMILARS MANUFACTURING FACILITY EIPICO 3 _0187 | CLI.CON-000001 | 2 - Building 08 ( Nutural Gass)-262726-1 | 10A, 250V, One way, Two gang switch. | Approved
BIOLOGICALS AND BIOSIMILARS MANUFACTURING FACILITY EIPICO 3 _0187 | CLI.CON-000001 |  |  | Approved
BIOLOGICALS AND BIOSIMILARS MANUFACTURING FACILITY EIPICO 3 _0187 | CLI.CON-000001 | 2 - B04(Boiler, Chiller, Power Station)-260519-5 | (3Cx240+120) mm2 (CU/MICA/XLPE/LSZH). | Approved
BIOLOGICALS AND BIOSIMILARS MANUFACTURING FACILITY EIPICO 3 _0187 | CLI.CON-000001 |  |  | Approved
BIOLOGICALS AND BIOSIMILARS MANUFACTURING FACILITY EIPICO 3 _0187 | CLI.CON-000001 | 2 - B04(Boiler, Chiller, Power Station)-284600-11 | Fire alarm outlet. | Approved
BIOLOGICALS AND BIOSIMILARS MANUFACTURING FACILITY EIPICO 3 _0187 | CLI.CON-000001 |  |  | Approved
BIOLOGICALS AND BIOSIMILARS MANUFACTURING FACILITY EIPICO 3 _0187 | CLI.CON-000001 | 2 - Landscape and Infra-260519-14 | 2CX6 mm2 (CU/XLPE/PVC). | Approved
BIOLOGICALS AND BIOSIMILARS MANUFACTURING FACILITY EIPICO 3 _0187 | CLI.CON-000001 |  |  | Approved
BIOLOGICALS AND BIOSIMILARS MANUFACTURING FACILITY EIPICO 3 _0187 | CLI.CON-000001 | 2 - B03(Transformer Building)-284600-3 | Weather proof, Fire alarm siren with strobe light. | Approved
BIOLOGICALS AND BIOSIMILARS MANUFACTURING FACILITY EIPICO 3 _0187 | CLI.CON-000001 |  |  | Approved
BIOLOGICALS AND BIOSIMILARS MANUFACTURING FACILITY EIPICO 3 _0187 | CLI.CON-000001 | 2 - B02 (Warehouse, Packaging and QC Building)-271323-3 | IP camera outlet. Average outlet length is 36m. | Approved
BIOLOGICALS AND BIOSIMILARS MANUFACTURING FACILITY EIPICO 3 _0187 | CLI.CON-000001 |  |  | Approved
BIOLOGICALS AND BIOSIMILARS MANUFACTURING FACILITY EIPICO 3 _0187 | CLI.CON-000001 | 2 - B03(Transformer Building)-284600-6 | Fire alarm outlet. | Approved
BIOLOGICALS AND BIOSIMILARS MANUFACTURING FACILITY EIPICO 3 _0187 | CLI.CON-000001 |  |  | Approved
BIOLOGICALS AND BIOSIMILARS MANUFACTURING FACILITY EIPICO 3 _0187 | CLI.CON-000001 | 2 - B07'(Guard Room)-262726-2 | Weatherproof, 10A, 250V, One way, Two gang switch. | Approved
BIOLOGICALS AND BIOSIMILARS MANUFACTURING FACILITY EIPICO 3 _0187 | CLI.CON-000001 |  |  | Approved
BIOLOGICALS AND BIOSIMILARS MANUFACTURING FACILITY EIPICO 3 _0187 | CLI.CON-000001 | 2 - B02 (Warehouse, Packaging and QC Building)-262816-1 | 125A, 380V, 3P Disconnecting switch for Laundery. | Approved
BIOLOGICALS AND BIOSIMILARS MANUFACTURING FACILITY EIPICO 3 _0187 | CLI.CON-000001 |  |  | Approved
BIOLOGICALS AND BIOSIMILARS MANUFACTURING FACILITY EIPICO 3 _0187 | CLI.CON-000001 | 2 - B03(Transformer Building)-271323-3 | Access control outlet. | Approved
BIOLOGICALS AND BIOSIMILARS MANUFACTURING FACILITY EIPICO 3 _0187 | CLI.CON-000001 |  |  | Approved
BIOLOGICALS AND BIOSIMILARS MANUFACTURING FACILITY EIPICO 3 _0187 | CLI.CON-000001 | 2 - B04(Boiler, Chiller, Power Station)-260519-10 | 1C, 70 mm2. (CU/PVC) | Approved
BIOLOGICALS AND BIOSIMILARS MANUFACTURING FACILITY EIPICO 3 _0187 | CLI.CON-000001 |  |  | Approved
BIOLOGICALS AND BIOSIMILARS MANUFACTURING FACILITY EIPICO 3 _0187 | CLI.CON-000001 | 2 - B01(ADMIN BUILDING)-265100-12 | Type (F17) | Approved
BIOLOGICALS AND BIOSIMILARS MANUFACTURING FACILITY EIPICO 3 _0187 | CLI.CON-000001 |  |  | Approved
BIOLOGICALS AND BIOSIMILARS MANUFACTURING FACILITY EIPICO 3 _0187 | CLI.CON-000001 | 2 - B06(Solvent & Hazardous)-284600-5 | Monitor modules. | Approved
BIOLOGICALS AND BIOSIMILARS MANUFACTURING FACILITY EIPICO 3 _0187 | CLI.CON-000001 |  |  | Approved
BIOLOGICALS AND BIOSIMILARS MANUFACTURING FACILITY EIPICO 3 _0187 | CLI.CON-000001 | 2 - B01(ADMIN BUILDING)-262416-8 | Reference:EDB-01 | Approved
BIOLOGICALS AND BIOSIMILARS MANUFACTURING FACILITY EIPICO 3 _0187 | CLI.CON-000001 |  |  | Approved
BIOLOGICALS AND BIOSIMILARS MANUFACTURING FACILITY EIPICO 3 _0187 | CLI.CON-000001 | 2 - B02 (Warehouse, Packaging and QC Building)-263323-4 | Printer. | Approved
BIOLOGICALS AND BIOSIMILARS MANUFACTURING FACILITY EIPICO 3 _0187 | CLI.CON-000001 |  |  | Approved
BIOLOGICALS AND BIOSIMILARS MANUFACTURING FACILITY EIPICO 3 _0187 | CLI.CON-000001 | 2 - B07(Guard Room)-262816-6 | 20A, 220V, Double pole switch for AC. | Approved
BIOLOGICALS AND BIOSIMILARS MANUFACTURING FACILITY EIPICO 3 _0187 | CLI.CON-000001 |  |  | Approved
BIOLOGICALS AND BIOSIMILARS MANUFACTURING FACILITY EIPICO 3 _0187 | CLI.CON-000001 | 2 - B04(Boiler, Chiller, Power Station)-271323-4 | Access control outlet. | Approved
BIOLOGICALS AND BIOSIMILARS MANUFACTURING FACILITY EIPICO 3 _0187 | CLI.CON-000001 |  |  | Approved
BIOLOGICALS AND BIOSIMILARS MANUFACTURING FACILITY EIPICO 3 _0187 | CLI.CON-000001 | 2 - B02 (Warehouse, Packaging and QC Building)-265100-3 | Type (F4) | Approved
BIOLOGICALS AND BIOSIMILARS MANUFACTURING FACILITY EIPICO 3 _0187 | CLI.CON-000001 |  |  | Approved
BIOLOGICALS AND BIOSIMILARS MANUFACTURING FACILITY EIPICO 3 _0187 | CLI.CON-000001 | 2 - B02 (Warehouse, Packaging and QC Building)-260519-36 | 1C, 4 mm2 (CU/PVC) for mechanical equipment feeding from MCC panel. | Approved
BIOLOGICALS AND BIOSIMILARS MANUFACTURING FACILITY EIPICO 3 _0187 | CLI.CON-000001 |  |  | Approved
BIOLOGICALS AND BIOSIMILARS MANUFACTURING FACILITY EIPICO 3 _0187 | CLI.CON-000001 | 2 - Building(Waste water treatment)-262419-1 | Reference: MCC/BL08/01 | Approved
BIOLOGICALS AND BIOSIMILARS MANUFACTURING FACILITY EIPICO 3 _0187 | CLI.CON-000001 |  |  | Approved
BIOLOGICALS AND BIOSIMILARS MANUFACTURING FACILITY EIPICO 3 _0187 | CLI.CON-000001 | 2 - B02 (Warehouse, Packaging and QC Building)-262416-10 | Reference:DB-03-W | Approved
BIOLOGICALS AND BIOSIMILARS MANUFACTURING FACILITY EIPICO 3 _0187 | CLI.CON-000001 |  |  | Approved
BIOLOGICALS AND BIOSIMILARS MANUFACTURING FACILITY EIPICO 3 _0187 | CLI.CON-000001 | 2 - B04(Boiler, Chiller, Power Station)-262816-11 | 20A, 220V, Double pole switch for Fire Alarm Control Panel. | Approved
BIOLOGICALS AND BIOSIMILARS MANUFACTURING FACILITY EIPICO 3 _0187 | CLI.CON-000001 |  |  | Approved
BIOLOGICALS AND BIOSIMILARS MANUFACTURING FACILITY EIPICO 3 _0187 | CLI.CON-000001 | 2 - B04(Boiler, Chiller, Power Station)-262416-3 | Reference: EMDB-01 | Approved
BIOLOGICALS AND BIOSIMILARS MANUFACTURING FACILITY EIPICO 3 _0187 | CLI.CON-000001 |  |  | Approved
BIOLOGICALS AND BIOSIMILARS MANUFACTURING FACILITY EIPICO 3 _0187 | CLI.CON-000001 | 2 - B04(Boiler, Chiller, Power Station)-262419-1 | Reference: MCC/B4/01 | Approved
BIOLOGICALS AND BIOSIMILARS MANUFACTURING FACILITY EIPICO 3 _0187 | CLI.CON-000001 |  |  | Approved
BIOLOGICALS AND BIOSIMILARS MANUFACTURING FACILITY EIPICO 3 _0187 | CLI.CON-000001 | 2 - B01(ADMIN BUILDING)-282000-2 | Weather proof, Wall mounted fixed outdoor bullet CCTV Camera, 5 MP,POE. | Approved
BIOLOGICALS AND BIOSIMILARS MANUFACTURING FACILITY EIPICO 3 _0187 | CLI.CON-000001 |  |  | Approved
BIOLOGICALS AND BIOSIMILARS MANUFACTURING FACILITY EIPICO 3 _0187 | CLI.CON-000001 | 2 - B04(Boiler, Chiller, Power Station)-281500-1 | Doors Controller panel | Approved
BIOLOGICALS AND BIOSIMILARS MANUFACTURING FACILITY EIPICO 3 _0187 | CLI.CON-000001 |  |  | Approved
BIOLOGICALS AND BIOSIMILARS MANUFACTURING FACILITY EIPICO 3 _0187 | CLI.CON-000001 | 2 - B01(ADMIN BUILDING)-281500-2 | Doors Controller panel | Approved
BIOLOGICALS AND BIOSIMILARS MANUFACTURING FACILITY EIPICO 3 _0187 | CLI.CON-000001 |  |  | Approved
BIOLOGICALS AND BIOSIMILARS MANUFACTURING FACILITY EIPICO 3 _0187 | CLI.CON-000001 | 2 - B02 (Warehouse, Packaging and QC Building)-284600-6 | Ceiling mounted Addressable heat detector | Approved
BIOLOGICALS AND BIOSIMILARS MANUFACTURING FACILITY EIPICO 3 _0187 | CLI.CON-000001 |  |  | Approved
BIOLOGICALS AND BIOSIMILARS MANUFACTURING FACILITY EIPICO 3 _0187 | CLI.CON-000001 | 2 - Building 08 ( Nutural Gass)-265100-2 | Type (F8) | Approved
BIOLOGICALS AND BIOSIMILARS MANUFACTURING FACILITY EIPICO 3 _0187 | CLI.CON-000001 |  |  | Approved
BIOLOGICALS AND BIOSIMILARS MANUFACTURING FACILITY EIPICO 3 _0187 | CLI.CON-000001 | 2 - Building(Waste water treatment)-265100-1 | Type (F1) | Approved
BIOLOGICALS AND BIOSIMILARS MANUFACTURING FACILITY EIPICO 3 _0187 | CLI.CON-000001 |  |  | Approved
BIOLOGICALS AND BIOSIMILARS MANUFACTURING FACILITY EIPICO 3 _0187 | CLI.CON-000001 | 2 - B02 (Warehouse, Packaging and QC Building)-260519-8 | 4CX25 mm2 (CU/XLPE/PVC). | Approved
BIOLOGICALS AND BIOSIMILARS MANUFACTURING FACILITY EIPICO 3 _0187 | CLI.CON-000001 |  |  | Approved
BIOLOGICALS AND BIOSIMILARS MANUFACTURING FACILITY EIPICO 3 _0187 | CLI.CON-000001 | 2 - B02 (Warehouse, Packaging and QC Building)-262416-19 | Reference:LCP-01 | Approved
BIOLOGICALS AND BIOSIMILARS MANUFACTURING FACILITY EIPICO 3 _0187 | CLI.CON-000001 |  |  | Approved
BIOLOGICALS AND BIOSIMILARS MANUFACTURING FACILITY EIPICO 3 _0187 | CLI.CON-000001 | 2 - B04(Boiler, Chiller, Power Station)-262416-2 | Reference: MDB-TR02 Including capacitor bank 800 KVAR. | Approved
BIOLOGICALS AND BIOSIMILARS MANUFACTURING FACILITY EIPICO 3 _0187 | CLI.CON-000001 |  |  | Approved
BIOLOGICALS AND BIOSIMILARS MANUFACTURING FACILITY EIPICO 3 _0187 | CLI.CON-000001 | 2 - B07(Guard Room)-262726-2 | Weatherproof, 10A, 250V, One way, Two gang switch. | Approved
BIOLOGICALS AND BIOSIMILARS MANUFACTURING FACILITY EIPICO 3 _0187 | CLI.CON-000001 |  |  | Approved
BIOLOGICALS AND BIOSIMILARS MANUFACTURING FACILITY EIPICO 3 _0187 | CLI.CON-000001 | 2 - B04(Boiler, Chiller, Power Station)-263353-1 | Reference: Rack mounted UPS; 5 KVA, 15 min, 1ph I/O, 220volt . | Approved
BIOLOGICALS AND BIOSIMILARS MANUFACTURING FACILITY EIPICO 3 _0187 | CLI.CON-000001 |  |  | Approved
BIOLOGICALS AND BIOSIMILARS MANUFACTURING FACILITY EIPICO 3 _0187 | CLI.CON-000001 | 2 - B05(Worker Building , Domestic and fire tank)-284600-3 | Weather proof, Manual call station. | Approved
BIOLOGICALS AND BIOSIMILARS MANUFACTURING FACILITY EIPICO 3 _0187 | CLI.CON-000001 |  |  | Approved
BIOLOGICALS AND BIOSIMILARS MANUFACTURING FACILITY EIPICO 3 _0187 | CLI.CON-000001 | 2 - Building 08 ( Nutural Gass)-284600-3 | Weather proof, Manual call station. | Approved
BIOLOGICALS AND BIOSIMILARS MANUFACTURING FACILITY EIPICO 3 _0187 | CLI.CON-000001 |  |  | Approved
BIOLOGICALS AND BIOSIMILARS MANUFACTURING FACILITY EIPICO 3 _0187 | CLI.CON-000001 | 2 - B01(ADMIN BUILDING)-281500-6 | Door contact. | Approved
BIOLOGICALS AND BIOSIMILARS MANUFACTURING FACILITY EIPICO 3 _0187 | CLI.CON-000001 |  |  | Approved
BIOLOGICALS AND BIOSIMILARS MANUFACTURING FACILITY EIPICO 3 _0187 | CLI.CON-000001 | 2 - B02 (Warehouse, Packaging and QC Building)-271323-6 | (RJ-45) single data socket outlet for LCP. | Approved
BIOLOGICALS AND BIOSIMILARS MANUFACTURING FACILITY EIPICO 3 _0187 | CLI.CON-000001 |  |  | Approved
BIOLOGICALS AND BIOSIMILARS MANUFACTURING FACILITY EIPICO 3 _0187 | CLI.CON-000001 | 2 - Landscape and Infra-260519-16 | 1C, 150 mm2 (CU/PVC). | Approved
BIOLOGICALS AND BIOSIMILARS MANUFACTURING FACILITY EIPICO 3 _0187 | CLI.CON-000001 |  |  | Approved
BIOLOGICALS AND BIOSIMILARS MANUFACTURING FACILITY EIPICO 3 _0187 | CLI.CON-000001 | 2 - B01(ADMIN BUILDING)-281500-8 | Access control main server including software and license. | Approved
BIOLOGICALS AND BIOSIMILARS MANUFACTURING FACILITY EIPICO 3 _0187 | CLI.CON-000001 |  |  | Approved
BIOLOGICALS AND BIOSIMILARS MANUFACTURING FACILITY EIPICO 3 _0187 | CLI.CON-000001 | 2 - B01(ADMIN BUILDING)-274116-6 | Table mic | Approved
BIOLOGICALS AND BIOSIMILARS MANUFACTURING FACILITY EIPICO 3 _0187 | CLI.CON-000001 |  |  | Approved
BIOLOGICALS AND BIOSIMILARS MANUFACTURING FACILITY EIPICO 3 _0187 | CLI.CON-000001 | 2 - B04(Boiler, Chiller, Power Station)-260519-12 | 1C, 25 mm2. (CU/PVC) | Approved
BIOLOGICALS AND BIOSIMILARS MANUFACTURING FACILITY EIPICO 3 _0187 | CLI.CON-000001 |  |  | Approved
BIOLOGICALS AND BIOSIMILARS MANUFACTURING FACILITY EIPICO 3 _0187 | CLI.CON-000001 | 2 - B03(Transformer Building)-284600-5 | Monitor modules . | Approved
BIOLOGICALS AND BIOSIMILARS MANUFACTURING FACILITY EIPICO 3 _0187 | CLI.CON-000001 |  |  | Approved
BIOLOGICALS AND BIOSIMILARS MANUFACTURING FACILITY EIPICO 3 _0187 | CLI.CON-000001 | 2 - B01(ADMIN BUILDING)-275116-4 | FM tuner, DVD player, MP3. | Approved
BIOLOGICALS AND BIOSIMILARS MANUFACTURING FACILITY EIPICO 3 _0187 | CLI.CON-000001 |  |  | Approved
BIOLOGICALS AND BIOSIMILARS MANUFACTURING FACILITY EIPICO 3 _0187 | CLI.CON-000001 | 2 - B01(ADMIN BUILDING)-271323-6 | Floor box Type-1 outlet by CAT6 cable. | Approved
BIOLOGICALS AND BIOSIMILARS MANUFACTURING FACILITY EIPICO 3 _0187 | CLI.CON-000001 |  |  | Approved
BIOLOGICALS AND BIOSIMILARS MANUFACTURING FACILITY EIPICO 3 _0187 | CLI.CON-000001 | 2 - B01(ADMIN BUILDING)-284600-14 | Manual call station. | Approved
BIOLOGICALS AND BIOSIMILARS MANUFACTURING FACILITY EIPICO 3 _0187 | CLI.CON-000001 |  |  | Approved
BIOLOGICALS AND BIOSIMILARS MANUFACTURING FACILITY EIPICO 3 _0187 | CLI.CON-000001 | 2 - B03(Transformer Building)-262500-3 | Plug-in Unit containing protection device 630A Note: For outdoor installation the bus way shall be IP 66 with canopy | Approved
BIOLOGICALS AND BIOSIMILARS MANUFACTURING FACILITY EIPICO 3 _0187 | CLI.CON-000001 |  |  | Approved
BIOLOGICALS AND BIOSIMILARS MANUFACTURING FACILITY EIPICO 3 _0187 | CLI.CON-000001 | 2 - B07(Guard Room)-260533-2 | One way, two gang switch outlet by 3X3mm2 CU/PVC wires. Average Outlet length is 4m. | Approved
BIOLOGICALS AND BIOSIMILARS MANUFACTURING FACILITY EIPICO 3 _0187 | CLI.CON-000001 |  |  | Approved
BIOLOGICALS AND BIOSIMILARS MANUFACTURING FACILITY EIPICO 3 _0187 | CLI.CON-000001 | 2 - B01(ADMIN BUILDING)-274116-9 | Extender (Tx) | Approved
BIOLOGICALS AND BIOSIMILARS MANUFACTURING FACILITY EIPICO 3 _0187 | CLI.CON-000001 |  |  | Approved
BIOLOGICALS AND BIOSIMILARS MANUFACTURING FACILITY EIPICO 3 _0187 | CLI.CON-000001 | 2 - B06(Solvent & Hazardous)-271323-3 | (RJ-45) single data socket outlet for LCP. | Approved
BIOLOGICALS AND BIOSIMILARS MANUFACTURING FACILITY EIPICO 3 _0187 | CLI.CON-000001 |  |  | Approved
BIOLOGICALS AND BIOSIMILARS MANUFACTURING FACILITY EIPICO 3 _0187 | CLI.CON-000001 | 2 - B02 (Warehouse, Packaging and QC Building)-284600-2 | Control modules. | Approved
BIOLOGICALS AND BIOSIMILARS MANUFACTURING FACILITY EIPICO 3 _0187 | CLI.CON-000001 |  |  | Approved
BIOLOGICALS AND BIOSIMILARS MANUFACTURING FACILITY EIPICO 3 _0187 | CLI.CON-000001 | 2 - B07'(Guard Room)-284600-4 | Fire alarm outlet. | Approved
BIOLOGICALS AND BIOSIMILARS MANUFACTURING FACILITY EIPICO 3 _0187 | CLI.CON-000001 |  |  | Approved
BIOLOGICALS AND BIOSIMILARS MANUFACTURING FACILITY EIPICO 3 _0187 | CLI.CON-000001 | 2 - Building 08 ( Nutural Gass)-284600-1 | Addressable gas detector. | Approved
BIOLOGICALS AND BIOSIMILARS MANUFACTURING FACILITY EIPICO 3 _0187 | CLI.CON-000001 |  |  | Approved
BIOLOGICALS AND BIOSIMILARS MANUFACTURING FACILITY EIPICO 3 _0187 | CLI.CON-000001 | 2 - B04(Boiler, Chiller, Power Station)-262816-2 | Weather Proof 250A, 380V, 3P Disconnecting switch. | Approved
BIOLOGICALS AND BIOSIMILARS MANUFACTURING FACILITY EIPICO 3 _0187 | CLI.CON-000001 |  |  | Approved
BIOLOGICALS AND BIOSIMILARS MANUFACTURING FACILITY EIPICO 3 _0187 | CLI.CON-000001 | 2 - B02 (Warehouse, Packaging and QC Building)-262416-3 | Reference:SMDB-W | Approved
BIOLOGICALS AND BIOSIMILARS MANUFACTURING FACILITY EIPICO 3 _0187 | CLI.CON-000001 |  |  | Approved
BIOLOGICALS AND BIOSIMILARS MANUFACTURING FACILITY EIPICO 3 _0187 | CLI.CON-000001 | 2 - B07(Guard Room)-260533-3 | Exhaust fan outlet by 3X4mm2 CU/PVC wires. Average Outlet length is 4 m. | Approved
BIOLOGICALS AND BIOSIMILARS MANUFACTURING FACILITY EIPICO 3 _0187 | CLI.CON-000001 |  |  | Approved
BIOLOGICALS AND BIOSIMILARS MANUFACTURING FACILITY EIPICO 3 _0187 | CLI.CON-000001 | 2 - B01(ADMIN BUILDING)-260526-2 | Earthing of Low current systems to achieve resistance ? 0.5 ohm . | Approved
BIOLOGICALS AND BIOSIMILARS MANUFACTURING FACILITY EIPICO 3 _0187 | CLI.CON-000001 |  |  | Approved
BIOLOGICALS AND BIOSIMILARS MANUFACTURING FACILITY EIPICO 3 _0187 | CLI.CON-000001 | 2 - Landscape and Infra-260519-9 | 4CX25 mm2 (CU/MICA/XLPE/LSZH). | Approved
BIOLOGICALS AND BIOSIMILARS MANUFACTURING FACILITY EIPICO 3 _0187 | CLI.CON-000001 |  |  | Approved
BIOLOGICALS AND BIOSIMILARS MANUFACTURING FACILITY EIPICO 3 _0187 | CLI.CON-000001 | 2 - B01(ADMIN BUILDING)-260533-4 | Sockets outlet by 3X4mm2 CU/PVC wires. Average Outlet length is 15m. | Approved
BIOLOGICALS AND BIOSIMILARS MANUFACTURING FACILITY EIPICO 3 _0187 | CLI.CON-000001 |  |  | Approved
BIOLOGICALS AND BIOSIMILARS MANUFACTURING FACILITY EIPICO 3 _0187 | CLI.CON-000001 | 2 - B02 (Warehouse, Packaging and QC Building)-262816-17 | Weather Proof 80A, 380V, 6P Disconnecting switch. | Approved
BIOLOGICALS AND BIOSIMILARS MANUFACTURING FACILITY EIPICO 3 _0187 | CLI.CON-000001 |  |  | Approved
BIOLOGICALS AND BIOSIMILARS MANUFACTURING FACILITY EIPICO 3 _0187 | CLI.CON-000001 | 2 - B04(Boiler, Chiller, Power Station)-260533-1 | Lighting fixtures outlet by 3X3mm2 CU/PVC wires. Average Outlet length is 20m. | Approved
BIOLOGICALS AND BIOSIMILARS MANUFACTURING FACILITY EIPICO 3 _0187 | CLI.CON-000001 |  |  | Approved
BIOLOGICALS AND BIOSIMILARS MANUFACTURING FACILITY EIPICO 3 _0187 | CLI.CON-000001 | 2 - B02 (Warehouse, Packaging and QC Building)-262816-23 | Weather Proof 25A, 380V, 3P Disconnecting switch. | Approved
BIOLOGICALS AND BIOSIMILARS MANUFACTURING FACILITY EIPICO 3 _0187 | CLI.CON-000001 |  |  | Approved
BIOLOGICALS AND BIOSIMILARS MANUFACTURING FACILITY EIPICO 3 _0187 | CLI.CON-000001 | 2 - B02 (Warehouse, Packaging and QC Building)-260519-9 | 4CX16 mm2 (CU/XLPE/PVC). | Approved
BIOLOGICALS AND BIOSIMILARS MANUFACTURING FACILITY EIPICO 3 _0187 | CLI.CON-000001 |  |  | Approved
BIOLOGICALS AND BIOSIMILARS MANUFACTURING FACILITY EIPICO 3 _0187 | CLI.CON-000001 | 2 - B02 (Warehouse, Packaging and QC Building)-262416-9 | Reference:DB-03-BL02 | Approved
BIOLOGICALS AND BIOSIMILARS MANUFACTURING FACILITY EIPICO 3 _0187 | CLI.CON-000001 |  |  | Approved
BIOLOGICALS AND BIOSIMILARS MANUFACTURING FACILITY EIPICO 3 _0187 | CLI.CON-000001 | 2 - Building(Waste water treatment)-260533-3 | One way, one gang switch outlet by 3X3mm2 CU/PVC wires. Average Outlet length is 4m. | Approved
BIOLOGICALS AND BIOSIMILARS MANUFACTURING FACILITY EIPICO 3 _0187 | CLI.CON-000001 |  |  | Approved
BIOLOGICALS AND BIOSIMILARS MANUFACTURING FACILITY EIPICO 3 _0187 | CLI.CON-000001 | 2 - B04(Boiler, Chiller, Power Station)-260519-13 | 1C, 16 mm2. (CU/PVC). | Approved
BIOLOGICALS AND BIOSIMILARS MANUFACTURING FACILITY EIPICO 3 _0187 | CLI.CON-000001 |  |  | Approved
BIOLOGICALS AND BIOSIMILARS MANUFACTURING FACILITY EIPICO 3 _0187 | CLI.CON-000001 | 2 - B01(ADMIN BUILDING)-274116-2 | Audio video controller | Approved
BIOLOGICALS AND BIOSIMILARS MANUFACTURING FACILITY EIPICO 3 _0187 | CLI.CON-000001 |  |  | Approved
BIOLOGICALS AND BIOSIMILARS MANUFACTURING FACILITY EIPICO 3 _0187 | CLI.CON-000001 | 2 - B04(Boiler, Chiller, Power Station)-260536-2 | Cable tray (600X100)mm (WXH). | Approved
BIOLOGICALS AND BIOSIMILARS MANUFACTURING FACILITY EIPICO 3 _0187 | CLI.CON-000001 |  |  | Approved
BIOLOGICALS AND BIOSIMILARS MANUFACTURING FACILITY EIPICO 3 _0187 | CLI.CON-000001 | 2 - B05(Worker Building , Domestic and fire tank)-262726-5 | 16A, 220V,(2P+E) Wall mounted general purpose single socket. | Approved
BIOLOGICALS AND BIOSIMILARS MANUFACTURING FACILITY EIPICO 3 _0187 | CLI.CON-000001 |  |  | Approved
BIOLOGICALS AND BIOSIMILARS MANUFACTURING FACILITY EIPICO 3 _0187 | CLI.CON-000001 | 2 - B02 (Warehouse, Packaging and QC Building)-271323-4 | Wireless access point outlet. Average outlet length is 27m. Data socket devices (Faceplate and connector) | Approved
BIOLOGICALS AND BIOSIMILARS MANUFACTURING FACILITY EIPICO 3 _0187 | CLI.CON-000001 |  |  | Approved
BIOLOGICALS AND BIOSIMILARS MANUFACTURING FACILITY EIPICO 3 _0187 | CLI.CON-000001 | 2 - B07(Guard Room)-262726-3 | 16A, 220V,(2P+E) Wall mounted general purpose single socket. | Approved
BIOLOGICALS AND BIOSIMILARS MANUFACTURING FACILITY EIPICO 3 _0187 | CLI.CON-000001 |  |  | Approved
BIOLOGICALS AND BIOSIMILARS MANUFACTURING FACILITY EIPICO 3 _0187 | CLI.CON-000001 | 2 - B01(ADMIN BUILDING)-265100-6 | Type (F18) | Approved
BIOLOGICALS AND BIOSIMILARS MANUFACTURING FACILITY EIPICO 3 _0187 | CLI.CON-000001 |  |  | Approved
BIOLOGICALS AND BIOSIMILARS MANUFACTURING FACILITY EIPICO 3 _0187 | CLI.CON-000001 | 2 - B04(Boiler, Chiller, Power Station)-260536-1 | Cable tray (900X100)mm (WXH). | Approved
BIOLOGICALS AND BIOSIMILARS MANUFACTURING FACILITY EIPICO 3 _0187 | CLI.CON-000001 |  |  | Approved
BIOLOGICALS AND BIOSIMILARS MANUFACTURING FACILITY EIPICO 3 _0187 | CLI.CON-000001 | 2 - B04(Boiler, Chiller, Power Station)-265100-1 | Type (F1) | Approved
BIOLOGICALS AND BIOSIMILARS MANUFACTURING FACILITY EIPICO 3 _0187 | CLI.CON-000001 |  |  | Approved
BIOLOGICALS AND BIOSIMILARS MANUFACTURING FACILITY EIPICO 3 _0187 | CLI.CON-000001 | 2 - Landscape and Infra-260519-10 | 4CX10 mm2 (CU/MICA/XLPE/LSZH). | Approved
BIOLOGICALS AND BIOSIMILARS MANUFACTURING FACILITY EIPICO 3 _0187 | CLI.CON-000001 |  |  | Approved
BIOLOGICALS AND BIOSIMILARS MANUFACTURING FACILITY EIPICO 3 _0187 | CLI.CON-000001 | 2 - B01(ADMIN BUILDING)-260536-3 | Cable tray (100X100)mm (WXH). | Approved
BIOLOGICALS AND BIOSIMILARS MANUFACTURING FACILITY EIPICO 3 _0187 | CLI.CON-000001 |  |  | Approved
BIOLOGICALS AND BIOSIMILARS MANUFACTURING FACILITY EIPICO 3 _0187 | CLI.CON-000001 | 2 - B02 (Warehouse, Packaging and QC Building)-271323-2 | (RJ-45) single telephone outlet. Average outlet length is 44m. | Approved
BIOLOGICALS AND BIOSIMILARS MANUFACTURING FACILITY EIPICO 3 _0187 | CLI.CON-000001 |  |  | Approved
BIOLOGICALS AND BIOSIMILARS MANUFACTURING FACILITY EIPICO 3 _0187 | CLI.CON-000001 | 2 - B05(Worker Building , Domestic and fire tank)-262419-1 | Reference: MCC//B5/01 | Approved
BIOLOGICALS AND BIOSIMILARS MANUFACTURING FACILITY EIPICO 3 _0187 | CLI.CON-000001 |  |  | Approved
BIOLOGICALS AND BIOSIMILARS MANUFACTURING FACILITY EIPICO 3 _0187 | CLI.CON-000001 | 2 - B02 (Warehouse, Packaging and QC Building)-274116-3 | Digital signal processing. | Approved
BIOLOGICALS AND BIOSIMILARS MANUFACTURING FACILITY EIPICO 3 _0187 | CLI.CON-000001 |  |  | Approved
BIOLOGICALS AND BIOSIMILARS MANUFACTURING FACILITY EIPICO 3 _0187 | CLI.CON-000001 | 2 - B04(Boiler, Chiller, Power Station)-284600-4 | Ceiling mounted Addressable heat detector | Approved
BIOLOGICALS AND BIOSIMILARS MANUFACTURING FACILITY EIPICO 3 _0187 | CLI.CON-000001 |  |  | Approved
BIOLOGICALS AND BIOSIMILARS MANUFACTURING FACILITY EIPICO 3 _0187 | CLI.CON-000001 | 2 - B07(Guard Room)-281500-1 | Time Attendance Device. | Approved
BIOLOGICALS AND BIOSIMILARS MANUFACTURING FACILITY EIPICO 3 _0187 | CLI.CON-000001 |  |  | Approved
BIOLOGICALS AND BIOSIMILARS MANUFACTURING FACILITY EIPICO 3 _0187 | CLI.CON-000001 | 2 - B01(ADMIN BUILDING)-271323-9 | (RJ-45) single telephone socket. | Approved
BIOLOGICALS AND BIOSIMILARS MANUFACTURING FACILITY EIPICO 3 _0187 | CLI.CON-000001 |  |  | Approved
BIOLOGICALS AND BIOSIMILARS MANUFACTURING FACILITY EIPICO 3 _0187 | CLI.CON-000001 | 2 - B07(Guard Room)-281800-3 | X-Ray Handbag Scanners | Approved
BIOLOGICALS AND BIOSIMILARS MANUFACTURING FACILITY EIPICO 3 _0187 | CLI.CON-000001 |  |  | Approved
BIOLOGICALS AND BIOSIMILARS MANUFACTURING FACILITY EIPICO 3 _0187 | CLI.CON-000001 | 2 - B05(Worker Building , Domestic and fire tank)-260533-6 | Power sockets outlet by 3X4mm2 CU/PVC wires. Average Outlet length is 18m. | Approved
BIOLOGICALS AND BIOSIMILARS MANUFACTURING FACILITY EIPICO 3 _0187 | CLI.CON-000001 |  |  | Approved
BIOLOGICALS AND BIOSIMILARS MANUFACTURING FACILITY EIPICO 3 _0187 | CLI.CON-000001 | 2 - B01(ADMIN BUILDING)-271323-3 | CCTV cabinet ,42 U | Approved
BIOLOGICALS AND BIOSIMILARS MANUFACTURING FACILITY EIPICO 3 _0187 | CLI.CON-000001 |  |  | Approved
BIOLOGICALS AND BIOSIMILARS MANUFACTURING FACILITY EIPICO 3 _0187 | CLI.CON-000001 | 2 - B01(ADMIN BUILDING)-260519-4 | 3C,6 mm2. (CU/XLPE/PVC) for mechanical equipment feeding from MCC panel. | Approved
BIOLOGICALS AND BIOSIMILARS MANUFACTURING FACILITY EIPICO 3 _0187 | CLI.CON-000001 |  |  | Approved
BIOLOGICALS AND BIOSIMILARS MANUFACTURING FACILITY EIPICO 3 _0187 | CLI.CON-000001 | 2 - B01(ADMIN BUILDING)-271323-5 | Access control outlet with Cat 6 cable. | Approved
BIOLOGICALS AND BIOSIMILARS MANUFACTURING FACILITY EIPICO 3 _0187 | CLI.CON-000001 |  |  | Approved
BIOLOGICALS AND BIOSIMILARS MANUFACTURING FACILITY EIPICO 3 _0187 | CLI.CON-000001 | 2 - B02 (Warehouse, Packaging and QC Building)-262726-10 | 20A, 380V,(3P+N+E) Wall mounted industrial socket with plug. | Approved
BIOLOGICALS AND BIOSIMILARS MANUFACTURING FACILITY EIPICO 3 _0187 | CLI.CON-000001 |  |  | Approved
BIOLOGICALS AND BIOSIMILARS MANUFACTURING FACILITY EIPICO 3 _0187 | CLI.CON-000001 | 2 - B02 (Warehouse, Packaging and QC Building)-262816-2 | 125A, 380V, 3P Disconnecting switch for Pallet Washer. | Approved
BIOLOGICALS AND BIOSIMILARS MANUFACTURING FACILITY EIPICO 3 _0187 | CLI.CON-000001 |  |  | Approved
BIOLOGICALS AND BIOSIMILARS MANUFACTURING FACILITY EIPICO 3 _0187 | CLI.CON-000001 | 2 - B02 (Warehouse, Packaging and QC Building)-271323-2 | Data cabinet, 12 U | Approved
BIOLOGICALS AND BIOSIMILARS MANUFACTURING FACILITY EIPICO 3 _0187 | CLI.CON-000001 |  |  | Approved
BIOLOGICALS AND BIOSIMILARS MANUFACTURING FACILITY EIPICO 3 _0187 | CLI.CON-000001 | 2 - B01(ADMIN BUILDING)-262816-1 | 63A, 380V, 3P Disconnecting switch for Crack Unit. | Approved
BIOLOGICALS AND BIOSIMILARS MANUFACTURING FACILITY EIPICO 3 _0187 | CLI.CON-000001 |  |  | Approved
BIOLOGICALS AND BIOSIMILARS MANUFACTURING FACILITY EIPICO 3 _0187 | CLI.CON-000001 | 2 - B01(ADMIN BUILDING)-271323-7 | Floor box Type-2 outlet by CAT6 cable. | Approved
BIOLOGICALS AND BIOSIMILARS MANUFACTURING FACILITY EIPICO 3 _0187 | CLI.CON-000001 |  |  | Approved
BIOLOGICALS AND BIOSIMILARS MANUFACTURING FACILITY EIPICO 3 _0187 | CLI.CON-000001 | 2 - B01(ADMIN BUILDING)-265100-8 | Type (F20) | Approved
BIOLOGICALS AND BIOSIMILARS MANUFACTURING FACILITY EIPICO 3 _0187 | CLI.CON-000001 |  |  | Approved
BIOLOGICALS AND BIOSIMILARS MANUFACTURING FACILITY EIPICO 3 _0187 | CLI.CON-000001 | 2 - Building(Waste water treatment)-284600-4 | Weather proof, Manual call station. | Approved
BIOLOGICALS AND BIOSIMILARS MANUFACTURING FACILITY EIPICO 3 _0187 | CLI.CON-000001 |  |  | Approved
BIOLOGICALS AND BIOSIMILARS MANUFACTURING FACILITY EIPICO 3 _0187 | CLI.CON-000001 | 2 - B07'(Guard Room)-262726-1 | 10A, 250V, One way, Two gang switch. | Approved
BIOLOGICALS AND BIOSIMILARS MANUFACTURING FACILITY EIPICO 3 _0187 | CLI.CON-000001 |  |  | Approved
BIOLOGICALS AND BIOSIMILARS MANUFACTURING FACILITY EIPICO 3 _0187 | CLI.CON-000001 | 2 - B07(Guard Room)-284600-3 | Weather proof, Manual call station. | Approved
BIOLOGICALS AND BIOSIMILARS MANUFACTURING FACILITY EIPICO 3 _0187 | CLI.CON-000001 |  |  | Approved
BIOLOGICALS AND BIOSIMILARS MANUFACTURING FACILITY EIPICO 3 _0187 | CLI.CON-000001 | 2 - B01(ADMIN BUILDING)-260519-10 | 3C,4 mm2 VFD cable for mechanical equipment feeding from MCC panel. | Approved
BIOLOGICALS AND BIOSIMILARS MANUFACTURING FACILITY EIPICO 3 _0187 | CLI.CON-000001 |  |  | Approved
BIOLOGICALS AND BIOSIMILARS MANUFACTURING FACILITY EIPICO 3 _0187 | CLI.CON-000001 | 2 - B07(Guard Room)-284600-2 | Weather proof, Fire alarm siren with strobe light. | Approved
BIOLOGICALS AND BIOSIMILARS MANUFACTURING FACILITY EIPICO 3 _0187 | CLI.CON-000001 |  |  | Approved
BIOLOGICALS AND BIOSIMILARS MANUFACTURING FACILITY EIPICO 3 _0187 | CLI.CON-000001 | 2 - B01(ADMIN BUILDING)-274116-4 | DVD and USP Player. | Approved
BIOLOGICALS AND BIOSIMILARS MANUFACTURING FACILITY EIPICO 3 _0187 | CLI.CON-000001 |  |  | Approved
BIOLOGICALS AND BIOSIMILARS MANUFACTURING FACILITY EIPICO 3 _0187 | CLI.CON-000001 | 2 - B02 (Warehouse, Packaging and QC Building)-262419-6 | Reference:MCC/BL02/06 | Approved
BIOLOGICALS AND BIOSIMILARS MANUFACTURING FACILITY EIPICO 3 _0187 | CLI.CON-000001 |  |  | Approved
BIOLOGICALS AND BIOSIMILARS MANUFACTURING FACILITY EIPICO 3 _0187 | CLI.CON-000001 | 2 - B06(Solvent & Hazardous)-281500-7 | Outlet from main access control panel to door controller outlet. | Approved
BIOLOGICALS AND BIOSIMILARS MANUFACTURING FACILITY EIPICO 3 _0187 | CLI.CON-000001 |  |  | Approved
BIOLOGICALS AND BIOSIMILARS MANUFACTURING FACILITY EIPICO 3 _0187 | CLI.CON-000001 | 2 - B02 (Warehouse, Packaging and QC Building)-262419-4 | Reference:MCC/BL02/04 | Approved
BIOLOGICALS AND BIOSIMILARS MANUFACTURING FACILITY EIPICO 3 _0187 | CLI.CON-000001 |  |  | Approved
BIOLOGICALS AND BIOSIMILARS MANUFACTURING FACILITY EIPICO 3 _0187 | CLI.CON-000001 | 2 - B02 (Warehouse, Packaging and QC Building)-262816-3 | Antibacterial 100A, 380V, 3P Disconnecting switch for Autoclave. | Approved
BIOLOGICALS AND BIOSIMILARS MANUFACTURING FACILITY EIPICO 3 _0187 | CLI.CON-000001 |  |  | Approved
BIOLOGICALS AND BIOSIMILARS MANUFACTURING FACILITY EIPICO 3 _0187 | CLI.CON-000001 | 2 - B02 (Warehouse, Packaging and QC Building)-260533-3 | One way, one gang switch outlet by 3X3mm2 CU/PVC wires. Average outlet length is 5m. | Approved
BIOLOGICALS AND BIOSIMILARS MANUFACTURING FACILITY EIPICO 3 _0187 | CLI.CON-000001 |  |  | Approved
BIOLOGICALS AND BIOSIMILARS MANUFACTURING FACILITY EIPICO 3 _0187 | CLI.CON-000001 | 2 - B04(Boiler, Chiller, Power Station)-262419-2 | Reference: MCC/B4/02 | Approved
BIOLOGICALS AND BIOSIMILARS MANUFACTURING FACILITY EIPICO 3 _0187 | CLI.CON-000001 |  |  | Approved
BIOLOGICALS AND BIOSIMILARS MANUFACTURING FACILITY EIPICO 3 _0187 | CLI.CON-000001 | 2 - B01(ADMIN BUILDING)-271323-1 | 12 Core multi-mode fiber optic cable. Communications Termination Blocks , Patch Panels, connector and patch cord | Approved
BIOLOGICALS AND BIOSIMILARS MANUFACTURING FACILITY EIPICO 3 _0187 | CLI.CON-000001 |  |  | Approved
BIOLOGICALS AND BIOSIMILARS MANUFACTURING FACILITY EIPICO 3 _0187 | CLI.CON-000001 | 2 - B02 (Warehouse, Packaging and QC Building)-260533-13 | Electric outlet by 3X4mm2 CU/PVC wires. Average outlet length is 23m. | Approved
BIOLOGICALS AND BIOSIMILARS MANUFACTURING FACILITY EIPICO 3 _0187 | CLI.CON-000001 |  |  | Approved
BIOLOGICALS AND BIOSIMILARS MANUFACTURING FACILITY EIPICO 3 _0187 | CLI.CON-000001 | 2 - B06(Solvent & Hazardous)-271323-2 | IP camera outlet. | Approved
BIOLOGICALS AND BIOSIMILARS MANUFACTURING FACILITY EIPICO 3 _0187 | CLI.CON-000001 |  |  | Approved
BIOLOGICALS AND BIOSIMILARS MANUFACTURING FACILITY EIPICO 3 _0187 | CLI.CON-000001 | 2 - B02 (Warehouse, Packaging and QC Building)-263323-1 | Reference:CBS-BL02 | Approved
BIOLOGICALS AND BIOSIMILARS MANUFACTURING FACILITY EIPICO 3 _0187 | CLI.CON-000001 |  |  | Approved
BIOLOGICALS AND BIOSIMILARS MANUFACTURING FACILITY EIPICO 3 _0187 | CLI.CON-000001 | 2 - B06(Solvent & Hazardous)-281500-6 | Outlet From devices outlet around the door to door controller. Average Outlet length is 6m. | Approved
BIOLOGICALS AND BIOSIMILARS MANUFACTURING FACILITY EIPICO 3 _0187 | CLI.CON-000001 |  |  | Approved
BIOLOGICALS AND BIOSIMILARS MANUFACTURING FACILITY EIPICO 3 _0187 | CLI.CON-000001 | 2 - B02 (Warehouse, Packaging and QC Building)-282000-1 | Fixed Dome Camera, 3MP,POE. | Approved
BIOLOGICALS AND BIOSIMILARS MANUFACTURING FACILITY EIPICO 3 _0187 | CLI.CON-000001 |  |  | Approved
BIOLOGICALS AND BIOSIMILARS MANUFACTURING FACILITY EIPICO 3 _0187 | CLI.CON-000001 | 2 - B01(ADMIN BUILDING)-260519-12 | 1C,16 mm2. (CU/PVC) | Approved
BIOLOGICALS AND BIOSIMILARS MANUFACTURING FACILITY EIPICO 3 _0187 | CLI.CON-000001 |  |  | Approved
BIOLOGICALS AND BIOSIMILARS MANUFACTURING FACILITY EIPICO 3 _0187 | CLI.CON-000001 | 2 - B02 (Warehouse, Packaging and QC Building)-262416-7 | Reference:DB-02-BL02 | Approved
BIOLOGICALS AND BIOSIMILARS MANUFACTURING FACILITY EIPICO 3 _0187 | CLI.CON-000001 |  |  | Approved
BIOLOGICALS AND BIOSIMILARS MANUFACTURING FACILITY EIPICO 3 _0187 | CLI.CON-000001 | 2 - B01(ADMIN BUILDING)-260519-6 | 4C,6 mm2. (CU/XPVC/PVC). | Approved
BIOLOGICALS AND BIOSIMILARS MANUFACTURING FACILITY EIPICO 3 _0187 | CLI.CON-000001 |  |  | Approved
BIOLOGICALS AND BIOSIMILARS MANUFACTURING FACILITY EIPICO 3 _0187 | CLI.CON-000001 | 2 - B01(ADMIN BUILDING)-271323-4 | Audio video cabinet ,12 U | Approved
BIOLOGICALS AND BIOSIMILARS MANUFACTURING FACILITY EIPICO 3 _0187 | CLI.CON-000001 |  |  | Approved
BIOLOGICALS AND BIOSIMILARS MANUFACTURING FACILITY EIPICO 3 _0187 | CLI.CON-000001 | 2 - B04(Boiler, Chiller, Power Station)-281500-2 | Proximity Card reader. | Approved
BIOLOGICALS AND BIOSIMILARS MANUFACTURING FACILITY EIPICO 3 _0187 | CLI.CON-000001 |  |  | Approved
BIOLOGICALS AND BIOSIMILARS MANUFACTURING FACILITY EIPICO 3 _0187 | CLI.CON-000001 | 2 - B04(Boiler, Chiller, Power Station)-262726-5 | Weatherproof, 16A, 220V,(2P+E) Wall mounted general purpose single socket. | Approved
BIOLOGICALS AND BIOSIMILARS MANUFACTURING FACILITY EIPICO 3 _0187 | CLI.CON-000001 |  |  | Approved
BIOLOGICALS AND BIOSIMILARS MANUFACTURING FACILITY EIPICO 3 _0187 | CLI.CON-000001 | 2 - B02 (Warehouse, Packaging and QC Building)-262816-16 | Antibacterial 20A, 220V, Double pole switch for Downflow. | Approved
BIOLOGICALS AND BIOSIMILARS MANUFACTURING FACILITY EIPICO 3 _0187 | CLI.CON-000001 |  |  | Approved
BIOLOGICALS AND BIOSIMILARS MANUFACTURING FACILITY EIPICO 3 _0187 | CLI.CON-000001 | 2 - B07'(Guard Room)-265100-2 | Type (F8) | Approved
BIOLOGICALS AND BIOSIMILARS MANUFACTURING FACILITY EIPICO 3 _0187 | CLI.CON-000001 |  |  | Approved
BIOLOGICALS AND BIOSIMILARS MANUFACTURING FACILITY EIPICO 3 _0187 | CLI.CON-000001 | 2 - Building 08 ( Nutural Gass)-260533-2 | One way, two gang switch outlet by 3X3mm2 CU/PVC wires. Average Outlet length is 4m. | Approved
BIOLOGICALS AND BIOSIMILARS MANUFACTURING FACILITY EIPICO 3 _0187 | CLI.CON-000001 |  |  | Approved
BIOLOGICALS AND BIOSIMILARS MANUFACTURING FACILITY EIPICO 3 _0187 | CLI.CON-000001 | 2 - B02 (Warehouse, Packaging and QC Building)-260533-10 | Disconnet switch outlets by 3X6mm2 CU/PVC wires. Average outlet length is 17m. | Approved
BIOLOGICALS AND BIOSIMILARS MANUFACTURING FACILITY EIPICO 3 _0187 | CLI.CON-000001 |  |  | Approved
BIOLOGICALS AND BIOSIMILARS MANUFACTURING FACILITY EIPICO 3 _0187 | CLI.CON-000001 | 2 - B06(Solvent & Hazardous)-260533-2 | One way, one gang switch outlet by 3X3mm2 CU/PVC wires. Average Outlet length is 5m. | Approved
BIOLOGICALS AND BIOSIMILARS MANUFACTURING FACILITY EIPICO 3 _0187 | CLI.CON-000001 |  |  | Approved
BIOLOGICALS AND BIOSIMILARS MANUFACTURING FACILITY EIPICO 3 _0187 | CLI.CON-000001 | 2 - B02 (Warehouse, Packaging and QC Building)-260533-1 | Lighting fixtures outlet by 3X3mm2 CU/PVC wires. Average outlet length is 9m. | Approved
BIOLOGICALS AND BIOSIMILARS MANUFACTURING FACILITY EIPICO 3 _0187 | CLI.CON-000001 |  |  | Approved
BIOLOGICALS AND BIOSIMILARS MANUFACTURING FACILITY EIPICO 3 _0187 | CLI.CON-000001 | 2 - B06(Solvent & Hazardous)-281500-4 | Magnetic door lock. | Approved
BIOLOGICALS AND BIOSIMILARS MANUFACTURING FACILITY EIPICO 3 _0187 | CLI.CON-000001 |  |  | Approved
BIOLOGICALS AND BIOSIMILARS MANUFACTURING FACILITY EIPICO 3 _0187 | CLI.CON-000001 | 2 - B02 (Warehouse, Packaging and QC Building)-262419-5 | Reference:MCC/BL02/05 | Approved
BIOLOGICALS AND BIOSIMILARS MANUFACTURING FACILITY EIPICO 3 _0187 | CLI.CON-000001 |  |  | Approved
BIOLOGICALS AND BIOSIMILARS MANUFACTURING FACILITY EIPICO 3 _0187 | CLI.CON-000001 | 2 - B01(ADMIN BUILDING)-260519-8 | 2C,6 mm2. (CU/MICA/XLPE/LSZH). | Approved
BIOLOGICALS AND BIOSIMILARS MANUFACTURING FACILITY EIPICO 3 _0187 | CLI.CON-000001 |  |  | Approved
BIOLOGICALS AND BIOSIMILARS MANUFACTURING FACILITY EIPICO 3 _0187 | CLI.CON-000001 | 2 - B02 (Warehouse, Packaging and QC Building)-260519-31 | 1C, 16 mm2 (CU/PVC) for mechanical equipment feeding from MCC panel. | Approved
BIOLOGICALS AND BIOSIMILARS MANUFACTURING FACILITY EIPICO 3 _0187 | CLI.CON-000001 |  |  | Approved
BIOLOGICALS AND BIOSIMILARS MANUFACTURING FACILITY EIPICO 3 _0187 | CLI.CON-000001 | 2 - B03(Transformer Building)-260533-5 | Electric wall outlet by 3X4mm2 CU/PVC wires. Average Outlet length is 12m. | Approved
BIOLOGICALS AND BIOSIMILARS MANUFACTURING FACILITY EIPICO 3 _0187 | CLI.CON-000001 |  |  | Approved
BIOLOGICALS AND BIOSIMILARS MANUFACTURING FACILITY EIPICO 3 _0187 | CLI.CON-000001 | 2 - B04(Boiler, Chiller, Power Station)-271323-3 | IP camera outlet. Average Outlet length is 25m. | Approved
BIOLOGICALS AND BIOSIMILARS MANUFACTURING FACILITY EIPICO 3 _0187 | CLI.CON-000001 |  |  | Approved
BIOLOGICALS AND BIOSIMILARS MANUFACTURING FACILITY EIPICO 3 _0187 | CLI.CON-000001 | 2 - B05(Worker Building , Domestic and fire tank)-262816-5 | Weather proof, 20A, 380V, 3P Disconnecting switch. | Approved
BIOLOGICALS AND BIOSIMILARS MANUFACTURING FACILITY EIPICO 3 _0187 | CLI.CON-000001 |  |  | Approved
BIOLOGICALS AND BIOSIMILARS MANUFACTURING FACILITY EIPICO 3 _0187 | CLI.CON-000001 | 2 - B02 (Warehouse, Packaging and QC Building)-265100-7 | Type (F8) | Approved
BIOLOGICALS AND BIOSIMILARS MANUFACTURING FACILITY EIPICO 3 _0187 | CLI.CON-000001 |  |  | Approved
BIOLOGICALS AND BIOSIMILARS MANUFACTURING FACILITY EIPICO 3 _0187 | CLI.CON-000001 | 2 - B01(ADMIN BUILDING)-262416-6 | Reference:UDB | Approved
BIOLOGICALS AND BIOSIMILARS MANUFACTURING FACILITY EIPICO 3 _0187 | CLI.CON-000001 |  |  | Approved
BIOLOGICALS AND BIOSIMILARS MANUFACTURING FACILITY EIPICO 3 _0187 | CLI.CON-000001 | 2 - B02 (Warehouse, Packaging and QC Building)-262816-7 | 50A, 380V, 3P Disconnecting switch for Laundery. | Approved
BIOLOGICALS AND BIOSIMILARS MANUFACTURING FACILITY EIPICO 3 _0187 | CLI.CON-000001 |  |  | Approved
BIOLOGICALS AND BIOSIMILARS MANUFACTURING FACILITY EIPICO 3 _0187 | CLI.CON-000001 | 2 - Landscape and Infra-260519-8 | (3CX240+120) mm2 (CU/MICA/XLPE/LSZH). | Approved
BIOLOGICALS AND BIOSIMILARS MANUFACTURING FACILITY EIPICO 3 _0187 | CLI.CON-000001 |  |  | Approved
BIOLOGICALS AND BIOSIMILARS MANUFACTURING FACILITY EIPICO 3 _0187 | CLI.CON-000001 | 2 - B01(ADMIN BUILDING)-281500-7 | Printer | Approved
BIOLOGICALS AND BIOSIMILARS MANUFACTURING FACILITY EIPICO 3 _0187 | CLI.CON-000001 |  |  | Approved
BIOLOGICALS AND BIOSIMILARS MANUFACTURING FACILITY EIPICO 3 _0187 | CLI.CON-000001 | 2 - B01(ADMIN BUILDING)-272000-1 | Wireless access point. | Approved
BIOLOGICALS AND BIOSIMILARS MANUFACTURING FACILITY EIPICO 3 _0187 | CLI.CON-000001 |  |  | Approved
BIOLOGICALS AND BIOSIMILARS MANUFACTURING FACILITY EIPICO 3 _0187 | CLI.CON-000001 | 2 - B04(Boiler, Chiller, Power Station)-262416-4 | Reference: EMDB-02 | Approved
BIOLOGICALS AND BIOSIMILARS MANUFACTURING FACILITY EIPICO 3 _0187 | CLI.CON-000001 |  |  | Approved
BIOLOGICALS AND BIOSIMILARS MANUFACTURING FACILITY EIPICO 3 _0187 | CLI.CON-000001 | 2 - Building(Waste water treatment)-260533-6 | Disconnet switch outlets by (4CX6+1CX6) mm2 CU/PVC wires. Average Outlet length is 20m. | Approved
BIOLOGICALS AND BIOSIMILARS MANUFACTURING FACILITY EIPICO 3 _0187 | CLI.CON-000001 |  |  | Approved
BIOLOGICALS AND BIOSIMILARS MANUFACTURING FACILITY EIPICO 3 _0187 | CLI.CON-000001 | 2 - B03(Transformer Building)-262500-1 | Bimetal Bus way feeder type , 4000 A ,(3Ph + N+ integral E ) Silver Plated Copper Contact Aluminium Sandwich type bus way with all related accessories. | Approved
BIOLOGICALS AND BIOSIMILARS MANUFACTURING FACILITY EIPICO 3 _0187 | CLI.CON-000001 |  |  | Approved
BIOLOGICALS AND BIOSIMILARS MANUFACTURING FACILITY EIPICO 3 _0187 | CLI.CON-000001 | 2 - Building(Waste water treatment)-260000 | Description DIVISION 26 ? ELECTRICAL WORKS | Approved
BIOLOGICALS AND BIOSIMILARS MANUFACTURING FACILITY EIPICO 3 _0187 | CLI.CON-000001 |  |  | Approved
BIOLOGICALS AND BIOSIMILARS MANUFACTURING FACILITY EIPICO 3 _0187 | CLI.CON-000001 | 2 - B01(ADMIN BUILDING)-260533-1 | Lighting fixtures outlet by 3X3mm2 CU/PVC wires. Average Outlet length is 8m. | Approved
BIOLOGICALS AND BIOSIMILARS MANUFACTURING FACILITY EIPICO 3 _0187 | CLI.CON-000001 |  |  | Approved
BIOLOGICALS AND BIOSIMILARS MANUFACTURING FACILITY EIPICO 3 _0187 | CLI.CON-000001 | 2 - B01(ADMIN BUILDING)-275116-6 | Power amplifier 120 W. | Approved
BIOLOGICALS AND BIOSIMILARS MANUFACTURING FACILITY EIPICO 3 _0187 | CLI.CON-000001 |  |  | Approved
BIOLOGICALS AND BIOSIMILARS MANUFACTURING FACILITY EIPICO 3 _0187 | CLI.CON-000001 | 2 - B02 (Warehouse, Packaging and QC Building)-262416-20 | Reference:LCP-02 | Approved
BIOLOGICALS AND BIOSIMILARS MANUFACTURING FACILITY EIPICO 3 _0187 | CLI.CON-000001 |  |  | Approved
BIOLOGICALS AND BIOSIMILARS MANUFACTURING FACILITY EIPICO 3 _0187 | CLI.CON-000001 | 2 - B07'(Guard Room)-262816-6 | 20A, 220V, Double pole switch for AC. | Approved
BIOLOGICALS AND BIOSIMILARS MANUFACTURING FACILITY EIPICO 3 _0187 | CLI.CON-000001 |  |  | Approved
BIOLOGICALS AND BIOSIMILARS MANUFACTURING FACILITY EIPICO 3 _0187 | CLI.CON-000001 | 2 - B02 (Warehouse, Packaging and QC Building)-262416-2 | Reference:ESMDB-BL02 | Approved
BIOLOGICALS AND BIOSIMILARS MANUFACTURING FACILITY EIPICO 3 _0187 | CLI.CON-000001 |  |  | Approved
BIOLOGICALS AND BIOSIMILARS MANUFACTURING FACILITY EIPICO 3 _0187 | CLI.CON-000001 | 2 - B02 (Warehouse, Packaging and QC Building)-274116-13 | Speaker outlet. | Approved
BIOLOGICALS AND BIOSIMILARS MANUFACTURING FACILITY EIPICO 3 _0187 | CLI.CON-000001 |  |  | Approved
BIOLOGICALS AND BIOSIMILARS MANUFACTURING FACILITY EIPICO 3 _0187 | CLI.CON-000001 | 2 - B03(Transformer Building)-262726-2 | 16A, 220V,(2P+E) Wall mounted general purpose duplex socket. | Approved
BIOLOGICALS AND BIOSIMILARS MANUFACTURING FACILITY EIPICO 3 _0187 | CLI.CON-000001 |  |  | Approved
BIOLOGICALS AND BIOSIMILARS MANUFACTURING FACILITY EIPICO 3 _0187 | CLI.CON-000001 | 2 - B05(Worker Building , Domestic and fire tank)-265100-1 | Type (F1) | Approved
BIOLOGICALS AND BIOSIMILARS MANUFACTURING FACILITY EIPICO 3 _0187 | CLI.CON-000001 |  |  | Approved
BIOLOGICALS AND BIOSIMILARS MANUFACTURING FACILITY EIPICO 3 _0187 | CLI.CON-000001 | 2 - B02 (Warehouse, Packaging and QC Building)-274116-11 | Extender Receiver. Speaker | Approved
BIOLOGICALS AND BIOSIMILARS MANUFACTURING FACILITY EIPICO 3 _0187 | CLI.CON-000001 |  |  | Approved
BIOLOGICALS AND BIOSIMILARS MANUFACTURING FACILITY EIPICO 3 _0187 | CLI.CON-000001 | 2 - B02 (Warehouse, Packaging and QC Building)-284600-7 | Ceiling mounted Addressable multi detector | Approved
BIOLOGICALS AND BIOSIMILARS MANUFACTURING FACILITY EIPICO 3 _0187 | CLI.CON-000001 |  |  | Approved
BIOLOGICALS AND BIOSIMILARS MANUFACTURING FACILITY EIPICO 3 _0187 | CLI.CON-000001 | 2 - B01(ADMIN BUILDING)-263323-3 | Printer. | Approved
BIOLOGICALS AND BIOSIMILARS MANUFACTURING FACILITY EIPICO 3 _0187 | CLI.CON-000001 |  |  | Approved
BIOLOGICALS AND BIOSIMILARS MANUFACTURING FACILITY EIPICO 3 _0187 | CLI.CON-000001 | 2 - B07'(Guard Room)-271323-1 | (RJ-45) single data outlet. Average Outlet length is 83m. | Approved
BIOLOGICALS AND BIOSIMILARS MANUFACTURING FACILITY EIPICO 3 _0187 | CLI.CON-000001 |  |  | Approved
BIOLOGICALS AND BIOSIMILARS MANUFACTURING FACILITY EIPICO 3 _0187 | CLI.CON-000001 | 2 - B03(Transformer Building)-261216-2 | TR-02; 2000 KVA, 50 Hz; 12 KV primary; 0.4 KV secondary; cast resin, Aluminum winding, dry type transformer with forced air fan and IP23 enclosure. | Approved
BIOLOGICALS AND BIOSIMILARS MANUFACTURING FACILITY EIPICO 3 _0187 | CLI.CON-000001 |  |  | Approved
BIOLOGICALS AND BIOSIMILARS MANUFACTURING FACILITY EIPICO 3 _0187 | CLI.CON-000001 | 2 - B04(Boiler, Chiller, Power Station)-263600-1 | ATS-01,1250 A,4 pole, (UL-1008) Standard | Approved
BIOLOGICALS AND BIOSIMILARS MANUFACTURING FACILITY EIPICO 3 _0187 | CLI.CON-000001 |  |  | Approved
BIOLOGICALS AND BIOSIMILARS MANUFACTURING FACILITY EIPICO 3 _0187 | CLI.CON-000001 | 2 - B03(Transformer Building)-265100-2 | Type (F8) | Approved
BIOLOGICALS AND BIOSIMILARS MANUFACTURING FACILITY EIPICO 3 _0187 | CLI.CON-000001 |  |  | Approved
BIOLOGICALS AND BIOSIMILARS MANUFACTURING FACILITY EIPICO 3 _0187 | CLI.CON-000001 | 2 - B05(Worker Building , Domestic and fire tank)-282000-1 | Weather proof, Wall mounted fixed outdoor bullet CCTV Camera, 5MP,POE. | Approved
BIOLOGICALS AND BIOSIMILARS MANUFACTURING FACILITY EIPICO 3 _0187 | CLI.CON-000001 |  |  | Approved
BIOLOGICALS AND BIOSIMILARS MANUFACTURING FACILITY EIPICO 3 _0187 | CLI.CON-000001 | 2 - B01(ADMIN BUILDING)-281500-13 | Outlet form devices outlet around the door to door controller Note: The contractor shall coordinate with operator/ client for all materials to be compatible with the material inside modular type building. | Approved
BIOLOGICALS AND BIOSIMILARS MANUFACTURING FACILITY EIPICO 3 _0187 | CLI.CON-000001 |  |  | Approved
BIOLOGICALS AND BIOSIMILARS MANUFACTURING FACILITY EIPICO 3 _0187 | CLI.CON-000001 | 2 - B01(ADMIN BUILDING)-284600-9 | Monitor modules | Approved
BIOLOGICALS AND BIOSIMILARS MANUFACTURING FACILITY EIPICO 3 _0187 | CLI.CON-000001 |  |  | Approved
BIOLOGICALS AND BIOSIMILARS MANUFACTURING FACILITY EIPICO 3 _0187 | CLI.CON-000001 | 2 - B02 (Warehouse, Packaging and QC Building)-262726-1 | 10A, 250V, One way, one gang switch. | Approved
BIOLOGICALS AND BIOSIMILARS MANUFACTURING FACILITY EIPICO 3 _0187 | CLI.CON-000001 |  |  | Approved
BIOLOGICALS AND BIOSIMILARS MANUFACTURING FACILITY EIPICO 3 _0187 | CLI.CON-000001 | 2 - B03(Transformer Building)-284600-4 | Weather proof, Manual call station. | Approved
BIOLOGICALS AND BIOSIMILARS MANUFACTURING FACILITY EIPICO 3 _0187 | CLI.CON-000001 |  |  | Approved
BIOLOGICALS AND BIOSIMILARS MANUFACTURING FACILITY EIPICO 3 _0187 | CLI.CON-000001 | 2 - B04(Boiler, Chiller, Power Station)-263213-2 | Daily Fuel Tank, 8 hours capacity, continuous operation at rated full load . | Approved
BIOLOGICALS AND BIOSIMILARS MANUFACTURING FACILITY EIPICO 3 _0187 | CLI.CON-000001 |  |  | Approved
BIOLOGICALS AND BIOSIMILARS MANUFACTURING FACILITY EIPICO 3 _0187 | CLI.CON-000001 | 2 - Building 08 ( Nutural Gass)-260533-3 | Sockets outlet by 3X4mm2 CU/PVC wires. Average Outlet length is 8m. | Approved
BIOLOGICALS AND BIOSIMILARS MANUFACTURING FACILITY EIPICO 3 _0187 | CLI.CON-000001 |  |  | Approved
BIOLOGICALS AND BIOSIMILARS MANUFACTURING FACILITY EIPICO 3 _0187 | CLI.CON-000001 | 2 - Landscape and Infra-260519-13 | 4CX6 mm2 (CU/XLPE/PVC). | Approved
BIOLOGICALS AND BIOSIMILARS MANUFACTURING FACILITY EIPICO 3 _0187 | CLI.CON-000001 |  |  | Approved
BIOLOGICALS AND BIOSIMILARS MANUFACTURING FACILITY EIPICO 3 _0187 | CLI.CON-000001 | 2 - B05(Worker Building , Domestic and fire tank)-260533-5 | Sockets outlet by 3X4mm2 CU/PVC wires. Average Outlet length is 15m. | Approved
BIOLOGICALS AND BIOSIMILARS MANUFACTURING FACILITY EIPICO 3 _0187 | CLI.CON-000001 |  |  | Approved
BIOLOGICALS AND BIOSIMILARS MANUFACTURING FACILITY EIPICO 3 _0187 | CLI.CON-000001 | 2 - B06(Solvent & Hazardous)-262419-1 | Reference: EMCC/B6/01 | Approved
BIOLOGICALS AND BIOSIMILARS MANUFACTURING FACILITY EIPICO 3 _0187 | CLI.CON-000001 |  |  | Approved
BIOLOGICALS AND BIOSIMILARS MANUFACTURING FACILITY EIPICO 3 _0187 | CLI.CON-000001 | 2 - B04(Boiler, Chiller, Power Station)-260519-4 | 3C, 4 mm2. (CU/XLPE/PVC). | Approved
BIOLOGICALS AND BIOSIMILARS MANUFACTURING FACILITY EIPICO 3 _0187 | CLI.CON-000001 |  |  | Approved
BIOLOGICALS AND BIOSIMILARS MANUFACTURING FACILITY EIPICO 3 _0187 | CLI.CON-000001 | 2 - Building(Waste water treatment)-284600-3 | Weather proof, Fire alarm siren with strobe light. | Approved
BIOLOGICALS AND BIOSIMILARS MANUFACTURING FACILITY EIPICO 3 _0187 | CLI.CON-000001 |  |  | Approved
BIOLOGICALS AND BIOSIMILARS MANUFACTURING FACILITY EIPICO 3 _0187 | CLI.CON-000001 | 2 - B04(Boiler, Chiller, Power Station)-260519-7 | 3C, 50 mm2. VFD cable | Approved
BIOLOGICALS AND BIOSIMILARS MANUFACTURING FACILITY EIPICO 3 _0187 | CLI.CON-000001 |  |  | Approved
BIOLOGICALS AND BIOSIMILARS MANUFACTURING FACILITY EIPICO 3 _0187 | CLI.CON-000001 | 6 | Indirect Cost | Approved
BIOLOGICALS AND BIOSIMILARS MANUFACTURING FACILITY EIPICO 3 _0187 | CLI.CON-000001 |  |  | Approved
BIOLOGICALS AND BIOSIMILARS MANUFACTURING FACILITY EIPICO 3 _0187 | CLI.CON-000001 | 6 | Indirect Cost | Approved
BIOLOGICALS AND BIOSIMILARS MANUFACTURING FACILITY EIPICO 3 _0187 | CLI.CON-000001 |  |  | Approved
BIOLOGICALS AND BIOSIMILARS MANUFACTURING FACILITY EIPICO 3 _0187 | CLI.CON-000001 | 9 | General and Preliminaries BOQ | Approved
BIOLOGICALS AND BIOSIMILARS MANUFACTURING FACILITY EIPICO 3 _0187 | CLI.CON-000001 |  |  | Approved
BIOLOGICALS AND BIOSIMILARS MANUFACTURING FACILITY EIPICO 3 _0187 | CLI.CON-000001 | 9 - General and Preliminaries-015000-N | Floor Mounted Water Cooler | Approved
BIOLOGICALS AND BIOSIMILARS MANUFACTURING FACILITY EIPICO 3 _0187 | CLI.CON-000001 |  |  | Approved
BIOLOGICALS AND BIOSIMILARS MANUFACTURING FACILITY EIPICO 3 _0187 | CLI.CON-000001 | 9 - General and Preliminaries-010430-H | Technical Office Staff | Approved
BIOLOGICALS AND BIOSIMILARS MANUFACTURING FACILITY EIPICO 3 _0187 | CLI.CON-000001 |  |  | Approved
BIOLOGICALS AND BIOSIMILARS MANUFACTURING FACILITY EIPICO 3 _0187 | CLI.CON-000001 | 9 - General and Preliminaries-014000-N | Quality Assurance / Quality Control Personnel 6. HEALTH, SAFETY, AND ENVIRONMENT - HSE Provide adequate resources to comply with HSE and Site Safety Rules as per Section 013523 | Approved
BIOLOGICALS AND BIOSIMILARS MANUFACTURING FACILITY EIPICO 3 _0187 | CLI.CON-000001 |  |  | Approved
BIOLOGICALS AND BIOSIMILARS MANUFACTURING FACILITY EIPICO 3 _0187 | CLI.CON-000001 | 9 - General and Preliminaries-015000-H | Windows Server 2019 13. TRANSPORTATION | Approved
BIOLOGICALS AND BIOSIMILARS MANUFACTURING FACILITY EIPICO 3 _0187 | CLI.CON-000001 |  |  | Approved
BIOLOGICALS AND BIOSIMILARS MANUFACTURING FACILITY EIPICO 3 _0187 | CLI.CON-000001 | 9 - General and Preliminaries-014950-P | Cost of Housekeeping / General Cleaning | Approved
BIOLOGICALS AND BIOSIMILARS MANUFACTURING FACILITY EIPICO 3 _0187 | CLI.CON-000001 |  |  | Approved
BIOLOGICALS AND BIOSIMILARS MANUFACTURING FACILITY EIPICO 3 _0187 | CLI.CON-000001 | 9 - General and Preliminaries-015000-F | Washroom Supplies | Approved
BIOLOGICALS AND BIOSIMILARS MANUFACTURING FACILITY EIPICO 3 _0187 | CLI.CON-000001 |  |  | Approved
BIOLOGICALS AND BIOSIMILARS MANUFACTURING FACILITY EIPICO 3 _0187 | CLI.CON-000001 | 9 - General and Preliminaries-015000-C | Anti-virus | Approved
BIOLOGICALS AND BIOSIMILARS MANUFACTURING FACILITY EIPICO 3 _0187 | CLI.CON-000001 |  |  | Approved
BIOLOGICALS AND BIOSIMILARS MANUFACTURING FACILITY EIPICO 3 _0187 | CLI.CON-000001 | 9 - General and Preliminaries-015000-D | Potable water supply and consumption. | Approved
BIOLOGICALS AND BIOSIMILARS MANUFACTURING FACILITY EIPICO 3 _0187 | CLI.CON-000001 |  |  | Approved
BIOLOGICALS AND BIOSIMILARS MANUFACTURING FACILITY EIPICO 3 _0187 | CLI.CON-000001 | 9 - General and Preliminaries-015000-G | Filing Shelving System for two rooms | Approved
BIOLOGICALS AND BIOSIMILARS MANUFACTURING FACILITY EIPICO 3 _0187 | CLI.CON-000001 |  |  | Approved
BIOLOGICALS AND BIOSIMILARS MANUFACTURING FACILITY EIPICO 3 _0187 | CLI.CON-000001 | 9 - General and Preliminaries-015800-L | Provide "Smoking Free Site" Signs 19. CONTRACT CLOSE OUT Provide Contract Close out work as per Section 017700 | Approved
BIOLOGICALS AND BIOSIMILARS MANUFACTURING FACILITY EIPICO 3 _0187 | CLI.CON-000001 |  |  | Approved
BIOLOGICALS AND BIOSIMILARS MANUFACTURING FACILITY EIPICO 3 _0187 | CLI.CON-000001 | 9 - General and Preliminaries-013233-L | Provide Construction Photographs as per Section 013233 5. QUALITY REQUIREMENTS Provide Quality Assurance / Quality Control, Inspection and Testing services as per Section 014000 | Approved
BIOLOGICALS AND BIOSIMILARS MANUFACTURING FACILITY EIPICO 3 _0187 | CLI.CON-000001 |  |  | Approved
BIOLOGICALS AND BIOSIMILARS MANUFACTURING FACILITY EIPICO 3 _0187 | CLI.CON-000001 | 9 - General and Preliminaries-015000-A | Toilets and Washroom for Males | Approved
BIOLOGICALS AND BIOSIMILARS MANUFACTURING FACILITY EIPICO 3 _0187 | CLI.CON-000001 |  |  | Approved
BIOLOGICALS AND BIOSIMILARS MANUFACTURING FACILITY EIPICO 3 _0187 | CLI.CON-000001 | 9 - General and Preliminaries-015000-M | Wooden Desks 1.80 x 0.80 MS | Approved
BIOLOGICALS AND BIOSIMILARS MANUFACTURING FACILITY EIPICO 3 _0187 | CLI.CON-000001 |  |  | Approved
BIOLOGICALS AND BIOSIMILARS MANUFACTURING FACILITY EIPICO 3 _0187 | CLI.CON-000001 | 9 - General and Preliminaries-015000-R | Swiveling Desk Chair | Approved
BIOLOGICALS AND BIOSIMILARS MANUFACTURING FACILITY EIPICO 3 _0187 | CLI.CON-000001 |  |  | Approved
BIOLOGICALS AND BIOSIMILARS MANUFACTURING FACILITY EIPICO 3 _0187 | CLI.CON-000001 | 9 - General and Preliminaries-015000-C | Water Heaters | Approved
BIOLOGICALS AND BIOSIMILARS MANUFACTURING FACILITY EIPICO 3 _0187 | CLI.CON-000001 |  |  | Approved
BIOLOGICALS AND BIOSIMILARS MANUFACTURING FACILITY EIPICO 3 _0187 | CLI.CON-000001 | 9 - General and Preliminaries-015000-A | Coffee Tables | Approved
BIOLOGICALS AND BIOSIMILARS MANUFACTURING FACILITY EIPICO 3 _0187 | CLI.CON-000001 |  |  | Approved
BIOLOGICALS AND BIOSIMILARS MANUFACTURING FACILITY EIPICO 3 _0187 | CLI.CON-000001 | 9 - General and Preliminaries-015000-K | Pin boards size 1.80 x 1.00 MS | Approved
BIOLOGICALS AND BIOSIMILARS MANUFACTURING FACILITY EIPICO 3 _0187 | CLI.CON-000001 |  |  | Approved
BIOLOGICALS AND BIOSIMILARS MANUFACTURING FACILITY EIPICO 3 _0187 | CLI.CON-000001 | 9 - General and Preliminaries-015000-D | Adobe Acrobat Professional | Approved
BIOLOGICALS AND BIOSIMILARS MANUFACTURING FACILITY EIPICO 3 _0187 | CLI.CON-000001 |  |  | Approved
BIOLOGICALS AND BIOSIMILARS MANUFACTURING FACILITY EIPICO 3 _0187 | CLI.CON-000001 | 9 - General and Preliminaries-015000-F | Fence - Barriers and Other Safeguards / Lighting 8. CONTRACTOR'S SERVICE STAFF AND FACILITIES | Approved
BIOLOGICALS AND BIOSIMILARS MANUFACTURING FACILITY EIPICO 3 _0187 | CLI.CON-000001 |  |  | Approved
BIOLOGICALS AND BIOSIMILARS MANUFACTURING FACILITY EIPICO 3 _0187 | CLI.CON-000001 | 9 - General and Preliminaries-015000-S | Lockable cupboard | Approved
BIOLOGICALS AND BIOSIMILARS MANUFACTURING FACILITY EIPICO 3 _0187 | CLI.CON-000001 |  |  | Approved
BIOLOGICALS AND BIOSIMILARS MANUFACTURING FACILITY EIPICO 3 _0187 | CLI.CON-000001 | 9 - General and Preliminaries-015000-T | Three levels desk tray | Approved
BIOLOGICALS AND BIOSIMILARS MANUFACTURING FACILITY EIPICO 3 _0187 | CLI.CON-000001 |  |  | Approved
BIOLOGICALS AND BIOSIMILARS MANUFACTURING FACILITY EIPICO 3 _0187 | CLI.CON-000001 | 9 - General and Preliminaries-015000-M | Stainless Steel Electrical Kettle | Approved
BIOLOGICALS AND BIOSIMILARS MANUFACTURING FACILITY EIPICO 3 _0187 | CLI.CON-000001 |  |  | Approved
BIOLOGICALS AND BIOSIMILARS MANUFACTURING FACILITY EIPICO 3 _0187 | CLI.CON-000001 | 9 - General and Preliminaries-015000-R | Kitchen Attendants Full Time 15. WASHROOMS | Approved
BIOLOGICALS AND BIOSIMILARS MANUFACTURING FACILITY EIPICO 3 _0187 | CLI.CON-000001 |  |  | Approved
BIOLOGICALS AND BIOSIMILARS MANUFACTURING FACILITY EIPICO 3 _0187 | CLI.CON-000001 | 9 - General and Preliminaries-010000-C | Third Party Insurance | Approved
BIOLOGICALS AND BIOSIMILARS MANUFACTURING FACILITY EIPICO 3 _0187 | CLI.CON-000001 |  |  | Approved
BIOLOGICALS AND BIOSIMILARS MANUFACTURING FACILITY EIPICO 3 _0187 | CLI.CON-000001 | 9 - General and Preliminaries-015000-C | Power supply and consumption. | Approved
BIOLOGICALS AND BIOSIMILARS MANUFACTURING FACILITY EIPICO 3 _0187 | CLI.CON-000001 |  |  | Approved
BIOLOGICALS AND BIOSIMILARS MANUFACTURING FACILITY EIPICO 3 _0187 | CLI.CON-000001 | 9 - General and Preliminaries-015000-C | Meeting table with eighteen(18) Chairs | Approved
BIOLOGICALS AND BIOSIMILARS MANUFACTURING FACILITY EIPICO 3 _0187 | CLI.CON-000001 |  |  | Approved
BIOLOGICALS AND BIOSIMILARS MANUFACTURING FACILITY EIPICO 3 _0187 | CLI.CON-000001 | 9 - General and Preliminaries-015000-G | Full Time Attendant 16. GENERAL | Approved
BIOLOGICALS AND BIOSIMILARS MANUFACTURING FACILITY EIPICO 3 _0187 | CLI.CON-000001 |  |  | Approved
BIOLOGICALS AND BIOSIMILARS MANUFACTURING FACILITY EIPICO 3 _0187 | CLI.CON-000001 | 9 - General and Preliminaries-010000 | Description 1. PROVIDE THE FOLLOWING IN ACCORDANCE WITH CONDITIONS OF CONTRACT | Approved
BIOLOGICALS AND BIOSIMILARS MANUFACTURING FACILITY EIPICO 3 _0187 | CLI.CON-000001 |  |  | Approved
BIOLOGICALS AND BIOSIMILARS MANUFACTURING FACILITY EIPICO 3 _0187 | CLI.CON-000001 | 9 - General and Preliminaries-014950-O | HSE Officer and HSE Personnel | Approved
BIOLOGICALS AND BIOSIMILARS MANUFACTURING FACILITY EIPICO 3 _0187 | CLI.CON-000001 |  |  | Approved
BIOLOGICALS AND BIOSIMILARS MANUFACTURING FACILITY EIPICO 3 _0187 | CLI.CON-000001 | 9 - General and Preliminaries-015000-V | 3 in one multifunctional Printer, Photo copier and Scanner Size A4/A3 Paper | Approved
BIOLOGICALS AND BIOSIMILARS MANUFACTURING FACILITY EIPICO 3 _0187 | CLI.CON-000001 |  |  | Approved
BIOLOGICALS AND BIOSIMILARS MANUFACTURING FACILITY EIPICO 3 _0187 | CLI.CON-000001 | 9 - General and Preliminaries-010430-F | Project Management Staff | Approved
BIOLOGICALS AND BIOSIMILARS MANUFACTURING FACILITY EIPICO 3 _0187 | CLI.CON-000001 |  |  | Approved
BIOLOGICALS AND BIOSIMILARS MANUFACTURING FACILITY EIPICO 3 _0187 | CLI.CON-000001 | 9 - General and Preliminaries-015000-F | Shelving system for Sample Room Walls | Approved
BIOLOGICALS AND BIOSIMILARS MANUFACTURING FACILITY EIPICO 3 _0187 | CLI.CON-000001 |  |  | Approved
BIOLOGICALS AND BIOSIMILARS MANUFACTURING FACILITY EIPICO 3 _0187 | CLI.CON-000001 | 9 - General and Preliminaries-015000-E | First Aid Cabinets | Approved
BIOLOGICALS AND BIOSIMILARS MANUFACTURING FACILITY EIPICO 3 _0187 | CLI.CON-000001 |  |  | Approved
BIOLOGICALS AND BIOSIMILARS MANUFACTURING FACILITY EIPICO 3 _0187 | CLI.CON-000001 | 9 - General and Preliminaries-015000-I | Foremen, General Foremen, and Supervisors | Approved
BIOLOGICALS AND BIOSIMILARS MANUFACTURING FACILITY EIPICO 3 _0187 | CLI.CON-000001 |  |  | Approved
BIOLOGICALS AND BIOSIMILARS MANUFACTURING FACILITY EIPICO 3 _0187 | CLI.CON-000001 | 9 - General and Preliminaries-010000-E | Workman's Accident Insurance 2. JOB SITE ADMINISTRATION Provide Adequate resources for Job Site Administration as per Section 013110 | Approved
BIOLOGICALS AND BIOSIMILARS MANUFACTURING FACILITY EIPICO 3 _0187 | CLI.CON-000001 |  |  | Approved
BIOLOGICALS AND BIOSIMILARS MANUFACTURING FACILITY EIPICO 3 _0187 | CLI.CON-000001 | 9 - General and Preliminaries-015000-K | Tea and Coffee service set for 6 persons | Approved
BIOLOGICALS AND BIOSIMILARS MANUFACTURING FACILITY EIPICO 3 _0187 | CLI.CON-000001 |  |  | Approved
BIOLOGICALS AND BIOSIMILARS MANUFACTURING FACILITY EIPICO 3 _0187 | CLI.CON-000001 | 9 - General and Preliminaries-015000-H | Storekeepers and Storing Personnel | Approved
BIOLOGICALS AND BIOSIMILARS MANUFACTURING FACILITY EIPICO 3 _0187 | CLI.CON-000001 |  |  | Approved
BIOLOGICALS AND BIOSIMILARS MANUFACTURING FACILITY EIPICO 3 _0187 | CLI.CON-000001 | 9 - General and Preliminaries-010430-I | Others (Specify) 3. PROGRESS DOCUMENTATION Provide adequate resources to complete Progress Programme work as per Section 013200 | Approved
BIOLOGICALS AND BIOSIMILARS MANUFACTURING FACILITY EIPICO 3 _0187 | CLI.CON-000001 |  |  | Approved
BIOLOGICALS AND BIOSIMILARS MANUFACTURING FACILITY EIPICO 3 _0187 | CLI.CON-000001 | 9 - General and Preliminaries-015000-P | Plates, Bowels, Saucers, mugs and Kitchen utensils | Approved
BIOLOGICALS AND BIOSIMILARS MANUFACTURING FACILITY EIPICO 3 _0187 | CLI.CON-000001 |  |  | Approved
BIOLOGICALS AND BIOSIMILARS MANUFACTURING FACILITY EIPICO 3 _0187 | CLI.CON-000001 | 9 - General and Preliminaries-015000-Q | Pleasantry supplies; Coffee, Tea, Green Tea, Milk, Creamer, Sugar, Sweetener, and the like | Approved
BIOLOGICALS AND BIOSIMILARS MANUFACTURING FACILITY EIPICO 3 _0187 | CLI.CON-000001 |  |  | Approved
BIOLOGICALS AND BIOSIMILARS MANUFACTURING FACILITY EIPICO 3 _0187 | CLI.CON-000001 | 9 - General and Preliminaries-015800-K | Identification Sign | Approved
BIOLOGICALS AND BIOSIMILARS MANUFACTURING FACILITY EIPICO 3 _0187 | CLI.CON-000001 |  |  | Approved
BIOLOGICALS AND BIOSIMILARS MANUFACTURING FACILITY EIPICO 3 _0187 | CLI.CON-000001 | 9 - General and Preliminaries-015000-B | Stackable Chairs | Approved
BIOLOGICALS AND BIOSIMILARS MANUFACTURING FACILITY EIPICO 3 _0187 | CLI.CON-000001 |  |  | Approved
BIOLOGICALS AND BIOSIMILARS MANUFACTURING FACILITY EIPICO 3 _0187 | CLI.CON-000001 | 9 - General and Preliminaries-015000-O | Wooden Side Table 1.00x 0.60 MS | Approved
BIOLOGICALS AND BIOSIMILARS MANUFACTURING FACILITY EIPICO 3 _0187 | CLI.CON-000001 |  |  | Approved
BIOLOGICALS AND BIOSIMILARS MANUFACTURING FACILITY EIPICO 3 _0187 | CLI.CON-000001 | 9 - General and Preliminaries-014000-M | Independent Inspection and Testing Services | Approved
BIOLOGICALS AND BIOSIMILARS MANUFACTURING FACILITY EIPICO 3 _0187 | CLI.CON-000001 |  |  | Approved
BIOLOGICALS AND BIOSIMILARS MANUFACTURING FACILITY EIPICO 3 _0187 | CLI.CON-000001 | 9 - General and Preliminaries-015000-E | Meeting table with four (4) Chairs | Approved
BIOLOGICALS AND BIOSIMILARS MANUFACTURING FACILITY EIPICO 3 _0187 | CLI.CON-000001 |  |  | Approved
BIOLOGICALS AND BIOSIMILARS MANUFACTURING FACILITY EIPICO 3 _0187 | CLI.CON-000001 | 9 - General and Preliminaries-010430-G | Construction Supervision Engineers | Approved
BIOLOGICALS AND BIOSIMILARS MANUFACTURING FACILITY EIPICO 3 _0187 | CLI.CON-000001 |  |  | Approved
BIOLOGICALS AND BIOSIMILARS MANUFACTURING FACILITY EIPICO 3 _0187 | CLI.CON-000001 | 9 - General and Preliminaries-014950-R | Personal Protective Equipment PPE | Approved
BIOLOGICALS AND BIOSIMILARS MANUFACTURING FACILITY EIPICO 3 _0187 | CLI.CON-000001 |  |  | Approved
BIOLOGICALS AND BIOSIMILARS MANUFACTURING FACILITY EIPICO 3 _0187 | CLI.CON-000001 | 9 - General and Preliminaries-015000-E | AutoCAD | Approved
BIOLOGICALS AND BIOSIMILARS MANUFACTURING FACILITY EIPICO 3 _0187 | CLI.CON-000001 |  |  | Approved
BIOLOGICALS AND BIOSIMILARS MANUFACTURING FACILITY EIPICO 3 _0187 | CLI.CON-000001 | 9 - General and Preliminaries-015000-J | A/C Split Units to maintain 21 C | Approved
BIOLOGICALS AND BIOSIMILARS MANUFACTURING FACILITY EIPICO 3 _0187 | CLI.CON-000001 |  |  | Approved
BIOLOGICALS AND BIOSIMILARS MANUFACTURING FACILITY EIPICO 3 _0187 | CLI.CON-000001 | 9 - General and Preliminaries-015000-Q | Domain service OR 14 USB internet unlimited modems 7.3 MB/3 12. SOFTWARE | Approved
BIOLOGICALS AND BIOSIMILARS MANUFACTURING FACILITY EIPICO 3 _0187 | CLI.CON-000001 |  |  | Approved
BIOLOGICALS AND BIOSIMILARS MANUFACTURING FACILITY EIPICO 3 _0187 | CLI.CON-000001 | 9 - General and Preliminaries-015000-K | Refrigerator 12 Cu ft. | Approved
BIOLOGICALS AND BIOSIMILARS MANUFACTURING FACILITY EIPICO 3 _0187 | CLI.CON-000001 |  |  | Approved
BIOLOGICALS AND BIOSIMILARS MANUFACTURING FACILITY EIPICO 3 _0187 | CLI.CON-000001 | 9 - General and Preliminaries-015000-O | Supply of Mineral Water and Paper Cups | Approved
BIOLOGICALS AND BIOSIMILARS MANUFACTURING FACILITY EIPICO 3 _0187 | CLI.CON-000001 |  |  | Approved
BIOLOGICALS AND BIOSIMILARS MANUFACTURING FACILITY EIPICO 3 _0187 | CLI.CON-000001 | 9 - General and Preliminaries-015000-J | Demobilization of All Facilities (except site offices and fences) 18. PROJECT IDENTIFICATION SIGNS Provide Project signs as per Section 015800 | Approved
BIOLOGICALS AND BIOSIMILARS MANUFACTURING FACILITY EIPICO 3 _0187 | CLI.CON-000001 |  |  | Approved
BIOLOGICALS AND BIOSIMILARS MANUFACTURING FACILITY EIPICO 3 _0187 | CLI.CON-000001 | 9 - General and Preliminaries-014950-Q | Fire Prevention and Fire Fighting | Approved
BIOLOGICALS AND BIOSIMILARS MANUFACTURING FACILITY EIPICO 3 _0187 | CLI.CON-000001 |  |  | Approved
BIOLOGICALS AND BIOSIMILARS MANUFACTURING FACILITY EIPICO 3 _0187 | CLI.CON-000001 | 9 - General and Preliminaries-015000-D | Meeting table with six (6) Chairs | Approved
BIOLOGICALS AND BIOSIMILARS MANUFACTURING FACILITY EIPICO 3 _0187 | CLI.CON-000001 |  |  | Approved
BIOLOGICALS AND BIOSIMILARS MANUFACTURING FACILITY EIPICO 3 _0187 | CLI.CON-000001 | 9 - General and Preliminaries-015000-Q | Swiveling Arm Chairs Executive type | Approved
BIOLOGICALS AND BIOSIMILARS MANUFACTURING FACILITY EIPICO 3 _0187 | CLI.CON-000001 |  |  | Approved
BIOLOGICALS AND BIOSIMILARS MANUFACTURING FACILITY EIPICO 3 _0187 | CLI.CON-000001 | 9 - General and Preliminaries-015000-G | Primavera | Approved
BIOLOGICALS AND BIOSIMILARS MANUFACTURING FACILITY EIPICO 3 _0187 | CLI.CON-000001 |  |  | Approved
BIOLOGICALS AND BIOSIMILARS MANUFACTURING FACILITY EIPICO 3 _0187 | CLI.CON-000001 | 9 - General and Preliminaries-015000-I | Desktop Computers | Approved
BIOLOGICALS AND BIOSIMILARS MANUFACTURING FACILITY EIPICO 3 _0187 | CLI.CON-000001 |  |  | Approved
BIOLOGICALS AND BIOSIMILARS MANUFACTURING FACILITY EIPICO 3 _0187 | CLI.CON-000001 | 9 - General and Preliminaries-015000-D | Ablution Area | Approved
BIOLOGICALS AND BIOSIMILARS MANUFACTURING FACILITY EIPICO 3 _0187 | CLI.CON-000001 |  |  | Approved
BIOLOGICALS AND BIOSIMILARS MANUFACTURING FACILITY EIPICO 3 _0187 | CLI.CON-000001 | 9 - General and Preliminaries-015000-O | LAN network connecting ALL workstations | Approved
BIOLOGICALS AND BIOSIMILARS MANUFACTURING FACILITY EIPICO 3 _0187 | CLI.CON-000001 |  |  | Approved
BIOLOGICALS AND BIOSIMILARS MANUFACTURING FACILITY EIPICO 3 _0187 | CLI.CON-000001 | 9 - General and Preliminaries-015000-P | Wooden sets of 4 lockable Drawers | Approved
BIOLOGICALS AND BIOSIMILARS MANUFACTURING FACILITY EIPICO 3 _0187 | CLI.CON-000001 |  |  | Approved
BIOLOGICALS AND BIOSIMILARS MANUFACTURING FACILITY EIPICO 3 _0187 | CLI.CON-000001 | 9 - General and Preliminaries-015000-I | Brand New Cars as per item 3.04 14. KITCHEN AND MESS | Approved
BIOLOGICALS AND BIOSIMILARS MANUFACTURING FACILITY EIPICO 3 _0187 | CLI.CON-000001 |  |  | Approved
BIOLOGICALS AND BIOSIMILARS MANUFACTURING FACILITY EIPICO 3 _0187 | CLI.CON-000001 | 9 - General and Preliminaries-015000-J | Watchmen and Guards | Approved
BIOLOGICALS AND BIOSIMILARS MANUFACTURING FACILITY EIPICO 3 _0187 | CLI.CON-000001 |  |  | Approved
BIOLOGICALS AND BIOSIMILARS MANUFACTURING FACILITY EIPICO 3 _0187 | CLI.CON-000001 | 9 - General and Preliminaries-015000-J | Kitchen Cabinets | Approved
BIOLOGICALS AND BIOSIMILARS MANUFACTURING FACILITY EIPICO 3 _0187 | CLI.CON-000001 |  |  | Approved
BIOLOGICALS AND BIOSIMILARS MANUFACTURING FACILITY EIPICO 3 _0187 | CLI.CON-000001 | 9 - General and Preliminaries-013200-K | Scheduling including updates and revisions 4. PHOTOGRAPHIC DOCUMENTATION | Approved
BIOLOGICALS AND BIOSIMILARS MANUFACTURING FACILITY EIPICO 3 _0187 | CLI.CON-000001 |  |  | Approved
BIOLOGICALS AND BIOSIMILARS MANUFACTURING FACILITY EIPICO 3 _0187 | CLI.CON-000001 | 9 - General and Preliminaries-014950-S | HSE Signs 7. TEMPORARY FACILITIES AND CONTROL Provide Temporary Facilities and Control as per Section 015000: | Approved
BIOLOGICALS AND BIOSIMILARS MANUFACTURING FACILITY EIPICO 3 _0187 | CLI.CON-000001 |  |  | Approved
BIOLOGICALS AND BIOSIMILARS MANUFACTURING FACILITY EIPICO 3 _0187 | CLI.CON-000001 | 9 - General and Preliminaries-015000-G | Administrative, and Staff | Approved
BIOLOGICALS AND BIOSIMILARS MANUFACTURING FACILITY EIPICO 3 _0187 | CLI.CON-000001 |  |  | Approved
BIOLOGICALS AND BIOSIMILARS MANUFACTURING FACILITY EIPICO 3 _0187 | CLI.CON-000001 | 9 - General and Preliminaries-015000-P | DSL Service 250 minimum with wireless hubs | Approved
BIOLOGICALS AND BIOSIMILARS MANUFACTURING FACILITY EIPICO 3 _0187 | CLI.CON-000001 |  |  | Approved
BIOLOGICALS AND BIOSIMILARS MANUFACTURING FACILITY EIPICO 3 _0187 | CLI.CON-000001 | 9 - General and Preliminaries-015000-K | Others (Specify) 9. TEMPORARY FACILITIES FOR THE EMPLOYER, THE PROJECT MANAGER, AND THE ENGINEER Provide Temporary Facilities for the Employer, the Project Manager, and the Engineer as per Section 015100 | Approved
BIOLOGICALS AND BIOSIMILARS MANUFACTURING FACILITY EIPICO 3 _0187 | CLI.CON-000001 |  |  | Approved
BIOLOGICALS AND BIOSIMILARS MANUFACTURING FACILITY EIPICO 3 _0187 | CLI.CON-000001 | 9 - General and Preliminaries-015000-H | Laptops | Approved
BIOLOGICALS AND BIOSIMILARS MANUFACTURING FACILITY EIPICO 3 _0187 | CLI.CON-000001 |  |  | Approved
BIOLOGICALS AND BIOSIMILARS MANUFACTURING FACILITY EIPICO 3 _0187 | CLI.CON-000001 | 9 - General and Preliminaries-015000-L | White Laminated Boards size 1.80 x 1.00 MS | Approved
BIOLOGICALS AND BIOSIMILARS MANUFACTURING FACILITY EIPICO 3 _0187 | CLI.CON-000001 |  |  | Approved
BIOLOGICALS AND BIOSIMILARS MANUFACTURING FACILITY EIPICO 3 _0187 | CLI.CON-000001 | 9 - General and Preliminaries-015000-L | Net area for Offices and Meeting Rooms, Filling and Samples Rooms. Unit price shall include cost of additional areas for corridors, entrances, and the Like to make the design workable. Design subject to Engineer's approval | Approved
BIOLOGICALS AND BIOSIMILARS MANUFACTURING FACILITY EIPICO 3 _0187 | CLI.CON-000001 |  |  | Approved
BIOLOGICALS AND BIOSIMILARS MANUFACTURING FACILITY EIPICO 3 _0187 | CLI.CON-000001 | 9 - General and Preliminaries-010000-A | Performance Security | Approved
BIOLOGICALS AND BIOSIMILARS MANUFACTURING FACILITY EIPICO 3 _0187 | CLI.CON-000001 |  |  | Approved
BIOLOGICALS AND BIOSIMILARS MANUFACTURING FACILITY EIPICO 3 _0187 | CLI.CON-000001 | 9 - General and Preliminaries-015000-M | Blinds / Room 10. TELEPHONE | Approved
BIOLOGICALS AND BIOSIMILARS MANUFACTURING FACILITY EIPICO 3 _0187 | CLI.CON-000001 |  |  | Approved
BIOLOGICALS AND BIOSIMILARS MANUFACTURING FACILITY EIPICO 3 _0187 | CLI.CON-000001 | 9 - General and Preliminaries-015000-W | Waste Basket TEMPORARY FACILITIES FOR THE EMPLOYER, THE PROJECT MANAGER, AND THE ENGINEER Contd. | Approved
BIOLOGICALS AND BIOSIMILARS MANUFACTURING FACILITY EIPICO 3 _0187 | CLI.CON-000001 |  |  | Approved
BIOLOGICALS AND BIOSIMILARS MANUFACTURING FACILITY EIPICO 3 _0187 | CLI.CON-000001 | 9 - General and Preliminaries-015000-A | Latest Window Engine | Approved
BIOLOGICALS AND BIOSIMILARS MANUFACTURING FACILITY EIPICO 3 _0187 | CLI.CON-000001 |  |  | Approved
BIOLOGICALS AND BIOSIMILARS MANUFACTURING FACILITY EIPICO 3 _0187 | CLI.CON-000001 | 9 - General and Preliminaries-013200-J | Planning and Scheduling Engineer | Approved
BIOLOGICALS AND BIOSIMILARS MANUFACTURING FACILITY EIPICO 3 _0187 | CLI.CON-000001 |  |  | Approved
BIOLOGICALS AND BIOSIMILARS MANUFACTURING FACILITY EIPICO 3 _0187 | CLI.CON-000001 | 9 - General and Preliminaries-015000-A | Contractor's Site Offices. | Approved
BIOLOGICALS AND BIOSIMILARS MANUFACTURING FACILITY EIPICO 3 _0187 | CLI.CON-000001 |  |  | Approved
BIOLOGICALS AND BIOSIMILARS MANUFACTURING FACILITY EIPICO 3 _0187 | CLI.CON-000001 | 9 - General and Preliminaries-015000-E | Sanitary Facilities. | Approved
BIOLOGICALS AND BIOSIMILARS MANUFACTURING FACILITY EIPICO 3 _0187 | CLI.CON-000001 |  |  | Approved
BIOLOGICALS AND BIOSIMILARS MANUFACTURING FACILITY EIPICO 3 _0187 | CLI.CON-000001 | 9 - General and Preliminaries-015000-B | Contractor's Stores, Plant and Workshop | Approved
BIOLOGICALS AND BIOSIMILARS MANUFACTURING FACILITY EIPICO 3 _0187 | CLI.CON-000001 |  |  | Approved
BIOLOGICALS AND BIOSIMILARS MANUFACTURING FACILITY EIPICO 3 _0187 | CLI.CON-000001 | 9 - General and Preliminaries-010000-D | Comprehensive General Liability Insurance | Approved
BIOLOGICALS AND BIOSIMILARS MANUFACTURING FACILITY EIPICO 3 _0187 | CLI.CON-000001 |  |  | Approved
BIOLOGICALS AND BIOSIMILARS MANUFACTURING FACILITY EIPICO 3 _0187 | CLI.CON-000001 | 9 - General and Preliminaries-015000-F | Revit 2017 | Approved
BIOLOGICALS AND BIOSIMILARS MANUFACTURING FACILITY EIPICO 3 _0187 | CLI.CON-000001 |  |  | Approved
BIOLOGICALS AND BIOSIMILARS MANUFACTURING FACILITY EIPICO 3 _0187 | CLI.CON-000001 | 9 - General and Preliminaries-015000-I | Stationery, Supplies 17. REMOVAL OF FACILITIES | Approved
BIOLOGICALS AND BIOSIMILARS MANUFACTURING FACILITY EIPICO 3 _0187 | CLI.CON-000001 |  |  | Approved
BIOLOGICALS AND BIOSIMILARS MANUFACTURING FACILITY EIPICO 3 _0187 | CLI.CON-000001 | 9 - General and Preliminaries-015000-B | Microsoft Office Professional Suite | Approved
BIOLOGICALS AND BIOSIMILARS MANUFACTURING FACILITY EIPICO 3 _0187 | CLI.CON-000001 |  |  | Approved
BIOLOGICALS AND BIOSIMILARS MANUFACTURING FACILITY EIPICO 3 _0187 | CLI.CON-000001 | 9 - General and Preliminaries-015000-B | Toilets and Washroom For Females | Approved
BIOLOGICALS AND BIOSIMILARS MANUFACTURING FACILITY EIPICO 3 _0187 | CLI.CON-000001 |  |  | Approved
BIOLOGICALS AND BIOSIMILARS MANUFACTURING FACILITY EIPICO 3 _0187 | CLI.CON-000001 | 9 - General and Preliminaries-01700-M | Contract Close Out work | Approved
BIOLOGICALS AND BIOSIMILARS MANUFACTURING FACILITY EIPICO 3 _0187 | CLI.CON-000001 |  |  | Approved
BIOLOGICALS AND BIOSIMILARS MANUFACTURING FACILITY EIPICO 3 _0187 | CLI.CON-000001 | 9 - General and Preliminaries-015000-N | PABX Telephone Switch with Telephone lines/ Telephone sets 11. NETWORK AND INTERNET SERVICES | Approved
BIOLOGICALS AND BIOSIMILARS MANUFACTURING FACILITY EIPICO 3 _0187 | CLI.CON-000001 |  |  | Approved
BIOLOGICALS AND BIOSIMILARS MANUFACTURING FACILITY EIPICO 3 _0187 | CLI.CON-000001 | 9 - General and Preliminaries-010000-B | Insurance of the works | Approved
BIOLOGICALS AND BIOSIMILARS MANUFACTURING FACILITY EIPICO 3 _0187 | CLI.CON-000001 |  |  | Approved
BIOLOGICALS AND BIOSIMILARS MANUFACTURING FACILITY EIPICO 3 _0187 | CLI.CON-000001 | 9 - General and Preliminaries-015000-N | Wooden Desks 1.50x 0.75 MS | Approved
BIOLOGICALS AND BIOSIMILARS MANUFACTURING FACILITY EIPICO 3 _0187 | CLI.CON-000001 |  |  | Approved
DP World Basin 2 Ph2 _0193 | CLI.CON-000006 | 10 | Civil Works | Approved
DP World Basin 2 Ph2 _0193 | CLI.CON-000006 |  |  | Approved
DP World Basin 2 Ph2 _0193 | CLI.CON-000006 | 10.10 - DPW-BASICCIVIL-2.4 | Unbound Material / Crushed Stone Extra over for Soil improvement | Approved
DP World Basin 2 Ph2 _0193 | CLI.CON-000006 |  |  | Approved
DP World Basin 2 Ph2 _0193 | CLI.CON-000006 | 10.10 - DPW-BASICCIVIL-2.5 | 100mm block pavers Incl. sand bedding | Approved
DP World Basin 2 Ph2 _0193 | CLI.CON-000006 |  |  | Approved
DP World Basin 2 Ph2 _0193 | CLI.CON-000006 | 10.11 - DPW-OPTIONALCIVIL-1 | Reefer Gantries Civil Super Structure, but not limited to; structural steel, gratings and handrails. | Approved
DP World Basin 2 Ph2 _0193 | CLI.CON-000006 |  |  | Approved
DP World Basin 2 Ph2 _0193 | CLI.CON-000006 | 10.10 - DPW-BASICCIVIL-2.8 | Line marking | Approved
DP World Basin 2 Ph2 _0193 | CLI.CON-000006 |  |  | Approved
DP World Basin 2 Ph2 _0193 | CLI.CON-000006 | 10.11 | Optional Scope | Approved
DP World Basin 2 Ph2 _0193 | CLI.CON-000006 |  |  | Approved
DP World Basin 2 Ph2 _0193 | CLI.CON-000006 | 10.10 - DPW-BASICCIVIL-2.2 | Excavation Extra over for Soil improvement | Approved
DP World Basin 2 Ph2 _0193 | CLI.CON-000006 |  |  | Approved
DP World Basin 2 Ph2 _0193 | CLI.CON-000006 | 10.10 - DPW-BASICCIVIL-3 | Reefer Gantries Civil Sub Structure | Approved
DP World Basin 2 Ph2 _0193 | CLI.CON-000006 |  |  | Approved
DP World Basin 2 Ph2 _0193 | CLI.CON-000006 | 10.10 - DPW-BASICCIVIL-2.3 | Unbound Material / Crushed Stone | Approved
DP World Basin 2 Ph2 _0193 | CLI.CON-000006 |  |  | Approved
DP World Basin 2 Ph2 _0193 | CLI.CON-000006 | 10.10 - DPW-BASICCIVIL-2.1 | Excavation | Approved
DP World Basin 2 Ph2 _0193 | CLI.CON-000006 |  |  | Approved
DP World Basin 2 Ph2 _0193 | CLI.CON-000006 | 10.10 - DPW-BASICCIVIL-2.9 | Channel Drains | Approved
DP World Basin 2 Ph2 _0193 | CLI.CON-000006 |  |  | Approved
DP World Basin 2 Ph2 _0193 | CLI.CON-000006 | 10.1 | Basic Scope | Approved
DP World Basin 2 Ph2 _0193 | CLI.CON-000006 |  |  | Approved
DP World Basin 2 Ph2 _0193 | CLI.CON-000006 | 10.11 - DPW-OPTIONALCIVIL-2 | Reefer Gantries protected Walkway, including but not limited to; structural steel, gratings and handrails. | Approved
DP World Basin 2 Ph2 _0193 | CLI.CON-000006 |  |  | Approved
DP World Basin 2 Ph2 _0193 | CLI.CON-000006 | 11 | Electrical Works | Approved
DP World Basin 2 Ph2 _0193 | CLI.CON-000006 |  |  | Approved
DP World Basin 2 Ph2 _0193 | CLI.CON-000006 | 11.10 - DPW-BASIC ELECTRICAL-2.7 | EGYLUX High Mast Round LED flood Light 950W | Approved
DP World Basin 2 Ph2 _0193 | CLI.CON-000006 |  |  | Approved
DP World Basin 2 Ph2 _0193 | CLI.CON-000006 | 11.11 - DPW-OPTIONAL ELECTRICAL-3 | 10 Reefer Gantries Electrical; Super Structure | Approved
DP World Basin 2 Ph2 _0193 | CLI.CON-000006 |  |  | Approved
DP World Basin 2 Ph2 _0193 | CLI.CON-000006 | 11.1 | Basic Scope | Approved
DP World Basin 2 Ph2 _0193 | CLI.CON-000006 |  |  | Approved
DP World Basin 2 Ph2 _0193 | CLI.CON-000006 | 11.10 - DPW-BASIC ELECTRICAL-3.2 | Reefer Substations 630 KVA 22/.415 KV. | Approved
DP World Basin 2 Ph2 _0193 | CLI.CON-000006 |  |  | Approved
DP World Basin 2 Ph2 _0193 | CLI.CON-000006 | 11.10 - DPW-BASIC ELECTRICAL-3.1 | Reefer Gantries Electrical; Underground | Approved
DP World Basin 2 Ph2 _0193 | CLI.CON-000006 |  |  | Approved
DP World Basin 2 Ph2 _0193 | CLI.CON-000006 | 11.11 | Optional Scope | Approved
DP World Basin 2 Ph2 _0193 | CLI.CON-000006 |  |  | Approved
DP World Basin 2 Ph2 _0193 | CLI.CON-000006 | 11.10 - DPW-BASIC ELECTRICAL-2.6 | 40 Mt motorized high mast suitable to carry (8x950W) flood light type | Approved
DP World Basin 2 Ph2 _0193 | CLI.CON-000006 |  |  | Approved
DP World Basin 2 Ph2 _0193 | CLI.CON-000006 | 12 | Client General Requirements | Approved
DP World Basin 2 Ph2 _0193 | CLI.CON-000006 |  |  | Approved
DP World Basin 2 Ph2 _0193 | CLI.CON-000006 | 12 - DPW-GENERAL REQUIREMENTS-1.3.1 | Running Cost of Contractor's equipment, personnel etc. | Approved
DP World Basin 2 Ph2 _0193 | CLI.CON-000006 |  |  | Approved
DP World Basin 2 Ph2 _0193 | CLI.CON-000006 | 12 - DPW-GENERAL REQUIREMENTS-1.1.1 | Design and Approvals | Approved
DP World Basin 2 Ph2 _0193 | CLI.CON-000006 |  |  | Approved
DP World Basin 2 Ph2 _0193 | CLI.CON-000006 | 12 - DPW-GENERAL REQUIREMENTS-1.1.3 | Operation and Maintenance Manuals | Approved
DP World Basin 2 Ph2 _0193 | CLI.CON-000006 |  |  | Approved
DP World Basin 2 Ph2 _0193 | CLI.CON-000006 | 12 - DPW-GENERAL REQUIREMENTS-1.4.1 | Facilities for Employer and Engineer (including running costs for project duration) | Approved
DP World Basin 2 Ph2 _0193 | CLI.CON-000006 |  |  | Approved
DP World Basin 2 Ph2 _0193 | CLI.CON-000006 | 12 - DPW-GENERAL REQUIREMENTS-1.5.4 | Monitoring Works | Approved
DP World Basin 2 Ph2 _0193 | CLI.CON-000006 |  |  | Approved
DP World Basin 2 Ph2 _0193 | CLI.CON-000006 | 12 - DPW-GENERAL REQUIREMENTS-1.5.1 | Topographic | Approved
DP World Basin 2 Ph2 _0193 | CLI.CON-000006 |  |  | Approved
DP World Basin 2 Ph2 _0193 | CLI.CON-000006 | 12 - DPW-GENERAL REQUIREMENTS-1.5.2 | Bathymetry | Approved
DP World Basin 2 Ph2 _0193 | CLI.CON-000006 |  |  | Approved
DP World Basin 2 Ph2 _0193 | CLI.CON-000006 | 12 - DPW-GENERAL REQUIREMENTS-1.2.1 | Performance Security and Warranties | Approved
DP World Basin 2 Ph2 _0193 | CLI.CON-000006 |  |  | Approved
DP World Basin 2 Ph2 _0193 | CLI.CON-000006 | 12 - DPW-GENERAL REQUIREMENTS-1.2.2 | Professional indemnity Insurance for Design | Approved
DP World Basin 2 Ph2 _0193 | CLI.CON-000006 |  |  | Approved
DP World Basin 2 Ph2 _0193 | CLI.CON-000006 | 12 - DPW-GENERAL REQUIREMENTS-1.2.3 | Insurances (Refer Clause 18.5) | Approved
DP World Basin 2 Ph2 _0193 | CLI.CON-000006 |  |  | Approved
DP World Basin 2 Ph2 _0193 | CLI.CON-000006 | 12 - DPW-GENERAL REQUIREMENTS-1.5.3 | Soil Investigation | Approved
DP World Basin 2 Ph2 _0193 | CLI.CON-000006 |  |  | Approved
DP World Basin 2 Ph2 _0193 | CLI.CON-000006 | 12 - DPW-GENERAL REQUIREMENTS-1.1.2 | Record Drawings and Documents | Approved
DP World Basin 2 Ph2 _0193 | CLI.CON-000006 |  |  | Approved
DP World Basin 2 Ph2 _0193 | CLI.CON-000006 | 13 | Indirect Cost | Approved
DP World Basin 2 Ph2 _0193 | CLI.CON-000006 |  |  | Approved
DP World Basin 2 Ph2 _0193 | CLI.CON-000006 | 13 | INDIRECT COST | Approved
DP World Basin 2 Ph2 _0193 | CLI.CON-000006 |  |  | Approved
DP World Basin 2 Ph2 _0193 | CLI.CON-000006 | 14 | Mechanical | Approved
DP World Basin 2 Ph2 _0193 | CLI.CON-000006 |  |  | Approved
DP World Basin 2 Ph2 _0193 | CLI.CON-000006 | 14.11 | Optional Scope | Approved
DP World Basin 2 Ph2 _0193 | CLI.CON-000006 |  |  | Approved
DP World Basin 2 Ph2 _0193 | CLI.CON-000006 | 14.10 - DPW-BASIC MECHANICAL-3.5 | FM 200 System | Approved
DP World Basin 2 Ph2 _0193 | CLI.CON-000006 |  |  | Approved
DP World Basin 2 Ph2 _0193 | CLI.CON-000006 | 14.10 - DPW-BASIC MECHANICAL-3.4 | Fire extiguisher | Approved
DP World Basin 2 Ph2 _0193 | CLI.CON-000006 |  |  | Approved
DP World Basin 2 Ph2 _0193 | CLI.CON-000006 | 14.10 - DPW-BASIC MECHANICAL-3.6 | Fire Seacrh | Approved
DP World Basin 2 Ph2 _0193 | CLI.CON-000006 |  |  | Approved
DP World Basin 2 Ph2 _0193 | CLI.CON-000006 | 14.1 | Basic Scope | Approved
DP World Basin 2 Ph2 _0193 | CLI.CON-000006 |  |  | Approved
DP World Basin 2 Ph2 _0193 | CLI.CON-000006 | 14.11 - DPW-OPTIONAL MECHANICAL-4.2 | Fire search | Approved
DP World Basin 2 Ph2 _0193 | CLI.CON-000006 |  |  | Approved
DP World Basin 2 Ph2 _0193 | CLI.CON-000006 | 14.11 - DPW-OPTIONAL MECHANICAL-4.1 | Fire extiguisher | Approved
DP World Basin 2 Ph2 _0193 | CLI.CON-000006 |  |  | Approved
DP World Basin 2 Ph2 _0193 | CLI.CON-000006 | 14.10 - DPW-BASIC MECHANICAL-3.3 | Fire cabinet | Approved
DP World Basin 2 Ph2 _0193 | CLI.CON-000006 |  |  | Approved
Creeks URBN K _0192 | CLI.CON-000001 | 1 | Civil Works | Approved
Creeks URBN K _0192 | CLI.CON-000001 |  |  | Approved
Creeks URBN K _0192 | CLI.CON-000001 | 1.4.13 | G04 | Approved
Creeks URBN K _0192 | CLI.CON-000001 |  |  | Approved
Creeks URBN K _0192 | CLI.CON-000001 | 1.1.11.10 - B02-P3-42000-1 | Concrete hollow block, 200 mm thick Ref 01. | Approved
Creeks URBN K _0192 | CLI.CON-000001 |  |  | Approved
Creeks URBN K _0192 | CLI.CON-000001 | 1.1.12.10 - B03-P1-33000-1 | Columns Average RFT ratio 250 Kg/m3 | Approved
Creeks URBN K _0192 | CLI.CON-000001 |  |  | Approved
Creeks URBN K _0192 | CLI.CON-000001 | 1.1.10.10 - B01-P1-33000-4 | Cores and shear walls Average RFT ratio 130 Kg/m3 | Approved
Creeks URBN K _0192 | CLI.CON-000001 |  |  | Approved
Creeks URBN K _0192 | CLI.CON-000001 | 1.4.10 - Gate 01-P1-33000-5 | Slab on grade | Approved
Creeks URBN K _0192 | CLI.CON-000001 |  |  | Approved
Creeks URBN K _0192 | CLI.CON-000001 | 1.1.11.10 | Civil | Approved
Creeks URBN K _0192 | CLI.CON-000001 |  |  | Approved
Creeks URBN K _0192 | CLI.CON-000001 | 1.1.11.10 - B02-P3-42000-3 | Concrete solid block 200 mm thick, 1 hour fire rated , Ref 03. | Approved
Creeks URBN K _0192 | CLI.CON-000001 |  |  | Approved
Creeks URBN K _0192 | CLI.CON-000001 | 1.5 - SERVICE TUNNEL-P1-33000-1 | Blinding layer 100 mm thick under Raft foundation. | Approved
Creeks URBN K _0192 | CLI.CON-000001 |  |  | Approved
Creeks URBN K _0192 | CLI.CON-000001 | 1.1.12.10 - B03-P3-42000-7 | Concrete soild block, 100 mm thick, 1 hour fire rated , Ref 08. | Approved
Creeks URBN K _0192 | CLI.CON-000001 |  |  | Approved
Creeks URBN K _0192 | CLI.CON-000001 | 1.4.12 - Gate 03-P8-71353-4 | For Roof, 50 mm thick . | Approved
Creeks URBN K _0192 | CLI.CON-000001 |  |  | Approved
Creeks URBN K _0192 | CLI.CON-000001 | 1.1.13.10 - B04-P3-42000-8 | Concrete soild block, 100 mm thick,1 HR fire rated Ref 08. | Approved
Creeks URBN K _0192 | CLI.CON-000001 |  |  | Approved
Creeks URBN K _0192 | CLI.CON-000001 | 1.2.11.10 - PODM-P18-131500-2 | Tanks walls Average RFT ratio 110 Kg/m3 | Approved
Creeks URBN K _0192 | CLI.CON-000001 |  |  | Approved
Creeks URBN K _0192 | CLI.CON-000001 | 1.4.12 - Gate 03-P8-71353-1 | For Roof, 1.5 mm thick . | Approved
Creeks URBN K _0192 | CLI.CON-000001 |  |  | Approved
Creeks URBN K _0192 | CLI.CON-000001 | 1.1.10.10 - B01-P3-42000-7 | Concrete soild block, 100 mm thick,2 HR fire rated Ref 10. | Approved
Creeks URBN K _0192 | CLI.CON-000001 |  |  | Approved
Creeks URBN K _0192 | CLI.CON-000001 | 1.2.11.10 - PODM-P2-34800-9 | Precast concrete Bumpers | Approved
Creeks URBN K _0192 | CLI.CON-000001 |  |  | Approved
Creeks URBN K _0192 | CLI.CON-000001 | 1.1.15.10 - B06-P1-33000-4 | Cores and shear walls Average RFT ratio 130 Kg/m3 | Approved
Creeks URBN K _0192 | CLI.CON-000001 |  |  | Approved
Creeks URBN K _0192 | CLI.CON-000001 | 1.1.15.10 - B06-P4-42000-4 | Concrete soild block, 200 mm thick , 1.5 hour fire rated , Ref 04. | Approved
Creeks URBN K _0192 | CLI.CON-000001 |  |  | Approved
Creeks URBN K _0192 | CLI.CON-000001 | 1.1.10.10 - B01-P3-42000-3 | Concrete solid block 200 mm thick, 1 hour fire rated , Ref 03. | Approved
Creeks URBN K _0192 | CLI.CON-000001 |  |  | Approved
Creeks URBN K _0192 | CLI.CON-000001 | 1.1.15.10 - B06-P4-42000-6 | Concrete Hollow block, 100 mm thick, Ref 06. | Approved
Creeks URBN K _0192 | CLI.CON-000001 |  |  | Approved
Creeks URBN K _0192 | CLI.CON-000001 | 1.2.11.10 - PODM-P1-33000-2 | Slab on grade 150 mm thick. | Approved
Creeks URBN K _0192 | CLI.CON-000001 |  |  | Approved
Creeks URBN K _0192 | CLI.CON-000001 | 1.2.11.10 - PODM-P2-33000-5 | Cores and shear walls Average RFT ratio 130 Kg/m3 | Approved
Creeks URBN K _0192 | CLI.CON-000001 |  |  | Approved
Creeks URBN K _0192 | CLI.CON-000001 | 1.4.10 - Gate 01-P1-33000-7 | Beams. | Approved
Creeks URBN K _0192 | CLI.CON-000001 |  |  | Approved
Creeks URBN K _0192 | CLI.CON-000001 | 1.4.13 - Gate 04-P1-42000-1 | Concrete solid block, 200 mm thick Ref 02. | Approved
Creeks URBN K _0192 | CLI.CON-000001 |  |  | Approved
Creeks URBN K _0192 | CLI.CON-000001 | 1.1.11.10 - B02-P7-71353-2 | Terrazo Tiles for the Roof . | Approved
Creeks URBN K _0192 | CLI.CON-000001 |  |  | Approved
Creeks URBN K _0192 | CLI.CON-000001 | 1.2.11.10 - PODM-P2-33000-3 | Beams Average RFT ratio 170 Kg/m3 | Approved
Creeks URBN K _0192 | CLI.CON-000001 |  |  | Approved
Creeks URBN K _0192 | CLI.CON-000001 | 1.1.14.10 - B05-P1-33000-3 | Flat slabs Average RFT ratio 120 Kg/m3 | Approved
Creeks URBN K _0192 | CLI.CON-000001 |  |  | Approved
Creeks URBN K _0192 | CLI.CON-000001 | 1.4.10 - Gate 01-P7-71353-1 | For Roof, 1.5 mm thick . | Approved
Creeks URBN K _0192 | CLI.CON-000001 |  |  | Approved
Creeks URBN K _0192 | CLI.CON-000001 | 1.1.12.10 - B03-P7-71353-3 | Terrazo Base for the Roof . | Approved
Creeks URBN K _0192 | CLI.CON-000001 |  |  | Approved
Creeks URBN K _0192 | CLI.CON-000001 | 1.2.11.10 - PODM-P18-131500-1 | Tanks Raft Average RFT ratio 120 Kg/m3 | Approved
Creeks URBN K _0192 | CLI.CON-000001 |  |  | Approved
Creeks URBN K _0192 | CLI.CON-000001 | 1.4.10 - Gate 01-P7-71416-5 | Underground Refinforced concrete (3 faces) | Approved
Creeks URBN K _0192 | CLI.CON-000001 |  |  | Approved
Creeks URBN K _0192 | CLI.CON-000001 | 1.4.12 - Gate 03-P8-71353-3 | Terrazo Base for the Roof . | Approved
Creeks URBN K _0192 | CLI.CON-000001 |  |  | Approved
Creeks URBN K _0192 | CLI.CON-000001 | 1.2.11.10 - PODM-P4-42000-3 | Concrete solid block 200 mm thick, 1 hour fire rated , Ref 03. | Approved
Creeks URBN K _0192 | CLI.CON-000001 |  |  | Approved
Creeks URBN K _0192 | CLI.CON-000001 | 1.4.10 - Gate 01-P1-33000-2 | PC footing under isolated footing | Approved
Creeks URBN K _0192 | CLI.CON-000001 |  |  | Approved
Creeks URBN K _0192 | CLI.CON-000001 | 1.1.11.10 - B02-P3-42000-2 | Concrete solid block, 200 mm thick Ref 02. | Approved
Creeks URBN K _0192 | CLI.CON-000001 |  |  | Approved
Creeks URBN K _0192 | CLI.CON-000001 | 1.2.11.10 - PODM-P4-42000-4 | Concrete soild block, 200 mm thick , 1.5 hour fire rated , Ref 04. | Approved
Creeks URBN K _0192 | CLI.CON-000001 |  |  | Approved
Creeks URBN K _0192 | CLI.CON-000001 | 1.1.14.10 - B05-P8-71353-2 | Terrazo Tiles for the Roof . | Approved
Creeks URBN K _0192 | CLI.CON-000001 |  |  | Approved
Creeks URBN K _0192 | CLI.CON-000001 | 1.1.13.10 - B04-P3-42000-3 | Concrete solid block 200 mm thick, 1 hour fire rated , Ref 03. | Approved
Creeks URBN K _0192 | CLI.CON-000001 |  |  | Approved
Creeks URBN K _0192 | CLI.CON-000001 | 1.2.11.10 - PODM-P6-71351-3 | Rataining walls. | Approved
Creeks URBN K _0192 | CLI.CON-000001 |  |  | Approved
Creeks URBN K _0192 | CLI.CON-000001 | 1.2.11.10 - PODM-P2-33000-8 | Ramps Average RFT ratio 130 Kg/m3 | Approved
Creeks URBN K _0192 | CLI.CON-000001 |  |  | Approved
Creeks URBN K _0192 | CLI.CON-000001 | 1.1.13.10 - B04-P3-42000-7 | Concrete soild block, 100 mm thick, Ref 07. | Approved
Creeks URBN K _0192 | CLI.CON-000001 |  |  | Approved
Creeks URBN K _0192 | CLI.CON-000001 | 1.4.11 - Gate 02-P8-71353-1 | For Roof, 1.5 mm thick . | Approved
Creeks URBN K _0192 | CLI.CON-000001 |  |  | Approved
Creeks URBN K _0192 | CLI.CON-000001 | 1.1.13.10 - B04-P3-42000-1 | Concrete hollow block, 200 mm thick Ref 01. | Approved
Creeks URBN K _0192 | CLI.CON-000001 |  |  | Approved
Creeks URBN K _0192 | CLI.CON-000001 | 1.1.10.10 - B01-P1-33000-3 | Flat slabs Average RFT ratio 120 Kg/m3 | Approved
Creeks URBN K _0192 | CLI.CON-000001 |  |  | Approved
Creeks URBN K _0192 | CLI.CON-000001 | 1.1.11.10 - B02-P7-71353-1 | For Roof, 1.5 mm thick . | Approved
Creeks URBN K _0192 | CLI.CON-000001 |  |  | Approved
Creeks URBN K _0192 | CLI.CON-000001 | 1.1.14.10 - B05-P4-42000-8 | Concrete soild block, 100 mm thick,1 HR fire rated Ref 08. | Approved
Creeks URBN K _0192 | CLI.CON-000001 |  |  | Approved
Creeks URBN K _0192 | CLI.CON-000001 | 1.2.11.10 - PODM-P4-42000-1 | Concrete hollow block, 200 mm thick Ref 01. | Approved
Creeks URBN K _0192 | CLI.CON-000001 |  |  | Approved
Creeks URBN K _0192 | CLI.CON-000001 | 1.5 - SERVICE TUNNEL-P1-33000-3 | Walls | Approved
Creeks URBN K _0192 | CLI.CON-000001 |  |  | Approved
Creeks URBN K _0192 | CLI.CON-000001 | 1.4.11 - Gate 02-P8-71353-2 | Terrazo Tiles for the Roof . | Approved
Creeks URBN K _0192 | CLI.CON-000001 |  |  | Approved
Creeks URBN K _0192 | CLI.CON-000001 | 1.1.15.10 - B06-P1-33000-5 | Stairs Average RFT ratio 130 Kg/m3 | Approved
Creeks URBN K _0192 | CLI.CON-000001 |  |  | Approved
Creeks URBN K _0192 | CLI.CON-000001 | 1.1.10.10 - B01-P3-42000-5 | Concrete soild block, 200 mm thick , 2 hour fire rated , Ref 05. | Approved
Creeks URBN K _0192 | CLI.CON-000001 |  |  | Approved
Creeks URBN K _0192 | CLI.CON-000001 | 1.1.14.10 - B05-P4-42000-4 | Concrete soild block, 200 mm thick , 1.5 hour fire rated , Ref 04. | Approved
Creeks URBN K _0192 | CLI.CON-000001 |  |  | Approved
Creeks URBN K _0192 | CLI.CON-000001 | 1.1.10.10 - B01-P1-33000-1 | Columns Average RFT ratio 250 Kg/m3 | Approved
Creeks URBN K _0192 | CLI.CON-000001 |  |  | Approved
Creeks URBN K _0192 | CLI.CON-000001 | 1.4.10 - Gate 01-P1-33000-6 | Columns. | Approved
Creeks URBN K _0192 | CLI.CON-000001 |  |  | Approved
Creeks URBN K _0192 | CLI.CON-000001 | 1.1.13.10 - B04-P1-33000-4 | Cores and shear walls Average RFT ratio 130 Kg/m3 | Approved
Creeks URBN K _0192 | CLI.CON-000001 |  |  | Approved
Creeks URBN K _0192 | CLI.CON-000001 | 1.1.12.10 | Civil | Approved
Creeks URBN K _0192 | CLI.CON-000001 |  |  | Approved
Creeks URBN K _0192 | CLI.CON-000001 | 1.1.14.10 - B05-P8-71353-3 | Terrazo Base for the Roof . | Approved
Creeks URBN K _0192 | CLI.CON-000001 |  |  | Approved
Creeks URBN K _0192 | CLI.CON-000001 | 1.4.10 - Gate 01-P3-42000-1 | Concrete solid block, 200 mm thick Ref 02. | Approved
Creeks URBN K _0192 | CLI.CON-000001 |  |  | Approved
Creeks URBN K _0192 | CLI.CON-000001 | 1.1.13.10 - B04-P1-33316-6 | Sloped lightweight concrete; 100 mm average thickness, for the Roof. | Approved
Creeks URBN K _0192 | CLI.CON-000001 |  |  | Approved
Creeks URBN K _0192 | CLI.CON-000001 | 1.4.11 - Gate 02-P8-71353-3 | Terrazo Base for the Roof . | Approved
Creeks URBN K _0192 | CLI.CON-000001 |  |  | Approved
Creeks URBN K _0192 | CLI.CON-000001 | 1.2.11.10 - PODM-P6-71416-1 | Underground Refinforced concrete | Approved
Creeks URBN K _0192 | CLI.CON-000001 |  |  | Approved
Creeks URBN K _0192 | CLI.CON-000001 | 1.4.10 - Gate 01-P7-71353-4 | For Roof, 50 mm thick . | Approved
Creeks URBN K _0192 | CLI.CON-000001 |  |  | Approved
Creeks URBN K _0192 | CLI.CON-000001 | 1.4.11 - Gate 02-P4-42000-1 | Concrete solid block, 200 mm thick Ref 02. | Approved
Creeks URBN K _0192 | CLI.CON-000001 |  |  | Approved
Creeks URBN K _0192 | CLI.CON-000001 | 1.2.11.10 - PODM-P6-71340-2 | 250 micron thick. | Approved
Creeks URBN K _0192 | CLI.CON-000001 |  |  | Approved
Creeks URBN K _0192 | CLI.CON-000001 | 1.4.10 - Gate 01-P7-71353-2 | Terrazo Tiles for the Roof . | Approved
Creeks URBN K _0192 | CLI.CON-000001 |  |  | Approved
Creeks URBN K _0192 | CLI.CON-000001 | 1.1.10.10 - B01-P7-71353-3 | Terrazo Base for the Roof . | Approved
Creeks URBN K _0192 | CLI.CON-000001 |  |  | Approved
Creeks URBN K _0192 | CLI.CON-000001 | 1.1.12.10 - B03-P1-33000-5 | Stairs Average RFT ratio 130 Kg/m3 | Approved
Creeks URBN K _0192 | CLI.CON-000001 |  |  | Approved
Creeks URBN K _0192 | CLI.CON-000001 | 1.1.10.10 - B01-P1-33000-2 | Beams Average RFT ratio 170 Kg/m3 | Approved
Creeks URBN K _0192 | CLI.CON-000001 |  |  | Approved
Creeks URBN K _0192 | CLI.CON-000001 | 1.2.11.10 - PODM-P4-42000-2 | Concrete solid block, 200 mm thick Ref 02. | Approved
Creeks URBN K _0192 | CLI.CON-000001 |  |  | Approved
Creeks URBN K _0192 | CLI.CON-000001 | 1.4.10 - Gate 01-P7-71353-3 | Terrazo Base for the Roof . | Approved
Creeks URBN K _0192 | CLI.CON-000001 |  |  | Approved
Creeks URBN K _0192 | CLI.CON-000001 | 1.1.11.10 - B02-P3-42000-7 | Concrete soild block, 100 mm thick,2 HR fire rated Ref 10. | Approved
Creeks URBN K _0192 | CLI.CON-000001 |  |  | Approved
Creeks URBN K _0192 | CLI.CON-000001 | 1.1.10.10 - B01-P1-33000-5 | Stairs Average RFT ratio 130 Kg/m3 | Approved
Creeks URBN K _0192 | CLI.CON-000001 |  |  | Approved
Creeks URBN K _0192 | CLI.CON-000001 | 1.4.10 - Gate 01-P1-33316-1 | Sloped lightweight concrete; 100 mm average thickness, for the Roof. | Approved
Creeks URBN K _0192 | CLI.CON-000001 |  |  | Approved
Creeks URBN K _0192 | CLI.CON-000001 | 1.1.12.10 - B03-P3-42000-5 | Concrete soild block, 200 mm thick , 2 hour fire rated , Ref 05. | Approved
Creeks URBN K _0192 | CLI.CON-000001 |  |  | Approved
Creeks URBN K _0192 | CLI.CON-000001 | 1.1.13.10 - B04-P3-42000-6 | Concrete hollow block, 100 mm thick, Ref 06. | Approved
Creeks URBN K _0192 | CLI.CON-000001 |  |  | Approved
Creeks URBN K _0192 | CLI.CON-000001 | 1.1.12.10 - B03-P3-42000-2 | Concrete solid block, 200 mm thick Ref 02. | Approved
Creeks URBN K _0192 | CLI.CON-000001 |  |  | Approved
Creeks URBN K _0192 | CLI.CON-000001 | 1.2.11.10 - PODM-P2-33000-7 | Stairs Average RFT ratio 130 Kg/m3 | Approved
Creeks URBN K _0192 | CLI.CON-000001 |  |  | Approved
Creeks URBN K _0192 | CLI.CON-000001 | 1.4.10 | G01 | Approved
Creeks URBN K _0192 | CLI.CON-000001 |  |  | Approved
Creeks URBN K _0192 | CLI.CON-000001 | 1.1.11.10 - B02-P1-33000-2 | Beams Average RFT ratio 170 Kg/m3 | Approved
Creeks URBN K _0192 | CLI.CON-000001 |  |  | Approved
Creeks URBN K _0192 | CLI.CON-000001 | 1.1.12.10 - B03-P3-42000-6 | Concrete soild block, 100 mm thick, Ref 07. | Approved
Creeks URBN K _0192 | CLI.CON-000001 |  |  | Approved
Creeks URBN K _0192 | CLI.CON-000001 | 1.1.14.10 - B05-P8-71353-1 | For Roof, 1.5 mm thick . | Approved
Creeks URBN K _0192 | CLI.CON-000001 |  |  | Approved
Creeks URBN K _0192 | CLI.CON-000001 | 1.1.10.10 - B01-P7-71353-1 | For Roof, 1.5 mm thick . | Approved
Creeks URBN K _0192 | CLI.CON-000001 |  |  | Approved
Creeks URBN K _0192 | CLI.CON-000001 | 1.1.13.10 | Civil | Approved
Creeks URBN K _0192 | CLI.CON-000001 |  |  | Approved
Creeks URBN K _0192 | CLI.CON-000001 | 1.1.12.10 - B03-P3-42000-1 | Concrete hollow block, 200 mm thick Ref 01. | Approved
Creeks URBN K _0192 | CLI.CON-000001 |  |  | Approved
Creeks URBN K _0192 | CLI.CON-000001 | 1.1.13.10 - B04-P3-42000-2 | Concrete solid block, 200 mm thick Ref 02. | Approved
Creeks URBN K _0192 | CLI.CON-000001 |  |  | Approved
Creeks URBN K _0192 | CLI.CON-000001 | 1.1.10.10 - B01-P3-42000-4 | Concrete soild block, 200 mm thick , 1.5 hour fire rated , Ref 04. | Approved
Creeks URBN K _0192 | CLI.CON-000001 |  |  | Approved
Creeks URBN K _0192 | CLI.CON-000001 | 1.1.12.10 - B03-P3-42000-3 | Concrete solid block 200 mm thick, 1 hour fire rated , Ref 03. | Approved
Creeks URBN K _0192 | CLI.CON-000001 |  |  | Approved
Creeks URBN K _0192 | CLI.CON-000001 | 1.2.11.10 - PODM-P2-33000-1 | RC Raft Average RFT ratio 130 Kg/m3 | Approved
Creeks URBN K _0192 | CLI.CON-000001 |  |  | Approved
Creeks URBN K _0192 | CLI.CON-000001 | 1.4.10 - Gate 01-P1-33000-4 | Foundation | Approved
Creeks URBN K _0192 | CLI.CON-000001 |  |  | Approved
Creeks URBN K _0192 | CLI.CON-000001 | 1.1.14.10 - B05-P4-42000-6 | Concrete hollow block, 100 mm thick, Ref 06. | Approved
Creeks URBN K _0192 | CLI.CON-000001 |  |  | Approved
Creeks URBN K _0192 | CLI.CON-000001 | 1.1.15.10 - B06-P1-33000-3 | Flat slabs Average RFT ratio 120 Kg/m3 | Approved
Creeks URBN K _0192 | CLI.CON-000001 |  |  | Approved
Creeks URBN K _0192 | CLI.CON-000001 | 1.1.15.10 - B06-P9-71353-2 | Terrazo Tiles for the Roof . | Approved
Creeks URBN K _0192 | CLI.CON-000001 |  |  | Approved
Creeks URBN K _0192 | CLI.CON-000001 | 1.1.13.10 - B04-P7-71353-1 | For Roof, 1.5 mm thick . | Approved
Creeks URBN K _0192 | CLI.CON-000001 |  |  | Approved
Creeks URBN K _0192 | CLI.CON-000001 | 1.2.11.10 - PODM-P2-33000-2 | Columns Average RFT ratio 250 Kg/m3 | Approved
Creeks URBN K _0192 | CLI.CON-000001 |  |  | Approved
Creeks URBN K _0192 | CLI.CON-000001 | 1.1.12.10 - B03-P1-33000-2 | Beams Average RFT ratio 170 Kg/m3 | Approved
Creeks URBN K _0192 | CLI.CON-000001 |  |  | Approved
Creeks URBN K _0192 | CLI.CON-000001 | 1.1.13.10 - B04-P3-42000-4 | Concrete soild block, 200 mm thick , 1.5 hour fire rated , Ref 04. | Approved
Creeks URBN K _0192 | CLI.CON-000001 |  |  | Approved
Creeks URBN K _0192 | CLI.CON-000001 | 1.1.10.10 - B01-P1-33000-6 | Sloped lightweight concrete; 100 mm average thickness, for the Roof. | Approved
Creeks URBN K _0192 | CLI.CON-000001 |  |  | Approved
Creeks URBN K _0192 | CLI.CON-000001 | 1.4.10 - Gate 01-P7-71340-6 | 400 micron thick. | Approved
Creeks URBN K _0192 | CLI.CON-000001 |  |  | Approved
Creeks URBN K _0192 | CLI.CON-000001 | 1.1.15.10 | Civil | Approved
Creeks URBN K _0192 | CLI.CON-000001 |  |  | Approved
Creeks URBN K _0192 | CLI.CON-000001 | 1.1.11.10 - B02-P1-33000-3 | Flat slabs Average RFT ratio 120 Kg/m3 | Approved
Creeks URBN K _0192 | CLI.CON-000001 |  |  | Approved
Creeks URBN K _0192 | CLI.CON-000001 | 1.1.14.10 - B05-P4-42000-3 | Concrete solid block 200 mm thick, 1 hour fire rated , Ref 03. | Approved
Creeks URBN K _0192 | CLI.CON-000001 |  |  | Approved
Creeks URBN K _0192 | CLI.CON-000001 | 1.1.14.10 - B05-P1-33316-6 | Sloped lightweight concrete; 100 mm average thickness, for the Roof. | Approved
Creeks URBN K _0192 | CLI.CON-000001 |  |  | Approved
Creeks URBN K _0192 | CLI.CON-000001 | 1.1.11.10 - B02-P1-33000-1 | Columns Average RFT ratio 250 Kg/m3 | Approved
Creeks URBN K _0192 | CLI.CON-000001 |  |  | Approved
Creeks URBN K _0192 | CLI.CON-000001 | 1.5 - SERVICE TUNNEL-P1-33000-4 | Slab | Approved
Creeks URBN K _0192 | CLI.CON-000001 |  |  | Approved
Creeks URBN K _0192 | CLI.CON-000001 | 1.2.11.10 - PODM-P2-33000-4 | Flat slabs Average RFT ratio 120 Kg/m3 | Approved
Creeks URBN K _0192 | CLI.CON-000001 |  |  | Approved
Creeks URBN K _0192 | CLI.CON-000001 | 1.1.11.10 - B02-P1-33000-5 | Stairs Average RFT ratio 130 Kg/m3 | Approved
Creeks URBN K _0192 | CLI.CON-000001 |  |  | Approved
Creeks URBN K _0192 | CLI.CON-000001 | 1.1.11.10 - B02-P3-42000-4 | Concrete soild block, 200 mm thick , 1.5 hour fire rated , Ref 04. | Approved
Creeks URBN K _0192 | CLI.CON-000001 |  |  | Approved
Creeks URBN K _0192 | CLI.CON-000001 | 1.4.12 | G03 | Approved
Creeks URBN K _0192 | CLI.CON-000001 |  |  | Approved
Creeks URBN K _0192 | CLI.CON-000001 | 1.1.15.10 - B06-P1-33316-6 | Sloped lightweight concrete; 100 mm average thickness, for the Roof, as per DWG DA-7050. | Approved
Creeks URBN K _0192 | CLI.CON-000001 |  |  | Approved
Creeks URBN K _0192 | CLI.CON-000001 | 1.1.14.10 - B05-P4-42000-1 | Concrete hollow block, 200 mm thick Ref 01. | Approved
Creeks URBN K _0192 | CLI.CON-000001 |  |  | Approved
Creeks URBN K _0192 | CLI.CON-000001 | 1.1.15.10 - B06-P9-71353-4 | For Roof, 50 mm thick . | Approved
Creeks URBN K _0192 | CLI.CON-000001 |  |  | Approved
Creeks URBN K _0192 | CLI.CON-000001 | 1.1.14.10 | Civil | Approved
Creeks URBN K _0192 | CLI.CON-000001 |  |  | Approved
Creeks URBN K _0192 | CLI.CON-000001 | 1.4.11 | G02 | Approved
Creeks URBN K _0192 | CLI.CON-000001 |  |  | Approved
Creeks URBN K _0192 | CLI.CON-000001 | 1.1.13.10 - B04-P3-42000-5 | Concrete soild block, 200 mm thick , 2 hour fire rated , Ref 05. | Approved
Creeks URBN K _0192 | CLI.CON-000001 |  |  | Approved
Creeks URBN K _0192 | CLI.CON-000001 | 1.1.11.10 - B02-P3-42000-5 | Concrete soild block, 200 mm thick , 2 hour fire rated , Ref 05. | Approved
Creeks URBN K _0192 | CLI.CON-000001 |  |  | Approved
Creeks URBN K _0192 | CLI.CON-000001 | 1.1.12.10 - B03-P1-33000-3 | Flat slabs Average RFT ratio 120 Kg/m3 | Approved
Creeks URBN K _0192 | CLI.CON-000001 |  |  | Approved
Creeks URBN K _0192 | CLI.CON-000001 | 1.4.10 - Gate 01-P1-33000-3 | blinding concrete 100 mm under tie beams | Approved
Creeks URBN K _0192 | CLI.CON-000001 |  |  | Approved
Creeks URBN K _0192 | CLI.CON-000001 | 1.1.12.10 - B03-P3-42000-4 | Concrete soild block, 200 mm thick , 1.5 hour fire rated , Ref 04. | Approved
Creeks URBN K _0192 | CLI.CON-000001 |  |  | Approved
Creeks URBN K _0192 | CLI.CON-000001 | 1.1.15.10 - B06-P4-42000-5 | Concrete soild block, 200 mm thick , 2 hour fire rated , Ref 05. | Approved
Creeks URBN K _0192 | CLI.CON-000001 |  |  | Approved
Creeks URBN K _0192 | CLI.CON-000001 | 1.1.13.10 - B04-P1-33000-3 | Flat slabs Average RFT ratio 120 Kg/m3 | Approved
Creeks URBN K _0192 | CLI.CON-000001 |  |  | Approved
Creeks URBN K _0192 | CLI.CON-000001 | 1.1.14.10 - B05-P1-33000-5 | Stairs Average RFT ratio 130 Kg/m3 | Approved
Creeks URBN K _0192 | CLI.CON-000001 |  |  | Approved
Creeks URBN K _0192 | CLI.CON-000001 | 1.1.10.10 - B01-P3-42000-6 | Concrete soild block, 100 mm thick,1 HR fire rated Ref 08. | Approved
Creeks URBN K _0192 | CLI.CON-000001 |  |  | Approved
Creeks URBN K _0192 | CLI.CON-000001 | 1.1.13.10 - B04-P1-33000-1 | Columns Average RFT ratio 250 Kg/m3 | Approved
Creeks URBN K _0192 | CLI.CON-000001 |  |  | Approved
Creeks URBN K _0192 | CLI.CON-000001 | 1.4.11 - Gate 02-P8-71353-4 | For Roof, 50 mm thick . | Approved
Creeks URBN K _0192 | CLI.CON-000001 |  |  | Approved
Creeks URBN K _0192 | CLI.CON-000001 | 1.4.10 - Gate 01-P1-33000-8 | slabs. | Approved
Creeks URBN K _0192 | CLI.CON-000001 |  |  | Approved
Creeks URBN K _0192 | CLI.CON-000001 | 1.1.13.10 - B04-P7-71353-2 | Terrazo Tiles for the Roof . | Approved
Creeks URBN K _0192 | CLI.CON-000001 |  |  | Approved
Creeks URBN K _0192 | CLI.CON-000001 | 1.1.15.10 - B06-P9-71353-3 | Terrazo Base for the Roof . | Approved
Creeks URBN K _0192 | CLI.CON-000001 |  |  | Approved
Creeks URBN K _0192 | CLI.CON-000001 | 1.4.11 - Gate 02-P1-33316-1 | Sloped lightweight concrete; 100 mm average thickness, for the Roof. | Approved
Creeks URBN K _0192 | CLI.CON-000001 |  |  | Approved
Creeks URBN K _0192 | CLI.CON-000001 | 1.2.11.10 - PODM-P6-71351-4 | Waterproofing Membrane, SBS for Horziontal surface includig protection 5 cm screed | Approved
Creeks URBN K _0192 | CLI.CON-000001 |  |  | Approved
Creeks URBN K _0192 | CLI.CON-000001 | 1.1.11.10 - B02-P3-42000-6 | Concrete soild block, 100 mm thick,1 HR fire rated Ref 08. | Approved
Creeks URBN K _0192 | CLI.CON-000001 |  |  | Approved
Creeks URBN K _0192 | CLI.CON-000001 | 1.1.15.10 - B06-P4-42000-8 | Concrete solid block 200 mm thick, 1 hour fire rated , Ref 08. | Approved
Creeks URBN K _0192 | CLI.CON-000001 |  |  | Approved
Creeks URBN K _0192 | CLI.CON-000001 | 1.1.14.10 - B05-P8-71353-4 | For Roof, 50 mm thick . | Approved
Creeks URBN K _0192 | CLI.CON-000001 |  |  | Approved
Creeks URBN K _0192 | CLI.CON-000001 | 1.1.15.10 - B06-P4-42000-1 | Concrete Hollow block, 200 mm thick Ref 01. | Approved
Creeks URBN K _0192 | CLI.CON-000001 |  |  | Approved
Creeks URBN K _0192 | CLI.CON-000001 | 1.2.11.10 - PODM-P1-33000-1 | Blinding layer 100 mm thick under Raft foundation. | Approved
Creeks URBN K _0192 | CLI.CON-000001 |  |  | Approved
Creeks URBN K _0192 | CLI.CON-000001 | 1.1.15.10 - B06-P4-42000-3 | Concrete solid block 200 mm thick, 1 hour fire rated , Ref 03. | Approved
Creeks URBN K _0192 | CLI.CON-000001 |  |  | Approved
Creeks URBN K _0192 | CLI.CON-000001 | 1.5 | SERVICE TUNNEL | Approved
Creeks URBN K _0192 | CLI.CON-000001 |  |  | Approved
Creeks URBN K _0192 | CLI.CON-000001 | 1.1.13.10 - B04-P1-33000-5 | Stairs Average RFT ratio 130 Kg/m3 | Approved
Creeks URBN K _0192 | CLI.CON-000001 |  |  | Approved
Creeks URBN K _0192 | CLI.CON-000001 | 1.1.12.10 - B03-P7-71353-2 | Terrazo Tiles for the Roof . | Approved
Creeks URBN K _0192 | CLI.CON-000001 |  |  | Approved
Creeks URBN K _0192 | CLI.CON-000001 | 1.5 - SERVICE TUNNEL-P1-33000-2 | Foundation | Approved
Creeks URBN K _0192 | CLI.CON-000001 |  |  | Approved
Creeks URBN K _0192 | CLI.CON-000001 | 1.1.14.10 - B05-P1-33000-2 | Beams Average RFT ratio 170 Kg/m3 | Approved
Creeks URBN K _0192 | CLI.CON-000001 |  |  | Approved
Creeks URBN K _0192 | CLI.CON-000001 | 1.1.10.10 - B01-P3-42000-1 | Concrete hollow block, 200 mm thick Ref 01. | Approved
Creeks URBN K _0192 | CLI.CON-000001 |  |  | Approved
Creeks URBN K _0192 | CLI.CON-000001 | 1.2.11.10 - PODM-P6-71616-5 | Water tank | Approved
Creeks URBN K _0192 | CLI.CON-000001 |  |  | Approved
Creeks URBN K _0192 | CLI.CON-000001 | 1.2.11.10 - PODM-P2-33000-6 | Retaining Walls Average RFT ratio 120 Kg/m3 | Approved
Creeks URBN K _0192 | CLI.CON-000001 |  |  | Approved
Creeks URBN K _0192 | CLI.CON-000001 | 1.1.12.10 - B03-P7-71353-4 | For Roof, 50 mm thick . | Approved
Creeks URBN K _0192 | CLI.CON-000001 |  |  | Approved
Creeks URBN K _0192 | CLI.CON-000001 | 1.1.15.10 - B06-P9-71353-1 | For Roof, 1.5 mm thick . | Approved
Creeks URBN K _0192 | CLI.CON-000001 |  |  | Approved
Creeks URBN K _0192 | CLI.CON-000001 | 1.1.12.10 - B03-P7-71353-1 | For Roof, 1.5 mm thick . | Approved
Creeks URBN K _0192 | CLI.CON-000001 |  |  | Approved
Creeks URBN K _0192 | CLI.CON-000001 | 1.1.10.10 - B01-P3-42000-2 | Concrete solid block, 200 mm thick Ref 02. | Approved
Creeks URBN K _0192 | CLI.CON-000001 |  |  | Approved
Creeks URBN K _0192 | CLI.CON-000001 | 1.4.12 - Gate 03-P1-33316-1 | Sloped lightweight concrete; 100 mm average thickness, for the Roof. | Approved
Creeks URBN K _0192 | CLI.CON-000001 |  |  | Approved
Creeks URBN K _0192 | CLI.CON-000001 | 1.1.12.10 - B03-P1-33000-4 | Cores and shear walls Average RFT ratio 130 Kg/m3 | Approved
Creeks URBN K _0192 | CLI.CON-000001 |  |  | Approved
Creeks URBN K _0192 | CLI.CON-000001 | 1.1.14.10 - B05-P4-42000-7 | Concrete soild block, 100 mm thick, Ref 07. | Approved
Creeks URBN K _0192 | CLI.CON-000001 |  |  | Approved
Creeks URBN K _0192 | CLI.CON-000001 | 1.1.14.10 - B05-P4-42000-2 | Concrete solid block, 200 mm thick Ref 02. | Approved
Creeks URBN K _0192 | CLI.CON-000001 |  |  | Approved
Creeks URBN K _0192 | CLI.CON-000001 | 1.1.15.10 - B06-P4-42000-2 | Concrete solid block, 200 mm thick Ref 02. | Approved
Creeks URBN K _0192 | CLI.CON-000001 |  |  | Approved
Creeks URBN K _0192 | CLI.CON-000001 | 1.2.11.10 - PODM-P4-42000-5 | Concrete soild block, 200 mm thick , 2 hour fire rated , Ref 05. | Approved
Creeks URBN K _0192 | CLI.CON-000001 |  |  | Approved
Creeks URBN K _0192 | CLI.CON-000001 | 1.1.13.10 - B04-P7-71353-3 | Terrazo Base for the Roof . | Approved
Creeks URBN K _0192 | CLI.CON-000001 |  |  | Approved
Creeks URBN K _0192 | CLI.CON-000001 | 1.2.11.10 - PODM-P4-42000-6 | Concrete soild block, 100 mm thick,1 HR fire rated Ref 08. | Approved
Creeks URBN K _0192 | CLI.CON-000001 |  |  | Approved
Creeks URBN K _0192 | CLI.CON-000001 | 1.1.13.10 - B04-P1-33000-2 | Beams Average RFT ratio 170 Kg/m3 | Approved
Creeks URBN K _0192 | CLI.CON-000001 |  |  | Approved
Creeks URBN K _0192 | CLI.CON-000001 | 1.2.11.10 | Civil | Approved
Creeks URBN K _0192 | CLI.CON-000001 |  |  | Approved
Creeks URBN K _0192 | CLI.CON-000001 | 1.1.14.10 - B05-P1-33000-4 | Cores and shear walls Average RFT ratio 130 Kg/m3 | Approved
Creeks URBN K _0192 | CLI.CON-000001 |  |  | Approved
Creeks URBN K _0192 | CLI.CON-000001 | 1.1.13.10 - B04-P7-71353-4 | For Roof, 50 mm thick . | Approved
Creeks URBN K _0192 | CLI.CON-000001 |  |  | Approved
Creeks URBN K _0192 | CLI.CON-000001 | 1.4.12 - Gate 03-P8-71353-2 | Terrazo Tiles for the Roof . | Approved
Creeks URBN K _0192 | CLI.CON-000001 |  |  | Approved
Creeks URBN K _0192 | CLI.CON-000001 | 1.1.10.10 - B01-P7-71353-2 | Terrazo Tiles for the Roof . | Approved
Creeks URBN K _0192 | CLI.CON-000001 |  |  | Approved
Creeks URBN K _0192 | CLI.CON-000001 | 1.4.12 - Gate 03-P4-42000-1 | Concrete solid block, 200 mm thick Ref 02. | Approved
Creeks URBN K _0192 | CLI.CON-000001 |  |  | Approved
Creeks URBN K _0192 | CLI.CON-000001 | 1.1.12.10 - B03-P3-42000-8 | Concrete soild block, 100 mm thick, 2 hour fire rated , Ref 10. | Approved
Creeks URBN K _0192 | CLI.CON-000001 |  |  | Approved
Creeks URBN K _0192 | CLI.CON-000001 | 1.1.14.10 - B05-P4-42000-5 | Concrete soild block, 200 mm thick , 2 hour fire rated , Ref 05. | Approved
Creeks URBN K _0192 | CLI.CON-000001 |  |  | Approved
Creeks URBN K _0192 | CLI.CON-000001 | 1.1.11.10 - B02-P1-33000-4 | Cores and shear walls Average RFT ratio 130 Kg/m3 | Approved
Creeks URBN K _0192 | CLI.CON-000001 |  |  | Approved
Creeks URBN K _0192 | CLI.CON-000001 | 1.1.11.10 - B02-P7-71353-4 | For Roof, 50 mm thick . | Approved
Creeks URBN K _0192 | CLI.CON-000001 |  |  | Approved
Creeks URBN K _0192 | CLI.CON-000001 | 1.1.12.10 - B03-P1-33316-6 | Sloped lightweight concrete; 100 mm average thickness, for the Roof, as per DWG | Approved
Creeks URBN K _0192 | CLI.CON-000001 |  |  | Approved
Creeks URBN K _0192 | CLI.CON-000001 | 1.2.11.10 - PODM-P4-42000-7 | Concrete soild block, 100 mm thick,2 HR fire rated Ref 10. | Approved
Creeks URBN K _0192 | CLI.CON-000001 |  |  | Approved
Creeks URBN K _0192 | CLI.CON-000001 | 1.1.10.10 - B01-P7-71353-4 | For Roof, 50 mm thick . | Approved
Creeks URBN K _0192 | CLI.CON-000001 |  |  | Approved
Creeks URBN K _0192 | CLI.CON-000001 | 1.1.11.10 - B02-P7-71353-3 | Terrazo Base for the Roof . | Approved
Creeks URBN K _0192 | CLI.CON-000001 |  |  | Approved
Creeks URBN K _0192 | CLI.CON-000001 | 1.1.14.10 - B05-P1-33000-1 | Columns Average RFT ratio 250 Kg/m3 | Approved
Creeks URBN K _0192 | CLI.CON-000001 |  |  | Approved
Creeks URBN K _0192 | CLI.CON-000001 | 1.1.15.10 - B06-P4-42000-7 | Concrete soild block, 100 mm thick, Ref 07. | Approved
Creeks URBN K _0192 | CLI.CON-000001 |  |  | Approved
Creeks URBN K _0192 | CLI.CON-000001 | 1.1.15.10 - B06-P1-33000-1 | Columns Average RFT ratio 250 Kg/m3 | Approved
Creeks URBN K _0192 | CLI.CON-000001 |  |  | Approved
Creeks URBN K _0192 | CLI.CON-000001 | 1.5 - SERVICE TUNNEL-P4-71351-1 | Around Tunnel walls, floor and raft. | Approved
Creeks URBN K _0192 | CLI.CON-000001 |  |  | Approved
Creeks URBN K _0192 | CLI.CON-000001 | 1.1.15.10 - B06-P1-33000-2 | Beams Average RFT ratio 170 Kg/m3 | Approved
Creeks URBN K _0192 | CLI.CON-000001 |  |  | Approved
Creeks URBN K _0192 | CLI.CON-000001 | 1.1.10.10 | Civil | Approved
Creeks URBN K _0192 | CLI.CON-000001 |  |  | Approved
Creeks URBN K _0192 | CLI.CON-000001 | 1.1.11.10 - B02-P1-33000-6 | Sloped lightweight concrete; 100 mm average thickness, for the Roof. | Approved
Creeks URBN K _0192 | CLI.CON-000001 |  |  | Approved
Creeks URBN K _0192 | CLI.CON-000001 | 2 | Indirect | Approved
Creeks URBN K _0192 | CLI.CON-000001 |  |  | Approved
Creeks URBN K _0192 | CLI.CON-000001 | 2 | Indirect Cost | Approved
Creeks URBN K _0192 | CLI.CON-000001 |  |  | Approved
Abo Shanab El Agamien _0195 | CLI.CON-000001 | 1 - 1-Sharaf Al Deen Village.d | Air Relief valve 100 mm dia.(include gate valve 100mm) | Approved
Abo Shanab El Agamien _0195 | CLI.CON-000001 |  |  | Approved
Abo Shanab El Agamien _0195 | CLI.CON-000001 | 1 - Sharaf Al Deen-Main Pump Station NO. 3-23-3.2.3-b | Ditto As Above Item, But Of Weatherproof Type. | Approved
Abo Shanab El Agamien _0195 | CLI.CON-000001 |  |  | Approved
Abo Shanab El Agamien _0195 | CLI.CON-000001 | 1 - Sharaf Al Deen-Generator Shed No.6-41-6.2.1-a | Supply, install, connect, test and commission of complete L.V. distribution boards (LP-GEN. SHED) the price include selectvity study, termination, Identifications, labling, glands, copper luggs as specified and as indicating drawings. System shall be lump sum complete in every respect with all necessary accessories and ancillary works. | Approved
Abo Shanab El Agamien _0195 | CLI.CON-000001 |  |  | Approved
Abo Shanab El Agamien _0195 | CLI.CON-000001 | 1 - 1-Sharaf Al Deen Village | Supply and filling by clean sand between the existing covered waterways and the forcemain pipe covered by concrete encasement | Approved
Abo Shanab El Agamien _0195 | CLI.CON-000001 |  |  | Approved
Abo Shanab El Agamien _0195 | CLI.CON-000001 | 1 - Sharaf Al Deen Village-Bill No.5 Store Building (Civil Works)-36-5.1.4.b- | Supply and installation of horizontal prefabricated moisture Insulation membrane to the wet areas with 4mm thick for floor and roof, including joints, fixtures, overlaps not less than 100 mm and item include all surface preparation steps, coating with 2 layers of primer bitumen coat, metal flashing, internal angle fillets, upstand to vertical surfaces and waterproofing to all openings and around pipes and water drains, Polystyrene sheet 1mm, protection Sand-cement mortar screed, 30 mm thick as per manufacturer's instructions, Contract Drawing, recommendations and Specification. | Approved
Abo Shanab El Agamien _0195 | CLI.CON-000001 |  |  | Approved
Abo Shanab El Agamien _0195 | CLI.CON-000001 | 1 - 1-Sharaf Al Deen Village.b. | Flanged manually gate valve, dia. 200 mm. | Approved
Abo Shanab El Agamien _0195 | CLI.CON-000001 |  |  | Approved
Abo Shanab El Agamien _0195 | CLI.CON-000001 | 1 - Sharaf Al Deen-Main Pump Station NO. 3-25-43162- | Fire alarm system complete with Conventional fire alarm control panel, smoke detectors, heat detectors, manual call point, bell, fire alarm siren and wire and all necessary components (internal wires and outlets, etc) required to complete the system in perfect case, the fire alarm control panel shall be erected in pump operating room. | Approved
Abo Shanab El Agamien _0195 | CLI.CON-000001 |  |  | Approved
Abo Shanab El Agamien _0195 | CLI.CON-000001 | 1 - Sharaf Al Deen Village-Bill No.8 Site and Civil Works -46-8.2.3.b- | 250 mm thick. | Approved
Abo Shanab El Agamien _0195 | CLI.CON-000001 |  |  | Approved
Abo Shanab El Agamien _0195 | CLI.CON-000001 | 1 - Sharaf Al Deen Village-Bill No.8 Site and Civil Works -47-8.3.3-a. | Inspection Chamber 600 x 600 with cover and frame | Approved
Abo Shanab El Agamien _0195 | CLI.CON-000001 |  |  | Approved
Abo Shanab El Agamien _0195 | CLI.CON-000001 | 1 - Sharaf Al Deen-Guard room NO. 4-33-4.3.4-a | Single Phase Switched Socket 220v, 16A, 2-pin Type Complete With Earthing Contact. | Approved
Abo Shanab El Agamien _0195 | CLI.CON-000001 |  |  | Approved
Abo Shanab El Agamien _0195 | CLI.CON-000001 | 1 - 1-Sharaf Al Deen Village.e. | Flexible joint, dia. 300 mm | Approved
Abo Shanab El Agamien _0195 | CLI.CON-000001 |  |  | Approved
Abo Shanab El Agamien _0195 | CLI.CON-000001 | 1 - Sharaf Al Deen-Main Pump Station NO. 3-23-3.2.2-d | Ditto As Above But For Maintained Electricity Duration. Provided With Emergency Unit For 3 Hours | Approved
Abo Shanab El Agamien _0195 | CLI.CON-000001 |  |  | Approved
Abo Shanab El Agamien _0195 | CLI.CON-000001 | 1 - Sharaf Al Deen-BILL NO. 1: SEWAGE NETWORK-9-1.1.1-a.1 | Depth to invert not exceeding 1.2 m | Approved
Abo Shanab El Agamien _0195 | CLI.CON-000001 |  |  | Approved
Abo Shanab El Agamien _0195 | CLI.CON-000001 | 1 - 1-Sharaf Al Deen Village.a | DN 500mm, DI pipe, K9 | Approved
Abo Shanab El Agamien _0195 | CLI.CON-000001 |  |  | Approved
Abo Shanab El Agamien _0195 | CLI.CON-000001 | 1 - Sharaf Al Deen Village-Bill No.5 Store Building (Civil Works)-36-5.1.4.c- | Supply and installation of 50 mm extruded polystyrene boards for roof heat insulation with minimum density 35 kg/cm�; the work include Polystyrene sheet 1mm layer. Sample shall be approved before execution and all required works shall be as per manufacturer's instructions, recommendations and Specification. | Approved
Abo Shanab El Agamien _0195 | CLI.CON-000001 |  |  | Approved
Abo Shanab El Agamien _0195 | CLI.CON-000001 | 1 - Sharaf Al Deen Village-Bill No.8 Site and Civil Works -45-8.2.2.b- | Supply and casting of in-place reinforced concrete Grade C25 with Sulfate-resistant cement for footing, column pedestal and grade beams including: formwork, scaffolding, expansion and construction joints, Steel bar reinforcement, joint filler and sealant, accessories, transporting, mixing, casting, finishing, compaction by vibratory, spraying, curing, and testing as required by the specifications. | Approved
Abo Shanab El Agamien _0195 | CLI.CON-000001 |  |  | Approved
Abo Shanab El Agamien _0195 | CLI.CON-000001 | 1 - 1-Sharaf Al Deen Village.c.2 | Depth to invert between 1.51 m and 2.50 m | Approved
Abo Shanab El Agamien _0195 | CLI.CON-000001 |  |  | Approved
Abo Shanab El Agamien _0195 | CLI.CON-000001 | 1 - 1-Sharaf Al Deen Village.d | Flowmeter chamber | Approved
Abo Shanab El Agamien _0195 | CLI.CON-000001 |  |  | Approved
Abo Shanab El Agamien _0195 | CLI.CON-000001 | 1 - Sharaf Al Deen-Main Pump Station NO. 3-23-3.2.1- | Supply, install, connect, test and commission of complete L.V. distribution boards (LP-PS) the price include selectvity study, termination, Identifications, labling, glands, copper luggs as specified and as indicating drawings. System shall be lump sum complete in every respect with all necessary accessories and ancillary works. | Approved
Abo Shanab El Agamien _0195 | CLI.CON-000001 |  |  | Approved
Abo Shanab El Agamien _0195 | CLI.CON-000001 | 1 - 1-Sharaf Al Deen Village.a. | D.C.I, Socket and spigot Wall piece, dia. 500 mm. | Approved
Abo Shanab El Agamien _0195 | CLI.CON-000001 |  |  | Approved
Abo Shanab El Agamien _0195 | CLI.CON-000001 | 1 - Sharaf Al Deen-Main Pump Station NO. 3-24-3.3.7- | Supply, installation, calibration, connection and testing of level float switch with acable length 15 meter including all necessary accessories required for installation and operation requirements. | Approved
Abo Shanab El Agamien _0195 | CLI.CON-000001 |  |  | Approved
Abo Shanab El Agamien _0195 | CLI.CON-000001 | 1 - 1-Sharaf Al Deen Village.a | Inner diameter DN/ID 300 mm | Approved
Abo Shanab El Agamien _0195 | CLI.CON-000001 |  |  | Approved
Abo Shanab El Agamien _0195 | CLI.CON-000001 | 1 - Sharaf Al Deen Village-Bill No. 3 Main Pumping Station (Civil works)-20-3.1.4.e- | Supply and installation of 50 mm extruded polystyrene boards for roof heat insulation with minimum density 35 kg/cm�; the work include Polystyrene sheet 1mm layer. Sample shall be approved before execution and all required works shall be as per manufacturer's instructions, recommendations and Specification. | Approved
Abo Shanab El Agamien _0195 | CLI.CON-000001 |  |  | Approved
Abo Shanab El Agamien _0195 | CLI.CON-000001 | 1 - Sharaf Al Deen Village-Bill No. 3 Main Pumping Station (Civil works)-21-3.1.6.b- | Type W1, 4.8500 mm width x 1,500 mm height | Approved
Abo Shanab El Agamien _0195 | CLI.CON-000001 |  |  | Approved
Abo Shanab El Agamien _0195 | CLI.CON-000001 |  |  | Approved
Abo Shanab El Agamien _0195 | CLI.CON-000001 | 10 - "10 - ABOU .10 - ABOU NASSAR, AL ESSAWI & ABOU SAEDA-BILL NO. 1: SEWAGE NETWORK-4-1.1.1-c.2 | Ditto, depth to invert between 2.51 m and 3.50 m | Approved
Abo Shanab El Agamien _0195 | CLI.CON-000001 |  |  | Approved
Abo Shanab El Agamien _0195 | CLI.CON-000001 | 10 - "10 - ABOU .10 - ABOU NASSAR, AL ESSAWI & ABOU SAEDA-BILL NO. 1: SEWAGE NETWORK-6-1.4-b | HC 60*90 cm | Approved
Abo Shanab El Agamien _0195 | CLI.CON-000001 |  |  | Approved
Abo Shanab El Agamien _0195 | CLI.CON-000001 | 10 - "10 - ABOU .10 - ABOU NASSAR, AL ESSAWI & ABOU SAEDA-BILL NO. 1: SEWAGE NETWORK-4-1.1.1-b.4 | Ditto, depth to invert between 3.51 m and 4.50 m | Approved
Abo Shanab El Agamien _0195 | CLI.CON-000001 |  |  | Approved
Abo Shanab El Agamien _0195 | CLI.CON-000001 | 10 - "10 - ABOU .10 - ABOU NASSAR, AL ESSAWI & ABOU SAEDA-BILL NO. 1: SEWAGE NETWORK-4-1.1.1-d.3 | Ditto, depth to invert between 3.51 m and 4.50 m | Approved
Abo Shanab El Agamien _0195 | CLI.CON-000001 |  |  | Approved
Abo Shanab El Agamien _0195 | CLI.CON-000001 | 10 - "10 - ABOU .10 - ABOU NASSAR, AL ESSAWI & ABOU SAEDA-BILL NO. 1: SEWAGE NETWORK-5-1.2-b.4 | Ditto, depth to invert between 3.01 m and 3.50 m | Approved
Abo Shanab El Agamien _0195 | CLI.CON-000001 |  |  | Approved
Abo Shanab El Agamien _0195 | CLI.CON-000001 | 10 - "10 - ABOU .10 - ABOU NASSAR, AL ESSAWI & ABOU SAEDA-BILL NO. 1: SEWAGE NETWORK-7-1.6-c | Concrete encasement 25cm (300mm) | Approved
Abo Shanab El Agamien _0195 | CLI.CON-000001 |  |  | Approved
Abo Shanab El Agamien _0195 | CLI.CON-000001 | 10 - "10 - ABOU .10 - ABOU NASSAR, AL ESSAWI & ABOU SAEDA-BILL NO. 1: SEWAGE NETWORK-4-1.1.1-e.1 | Ditto, depth to invert between 3.51 m and 4.50 m | Approved
Abo Shanab El Agamien _0195 | CLI.CON-000001 |  |  | Approved
Abo Shanab El Agamien _0195 | CLI.CON-000001 | 10 - "10 - ABOU .10 - ABOU NASSAR, AL ESSAWI & ABOU SAEDA-BILL NO. 1: SEWAGE NETWORK-4-1.1.1-c.1 | Depth to invert between 1.51 m and 2.50 mm | Approved
Abo Shanab El Agamien _0195 | CLI.CON-000001 |  |  | Approved
Abo Shanab El Agamien _0195 | CLI.CON-000001 | 10 - 10-IZ. ABOU NASSAR, AL ESSAWI & ABOU SAEDA | Ditto, depth to invert between 2.51 m and 3.00 m | Approved
Abo Shanab El Agamien _0195 | CLI.CON-000001 |  |  | Approved
Abo Shanab El Agamien _0195 | CLI.CON-000001 | 10 - "10 - ABOU .10 - ABOU NASSAR, AL ESSAWI & ABOU SAEDA-BILL NO. 1: SEWAGE NETWORK-7-1.1- | Wooden formwork left in their places after the construction and backfilling works completed as approved and instructed by the Engineer | Approved
Abo Shanab El Agamien _0195 | CLI.CON-000001 |  |  | Approved
Abo Shanab El Agamien _0195 | CLI.CON-000001 | 10 - "10 - ABOU .10 - ABOU NASSAR, AL ESSAWI & ABOU SAEDA-BILL NO. 1: SEWAGE NETWORK-4-1.1.1-f.2 | Ditto, depth to invert between 4.51 m and 5.50 m | Approved
Abo Shanab El Agamien _0195 | CLI.CON-000001 |  |  | Approved
Abo Shanab El Agamien _0195 | CLI.CON-000001 | 10 - "10 - ABOU .10 - ABOU NASSAR, AL ESSAWI & ABOU SAEDA-BILL NO. 1: SEWAGE NETWORK-7-1.6-b | Concrete encasement 25cm (250mm) | Approved
Abo Shanab El Agamien _0195 | CLI.CON-000001 |  |  | Approved
Abo Shanab El Agamien _0195 | CLI.CON-000001 | 10 - "10 - ABOU .10 - ABOU NASSAR, AL ESSAWI & ABOU SAEDA-BILL NO. 1: SEWAGE NETWORK-5-1.2-b.1 | Ditto, depth to invert between 1.51 m and 2.00 m | Approved
Abo Shanab El Agamien _0195 | CLI.CON-000001 |  |  | Approved
Abo Shanab El Agamien _0195 | CLI.CON-000001 | 10 - "10 - ABOU .10 - ABOU NASSAR, AL ESSAWI & ABOU SAEDA-BILL NO. 1: SEWAGE NETWORK-4-1.1.1-d.4 | Ditto, depth to invert between 4.51 m and 5.50 m | Approved
Abo Shanab El Agamien _0195 | CLI.CON-000001 |  |  | Approved
Abo Shanab El Agamien _0195 | CLI.CON-000001 | 10 - "10 - ABOU .10 - ABOU NASSAR, AL ESSAWI & ABOU SAEDA-BILL NO. 1: SEWAGE NETWORK-4-1.1.1-d.1 | Depth to invert between 1.51 m and 2.50 m | Approved
Abo Shanab El Agamien _0195 | CLI.CON-000001 |  |  | Approved
Abo Shanab El Agamien _0195 | CLI.CON-000001 | 10 - "10 - ABOU .10 - ABOU NASSAR, AL ESSAWI & ABOU SAEDA-BILL NO. 1: SEWAGE NETWORK-5-1.2-b.6 | Ditto, depth to invert between 4.01 m and 4.5 m | Approved
Abo Shanab El Agamien _0195 | CLI.CON-000001 |  |  | Approved
Abo Shanab El Agamien _0195 | CLI.CON-000001 | 2 - Kariman Sednaoui-Main Pump Station NO. 3-17-3.2.2-a | Rated Wall Mounted luminaire IP65, with 60W LED lamp, watertight. | Approved
Abo Shanab El Agamien _0195 | CLI.CON-000001 |  |  | Approved
Abo Shanab El Agamien _0195 | CLI.CON-000001 | 2 - Kariman sednaoui-Bill No.5 Store Building (Civil Works)-31-5.1.8.c- | Supply and apply of 60 cm high dry mix for skirting including substrate preparation, scaffoldings, grooves, and all required accessories as shown on Contract Drawings, recommended by manufacturer and approved by the Engineer prior to installation. | Approved
Abo Shanab El Agamien _0195 | CLI.CON-000001 |  |  | Approved
Abo Shanab El Agamien _0195 | CLI.CON-000001 | 2 - Kariman Sednaoui-Admin Building NO. 6 -39-6.3.2-b | Ditto As Above But For Maintained Electricity Duration. Provided With Emergency Unit For 3 Hours | Approved
Abo Shanab El Agamien _0195 | CLI.CON-000001 |  |  | Approved
Abo Shanab El Agamien _0195 | CLI.CON-000001 | 2 - Kariman sednaoui-Bill No.4 Guard Room (Civil Works)-23-4.1.1.a- | Excavation from ground level to required depth and grades in all types of soil except the rock, including support system, floading with water, dewatering, compacting bottom of excavation using dynamic roller, transporting excavated materials to the approved off-Site disposal area as per drawings, specifications and geotechnical report. | Approved
Abo Shanab El Agamien _0195 | CLI.CON-000001 |  |  | Approved
Abo Shanab El Agamien _0195 | CLI.CON-000001 | 2 - 2- Iz. Kariman Sednaoui.2- Iz. Kariman Sednaoui-Bill No.3.4 - Iz. Kariman Sednaoui Pump Station (Mechanical works)-20-3.4.3-f. | Flanged Wall piece, dia. 150 mm. | Approved
Abo Shanab El Agamien _0195 | CLI.CON-000001 |  |  | Approved
Abo Shanab El Agamien _0195 | CLI.CON-000001 | 2 - 2- Iz. Kariman Sednaoui.2- Iz. Kariman Sednaoui-Bill No.6.2: Admin Building-38-6.2.5-a | 75mm dia | Approved
Abo Shanab El Agamien _0195 | CLI.CON-000001 |  |  | Approved
Abo Shanab El Agamien _0195 | CLI.CON-000001 | 2 - 2- Iz. Kariman Sednaoui.2- Iz. Kariman Sednaoui-BILL NO. 1: SEWAGE NETWORK-6-1.5.3-c | Puddle flanged pipe | Approved
Abo Shanab El Agamien _0195 | CLI.CON-000001 |  |  | Approved
Abo Shanab El Agamien _0195 | CLI.CON-000001 | 2 - Kariman sednaoui-Bill No. 3 Main Pumping Station (Civil works)-15-3.1.5-b | Supply and apply external cement plastering to facades with all metal accessories, base and finish coat, thickness 2cm striped with 2 cm groove render for facades. all required works of completion with the industry standards. As per Specification, Drawings and Engineer's instructions. | Approved
Abo Shanab El Agamien _0195 | CLI.CON-000001 |  |  | Approved
Abo Shanab El Agamien _0195 | CLI.CON-000001 | 2 - 2- Iz. Kariman Sednaoui.2- Iz. Kariman Sednaoui-Bill No. 2 - Forcemain-10-2.3.2-d | Tee 300/100 | Approved
Abo Shanab El Agamien _0195 | CLI.CON-000001 |  |  | Approved
Abo Shanab El Agamien _0195 | CLI.CON-000001 | 2 - 2- Iz. Kariman Sednaoui.2- Iz. Kariman Sednaoui-Bill No. 2 - Forcemain-10-2.3.2-b | Tee 250/100 | Approved
Abo Shanab El Agamien _0195 | CLI.CON-000001 |  |  | Approved
Abo Shanab El Agamien _0195 | CLI.CON-000001 | 2 - 2- Iz. Kariman Sednaoui.2- Iz. Kariman Sednaoui-Bill No.3.4 - Iz. Kariman Sednaoui Pump Station (Mechanical works)-20-3.4.3-e. | Flanged Elbow 90o, dia. 150 mm. | Approved
Abo Shanab El Agamien _0195 | CLI.CON-000001 |  |  | Approved
Abo Shanab El Agamien _0195 | CLI.CON-000001 | 2 - Kariman sednaoui-Bill No.4 Guard Room (Civil Works)-24-4.1.3-c.1 | 250 mm thick. | Approved
Abo Shanab El Agamien _0195 | CLI.CON-000001 |  |  | Approved
Abo Shanab El Agamien _0195 | CLI.CON-000001 | 2 - Kariman sednaoui-Bill No.5 Store Building (Civil Works)-30-5.1.6-b.1 | Type W1, 2,800 mm width x 1,000 mm height | Approved
Abo Shanab El Agamien _0195 | CLI.CON-000001 |  |  | Approved
Abo Shanab El Agamien _0195 | CLI.CON-000001 | 2 - 2- Iz. Kariman Sednaoui.2- Iz. Kariman Sednaoui-Bill No. 2 - Forcemain-11-2.8- | Deep Dewatering according to soil investigation, specification and Engineer instruction. | Approved
Abo Shanab El Agamien _0195 | CLI.CON-000001 |  |  | Approved
Abo Shanab El Agamien _0195 | CLI.CON-000001 | 2 - Kariman Sednaoui-Main Pump Station NO. 3-18-3.3.2- | Outdoor Kiosk power transformer package 100 KVA, 11/0.4KV complete with Ring Main Unit, Bus-Bar, Breakers, Protection, Measuring, Low Voltage accumulated energy meter and all required accessories for medium voltage, as per tendered documents, and shall be supplied and erected according to the requirements of the Egyptian Electric Authority (E.E.A), the contractor shall take the approval of the (E.E.A) before supplying. | Approved
Abo Shanab El Agamien _0195 | CLI.CON-000001 |  |  | Approved
Abo Shanab El Agamien _0195 | CLI.CON-000001 | 2 - Kariman sednaoui-Bill No.5 Store Building (Civil Works)-29-5.1.2-b.1 | for foundation | Approved
Abo Shanab El Agamien _0195 | CLI.CON-000001 |  |  | Approved
Abo Shanab El Agamien _0195 | CLI.CON-000001 | 2 - 2- Iz. Kariman Sednaoui.2- Iz. Kariman Sednaoui-Bill No. 2 - Forcemain-10-2.3.3-f | Flange socket with puddle flanged pieces 150mm | Approved
Abo Shanab El Agamien _0195 | CLI.CON-000001 |  |  | Approved
Abo Shanab El Agamien _0195 | CLI.CON-000001 | 2 - Kariman sednaoui-Bill No.5 Store Building (Civil Works)-29-5.1.1.c- | Supply, backfilling and compaction to the required grades with approved clean sand on layers not more than 25 cm thick. The layers are to be compacted by means of vibratory type equipment to obtain 95% of maximum dry density as per specifications. | Approved
Abo Shanab El Agamien _0195 | CLI.CON-000001 |  |  | Approved
Abo Shanab El Agamien _0195 | CLI.CON-000001 | 2 - Kariman Sednaoui-Admin Building NO. 6 -39-6.3.5-b | Lighting outlets. | Approved
Abo Shanab El Agamien _0195 | CLI.CON-000001 |  |  | Approved
Abo Shanab El Agamien _0195 | CLI.CON-000001 | 2 - 2- Iz. Kariman Sednaoui.2- Iz. Kariman Sednaoui-Bill No. 2 - Forcemain-10-2.3.5-a | 45� (300mm) | Approved
Abo Shanab El Agamien _0195 | CLI.CON-000001 |  |  | Approved
Abo Shanab El Agamien _0195 | CLI.CON-000001 | 2 - 2- Iz. Kariman Sednaoui.2- Iz. Kariman Sednaoui-Bill No. 2 - Forcemain-10-2.3.6- | Supplying, installing, connecting and testing of ductile iron pipes with diameter 150 mm for wash-out chamber and inlet pipe (in the case of chamber Type-A) , the item includes all pipes, fittings, gaskets, flexible joint, bolts, nut, washers, non-shrink mortar and all required works for completion and performance of the work item in accordance with the Contract Drawings, Specifications, the Ministerial Decree No. (277 / 2000) and its annexes No. 14 /2002) and the Engineer's instructions. | Approved
Abo Shanab El Agamien _0195 | CLI.CON-000001 |  |  | Approved
Abo Shanab El Agamien _0195 | CLI.CON-000001 | 2 - Kariman sednaoui-Bill No.6Admin Room - Civil Works-37-6.1.8-a | Supply and apply of acrylic paint for internal walls and ceiling including substrate preparation, applying three coats of paint as per required colors and all required accessories as shown on drawings, specified in the Contract documents, recommended by manufacturer and approved by the Engineer prior to installation. | Approved
Abo Shanab El Agamien _0195 | CLI.CON-000001 |  |  | Approved
Abo Shanab El Agamien _0195 | CLI.CON-000001 | 2 - Kariman Sednaoui-Main Pump Station NO. 3-19-3.3.15- | Prime Power Diesel Generator 65 KVA (at least) (Canopy Type - Under Shed) complete with outgoing circuit breaker (MCCB) and fully equipped with all accessories as per Contract Documents and complete with all accessories required for erection and good working conditions. | Approved
Abo Shanab El Agamien _0195 | CLI.CON-000001 |  |  | Approved
Abo Shanab El Agamien _0195 | CLI.CON-000001 | 2 - 2- Iz. Kariman Sednaoui.2- Iz. Kariman Sednaoui-BILL NO. 1: SEWAGE NETWORK-4-1.1.1-b.2 | Depth to invert between 1.51 m and 2.50 m | Approved
Abo Shanab El Agamien _0195 | CLI.CON-000001 |  |  | Approved
Abo Shanab El Agamien _0195 | CLI.CON-000001 | 2 - Kariman sednaoui-Bill No.9 Site and Civil Works -46--9.1.d | Supply and install and planting of grass including base, supbase and irrigation system include irrigation hydrant, valves and pipes. All required works of completion with the industry standards, as per specification and Engineer instructions. | Approved
Abo Shanab El Agamien _0195 | CLI.CON-000001 |  |  | Approved
Abo Shanab El Agamien _0195 | CLI.CON-000001 | 2 - Kariman sednaoui-Bill No.9 Site and Civil Works -47-9.2.3.b- | 250 mm thick. | Approved
Abo Shanab El Agamien _0195 | CLI.CON-000001 |  |  | Approved
Abo Shanab El Agamien _0195 | CLI.CON-000001 | 2 - Kariman sednaoui-Bill No.6Admin Room - Civil Works-35-6.1.3-c.1 | 250 mm thick. | Approved
Abo Shanab El Agamien _0195 | CLI.CON-000001 |  |  | Approved
Abo Shanab El Agamien _0195 | CLI.CON-000001 | 2 - 2- Iz. Kariman Sednaoui.2- Iz. Kariman Sednaoui-Bill No. 2 - Forcemain-9-2.3.1-b | Gate valve 250 mm dia. | Approved
Abo Shanab El Agamien _0195 | CLI.CON-000001 |  |  | Approved
Abo Shanab El Agamien _0195 | CLI.CON-000001 | 2 - 2- Iz. Kariman Sednaoui.2- Iz. Kariman Sednaoui-Bill No. 2 - Forcemain-9-2.3.1-d | washout 150 mm dia. | Approved
Abo Shanab El Agamien _0195 | CLI.CON-000001 |  |  | Approved
Abo Shanab El Agamien _0195 | CLI.CON-000001 | 2 - Kariman sednaoui-Bill No. 3 Main Pumping Station (Civil works)-13-3.1.2-a.2 | PC Slope concrete for floor with hardener | Approved
Abo Shanab El Agamien _0195 | CLI.CON-000001 |  |  | Approved
Abo Shanab El Agamien _0195 | CLI.CON-000001 | 2 - Kariman sednaoui-Bill No. 3 Main Pumping Station (Civil works)-15-3.1.6-c | Supply, fabrication and erection of Stainless steel 316L handrail including all required steel members, welding, jointing, all fixings, fittings, painting and accessories. all required works of completion with the industry standards. As per Specification, Drawings and Engineer's instructions. | Approved
Abo Shanab El Agamien _0195 | CLI.CON-000001 |  |  | Approved
Abo Shanab El Agamien _0195 | CLI.CON-000001 | 2 - Kariman Sednaoui-Main Pump Station NO. 3-18-3.3.8- | Supply, installation, calibration, connection and testing of Pressure Transmitter with a range of 0 to 10 bar including all necessary accessories required for installation and operation requirements. | Approved
Abo Shanab El Agamien _0195 | CLI.CON-000001 |  |  | Approved
Abo Shanab El Agamien _0195 | CLI.CON-000001 | 2 - 2- Iz. Kariman Sednaoui.2- Iz. Kariman Sednaoui-Bill No. 2 - Forcemain-10-2.3.5-b | 45� (250mm) | Approved
Abo Shanab El Agamien _0195 | CLI.CON-000001 |  |  | Approved
Abo Shanab El Agamien _0195 | CLI.CON-000001 | 2 - Kariman sednaoui-Bill No.4 Guard Room (Civil Works)-24-4.1.3-a.1 | 250 mm thick. | Approved
Abo Shanab El Agamien _0195 | CLI.CON-000001 |  |  | Approved
Abo Shanab El Agamien _0195 | CLI.CON-000001 | 2 - Kariman sednaoui-Bill No.6Admin Room - Civil Works-35-6.1.3-a.2 | 120 mm thick. | Approved
Abo Shanab El Agamien _0195 | CLI.CON-000001 |  |  | Approved
Abo Shanab El Agamien _0195 | CLI.CON-000001 | 2 - Kariman Sednaoui-Admin Building NO. 6 -39-6.3.5-a | Wall Mounted Exhaust Fan Outlet. | Approved
Abo Shanab El Agamien _0195 | CLI.CON-000001 |  |  | Approved
Abo Shanab El Agamien _0195 | CLI.CON-000001 | 2 - 2- Iz. Kariman Sednaoui.2- Iz. Kariman Sednaoui-Bill No.3.4 - Iz. Kariman Sednaoui Pump Station (Mechanical works)-20-3.4.4-e. | Flexible joint, dia. 250 mm | Approved
Abo Shanab El Agamien _0195 | CLI.CON-000001 |  |  | Approved
Abo Shanab El Agamien _0195 | CLI.CON-000001 | 2 - Kariman sednaoui-Bill No.5 Store Building (Civil Works)-29-5.1.3.a- | 250 mm thick. | Approved
Abo Shanab El Agamien _0195 | CLI.CON-000001 |  |  | Approved
Abo Shanab El Agamien _0195 | CLI.CON-000001 | 2 - 2- Iz. Kariman Sednaoui.2- Iz. Kariman Sednaoui-Bill No.3.4 - Iz. Kariman Sednaoui Pump Station (Mechanical works)-21-3.4.8-3.4.11 | Fire fighting equipment as per tendered documents. Bill No.4: Guard room | Approved
Abo Shanab El Agamien _0195 | CLI.CON-000001 |  |  | Approved
Abo Shanab El Agamien _0195 | CLI.CON-000001 | 2 - 2- Iz. Kariman Sednaoui.2- Iz. Kariman Sednaoui-Bill No. 2 - Forcemain-10-2.3.3-h | Flange spigot with puddle flanged pieces 400mm | Approved
Abo Shanab El Agamien _0195 | CLI.CON-000001 | 3 - Iz.Junaidi Wisa & Iz. Zaki-Bill No.9 Site and Civil Works -37-7.3.5- | Supply, install and test Fire hydrant including cast iron hydrant, stop valve, etc.all accordance with specification and drawings: | Approved
Abo Shanab El Agamien _0195 | CLI.CON-000001 |  |  | Approved
Abo Shanab El Agamien _0195 | CLI.CON-000001 | 3 - Iz.Junaidi Wisa & Iz. Zaki-Bill No.4 Guard Room (Civil Works)-24-4.1.3-a.2 | 120 mm thick. | Approved
Abo Shanab El Agamien _0195 | CLI.CON-000001 |  |  | Approved
Abo Shanab El Agamien _0195 | CLI.CON-000001 | 3 - 3- Iz.Junaidi Wisa & Iz. Zaki W.3- Iz.Junaidi Wisa & Iz. Zaki Wisa-Bill No. 2 - Forcemain-12-2.7- | Deep Dewatering according to soil investigation, specification and Engineer instruction. | Approved
Abo Shanab El Agamien _0195 | CLI.CON-000001 |  |  | Approved
Abo Shanab El Agamien _0195 | CLI.CON-000001 | 3 - Iz.Junaidi Wisa & Iz. Zaki-Bill No. 3 Main Pumping Station (Civil works)-14-3.1.2.e- | Supply and casting of in-place reinforced concrete in super structure, including: formwork, scaffolding, expansion, construction joints, Steel bar reinforcement, joint filler, sealant, transporting, fixation, mixing, pouring, leveling, finishing, compaction by vibratory, curing of reinforced concrete and testing as set out in the specifications. | Approved
Abo Shanab El Agamien _0195 | CLI.CON-000001 |  |  | Approved
Abo Shanab El Agamien _0195 | CLI.CON-000001 | 3 - Iz.Junaidi Wisa & Iz. Zaki-Bill No.4 Guard Room (Civil Works)-25-4.1.6-b.2 | Type W2, 600 mm width x 600 mm height | Approved
Abo Shanab El Agamien _0195 | CLI.CON-000001 |  |  | Approved
Abo Shanab El Agamien _0195 | CLI.CON-000001 | 3 - Junaidi Wisa Iz. Zaki Wisa-PUMP STATION NO. 3-19-3.3.7- | Supply, installation, calibration, connection and testing of level float switch with acable length 15 meter including all necessary accessories required for installation and operation requirements. | Approved
Abo Shanab El Agamien _0195 | CLI.CON-000001 |  |  | Approved
Abo Shanab El Agamien _0195 | CLI.CON-000001 | 3 - Iz.Junaidi Wisa & Iz. Zaki-Bill No.4 Guard Room (Civil Works)-24-4.1.5-b | Supply and apply external cement plastering to facades with all metal accessories, base and finish coat, thickness 2cm striped with 2 cm groove render for facades. all required works of completion with the industry standards. As per Specification, Drawings and Engineer's instructions. | Approved
Abo Shanab El Agamien _0195 | CLI.CON-000001 |  |  | Approved
Abo Shanab El Agamien _0195 | CLI.CON-000001 | 3 - 3- Iz.Junaidi Wisa & Iz. Zaki W.3- Iz.Junaidi Wisa & Iz. Zaki Wisa-BILL NO. 1: SEWAGE NETWORK-5-1.2-b.6 | Ditto, depth to invert between 4.01 m and 4.5 m | Approved
Abo Shanab El Agamien _0195 | CLI.CON-000001 |  |  | Approved
Abo Shanab El Agamien _0195 | CLI.CON-000001 | 3 - 3- Iz.Junaidi Wisa & Iz. Zaki W.3- Iz.Junaidi Wisa & Iz. Zaki Wisa-BILL NO. 1: SEWAGE NETWORK-5-1.2-b.1 | Ditto, depth to invert between 1.51 m and 2.00 m | Approved
Abo Shanab El Agamien _0195 | CLI.CON-000001 |  |  | Approved
Abo Shanab El Agamien _0195 | CLI.CON-000001 | 3 - Iz.Junaidi Wisa & Iz. Zaki-Bill No.9 Site and Civil Works -34-7.2.1.c- | Supply, backfilling and compaction to the required grades with approved clean sand on layers not more than 25 cm thick. The layers are to be compacted by means of vibratory type equipment to obtain 95% of maximum dry density as per specifications. | Approved
Abo Shanab El Agamien _0195 | CLI.CON-000001 |  |  | Approved
Abo Shanab El Agamien _0195 | CLI.CON-000001 | 3 - 3- Iz.Junaidi Wisa & Iz. Zaki W.3- Iz.Junaidi Wisa & Iz. Zaki Wisa-BILL NO. 1: SEWAGE NETWORK-5-1.2-b.4 | Ditto, depth to invert between 3.01 m and 3.50 m | Approved
Abo Shanab El Agamien _0195 | CLI.CON-000001 |  |  | Approved
Abo Shanab El Agamien _0195 | CLI.CON-000001 | 6 - 6-Huwaydi Village.6-Huwaydi Village-BILL NO. 1: SEWAGE NETWORK-4-1.1.1-e.2 | Ditto, depth to invert between 3.51 m and 4.50 m | Approved
Abo Shanab El Agamien _0195 | CLI.CON-000001 |  |  | Approved
Abo Shanab El Agamien _0195 | CLI.CON-000001 | 6 - 6-Huwaydi Village.6-Huwaydi Village-Bill No. 2 - Forcemain-9-2.3.1-a | Non- return valve 250 mm dia. | Approved
Abo Shanab El Agamien _0195 | CLI.CON-000001 |  |  | Approved
Abo Shanab El Agamien _0195 | CLI.CON-000001 | 6 - Huwaydi Village-Bill No. 3 Main Pumping Station (Civil works)-14-3.1.6-c | Supply, fabrication and erection of Stainless steel 316L handrail including all required steel members, welding, jointing, all fixings, fittings, painting and accessories. all required works of completion with the industry standards. As per Specification, Drawings and Engineer's instructions. | Approved
Abo Shanab El Agamien _0195 | CLI.CON-000001 |  |  | Approved
Abo Shanab El Agamien _0195 | CLI.CON-000001 | 6 - Huwaydi Village-Bill No.4 Guard Room (Civil Works)-21-4.1.2-c.1 | structure | Approved
Abo Shanab El Agamien _0195 | CLI.CON-000001 |  |  | Approved
Abo Shanab El Agamien _0195 | CLI.CON-000001 | 6 - Huwaydi Village-Guard Room NO. 4-25-4.3.2-a | Surface mounted luminaire with 1x60 watt led lamps, With (IP20) | Approved
Abo Shanab El Agamien _0195 | CLI.CON-000001 |  |  | Approved
Abo Shanab El Agamien _0195 | CLI.CON-000001 | 6 - Huwaydi Village-Pumping Station NO. 3-18-3.3.17- | Earthing system network complete with (Inspection pit, rods, bare copper conductor ...etc) and all accessories, as per Contract documents. | Approved
Abo Shanab El Agamien _0195 | CLI.CON-000001 |  |  | Approved
Abo Shanab El Agamien _0195 | CLI.CON-000001 | 6 - Huwaydi Village-Pumping Station NO. 3-18-3.3.19- | Supply, install, connect and test a complete closed circuit surveillance TV (CCTV) system complete with Weatherproof fixed camera HD, Weatherproof Motorized cameras HD, DVR, Rack, UPS, Joystick, remote controller, color photos printer, conduits, Coaxial cables, control cables, LED screen, boxes between devices, UPS....etc. and all necessary works to complete works as per specifications and contract documents. | Approved
Abo Shanab El Agamien _0195 | CLI.CON-000001 |  |  | Approved
Abo Shanab El Agamien _0195 | CLI.CON-000001 | 6 - Huwaydi Village-Bill No.4 Guard Room (Civil Works)-22-4.1.3-b.2 | 120 mm thick. | Approved
Abo Shanab El Agamien _0195 | CLI.CON-000001 |  |  | Approved
Abo Shanab El Agamien _0195 | CLI.CON-000001 | 6 - Huwaydi Village-Pumping Station NO. 3-18-3.3.9- | Supply, installation, calibration, connection and testing of Pressure Switch with a range of 0 to 10 bar and all necessary accessories required for installation and operation requirements. | Approved
Abo Shanab El Agamien _0195 | CLI.CON-000001 |  |  | Approved
Abo Shanab El Agamien _0195 | CLI.CON-000001 | 6 - Huwaydi Village-Bill No.6Admin Room - Civil Works-32-6.1.1.a- | Excavation from ground level to required depth and grades in all types of soil except the rock, including support system, floading with water, dewatering, compacting bottom of excavation using dynamic roller, transporting excavated materials to the approved off-Site disposal area as per drawings, specifications and geotechnical report. | Approved
Abo Shanab El Agamien _0195 | CLI.CON-000001 |  |  | Approved
Abo Shanab El Agamien _0195 | CLI.CON-000001 | 6 - Huwaydi Village-Bill No. 3 Main Pumping Station (Civil works)-12-3.1.1-d | Supply, backfilling and compaction to the required grades with approved clean sand on layers not more than 25 cm thick. The layers are to be compacted by means of vibratory type equipment to obtain 95% of maximum dry density as per specifications. | Approved
Abo Shanab El Agamien _0195 | CLI.CON-000001 |  |  | Approved
Abo Shanab El Agamien _0195 | CLI.CON-000001 | 6 - Huwaydi Village-Bill No.6Admin Room - Civil Works-34-6.1.6-a.2 | Type D2, size 700mmx2,200mm | Approved
Abo Shanab El Agamien _0195 | CLI.CON-000001 |  |  | Approved
Abo Shanab El Agamien _0195 | CLI.CON-000001 | 6 - Huwaydi Village-Pumping Station NO. 3-16-3.2.4-c | Industrial Three Phase Switched Socket 380v, 32A, 4-pin Type Complete With Earthing Contact And Plug, Totally Enclosed (IP54). | Approved
Abo Shanab El Agamien _0195 | CLI.CON-000001 |  |  | Approved
Abo Shanab El Agamien _0195 | CLI.CON-000001 | 6 - Huwaydi Village-Guard Room NO. 4-25-4.3.3-a | One Way, Two-gang Lighting Switch 10A. | Approved
Abo Shanab El Agamien _0195 | CLI.CON-000001 |  |  | Approved
Abo Shanab El Agamien _0195 | CLI.CON-000001 | 6 - Huwaydi Village-Bill No. 3 Main Pumping Station (Civil works)-14-3.1.6-e | Supply, install of GRP net covers. including frames, painting, welding, jointing, all fixings and accessories. Complete as shown on drawings, specification, and recommended by the manufacturer. | Approved
Abo Shanab El Agamien _0195 | CLI.CON-000001 |  |  | Approved
Abo Shanab El Agamien _0195 | CLI.CON-000001 | 6 - Huwaydi Village-Bill No.4 Guard Room (Civil Works)-23-4.1.7-c | Supply and lay marble / granite steps the riser 20 mm thick and the tread 40 mm thick including skirting & anti slip braking width 3 cm, as parallel lines as per drawings, specifications and approved sample. | Approved
Abo Shanab El Agamien _0195 | CLI.CON-000001 |  |  | Approved
Abo Shanab El Agamien _0195 | CLI.CON-000001 | 6 - Huwaydi Village-Bill No.6Admin Room - Civil Works-33-6.1.4.a- | Supply and apply two coats of oxidized bituminous paint insulation to surfaces under ground contact with soil such as footings, ground beam, columns pedestal and masonry work to 15 cm upper the GL, sample shall be approved before execution and all required works shall be as per manufacturer's instructions, recommendations and Specification. | Approved
Abo Shanab El Agamien _0195 | CLI.CON-000001 |  |  | Approved
Abo Shanab El Agamien _0195 | CLI.CON-000001 | 6 - Huwaydi Village-Pumping Station NO. 3-17-3.3.1- | Medium voltage cables feeding the pumping station, this cables include the cables connection from the the Egyptian Electrical Authority (EEA) substation (outside puming station) up to the Ring Main Units (RMUs) inside pumping station. The contractor shall be responsible to coordinate with the EEA for identifying the cable route, size, laying, ..etc. | Approved
Abo Shanab El Agamien _0195 | CLI.CON-000001 |  |  | Approved
Abo Shanab El Agamien _0195 | CLI.CON-000001 | 6 - Huwaydi Village-Bill No.6Admin Room - Civil Works-33-6.1.4.b- | Supply and installation of horizontal prefabricated moisture Insulation membrane to the wet areas with 4mm thick for floor and roof, including joints, fixtures, overlaps not less than 100 mm and item include all surface preparation steps, coating with 2 layers of primer bitumen coat, metal flashing, internal angle fillets, upstand to vertical surfaces and waterproofing to all openings and around pipes and water drains, Polystyrene sheet 1mm, protection Sand-cement mortar screed, 30 mm thick as per manufacturer's instructions, Contract Drawing, recommendations and Specification. Roof thermal insulation | Approved
Abo Shanab El Agamien _0195 | CLI.CON-000001 |  |  | Approved
Abo Shanab El Agamien _0195 | CLI.CON-000001 | 6 - Huwaydi Village-Bill No.9 Site and Civil Works -46-9.3.2-a. | DN/ID 150 mm dia | Approved
Abo Shanab El Agamien _0195 | CLI.CON-000001 |  |  | Approved
Abo Shanab El Agamien _0195 | CLI.CON-000001 | 7 - Iz. Raslan & Iz. Mokhtar Eiss-Bill No.4 Guard Room (Civil Works)-25-4.1.2-b.2 | For grade slabs, 100 mm thick | Approved
Abo Shanab El Agamien _0195 | CLI.CON-000001 |  |  | Approved
Abo Shanab El Agamien _0195 | CLI.CON-000001 | 7 - Raslan & Mokhtar Eissa-Pumping Station NO. 3-18-3.2.2-f | Enclosed Polycarbonate, Wall Mounting Luminaire IP65 With 20 Watt LED Lamp. | Approved
Abo Shanab El Agamien _0195 | CLI.CON-000001 |  |  | Approved
Abo Shanab El Agamien _0195 | CLI.CON-000001 | 7 - Iz. Raslan & Iz. Mokhtar Eiss-Bill No.4 Guard Room (Civil Works)-25-4.1.2-a.2 | For roof slopes, 30 mm to 140 mm thick | Approved
Abo Shanab El Agamien _0195 | CLI.CON-000001 |  |  | Approved
Abo Shanab El Agamien _0195 | CLI.CON-000001 | 7 - Raslan & Mokhtar Eissa-Pumping Station NO. 3-19-3.3.5- | Supply, installation, calibration, connection and testing of Non-contact Radar level transmitter with range from 0 to 20 meters and beam angle not more than 5 degree (consists of separate sensor and transmitter with digital indicator) including all necessary accessories required for installation and operation requirements. | Approved
Abo Shanab El Agamien _0195 | CLI.CON-000001 |  |  | Approved
Abo Shanab El Agamien _0195 | CLI.CON-000001 | 7 - 7-Iz. Raslan & Iz. Mokhtar Eiss.7-Iz. Raslan & Iz. Mokhtar Eissa-BILL NO. 1: SEWAGE NETWORK-5-1.2-b.4 | Ditto, depth to invert between 3.01 m and 3.50 m | Approved
Abo Shanab El Agamien _0195 | CLI.CON-000001 |  |  | Approved
Abo Shanab El Agamien _0195 | CLI.CON-000001 | 7 - Iz. Raslan & Iz. Mokhtar Eiss-Bill No.4 Guard Room (Civil Works)-26-4.1.4.a- | Supply and apply two coats of oxidized bituminous paint insulation to surfaces underground contact with soil such as footings, ground beam, columns pedestal and masonry work to 15 cm upper the GL, sample shall be approved before execution and all required works shall be as per manufacturer's instructions, recommendations and Specification. | Approved
Abo Shanab El Agamien _0195 | CLI.CON-000001 |  |  | Approved
Abo Shanab El Agamien _0195 | CLI.CON-000001 | 7 - 7-Iz. Raslan & Iz. Mokhtar Eiss.7-Iz. Raslan & Iz. Mokhtar Eissa-Bill No. 2 - Forcemain-11-2.5- | supplying and installing concrete encasement of 25cm around pipe under waterway to protect the pipe. All works required to complete the crossing with concrete encasement in accordance with Specifications 2.2.7.7 Concrete Encasement (Bedding and Surrounding), Contract Drawings and the Engineer's instructions | Approved
Abo Shanab El Agamien _0195 | CLI.CON-000001 |  |  | Approved
Abo Shanab El Agamien _0195 | CLI.CON-000001 | 7 - Raslan & Mokhtar Eissa-Pumping Station NO. 3-19-3.3.4- | Supply, installation, calibration, connection and testing of the electromagnetic flow meter on the main discharge line (150mm diameter) (consists of separate sensor and transmitter with digital indicator) including all necessary accessories required for installation and operation requirements. | Approved
Abo Shanab El Agamien _0195 | CLI.CON-000001 |  |  | Approved
Abo Shanab El Agamien _0195 | CLI.CON-000001 | 7 - Raslan & Mokhtar Eissa-Pumping Station NO. 3-20-3.3.15- | Layout external lighting complete with (Solar lighting poles (solar panels, battery, LED light, charger), boundary wall lighting, wires, UPVC and PVC Conduits,?..etc) and all accessories as per Contract documents. | Approved
Abo Shanab El Agamien _0195 | CLI.CON-000001 |  |  | Approved
Abo Shanab El Agamien _0195 | CLI.CON-000001 | 7 - 7-Iz. Raslan & Iz. Mokhtar Eiss.7-Iz. Raslan & Iz. Mokhtar Eissa-Bill No. 2 - Forcemain-11-2.3.4-a | Dismantling joint 150mm | Approved
Abo Shanab El Agamien _0195 | CLI.CON-000001 |  |  | Approved
Abo Shanab El Agamien _0195 | CLI.CON-000001 | 7 - 7-Iz. Raslan & Iz. Mokhtar Eiss.7-Iz. Raslan & Iz. Mokhtar Eissa-Bill No. 3.1 - Iz. Raslan & Iz. Mokhtar Eissa Main Pumping Station (Mechanical works)-23-3.4.3-d. | Flanged Wall piece, dia. 150 mm. | Approved
Abo Shanab El Agamien _0195 | CLI.CON-000001 |  |  | Approved
Abo Shanab El Agamien _0195 | CLI.CON-000001 | 7 - 7-Iz. Raslan & Iz. Mokhtar Eiss.7-Iz. Raslan & Iz. Mokhtar Eissa-Bill No. 3.1 - Iz. Raslan & Iz. Mokhtar Eissa Main Pumping Station (Mechanical works)-23-3.4.2-d. | Dismantling joint, dia. 100 mm. | Approved
Abo Shanab El Agamien _0195 | CLI.CON-000001 |  |  | Approved
Abo Shanab El Agamien _0195 | CLI.CON-000001 | 7 - Iz. Raslan & Iz. Mokhtar Eiss-Bill No. 3 Main Pumping Station (Civil works)-17-3.1.9-a | 75mm dia. | Approved
Abo Shanab El Agamien _0195 | CLI.CON-000001 |  |  | Approved
Abo Shanab El Agamien _0195 | CLI.CON-000001 | 7 - 7-Iz. Raslan & Iz. Mokhtar Eiss.7-Iz. Raslan & Iz. Mokhtar Eissa-BILL NO. 1: SEWAGE NETWORK-5-1.2-b.6 | Ditto, depth to invert between 4.51 m and 5.00 m | Approved
Abo Shanab El Agamien _0195 | CLI.CON-000001 |  |  | Approved
Abo Shanab El Agamien _0195 | CLI.CON-000001 | 7 - 7-Iz. Raslan & Iz. Mokhtar Eiss.7-Iz. Raslan & Iz. Mokhtar Eissa-Bill No. 2 - Forcemain-10-2.3.1-d | Air Relief valve 100 mm dia.(include gate valve 100mm) | Approved
Abo Shanab El Agamien _0195 | CLI.CON-000001 |  |  | Approved
Abo Shanab El Agamien _0195 | CLI.CON-000001 | 7 - Iz. Raslan & Iz. Mokhtar Eiss-Bill No. 3 Main Pumping Station (Civil works)-14-3.1.2.d- | Supply and casting of in-place reinforced concrete (Grade C30) with Sulfate-resistant cement, including: formwork, scaffolding, expansion and construction joints, Steel bar reinforcement, joint filler and sealant, accessories, transporting, mixing, casting, finishing, compaction by vibratory, curing and testing as required by the specifications. | Approved
Abo Shanab El Agamien _0195 | CLI.CON-000001 |  |  | Approved
Abo Shanab El Agamien _0195 | CLI.CON-000001 | 7 - Iz. Raslan & Iz. Mokhtar Eiss-Bill No. 3 Main Pumping Station (Civil works)-15-3.1.4.e- | Supply and installation of 50 mm extruded polystyrene boards for roof heat insulation with minimum density 35 kg/cm�; the work include Polystyrene sheet 1mm layer. Sample shall be approved before execution and all required works shall be as per manufacturer's instructions, recommendations and Specification. | Approved
Abo Shanab El Agamien _0195 | CLI.CON-000001 |  |  | Approved
Abo Shanab El Agamien _0195 | CLI.CON-000001 | 7 - Iz. Raslan & Iz. Mokhtar Eiss-Bill No.4 Guard Room (Civil Works)-26-4.1.5-b | Supply and apply external cement plastering to facades with all metal accessories, base and finish coat, thickness 2cm striped with 2 cm groove render for facades. all required works of completion with the industry standards. As per Specification, Drawings and Engineer's instructions. | Approved
Abo Shanab El Agamien _0195 | CLI.CON-000001 |  |  | Approved
Abo Shanab El Agamien _0195 | CLI.CON-000001 | 7 - 7-Iz. Raslan & Iz. Mokhtar Eiss.7-Iz. Raslan & Iz. Mokhtar Eissa-BILL NO. 1: SEWAGE NETWORK-7-1.5.3-a | DI gate valve 250 mm, | Approved
Abo Shanab El Agamien _0195 | CLI.CON-000001 |  |  | Approved
Abo Shanab El Agamien _0195 | CLI.CON-000001 | 7 - Raslan & Mokhtar Eissa-Pumping Station NO. 3-18-3.2.3-b | Ditto As Above Item, But Of Weatherproof Type. | Approved
Abo Shanab El Agamien _0195 | CLI.CON-000001 |  |  | Approved
Abo Shanab El Agamien _0195 | CLI.CON-000001 | 7 - Iz. Raslan & Iz. Mokhtar Eiss-Bill No.9 Site and Civil Works -39-7.2.7-a. | Supply and apply of Dry mix paint for facades including substrate preparation, scaffoldings, grooves, applying three coats of paint as per required colors and all required accessories as shown on the Contract Drawings, recommended by manufacturer and approved by the Engineer prior to installation. | Approved
Abo Shanab El Agamien _0195 | CLI.CON-000001 |  |  | Approved
Abo Shanab El Agamien _0195 | CLI.CON-000001 | 7 - 7-Iz. Raslan & Iz. Mokhtar Eiss.7-Iz. Raslan & Iz. Mokhtar Eissa-BILL NO. 1: SEWAGE NETWORK-8-1.8- | Excavation in rock as specified in the Contract Documents. | Approved
Abo Shanab El Agamien _0195 | CLI.CON-000001 |  |  | Approved
Abo Shanab El Agamien _0195 | CLI.CON-000001 | 7 - Iz. Raslan & Iz. Mokhtar Eiss-Bill No.4 Guard Room (Civil Works)-27-4.1.6-a.2 | Type D2, size 700mmx2,200mm | Approved
Abo Shanab El Agamien _0195 | CLI.CON-000001 |  |  | Approved
Abo Shanab El Agamien _0195 | CLI.CON-000001 |  |  | Approved
Abo Shanab El Agamien _0195 | CLI.CON-000001 | 8 - Iz. Abd Al-Qawy Salem & Iz. Zaraby-Bill No.6Admin Room - Civil Works-35-6.1.7-a.1 | Ceramic floor, glazed ceramic | Approved
Abo Shanab El Agamien _0195 | CLI.CON-000001 |  |  | Approved
Abo Shanab El Agamien _0195 | CLI.CON-000001 | 8 - Abd Al-Qawy Salem&Zaraby-PUMP STATION NO. 3-19-3.3.20- | Supply and Delivery spare parts of the following equipments as per tendered documents: - Pump unit. - Main Low Tension Switchboard. - Generator unit. | Approved
Abo Shanab El Agamien _0195 | CLI.CON-000001 |  |  | Approved
Abo Shanab El Agamien _0195 | CLI.CON-000001 | 8 - Iz. Abd Al-Qawy Salem & Iz. Zaraby-Bill No. 3 Main Pumping Station (Civil works)-13-3.1.2-c | Supply and install the steel structure for the edge of the wet well to support the concrete structure of the wet well includes the steel reinforcement for walls of the pit, steel SIB for pit floor, beam of dicophyl, plates, angles, bolts, nuts and washers as required by drawings, specifications and Engineer instructions. | Approved
Abo Shanab El Agamien _0195 | CLI.CON-000001 |  |  | Approved
Abo Shanab El Agamien _0195 | CLI.CON-000001 | 8 - Abd Al-Qawy Salem&Zaraby-Generator Shed NO. 7 -41-7.2.3-a | One Way, One-gang Lighting Switch 10A. | Approved
Abo Shanab El Agamien _0195 | CLI.CON-000001 |  |  | Approved
Abo Shanab El Agamien _0195 | CLI.CON-000001 | 8 - Abd Al-Qawy Salem&Zaraby-PUMP STATION NO. 3-17-3.2.2-d | Ditto As Above But For Maintained Electricity Duration. Provided With Emergency Unit For 3 Hours | Approved
Abo Shanab El Agamien _0195 | CLI.CON-000001 |  |  | Approved
Abo Shanab El Agamien _0195 | CLI.CON-000001 | 8 - Iz. Abd Al-Qawy Salem & Iz. Zaraby-Bill No.6Admin Room - Civil Works-34-6.1.4.b- | Supply and installation of horizontal prefabricated moisture Insulation membrane to the wet areas with 4mm thick for floor and roof, including joints, fixtures, overlaps not less than 100 mm and item include all surface preparation steps, coating with 2 layers of primer bitumen coat, metal flashing, internal angle fillets, upstand to vertical surfaces and waterproofing to all openings and around pipes and water drains, Polystyrene sheet 1mm, protection Sand-cement mortar screed, 30 mm thick as per manufacturer's instructions, Contract Drawing, recommendations and Specification. Roof thermal insulation | Approved
Abo Shanab El Agamien _0195 | CLI.CON-000001 |  |  | Approved
Abo Shanab El Agamien _0195 | CLI.CON-000001 | 8 - 8-Iz. Abd Al-Qawy Salem & Iz. Z.8-Iz. Abd Al-Qawy Salem & Iz. Zaraby-BILL NO. 1: SEWAGE NETWORK-6-1.5.3-a | DI gate valve 300 mm, | Approved
Abo Shanab El Agamien _0195 | CLI.CON-000001 |  |  | Approved
Abo Shanab El Agamien _0195 | CLI.CON-000001 | 8 - 8-Iz. Abd Al-Qawy Salem & Iz. Z.8-Iz. Abd Al-Qawy Salem & Iz. Zaraby-BILL NO. 1: SEWAGE NETWORK-5-1.2-b.5 | Ditto, depth to invert between 3.51 m and 4.00 m | Approved
Abo Shanab El Agamien _0195 | CLI.CON-000001 |  |  | Approved
Abo Shanab El Agamien _0195 | CLI.CON-000001 | 8 - 8-Iz. Abd Al-Qawy Salem & Iz. Z.8-Iz. Abd Al-Qawy Salem & Iz. Zaraby-Bill No. 2 - Forcemain-11-2.7- | Excavation in rock according to soil and as specified in the Contract Documents. | Approved
Abo Shanab El Agamien _0195 | CLI.CON-000001 |  |  | Approved
Abo Shanab El Agamien _0195 | CLI.CON-000001 | 8 - 8-Iz. Abd Al-Qawy Salem & Iz. Z.8-Iz. Abd Al-Qawy Salem & Iz. Zaraby-BILL NO. 1: SEWAGE NETWORK-5-1.2-b.6 | Ditto, depth to invert between 4.01 m and 4.5 m | Approved
Abo Shanab El Agamien _0195 | CLI.CON-000001 |  |  | Approved
Abo Shanab El Agamien _0195 | CLI.CON-000001 | 8 - Iz. Abd Al-Qawy Salem & Iz. Zaraby-Bill No.5 Store Building (Civil Works)-28-5.1.2-b.1 | for foundation | Approved
Abo Shanab El Agamien _0195 | CLI.CON-000001 |  |  | Approved
Abo Shanab El Agamien _0195 | CLI.CON-000001 | 8 - Abd Al-Qawy Salem&Zaraby-Generator Shed NO. 7 -41-7.2.2-a | Surface mounted luminaire with 1x60 watt led lamps, With (IP54) | Approved
Abo Shanab El Agamien _0195 | CLI.CON-000001 |  |  | Approved
Abo Shanab El Agamien _0195 | CLI.CON-000001 | 8 - Abd Al-Qawy Salem&Zaraby-PUMP STATION NO. 3-19-3.3.10- | Supply, installation, calibration, connection and testing of Pressure gauge with a range of 0 to 10 bar and all necessary accessories required for installation and operation requirements. | Approved
Abo Shanab El Agamien _0195 | CLI.CON-000001 |  |  | Approved
Abo Shanab El Agamien _0195 | CLI.CON-000001 | 8 - Abd Al-Qawy Salem&Zaraby-Admin Room NO. 6-38-6.3.5-a | Wall Mounted Exhaust Fan Outlet. | Approved
Abo Shanab El Agamien _0195 | CLI.CON-000001 |  |  | Approved
Abo Shanab El Agamien _0195 | CLI.CON-000001 | 8 - Iz. Abd Al-Qawy Salem & Iz. Zaraby-Bill No. 3 Main Pumping Station (Civil works)-14-3.1.3.b- | 250 mm thick. | Approved
Abo Shanab El Agamien _0195 | CLI.CON-000001 |  |  | Approved
Abo Shanab El Agamien _0195 | CLI.CON-000001 | 8 - 8-Iz. Abd Al-Qawy Salem & Iz. Z.8-Iz. Abd Al-Qawy Salem & Iz. Zaraby-BILL NO. 1: SEWAGE NETWORK-7-1.8- | Excavation in rock as specified in the Contract Documents. | Approved
Abo Shanab El Agamien _0195 | CLI.CON-000001 |  |  | Approved
Abo Shanab El Agamien _0195 | CLI.CON-000001 | 8 - 8-Iz. Abd Al-Qawy Salem & Iz. Z.8-Iz. Abd Al-Qawy Salem & Iz. Zaraby-Bill No. 3.1 - Iz. Abd Al-Qawy & Iz. Zaraby Salem Main Pumping Station (Mechanical works)-20-3.4.2-f. | Flanged Wall piece, dia. 150 mm. | Approved
Abo Shanab El Agamien _0195 | CLI.CON-000001 |  |  | Approved
Abo Shanab El Agamien _0195 | CLI.CON-000001 | 8 - Abd Al-Qawy Salem&Zaraby-Store Building NO. 5-31-5.2.3-0 | One Way, Three-gang Lighting Switch 10A. | Approved
Abo Shanab El Agamien _0195 | CLI.CON-000001 |  |  | Approved
Abo Shanab El Agamien _0195 | CLI.CON-000001 | 8 - Iz. Abd Al-Qawy Salem & Iz. Zaraby-Bill No.4 Guard Room (Civil Works)-24-4.1.7-a.1 | Ceramic floor, glazed ceramic | Approved
Abo Shanab El Agamien _0195 | CLI.CON-000001 |  |  | Approved
Abo Shanab El Agamien _0195 | CLI.CON-000001 | 8 - Iz. Abd Al-Qawy Salem & Iz. Zaraby-Bill No.5 Store Building (Civil Works)-30-5.1.8.c- | Supply and apply of 60 cm high dry mix for skirting including substrate preparation, scaffoldings, grooves, and all required accessories as shown on Contract Drawings, recommended by manufacturer and approved by the Engineer prior to installation. | Approved
Abo Shanab El Agamien _0195 | CLI.CON-000001 |  |  | Approved
Abo Shanab El Agamien _0195 | CLI.CON-000001 | 8 - Abd Al-Qawy Salem&Zaraby-PUMP STATION NO. 3-17-3.2.4-a | Single Phase Switched Socket 220v, 16A, 2-pin Type Complete With Earthing Contact. | Approved
Abo Shanab El Agamien _0195 | CLI.CON-000001 |  |  | Approved
Abo Shanab El Agamien _0195 | CLI.CON-000001 | 8 - Iz. Abd Al-Qawy Salem & Iz. Zaraby-Bill No.5 Store Building (Civil Works)-29-5.1.5-b | Supply and apply external cement plastering to facades with all metal accessories, base and finish coat, thickness 2cm striped with 2 cm groove render for facades. all required works of completion with the industry standards. As per Specification, Drawings and the Engineer's instructions. | Approved
Abo Shanab El Agamien _0195 | CLI.CON-000001 |  |  | Approved
Abo Shanab El Agamien _0195 | CLI.CON-000001 | 8 - Abd Al-Qawy Salem&Zaraby-Store Building NO. 5-31-5.2.2-b | Ditto As Above But For Maintained Electricity Duration. Provided With Emergency Unit For 3 Hours | Approved
Abo Shanab El Agamien _0195 | CLI.CON-000001 |  |  | Approved
Abo Shanab El Agamien _0195 | CLI.CON-000001 | 8 - 8-Iz. Abd Al-Qawy Salem & Iz. Z.8-Iz. Abd Al-Qawy Salem & Iz. Zaraby-Bill No. 2 - Forcemain-10-2.3.2-b | Tee 200/100 | Approved
Abo Shanab El Agamien _0195 | CLI.CON-000001 |  |  | Approved
Abo Shanab El Agamien _0195 | CLI.CON-000001 | 8 - Iz. Abd Al-Qawy Salem & Iz. Zaraby-Bill No. 3 Main Pumping Station (Civil works)-15-3.1.5-b | Supply and apply external cement plastering to facades with all metal accessories, base and finish coat, thickness 2cm striped with 2 cm groove render for facades. all required works of completion with the industry standards. As per Specification, Drawings and Engineer's instructions. | Approved
Abo Shanab El Agamien _0195 | CLI.CON-000001 |  |  | Approved
Abo Shanab El Agamien _0195 | CLI.CON-000001 | 8 - Iz. Abd Al-Qawy Salem & Iz. Zaraby-Bill No. 3 Main Pumping Station (Civil works)-16-3.1.7-a.2 | Cement tiles for roof | Approved
Abo Shanab El Agamien _0195 | CLI.CON-000001 |  |  | Approved
Abo Shanab El Agamien _0195 | CLI.CON-000001 | 8 - 8-Iz. Abd Al-Qawy Salem & Iz. Z.8-Iz. Abd Al-Qawy Salem & Iz. Zaraby-Bill No. 3.1 - Iz. Abd Al-Qawy & Iz. Zaraby Salem Main Pumping Station (Mechanical works)-20-3.4.3-b. | Dismantling joint, dia. 200 mm. | Approved
Abo Shanab El Agamien _0195 | CLI.CON-000001 |  |  | Approved
Abo Shanab El Agamien _0195 | CLI.CON-000001 | 8 - 8-Iz. Abd Al-Qawy Salem & Iz. Z.8-Iz. Abd Al-Qawy Salem & Iz. Zaraby-Bill No. 3.1 - Iz. Abd Al-Qawy & Iz. Zaraby Salem Main Pumping Station (Mechanical works)-20-3.4.2-e. | Flanged Elbow 90o, dia. 150 mm. | Approved
Abo Shanab El Agamien _0195 | CLI.CON-000001 |  |  | Approved
Abo Shanab El Agamien _0195 | CLI.CON-000001 | 8 - Iz. Abd Al-Qawy Salem & Iz. Zaraby-Bill No. 3 Main Pumping Station (Civil works)-13-3.1.2-a.3 | For roof slopes, 30 mm to 140 mm thick | Approved
Abo Shanab El Agamien _0195 | CLI.CON-000001 |  |  | Approved
Abo Shanab El Agamien _0195 | CLI.CON-000001 | 8 - Iz. Abd Al-Qawy Salem & Iz. Zaraby-Bill No.9 Site and Civil Works -45--9.1.e | Covering the drain and Paving roads in front of the pumping station site. The Contractor must submit the method of implementation to be approved from the Engineer. All required works of completion with the industry standards and Engineer instructions. | Approved
Abo Shanab El Agamien _0195 | CLI.CON-000001 |  |  | Approved
Abo Shanab El Agamien _0195 | CLI.CON-000001 | 8 - 8-Iz. Abd Al-Qawy Salem & Iz. Z.8-Iz. Abd Al-Qawy Salem & Iz. Zaraby-BILL NO. 1: SEWAGE NETWORK-7-1.7- | Supply and filling by clean sand between the existing covered waterways and the Sewage pipe covered by concrete encasement | Approved
Abo Shanab El Agamien _0195 | CLI.CON-000001 |  |  | Approved
Abo Shanab El Agamien _0195 | CLI.CON-000001 | 8 - 8-Iz. Abd Al-Qawy Salem & Iz. Z.8-Iz. Abd Al-Qawy Salem & Iz. Zaraby-BILL NO. 1: SEWAGE NETWORK-7-1.6-a | Concrete encasement 25cm (200mm) | Approved
Abo Shanab El Agamien _0195 | CLI.CON-000001 |  |  | Approved
Abo Shanab El Agamien _0195 | CLI.CON-000001 | 8 - Iz. Abd Al-Qawy Salem & Iz. Zaraby-Bill No.5 Store Building (Civil Works)-28-5.1.1.a- | Excavation from ground level to required depth and grades in all types of soil except the rock, including support system, floading with water, dewatering, compacting bottom of excavation using dynamic roller, transporting excavated materials to the approved off-Site disposal area as per drawings, specifications and geotechnical report. | Approved
Abo Shanab El Agamien _0195 | CLI.CON-000001 |  |  | Approved
Abo Shanab El Agamien _0195 | CLI.CON-000001 | 8 - 8-Iz. Abd Al-Qawy Salem & Iz. Z.8-Iz. Abd Al-Qawy Salem & Iz. Zaraby-Bill No. 2 - Forcemain-9-2.3.1-c | washout 150 mm dia. | Approved
Abo Shanab El Agamien _0195 | CLI.CON-000001 |  |  | Approved
Abo Shanab El Agamien _0195 | CLI.CON-000001 | 8 - Iz. Abd Al-Qawy Salem & Iz. Zaraby-Bill No. 3 Main Pumping Station (Civil works)-14-3.1.4.a- | Supply and apply two coats of oxidized bituminous paint insulation to reinforced concrete in contact with soil such as footings, ground beam, columns necks and masonry work to 15 cm upper the GL, sample shall be approved before execution and all required works shall be as per manufacturer's instructions, recommendations and Specification. | Approved
Abo Shanab El Agamien _0195 | CLI.CON-000001 |  |  | Approved
Abo Shanab El Agamien _0195 | CLI.CON-000001 | 8 - Iz. Abd Al-Qawy Salem & Iz. Zaraby-Bill No.6Admin Room - Civil Works-36-6.1.8.b- | Supply and apply of Dry mix paint for facades including substrate preparation, scaffoldings, grooves, applying three coats of paint as per required colors and all required accessories as shown on the Contract Drawings, recommended by manufacturer and approved by the Engineer prior to installation. | Approved
Abo Shanab El Agamien _0195 | CLI.CON-000001 |  |  | Approved
Abo Shanab El Agamien _0195 | CLI.CON-000001 | 8 - Iz. Abd Al-Qawy Salem & Iz. Zaraby-Bill No.9 Site and Civil Works -46-9.2.7-a. | Supply and apply of Dry mix paint for facades including substrate preparation, scaffoldings, grooves, applying three coats of paint as per required colors and all required accessories as shown on the Contract Drawings, recommended by manufacturer and approved by the Engineer prior to installation. | Approved
Abo Shanab El Agamien _0195 | CLI.CON-000001 |  |  | Approved
Abo Shanab El Agamien _0195 | CLI.CON-000001 | 8 - Iz. Abd Al-Qawy Salem & Iz. Zaraby-Bill No.5 Store Building (Civil Works)-29-5.1.4.a- | Supply and apply two coats of oxidized bituminous paint insulation to reinforced concrete in contact with soil such as footings, ground beam, columns pedestal and masonry work to 15 cm upper the GL, sample shall be approved before execution and all required works shall be as per manufacturer's instructions, recommendations and Specification. | Approved
Abo Shanab El Agamien _0195 | CLI.CON-000001 |  |  | Approved
Abo Shanab El Agamien _0195 | CLI.CON-000001 | 8 - 8-Iz. Abd Al-Qawy Salem & Iz. Z.8-Iz. Abd Al-Qawy Salem & Iz. Zaraby-Bill No. 2 - Forcemain-11-2.4-a | 300 mm dia sewer pipes | Approved
Abo Shanab El Agamien _0195 | CLI.CON-000001 |  |  | Approved
Abo Shanab El Agamien _0195 | CLI.CON-000001 | 8 - Iz. Abd Al-Qawy Salem & Iz. Zaraby-Bill No.4 Guard Room (Civil Works)-22-4.1.2-c.2 | RC protection layer | Approved
Abo Shanab El Agamien _0195 | CLI.CON-000001 |  |  | Approved
Abo Shanab El Agamien _0195 | CLI.CON-000001 | 8 - Abd Al-Qawy Salem&Zaraby-PUMP STATION NO. 3-19-3.3.12- | Supply, installation, termination and testing of control cables (12 x 2 mm2) from valve actuators, water hammering system, generators, transformers, Low Voltage Main Distribution Board (LVMDB), Motor Control Centers (MCC) to the PLC panel complete with conduits, pull boxes, junction boxes, accessories, duct bank...etc. | Approved
Abo Shanab El Agamien _0195 | CLI.CON-000001 |  |  | Approved
Abo Shanab El Agamien _0195 | CLI.CON-000001 |  |  | Approved
Abo Shanab El Agamien _0195 | CLI.CON-000001 | 3 - Iz.Junaidi Wisa & Iz. Zaki-Bill No.9 Site and Civil Works -36-7.3.1-b. | 100mm dia. | Approved
Abo Shanab El Agamien _0195 | CLI.CON-000001 |  |  | Approved
Abo Shanab El Agamien _0195 | CLI.CON-000001 | 3 - Junaidi Wisa Iz. Zaki Wisa-PUMP STATION NO. 3-18-3.2.4-b | Industrial Single Phase Switched Power Socket 220v, 25A, 2-pin Type Complete With Earthing Contact And Cover. | Approved
Abo Shanab El Agamien _0195 | CLI.CON-000001 |  |  | Approved
Abo Shanab El Agamien _0195 | CLI.CON-000001 | 3 - Iz.Junaidi Wisa & Iz. Zaki-Bill No.9 Site and Civil Works -34--7.1.d | Covering the drain and Paving roads in front of the pumping station site. The Contractor must submit the method of implementation to be approved from the Engineer. All required works of completion with the industry standards and Engineer instructions. | Approved
Abo Shanab El Agamien _0195 | CLI.CON-000001 |  |  | Approved
Abo Shanab El Agamien _0195 | CLI.CON-000001 | 3 - Iz.Junaidi Wisa & Iz. Zaki-Bill No.4 Guard Room (Civil Works)-25-4.1.7-a.1 | Ceramic floor, glazed ceramic | Approved
Abo Shanab El Agamien _0195 | CLI.CON-000001 |  |  | Approved
Abo Shanab El Agamien _0195 | CLI.CON-000001 | 3 - Iz.Junaidi Wisa & Iz. Zaki-Bill No.9 Site and Civil Works -35-7.2.3.b- | 250 mm thick. | Approved
Abo Shanab El Agamien _0195 | CLI.CON-000001 |  |  | Approved
Abo Shanab El Agamien _0195 | CLI.CON-000001 | 3 - 3- Iz.Junaidi Wisa & Iz. Zaki W.3- Iz.Junaidi Wisa & Iz. Zaki Wisa-Bill No.3.4 - Iz. Junaidi Wisa & Iz. Zaki Wisa Pump Station (Mechanical works)-21-3.4.4-a. | D.C.I, Socket and spigot Wall piece, dia. 250 mm. | Approved
Abo Shanab El Agamien _0195 | CLI.CON-000001 |  |  | Approved
Abo Shanab El Agamien _0195 | CLI.CON-000001 | 3 - 3- Iz.Junaidi Wisa & Iz. Zaki W.3- Iz.Junaidi Wisa & Iz. Zaki Wisa-Bill No.3.4 - Iz. Junaidi Wisa & Iz. Zaki Wisa Pump Station (Mechanical works)-21-3.4.1- | Submersible Pump 13 L/s, 13 m head coupled with Electric Motor complete with (mating bend, guide rails, coupling, submersible cable, all protection items?.etc) and all accessories required for a good working condition, as per Contract Documents. | Approved
Abo Shanab El Agamien _0195 | CLI.CON-000001 |  |  | Approved
Abo Shanab El Agamien _0195 | CLI.CON-000001 | 3 - Junaidi Wisa Iz. Zaki Wisa-PUMP STATION NO. 3-19-3.3.5- | Supply, installation, calibration, connection and testing of the electromagnetic flow meter on the main discharge line (150mm diameter) (consists of separate sensor and transmitter with digital indicator) including all necessary accessories required for installation and operation requirements. | Approved
Abo Shanab El Agamien _0195 | CLI.CON-000001 |  |  | Approved
Abo Shanab El Agamien _0195 | CLI.CON-000001 | 3 - 3- Iz.Junaidi Wisa & Iz. Zaki W.3- Iz.Junaidi Wisa & Iz. Zaki Wisa-BILL NO. 1: SEWAGE NETWORK-4-1.1.1-c.1 | Depth to invert not exceeding 1.5 m | Approved
Abo Shanab El Agamien _0195 | CLI.CON-000001 |  |  | Approved
Abo Shanab El Agamien _0195 | CLI.CON-000001 | 3 - 3- Iz.Junaidi Wisa & Iz. Zaki W.3- Iz.Junaidi Wisa & Iz. Zaki Wisa-Bill No. 2 - Forcemain-10-2.3.1-d | Air Relief valve 100 mm dia.(include gate valve 100mm) | Approved
Abo Shanab El Agamien _0195 | CLI.CON-000001 |  |  | Approved
Abo Shanab El Agamien _0195 | CLI.CON-000001 | 3 - Junaidi Wisa Iz. Zaki Wisa-Guard Room NO. 4-28-4.3.3-a | One Way, Two-gang Lighting Switch 10A. | Approved
Abo Shanab El Agamien _0195 | CLI.CON-000001 |  |  | Approved
Abo Shanab El Agamien _0195 | CLI.CON-000001 | 1 - Sharaf Al Deen Village-Bill No.5 Store Building (Civil Works)-35-5.1.2-c.1 | structure | Approved
Abo Shanab El Agamien _0195 | CLI.CON-000001 | 4 - IZ. AL BILTAJI-Bill No.5 Store Building (Civil Works)-29-5.1.2-c.1 | structure | Approved
Abo Shanab El Agamien _0195 | CLI.CON-000001 |  |  | Approved
Abo Shanab El Agamien _0195 | CLI.CON-000001 | 4 - IZ. AL BILTAJI-Bill No.6Admin Room - Civil Works-34-6.1.2-b.1 | for foundation | Approved
Abo Shanab El Agamien _0195 | CLI.CON-000001 |  |  | Approved
Abo Shanab El Agamien _0195 | CLI.CON-000001 | 4 - IZ. AL BILTAJI-Bill No.9 Site and Civil Works -48-9.3.3-a. | Inspection Chamber 600 x 600 with cover and frame | Approved
Abo Shanab El Agamien _0195 | CLI.CON-000001 |  |  | Approved
Abo Shanab El Agamien _0195 | CLI.CON-000001 | 4 - 4-Iz. Al Biltaji.4-Iz. Al Biltaji-Bill No. 2 - Forcemain-12-2.11- | Wooden formwork are left in their places after the excavation, construction and backfilling works over them, as approved from the Engineer Bill No.3.4 - Iz. Al Biltaji Pump Station (Mechanical works) | Approved
Abo Shanab El Agamien _0195 | CLI.CON-000001 |  |  | Approved
Abo Shanab El Agamien _0195 | CLI.CON-000001 | 4 - IZ. AL BILTAJI-Bill No.4 Guard Room (Civil Works)-25-4.1.6-a.1 | Type D1, size 800mmx2,200mm | Approved
Abo Shanab El Agamien _0195 | CLI.CON-000001 |  |  | Approved
Abo Shanab El Agamien _0195 | CLI.CON-000001 | 4 - 4-Iz. Al Biltaji.4-Iz. Al Biltaji-Bill No.3.4 - Iz. Al Biltaji Pump Station (Mechanical works)-21-3.4.9- | Basket screen including all accessories as specified in technical specifications. | Approved
Abo Shanab El Agamien _0195 | CLI.CON-000001 |  |  | Approved
Abo Shanab El Agamien _0195 | CLI.CON-000001 | 4 - 4-Iz. Al Biltaji.4-Iz. Al Biltaji-Bill No. 2 - Forcemain-10-2.3.1-d | Air Relief valve 100 mm dia.(include gate valve 100mm) | Approved
Abo Shanab El Agamien _0195 | CLI.CON-000001 |  |  | Approved
Abo Shanab El Agamien _0195 | CLI.CON-000001 | 4 - 4-Iz. Al Biltaji.4-Iz. Al Biltaji-BILL NO. 1: SEWAGE NETWORK-4-1.1.1-d.1 | Ditto, depth to invert between 1.51 m and 2.50 m | Approved
Abo Shanab El Agamien _0195 | CLI.CON-000001 |  |  | Approved
Abo Shanab El Agamien _0195 | CLI.CON-000001 | 4 - 4-Iz. Al Biltaji.4-Iz. Al Biltaji-BILL NO. 1: SEWAGE NETWORK-4-1.1.1-d.2 | Ditto, depth to invert between 2.51 m and 3.50 m | Approved
Abo Shanab El Agamien _0195 | CLI.CON-000001 |  |  | Approved
Abo Shanab El Agamien _0195 | CLI.CON-000001 | 4 - IZ. AL BILTAJI-Bill No. 3 Main Pumping Station (Civil works)-15-3.1.4.a- | Supply and apply two coats of oxidized bituminous paint insulation to reinforced concrete in contact with soil such as footings, ground beam, columns necks and masonry work to 15 cm upper the GL, sample shall be approved before execution and all required works shall be as per manufacturer's instructions, recommendations and Specification. | Approved
Abo Shanab El Agamien _0195 | CLI.CON-000001 |  |  | Approved
Abo Shanab El Agamien _0195 | CLI.CON-000001 | 4 - IZ. AL BILTAJI-Bill No.6Admin Room - Civil Works-36-6.1.6-b.1 | Type W1, 1,000 mm width x 1,000 mm height | Approved
Abo Shanab El Agamien _0195 | CLI.CON-000001 |  |  | Approved
Abo Shanab El Agamien _0195 | CLI.CON-000001 | 4 - Al Biltaji-Guard Room NO. 4-27-4.3.2-c | Enclosed Polycarbonate, Wall Mounting Luminaire IP65 With 20 Watt LED Lamp. | Approved
Abo Shanab El Agamien _0195 | CLI.CON-000001 |  |  | Approved
Abo Shanab El Agamien _0195 | CLI.CON-000001 | 4 - 4-Iz. Al Biltaji.4-Iz. Al Biltaji-Bill No.6.2: Admin Building-38-6.2.5-a. | 75mm dia | Approved
Abo Shanab El Agamien _0195 | CLI.CON-000001 |  |  | Approved
Abo Shanab El Agamien _0195 | CLI.CON-000001 | 4 - IZ. AL BILTAJI-Bill No.4 Guard Room (Civil Works)-23-4.1.2-b.1 | for foundation | Approved
Abo Shanab El Agamien _0195 | CLI.CON-000001 |  |  | Approved
Abo Shanab El Agamien _0195 | CLI.CON-000001 | 4 - Al Biltaji-Store Building NO. 5-32-5.2.2-a | Surface mounted luminaire with 1x60 watt led lamps, With (IP20) | Approved
Abo Shanab El Agamien _0195 | CLI.CON-000001 |  |  | Approved
Abo Shanab El Agamien _0195 | CLI.CON-000001 | 1 - Sharaf Al Deen-Main Pump Station NO. 3-23-3.2.2-a | Rated Wall Mounted luminaire IP65, with 60W LED lamp, watertight. | Approved
Abo Shanab El Agamien _0195 | CLI.CON-000001 |  |  | Approved
Abo Shanab El Agamien _0195 | CLI.CON-000001 | 4 - 4-Iz. Al Biltaji.4-Iz. Al Biltaji-Bill No.6.2: Admin Building-38-6.2.1-a. | Water closet with flush tank floor mounted water closet with flush tank (European type) shall be provided with a toilet paper holder and all its required accessories and fittings with approved sample. All required works of completion with the industry standards. | Approved
Abo Shanab El Agamien _0195 | CLI.CON-000001 |  |  | Approved
Abo Shanab El Agamien _0195 | CLI.CON-000001 | 4 - Al Biltaji-Pumping Station NO. 3-20-3.3.11- | Supply, installation, termination and testing of instrumentation shielded cables (2 x 1.5 mm2) from field instrumentation to control panel complete with conduits, pull boxes, junction boxes, accessories, duct bank...etc. | Approved
Abo Shanab El Agamien _0195 | CLI.CON-000001 |  |  | Approved
Abo Shanab El Agamien _0195 | CLI.CON-000001 | 4 - IZ. AL BILTAJI-Bill No.4 Guard Room (Civil Works)-25-4.1.7-a.3 | cement tiling, for roof | Approved
Abo Shanab El Agamien _0195 | CLI.CON-000001 |  |  | Approved
Abo Shanab El Agamien _0195 | CLI.CON-000001 | 4 - Al Biltaji-Admin Room NO. 6-39-6.3.2-b | Ditto As Above But For Maintained Electricity Duration. Provided With Emergency Unit For 3 Hours | Approved
Abo Shanab El Agamien _0195 | CLI.CON-000001 |  |  | Approved
Abo Shanab El Agamien _0195 | CLI.CON-000001 | 4 - IZ. AL BILTAJI-Bill No.6Admin Room - Civil Works-36-6.1.7-a.1 | Ceramic floor, glazed ceramic | Approved
Abo Shanab El Agamien _0195 | CLI.CON-000001 |  |  | Approved
Abo Shanab El Agamien _0195 | CLI.CON-000001 | 4 - 4-Iz. Al Biltaji.4-Iz. Al Biltaji-BILL NO. 1: SEWAGE NETWORK-5-1.4-a | HC 60*60 cm | Approved
Abo Shanab El Agamien _0195 | CLI.CON-000001 |  |  | Approved
Abo Shanab El Agamien _0195 | CLI.CON-000001 | 4 - 4-Iz. Al Biltaji.4-Iz. Al Biltaji-Bill No. 2 - Forcemain-12-2.1- | Deep Dewatering according to soil investigation, specification and Engineer instruction. | Approved
Abo Shanab El Agamien _0195 | CLI.CON-000001 |  |  | Approved
Abo Shanab El Agamien _0195 | CLI.CON-000001 | 4 - 4-Iz. Al Biltaji.4-Iz. Al Biltaji-BILL NO. 1: SEWAGE NETWORK-7-1.8- | Deep Dewatering according to soil investigation, specification and Engineer instruction. | Approved
Abo Shanab El Agamien _0195 | CLI.CON-000001 |  |  | Approved
Abo Shanab El Agamien _0195 | CLI.CON-000001 | 4 - Al Biltaji-Pumping Station NO. 3-20-3.3.18- | Fire alarm system complete with Conventional fire alarm control panel, smoke detectors, heat detectors, manual call point, bell, fire alarm siren and wire and all necessary components (internal wires and outlets, etc) required to complete the system in perfect case, the fire alarm control panel shall be erected in pump operating room. | Approved
Abo Shanab El Agamien _0195 | CLI.CON-000001 |  |  | Approved
Abo Shanab El Agamien _0195 | CLI.CON-000001 | 4 - 4-Iz. Al Biltaji.4-Iz. Al Biltaji-BILL NO. 1: SEWAGE NETWORK-7-1.9- | Inspection and testing of the installed pipes by CCTV for the network pipes after trench installation, all in accordance with the technical specifications. | Approved
Abo Shanab El Agamien _0195 | CLI.CON-000001 |  |  | Approved
Abo Shanab El Agamien _0195 | CLI.CON-000001 | 4 - 4-Iz. Al Biltaji.4-Iz. Al Biltaji-Bill No. 2 - Forcemain-10-2.3.1-c | washout 150 mm dia. | Approved
Abo Shanab El Agamien _0195 | CLI.CON-000001 |  |  | Approved
Abo Shanab El Agamien _0195 | CLI.CON-000001 | 4 - Al Biltaji-Pumping Station NO. 3-18-3.2.3-c | One Way, Two-gang Lighting Switch 10A. | Approved
Abo Shanab El Agamien _0195 | CLI.CON-000001 |  |  | Approved
Abo Shanab El Agamien _0195 | CLI.CON-000001 | 4 - 4-Iz. Al Biltaji.4-Iz. Al Biltaji-Bill No. 2 - Forcemain-12-2.6-a. | 300 mm dia sewer pipes | Approved
Abo Shanab El Agamien _0195 | CLI.CON-000001 |  |  | Approved
Abo Shanab El Agamien _0195 | CLI.CON-000001 | 10 - "10 - ABOU .10 - ABOU NASSAR, AL ESSAWI & ABOU SAEDA-BILL NO. 1: SEWAGE NETWORK-6-1.4-a | HC 60*60 cm | Approved
Abo Shanab El Agamien _0195 | CLI.CON-000001 |  |  | Approved
Abo Shanab El Agamien _0195 | CLI.CON-000001 | 4 - Al Biltaji-Generator Shed NO. 7 -42-7.2.3-a | One Way, One-gang Lighting Switch 10A. | Approved
Abo Shanab El Agamien _0195 | CLI.CON-000001 |  |  | Approved
Abo Shanab El Agamien _0195 | CLI.CON-000001 | 4 - IZ. AL BILTAJI-Bill No.4 Guard Room (Civil Works)-25-4.1.8.c- | Supply and apply of 90 cm high dry mix for skirting including substrate preparation, scaffoldings, grooves, and all required accessories as shown on Contract Drawings, recommended by manufacturer and approved by the Engineer prior to installation. | Approved
Abo Shanab El Agamien _0195 | CLI.CON-000001 |  |  | Approved
Abo Shanab El Agamien _0195 | CLI.CON-000001 | 4 - Al Biltaji-Guard Room NO. 4-27-4.3.2-a | Surface mounted luminaire with 1x60 watt led lamps, With (IP20) | Approved
Abo Shanab El Agamien _0195 | CLI.CON-000001 |  |  | Approved
Abo Shanab El Agamien _0195 | CLI.CON-000001 | 4 - 4-Iz. Al Biltaji.4-Iz. Al Biltaji-Bill No.3.4 - Iz. Al Biltaji Pump Station (Mechanical works)-26-4.2.5-a. | 75mm dia Bill No.6.2: Admin Building | Approved
Abo Shanab El Agamien _0195 | CLI.CON-000001 |  |  | Approved
Abo Shanab El Agamien _0195 | CLI.CON-000001 | 4 - 4-Iz. Al Biltaji.4-Iz. Al Biltaji-Bill No.3.4 - Iz. Al Biltaji Pump Station (Mechanical works)-21-3.4.7-a. | Rotary crane 2 ton, complete with all accessories as specified by Contract Documents. | Approved
Abo Shanab El Agamien _0195 | CLI.CON-000001 |  |  | Approved
Abo Shanab El Agamien _0195 | CLI.CON-000001 | 4 - 4-Iz. Al Biltaji.4-Iz. Al Biltaji-BILL NO. 1: SEWAGE NETWORK-5-1.2-b.3 | Ditto, depth to invert between 2.51 m and 3.00 m | Approved
Abo Shanab El Agamien _0195 | CLI.CON-000001 |  |  | Approved
Abo Shanab El Agamien _0195 | CLI.CON-000001 | 4 - IZ. AL BILTAJI-Bill No.4 Guard Room (Civil Works)-25-4.1.6-a.2 | Type D2, size 700mmx2,200mm | Approved
Abo Shanab El Agamien _0195 | CLI.CON-000001 |  |  | Approved
Abo Shanab El Agamien _0195 | CLI.CON-000001 | 4 - IZ. AL BILTAJI-Bill No.8 - Transformer Kiosk (Civil Works)-44--8.1 | Supplying and casting in-place of transformer base and the price includes all the necessary excavation and backfilling works, the removal and disposal of the excavated material to the designated dump, the supply and work of plain concrete Grade C20, reinforced concrete Grade C25, insulation works for the base and all that comes into contact with the soil, including formwork, transporting, mixing, casting, finishing, curing and testing as required by the specifications. provided that the work is completed in full according to the Contract drawings, technical specifications, industry assets and the instructions of the Engineer. | Approved
Abo Shanab El Agamien _0195 | CLI.CON-000001 |  |  | Approved
Abo Shanab El Agamien _0195 | CLI.CON-000001 | 4 - IZ. AL BILTAJI-Bill No.9 Site and Civil Works -46-9.2.1.a- | Excavation from ground level to required depth and grades in all types of soil except the rock, including support system, floading with water, dewatering, compacting bottom of excavation using dynamic roller, transporting excavated materials to the approved off-Site disposal area as per drawings, specifications and geotechnical report. | Approved
Abo Shanab El Agamien _0195 | CLI.CON-000001 |  |  | Approved
Abo Shanab El Agamien _0195 | CLI.CON-000001 | 4 - IZ. AL BILTAJI-Bill No.4 Guard Room (Civil Works)-25-4.1.7-c | Supply and lay marble / granite steps the riser 20 mm thick and the tread 40 mm thick including skirting & anti slip braking width 3 cm, as parallel lines as per drawings, specifications and approved sample. | Approved
Abo Shanab El Agamien _0195 | CLI.CON-000001 |  |  | Approved
Abo Shanab El Agamien _0195 | CLI.CON-000001 | 4 - IZ. AL BILTAJI-Bill No.9 Site and Civil Works -48-9.3.1-a. | 25mm dia. | Approved
Abo Shanab El Agamien _0195 | CLI.CON-000001 | 2 - Kariman sednaoui-Bill No.4 Guard Room (Civil Works)-25-4.1.7-a.2 | Ceramic floor, non-slip ceramic for toilet | Approved
Abo Shanab El Agamien _0195 | CLI.CON-000001 | 5 - Tahawi Village-Bill No.9 Site and Civil Works -44-9.2.1.a- | Excavation from ground level to required depth and grades in all types of soil except the rock, including support system, floading with water, dewatering, compacting bottom of excavation using dynamic roller, transporting excavated materials to the approved off-Site disposal area as per drawings, specifications and geotechnical report. | Approved
Abo Shanab El Agamien _0195 | CLI.CON-000001 |  |  | Approved
Abo Shanab El Agamien _0195 | CLI.CON-000001 | 5 - Tahawi Village-Bill No.9 Site and Civil Works -44--9.1.e | Covering the drain and Paving roads in front of the pumping station site. The Contractor must submit the method of implementation to be approved from the Engineer. All required works of completion with the industry standards and Engineer instructions. | Approved
Abo Shanab El Agamien _0195 | CLI.CON-000001 |  |  | Approved
Abo Shanab El Agamien _0195 | CLI.CON-000001 | 5 - Tahawi-Pumping Station NO. 3-17-3.3.1- | Medium voltage cables feeding the pumping station, this cables include the cables connection from the the Egyptian Electrical Authority (EEA) substation (outside puming station) up to the Ring Main Units (RMUs) inside pumping station. The contractor shall be responsible to coordinate with the EEA for identifying the cable route, size, laying, ..etc. | Approved
Abo Shanab El Agamien _0195 | CLI.CON-000001 |  |  | Approved
Abo Shanab El Agamien _0195 | CLI.CON-000001 | 5 - Tahawi Village-Bill No.8 - Transformer Kiosk (Civil Works)-42--8.1 | Supplying and casting in-place of transformer base and the price includes all the necessary excavation and backfilling works, the removal and disposal of the excavated material to the designated dump, the supply and work of plain concrete Grade C20, reinforced concrete Grade C25, insulation works for the base and all that comes into contact with the soil, including formwork, transporting, mixing, casting, finishing, curing and testing as required by the specifications. provided that the work is completed in full according to the Contract drawings, technical specifications, industry assets and the instructions of the Engineer. | Approved
Abo Shanab El Agamien _0195 | CLI.CON-000001 |  |  | Approved
Abo Shanab El Agamien _0195 | CLI.CON-000001 | 5 - 5-Tahawi Village.5-Tahawi Village-Bill No. 3.1 - Tahawi Village Main Pumping Station (Mechanical works)-19-3.4.3-c. | Flanged non-return valve, dia. 150 mm. | Approved
Abo Shanab El Agamien _0195 | CLI.CON-000001 |  |  | Approved
Abo Shanab El Agamien _0195 | CLI.CON-000001 | 5 - Tahawi Village-Bill No.4 Guard Room (Civil Works)-22-4.1.4.c- | Supply and installation of 50 mm extruded polystyrene boards for roof heat insulation with minimum density 35 kg/cm�; the work include Polystyrene sheet 1mm layer. Sample shall be approved before execution and all required works shall be as per manufacturer's instructions, recommendations and Specification. | Approved
Abo Shanab El Agamien _0195 | CLI.CON-000001 |  |  | Approved
Abo Shanab El Agamien _0195 | CLI.CON-000001 | 5 - Tahawi Village-Bill No.9 Site and Civil Works -45-9.2.6-a. | Type D1, 4,000 mm width x 2,500 mm height | Approved
Abo Shanab El Agamien _0195 | CLI.CON-000001 |  |  | Approved
Abo Shanab El Agamien _0195 | CLI.CON-000001 | 5 - Tahawi-Guard Room NO. 4-25-4.3.2-a | Surface mounted luminaire with 1x60 watt led lamps, With (IP20) | Approved
Abo Shanab El Agamien _0195 | CLI.CON-000001 |  |  | Approved
Abo Shanab El Agamien _0195 | CLI.CON-000001 | 5 - Tahawi Village-Bill No.6Admin Room - Civil Works-32-6.1.2-a.2 | For roof slopes, 30 mm to 140 mm thick | Approved
Abo Shanab El Agamien _0195 | CLI.CON-000001 |  |  | Approved
Abo Shanab El Agamien _0195 | CLI.CON-000001 | 2 - Kariman sednaoui-Bill No.9 Site and Civil Works -49-9.3.6- | Supply and Install catsh basin including all necessary fittings, the rate shall include excavation in soil, PVC pipes (SN4) with inner diameter of 150 mm for connections between storm gully and manhole, lay bedding layer under gravity pipe line, backfilling above pipe lines and surplus excavation as per specifications and drawings. | Approved
Abo Shanab El Agamien _0195 | CLI.CON-000001 | 5 - Tahawi Village-Bill No.9 Site and Civil Works -45-9.2.7.b- | Supply and apply of 50 cm high dry mix for skirting including substrate preparation, scaffoldings, grooves, and all required accessories as shown on Contract Drawings, recommended by manufacturer and approved by the Engineer prior to installation. | Approved
Abo Shanab El Agamien _0195 | CLI.CON-000001 |  |  | Approved
Abo Shanab El Agamien _0195 | CLI.CON-000001 | 5 - 5-Tahawi Village.5-Tahawi Village-BILL NO. 1: SEWAGE NETWORK-5-1.2-b.5 | Ditto, depth to invert between 3.51 m and 4.00 m | Approved
Abo Shanab El Agamien _0195 | CLI.CON-000001 |  |  | Approved
Abo Shanab El Agamien _0195 | CLI.CON-000001 | 5 - Tahawi Village-Bill No.5 Store Building (Civil Works)-28-5.1.4.c- | Supply and installation of 50 mm extruded polystyrene boards for roof heat insulation with minimum density 35 kg/cm�; the work include Polystyrene sheet 1mm layer. Sample shall be approved before execution and all required works shall be as per manufacturer's instructions, recommendations and Specification. | Approved
Abo Shanab El Agamien _0195 | CLI.CON-000001 |  |  | Approved
Abo Shanab El Agamien _0195 | CLI.CON-000001 | 5 - Tahawi-Generator Shed NO. 7 -40-7.2.2-a | Surface mounted luminaire with 1x60 watt led lamps, With (IP54) | Approved
Abo Shanab El Agamien _0195 | CLI.CON-000001 |  |  | Approved
Abo Shanab El Agamien _0195 | CLI.CON-000001 | 5 - 5-Tahawi Village.5-Tahawi Village-Bill No. 3.1 - Tahawi Village Main Pumping Station (Mechanical works)-19-3.4.4-e. | Flexible joint, dia. 200 mm | Approved
Abo Shanab El Agamien _0195 | CLI.CON-000001 |  |  | Approved
Abo Shanab El Agamien _0195 | CLI.CON-000001 | 5 - 5-Tahawi Village.5-Tahawi Village-BILL NO. 1: SEWAGE NETWORK-4-1.1.1-b.2 | Ditto, depth to invert between 1.51 m and 2.50 m | Approved
Abo Shanab El Agamien _0195 | CLI.CON-000001 |  |  | Approved
Abo Shanab El Agamien _0195 | CLI.CON-000001 | 5 - 5-Tahawi Village.5-Tahawi Village-BILL NO. 1: SEWAGE NETWORK-6-1.5.3-d | Pipe coupler | Approved
Abo Shanab El Agamien _0195 | CLI.CON-000001 |  |  | Approved
Abo Shanab El Agamien _0195 | CLI.CON-000001 | 5 - Tahawi Village-Bill No. 3 Main Pumping Station (Civil works)-15-3.1.7.b- | Supply and installation of abrasion, friction, acids and shock resistant ceramic tiles for wall, pattern as shown on drawings including cement mortar, setting bed, grouting, fixing, support and all required accessories. Complete as shown on drawings, specified in the Contract documents, recommended by manufacturer and approved by the Engineer prior to installation | Approved
Abo Shanab El Agamien _0195 | CLI.CON-000001 |  |  | Approved
Abo Shanab El Agamien _0195 | CLI.CON-000001 | 5 - Tahawi Village-Bill No.6Admin Room - Civil Works-34-6.1.6-a.2 | Type D2, size 700mmx2,200mm | Approved
Abo Shanab El Agamien _0195 | CLI.CON-000001 |  |  | Approved
Abo Shanab El Agamien _0195 | CLI.CON-000001 | 5 - Tahawi-Admin Room NO. 6-37-6.3.5-b | Lighting outlets. | Approved
Abo Shanab El Agamien _0195 | CLI.CON-000001 |  |  | Approved
Abo Shanab El Agamien _0195 | CLI.CON-000001 | 5 - 5-Tahawi Village.5-Tahawi Village-BILL NO. 1: SEWAGE NETWORK-4-1.1.1-b.3 | Ditto, depth to invert between 2.51 m and 3.50 m | Approved
Abo Shanab El Agamien _0195 | CLI.CON-000001 |  |  | Approved
Abo Shanab El Agamien _0195 | CLI.CON-000001 |  |  | Approved
Abo Shanab El Agamien _0195 | CLI.CON-000001 | 6 - Huwaydi Village-Bill No.9 Site and Civil Works -46--9.3.4 | Circular Manholes: Construction of in-situ cast fair faced plain concrete (Grade C30) manholes. Price includes all supplies, excavation in all types of soil except the rock, removal and disposal of the excavated material, debris and rubble disposal to the designated dump yard, trench shoring and supports, soil replacement if any, sheeting, surface dewatering, forming flexible joints at manhole entrances, including short pieces, benching at the manhole base, internal and external protection, backfilling in compacted layers using approved soil material and testing, reinstatement of ground surface and road pavements of every kind and restoring everything to their original conditions including asphalt and other paved areas, manhole cover and frame D400 made of polymeric material such as (GRP) or alternative, epoxy coated non-slip finish manhole steps and all other accessories and fittings that are required for a complete manhole all as shown and detailed in the Contract Drawings and Specifications | Approved
Abo Shanab El Agamien _0195 | CLI.CON-000001 | 6 - Huwaydi Village-Bill No.4 Guard Room (Civil Works)-23-4.1.8.c- | Supply and apply of 90 cm high dry mix for skirting including substrate preparation, scaffoldings, grooves, and all required accessories as shown on Contract Drawings, recommended by manufacturer and approved by the Engineer prior to installation. | Approved
Abo Shanab El Agamien _0195 | CLI.CON-000001 |  |  | Approved
Abo Shanab El Agamien _0195 | CLI.CON-000001 | 6 - 6-Huwaydi Village.6-Huwaydi Village-BILL NO. 1: SEWAGE NETWORK-6-1.5.2-a | DN 400mm, DI pipe, K9 | Approved
Abo Shanab El Agamien _0195 | CLI.CON-000001 |  |  | Approved
Abo Shanab El Agamien _0195 | CLI.CON-000001 | 6 - Huwaydi Village-Generator Shed NO. 7 -40-7.2.3-a | One Way, One-gang Lighting Switch 10A. | Approved
Abo Shanab El Agamien _0195 | CLI.CON-000001 |  |  | Approved
Abo Shanab El Agamien _0195 | CLI.CON-000001 | 6 - 6-Huwaydi Village.6-Huwaydi Village-BILL NO. 1: SEWAGE NETWORK-4-1.1.1-c.4 | Ditto, depth to invert between 3.51 m and 4.50 m | Approved
Abo Shanab El Agamien _0195 | CLI.CON-000001 |  |  | Approved
Abo Shanab El Agamien _0195 | CLI.CON-000001 | 6 - 6-Huwaydi Village.6-Huwaydi Village-Bill No. 2 - Forcemain-10-2.3.3-b | Flange spigot with puddle flanged pieces 250mm | Approved
Abo Shanab El Agamien _0195 | CLI.CON-000001 |  |  | Approved
Abo Shanab El Agamien _0195 | CLI.CON-000001 | 6 - Huwaydi Village-Store Building NO. 5-30-5.2.4-a | Single Phase Switched Socket 220v, 16A, 2-pin Type Complete With Earthing Contact. | Approved
Abo Shanab El Agamien _0195 | CLI.CON-000001 |  |  | Approved
Abo Shanab El Agamien _0195 | CLI.CON-000001 | 6 - Huwaydi Village-Bill No.9 Site and Civil Works -46-9.3.2-b. | DN/ID 200 mm dia | Approved
Abo Shanab El Agamien _0195 | CLI.CON-000001 |  |  | Approved
Abo Shanab El Agamien _0195 | CLI.CON-000001 | 6 - Huwaydi Village-Pumping Station NO. 3-16-3.2.2-c | Surface mounted luminaire with 1x60 watt led lamps, With (IP20) | Approved
Abo Shanab El Agamien _0195 | CLI.CON-000001 |  |  | Approved
Abo Shanab El Agamien _0195 | CLI.CON-000001 | 6 - Huwaydi Village-Bill No.4 Guard Room (Civil Works)-23-4.1.6-b.2 | Type W2, 600 mm width x 600 mm height | Approved
Abo Shanab El Agamien _0195 | CLI.CON-000001 |  |  | Approved
Abo Shanab El Agamien _0195 | CLI.CON-000001 | 6 - Huwaydi Village-Bill No.6Admin Room - Civil Works-33-6.1.3-a.2 | 120 mm thick. | Approved
Abo Shanab El Agamien _0195 | CLI.CON-000001 |  |  | Approved
Abo Shanab El Agamien _0195 | CLI.CON-000001 | 6 - Huwaydi Village-Bill No.4 Guard Room (Civil Works)-23-4.1.7-a.1 | Ceramic floor, glazed ceramic | Approved
Abo Shanab El Agamien _0195 | CLI.CON-000001 |  |  | Approved
Abo Shanab El Agamien _0195 | CLI.CON-000001 | 3 - Iz.Junaidi Wisa & Iz. Zaki-Bill No. 3 Main Pumping Station (Civil works)-14-3.1.1-d | Supply, backfilling and compaction to the required grades with approved clean sand on layers not more than 25 cm thick. The layers are to be compacted by means of vibratory type equipment to obtain 95% of maximum dry density as per specifications. | Approved
Abo Shanab El Agamien _0195 | CLI.CON-000001 | 6 - 6-Huwaydi Village.6-Huwaydi Village-Bill No. 2 - Forcemain-10-2.8- | Wooden formwork are left in their places after the excavation, construction and backfilling works over them, as approved from the Engineer Bill No. 3.1 - Huwaydi Village Main Pumping Station (Mechanical works) | Approved
Abo Shanab El Agamien _0195 | CLI.CON-000001 |  |  | Approved
Abo Shanab El Agamien _0195 | CLI.CON-000001 | 6 - 6-Huwaydi Village.6-Huwaydi Village-Bill No. 3.1 - Huwaydi Village Main Pumping Station (Mechanical works)-19-3.4.3-b. | Flanged manually gate valve, dia. 150 mm. | Approved
Abo Shanab El Agamien _0195 | CLI.CON-000001 |  |  | Approved
Abo Shanab El Agamien _0195 | CLI.CON-000001 | 6 - Huwaydi Village-Bill No.5 Store Building (Civil Works)-28-5.1.6-b.1 | Type W1, 2,800 mm width x 1,000 mm height | Approved
Abo Shanab El Agamien _0195 | CLI.CON-000001 |  |  | Approved
Abo Shanab El Agamien _0195 | CLI.CON-000001 | 6 - Huwaydi Village-Bill No. 3 Main Pumping Station (Civil works)-12-3.1.2-a.2 | PC Slope concrete for floor with hardener | Approved
Abo Shanab El Agamien _0195 | CLI.CON-000001 |  |  | Approved
Abo Shanab El Agamien _0195 | CLI.CON-000001 | 6 - Huwaydi Village-Bill No.5 Store Building (Civil Works)-27-5.1.1.c- | Supply, backfilling and compaction to the required grades with approved clean sand on layers not more than 25 cm thick. The layers are to be compacted by means of vibratory type equipment to obtain 95% of maximum dry density as per specifications. | Approved
Abo Shanab El Agamien _0195 | CLI.CON-000001 |  |  | Approved
Abo Shanab El Agamien _0195 | CLI.CON-000001 | 6 - Huwaydi Village-Bill No.5 Store Building (Civil Works)-27-5.1.2-b.1 | for foundation | Approved
Abo Shanab El Agamien _0195 | CLI.CON-000001 |  |  | Approved
Abo Shanab El Agamien _0195 | CLI.CON-000001 | 6 - 6-Huwaydi Village.6-Huwaydi Village-Bill No. 2 - Forcemain-10-2.3.2-b | Tee 250/100 | Approved
Abo Shanab El Agamien _0195 | CLI.CON-000001 |  |  | Approved
Abo Shanab El Agamien _0195 | CLI.CON-000001 | 6 - Huwaydi Village-Bill No.8 - Transformer Kiosk (Civil Works)-42--8.1 | Supplying and casting in-place of transformer base and the price includes all the necessary excavation and backfilling works, the removal and disposal of the excavated material to the designated dump, the supply and work of plain concrete Grade C20, reinforced concrete Grade C25, insulation works for the base and all that comes into contact with the soil, including formwork, transporting, mixing, casting, finishing, curing and testing as required by the specifications. provided that the work is completed in full according to the Contract drawings, technical specifications, industry assets and the instructions of the Engineer. | Approved
Abo Shanab El Agamien _0195 | CLI.CON-000001 |  |  | Approved
Abo Shanab El Agamien _0195 | CLI.CON-000001 | 6 - Huwaydi Village-Generator Shed NO. 7 -40-7.2.4-a | Lighting outlets. | Approved
Abo Shanab El Agamien _0195 | CLI.CON-000001 |  |  | Approved
Abo Shanab El Agamien _0195 | CLI.CON-000001 | 6 - 6-Huwaydi Village.6-Huwaydi Village-BILL NO. 1: SEWAGE NETWORK-6-1.5.3-a | DI gate valve 400 mm, | Approved
Abo Shanab El Agamien _0195 | CLI.CON-000001 |  |  | Approved
Abo Shanab El Agamien _0195 | CLI.CON-000001 | 6 - 6-Huwaydi Village.6-Huwaydi Village-Bill No. 2 - Forcemain-10-2.6- | Excavation in rock according to soil and as specified in the Contract Documents. | Approved
Abo Shanab El Agamien _0195 | CLI.CON-000001 |  |  | Approved
Abo Shanab El Agamien _0195 | CLI.CON-000001 | 6 - Huwaydi Village-Bill No. 3 Main Pumping Station (Civil works)-15-3.1.7.b- | Supply and installation of abrasion, friction, acids and shock resistant ceramic tiles for wall, pattern as shown on drawings including cement mortar, setting bed, grouting, fixing, support and all required accessories. Complete as shown on drawings, specified in the Contract documents, recommended by manufacturer and approved by the Engineer prior to installation | Approved
Abo Shanab El Agamien _0195 | CLI.CON-000001 |  |  | Approved
Abo Shanab El Agamien _0195 | CLI.CON-000001 | 6 - Huwaydi Village-Bill No.6Admin Room - Civil Works-33-6.1.3-b.1 | 250 mm thick. | Approved
Abo Shanab El Agamien _0195 | CLI.CON-000001 |  |  | Approved
Abo Shanab El Agamien _0195 | CLI.CON-000001 | 6 - Huwaydi Village-Pumping Station NO. 3-16-3.2.5-b | Lighting outlets. | Approved
Abo Shanab El Agamien _0195 | CLI.CON-000001 |  |  | Approved
Abo Shanab El Agamien _0195 | CLI.CON-000001 | 6 - Huwaydi Village-Bill No.5 Store Building (Civil Works)-28-5.1.4.b- | Supply and installation of horizontal prefabricated moisture Insulation membrane to the wet areas with 4mm thick for floor and roof, including joints, fixtures, overlaps not less than 100 mm and item include all surface preparation steps, coating with 2 layers of primer bitumen coat, metal flashing, internal angle fillets, upstand to vertical surfaces and waterproofing to all openings and around pipes and water drains, Polystyrene sheet 1mm, protection Sand-cement mortar screed, 30 mm thick as per manufacturer's instructions, Contract Drawing, recommendations and Specification. | Approved
Abo Shanab El Agamien _0195 | CLI.CON-000001 |  |  | Approved
Abo Shanab El Agamien _0195 | CLI.CON-000001 | 6 - 6-Huwaydi Village.6-Huwaydi Village-Bill No. 3.1 - Huwaydi Village Main Pumping Station (Mechanical works)-19-3.4.2- | Supply only Submersible Pump in store 20 L/s, 15 m head coupled with Electric Motor complete with submersible cable, all protection items?.etc) and all accessories required for a good working condition, as per Contract Documents. | Approved
Abo Shanab El Agamien _0195 | CLI.CON-000001 |  |  | Approved
Abo Shanab El Agamien _0195 | CLI.CON-000001 | 6 - Huwaydi Village-Bill No.9 Site and Civil Works -44-9.2.2.c- | Supply and casting of in-place reinforced concrete Grade C25 in super structure for column and capping, including: formwork, scaffolding, expansion and construction joints, Steel bar reinforcement, joint filler and sealant, accessories, transporting, mixing, casting, finishing, compaction by vibratory, spraying, curing,and testing as required by the specifications. | Approved
Abo Shanab El Agamien _0195 | CLI.CON-000001 |  |  | Approved
Abo Shanab El Agamien _0195 | CLI.CON-000001 | 6 - Huwaydi Village-Bill No.9 Site and Civil Works -45-9.2.7.b- | Supply and apply of 50 cm high dry mix for skirting including substrate preparation, scaffoldings, grooves, and all required accessories as shown on Contract Drawings, recommended by manufacturer and approved by the Engineer prior to installation. | Approved
Abo Shanab El Agamien _0195 | CLI.CON-000001 |  |  | Approved
Abo Shanab El Agamien _0195 | CLI.CON-000001 | 6 - Huwaydi Village-Bill No.5 Store Building (Civil Works)-27-5.1.3.c- | 250 mm thick. | Approved
Abo Shanab El Agamien _0195 | CLI.CON-000001 |  |  | Approved
Abo Shanab El Agamien _0195 | CLI.CON-000001 | 6 - Huwaydi Village-Bill No.6Admin Room - Civil Works-34-6.1.5-a | Supply and excite cement sand plaster for internal slabs, walls and beams with all metal accessories, the item includes substrate preparation, all required works of completion with the industry standards. As per Specification, Drawings and Engineer instructions. | Approved
Abo Shanab El Agamien _0195 | CLI.CON-000001 |  |  | Approved
Abo Shanab El Agamien _0195 | CLI.CON-000001 | 7 - Iz. Raslan & Iz. Mokhtar Eiss-Bill No.4 Guard Room (Civil Works)-25-4.1.2-b.1 | for foundation | Approved
Abo Shanab El Agamien _0195 | CLI.CON-000001 |  |  | Approved
Abo Shanab El Agamien _0195 | CLI.CON-000001 | 7 - 7-Iz. Raslan & Iz. Mokhtar Eiss.7-Iz. Raslan & Iz. Mokhtar Eissa-Bill No. 3.1 - Iz. Raslan & Iz. Mokhtar Eissa Main Pumping Station (Mechanical works)-23-3.4.3-b. | Dismantling joint, dia. 150 mm. | Approved
Abo Shanab El Agamien _0195 | CLI.CON-000001 |  |  | Approved
Abo Shanab El Agamien _0195 | CLI.CON-000001 | 7 - Raslan & Mokhtar Eissa-Pumping Station NO. 3-18-3.2.2-b | Ditto As Above But For Maintained Electricity Duration. Provided With Emergency Unit For 3 Hours. | Approved
Abo Shanab El Agamien _0195 | CLI.CON-000001 |  |  | Approved
Abo Shanab El Agamien _0195 | CLI.CON-000001 | 7 - Iz. Raslan & Iz. Mokhtar Eiss-Bill No. 3 Main Pumping Station (Civil works)-17-3.1.8.b- | Supply and apply of Dry mix paint for facades including substrate preparation, scaffoldings, grooves, applying three coats of paint as per required colors and all required accessories as shown on the Contract Drawings, recommended by manufacturer and approved by the Engineer prior to installation. | Approved
Abo Shanab El Agamien _0195 | CLI.CON-000001 |  |  | Approved
Abo Shanab El Agamien _0195 | CLI.CON-000001 | 7 - Iz. Raslan & Iz. Mokhtar Eiss-Bill No.4 Guard Room (Civil Works)-25-4.1.1.a- | Excavation from ground level to required depth and grades in all types of soil except the rock, including support system, floading with water, dewatering, compacting bottom of excavation using dynamic roller, transporting excavated materials to the approved off-Site disposal area as per drawings, specifications and geotechnical report. | Approved
Abo Shanab El Agamien _0195 | CLI.CON-000001 |  |  | Approved
Abo Shanab El Agamien _0195 | CLI.CON-000001 | 7 - Raslan & Mokhtar Eissa-Guard Room NO. 4-30-4.3.3-a | One Way, Two-gang Lighting Switch 10A. | Approved
Abo Shanab El Agamien _0195 | CLI.CON-000001 |  |  | Approved
Abo Shanab El Agamien _0195 | CLI.CON-000001 | 7 - 7-Iz. Raslan & Iz. Mokhtar Eiss.7-Iz. Raslan & Iz. Mokhtar Eissa-Bill No. 2 - Forcemain-11-2.3.3-a | Flange socket with puddle flanged pieces 150mm | Approved
Abo Shanab El Agamien _0195 | CLI.CON-000001 |  |  | Approved
Abo Shanab El Agamien _0195 | CLI.CON-000001 | 7 - Iz. Raslan & Iz. Mokhtar Eiss-Bill No.9 Site and Civil Works -37--7.1.a | Supply and install and test Reinforced concrete pavement (20 cm thick) inside the plant including formwork and steel reinforcement mesh, 15 cm gravel as base, leveling, helicopter finish and coated by screed and all its requirement for completion the work. As per Specification, Drawings and Engineer's instructions | Approved
Abo Shanab El Agamien _0195 | CLI.CON-000001 |  |  | Approved
Abo Shanab El Agamien _0195 | CLI.CON-000001 | 7 - 7-Iz. Raslan & Iz. Mokhtar Eiss.7-Iz. Raslan & Iz. Mokhtar Eissa-BILL NO. 1: SEWAGE NETWORK-7-1.5.1-a | Inlet chamber on 250mm diameter sewage pipe line | Approved
Abo Shanab El Agamien _0195 | CLI.CON-000001 |  |  | Approved
Abo Shanab El Agamien _0195 | CLI.CON-000001 | 7 - 7-Iz. Raslan & Iz. Mokhtar Eiss.7-Iz. Raslan & Iz. Mokhtar Eissa-Bill No. 3.1 - Iz. Raslan & Iz. Mokhtar Eissa Main Pumping Station (Mechanical works)-23-3.4.6-a. | Rotary crane 1 ton, complete with all accessories as specified by Contract Documents. | Approved
Abo Shanab El Agamien _0195 | CLI.CON-000001 |  |  | Approved
Abo Shanab El Agamien _0195 | CLI.CON-000001 | 7 - 7-Iz. Raslan & Iz. Mokhtar Eiss.7-Iz. Raslan & Iz. Mokhtar Eissa-Bill No. 3.1 - Iz. Raslan & Iz. Mokhtar Eissa Main Pumping Station (Mechanical works)-23-3.4.3-e. | Flexible joint, dia. 150 mm | Approved
Abo Shanab El Agamien _0195 | CLI.CON-000001 |  |  | Approved
Abo Shanab El Agamien _0195 | CLI.CON-000001 | 7 - 7-Iz. Raslan & Iz. Mokhtar Eiss.7-Iz. Raslan & Iz. Mokhtar Eissa-Bill No. 2 - Forcemain-10-2.2-a | Valve chamber type (A) | Approved
Abo Shanab El Agamien _0195 | CLI.CON-000001 |  |  | Approved
Abo Shanab El Agamien _0195 | CLI.CON-000001 | 7 - 7-Iz. Raslan & Iz. Mokhtar Eiss.7-Iz. Raslan & Iz. Mokhtar Eissa-Bill No. 2 - Forcemain-11-2.3.2-a | Tee 150/150 | Approved
Abo Shanab El Agamien _0195 | CLI.CON-000001 | 7 - Raslan & Mokhtar Eissa-Pumping Station NO. 3-18-3.2.1- | Supply, install, connect, test and commission of complete L.V. distribution boards (LP-PS) the price include selectvity study, termination, Identifications, labling, glands, copper luggs as specified and as indicating drawings. System shall be lump sum complete in every respect with all necessary accessories and ancillary works. | Approved
Abo Shanab El Agamien _0195 | CLI.CON-000001 |  |  | Approved
Abo Shanab El Agamien _0195 | CLI.CON-000001 | 7 - 7-Iz. Raslan & Iz. Mokhtar Eiss.7-Iz. Raslan & Iz. Mokhtar Eissa-Bill No. 2 - Forcemain-10-2.3.1-b | Gate valve 150 mm dia. | Approved
Abo Shanab El Agamien _0195 | CLI.CON-000001 |  |  | Approved
Abo Shanab El Agamien _0195 | CLI.CON-000001 | 7 - Iz. Raslan & Iz. Mokhtar Eiss-Bill No.4 Guard Room (Civil Works)-26-4.1.3-c.1 | 250 mm thick. | Approved
Abo Shanab El Agamien _0195 | CLI.CON-000001 |  |  | Approved
Abo Shanab El Agamien _0195 | CLI.CON-000001 | 7 - Iz. Raslan & Iz. Mokhtar Eiss-Bill No.9 Site and Civil Works -40-7.3.5- | Supply, install and test Fire hydrant including cast iron hydrant, stop valve, etc.all accordance with specification and drawings: | Approved
Abo Shanab El Agamien _0195 | CLI.CON-000001 |  |  | Approved
Abo Shanab El Agamien _0195 | CLI.CON-000001 | 7 - Iz. Raslan & Iz. Mokhtar Eiss-Bill No. 3 Main Pumping Station (Civil works)-17-3.1.7.b- | Supply and installation of abrasion, friction, acids and shock resistant ceramic tiles for wall, pattern as shown on drawings including cement mortar, setting bed, grouting, fixing, support and all required accessories. Complete as shown on drawings, specified in the Contract documents, recommended by manufacturer and approved by the Engineer prior to installation | Approved
Abo Shanab El Agamien _0195 | CLI.CON-000001 |  |  | Approved
Abo Shanab El Agamien _0195 | CLI.CON-000001 | 7 - 7-Iz. Raslan & Iz. Mokhtar Eiss.7-Iz. Raslan & Iz. Mokhtar Eissa-BILL NO. 1: SEWAGE NETWORK-4-1.1.1-c.1 | Depth to invert not exceeding 1.5 m | Approved
Abo Shanab El Agamien _0195 | CLI.CON-000001 |  |  | Approved
Abo Shanab El Agamien _0195 | CLI.CON-000001 | 7 - 7-Iz. Raslan & Iz. Mokhtar Eiss.7-Iz. Raslan & Iz. Mokhtar Eissa-Bill No. 3.1 - Iz. Raslan & Iz. Mokhtar Eissa Main Pumping Station (Mechanical works)-23-3.4.4-a. | D.C.I, Socket and spigot Wall piece, dia. 250 mm. | Approved
Abo Shanab El Agamien _0195 | CLI.CON-000001 |  |  | Approved
Abo Shanab El Agamien _0195 | CLI.CON-000001 | 7 - Raslan & Mokhtar Eissa-Pumping Station NO. 3-20-3.3.13- | Low voltage cables (0.6/1kV) complete with (UPVC Conduits, lugs, ..etc) and all accessories, as per Contract Documents. | Approved
Abo Shanab El Agamien _0195 | CLI.CON-000001 |  |  | Approved
Abo Shanab El Agamien _0195 | CLI.CON-000001 | 7 - Raslan & Mokhtar Eissa-Guard Room NO. 4-30-4.3.2-c | Enclosed Polycarbonate, Wall Mounting Luminaire IP65 With 20 Watt LED Lamp. | Approved
Abo Shanab El Agamien _0195 | CLI.CON-000001 |  |  | Approved
Abo Shanab El Agamien _0195 | CLI.CON-000001 | 7 - Iz. Raslan & Iz. Mokhtar Eiss-Bill No. 3 Main Pumping Station (Civil works)-16-3.1.6-c | Supply, fabrication and erection of Stainless steel 316L handrail including all required steel members, welding, jointing, all fixings, fittings, painting and accessories. all required works of completion with the industry standards. As per Specification, Drawings and Engineer's instructions. | Approved
Abo Shanab El Agamien _0195 | CLI.CON-000001 |  |  | Approved
Abo Shanab El Agamien _0195 | CLI.CON-000001 | 7 - Iz. Raslan & Iz. Mokhtar Eiss-Bill No. 3 Main Pumping Station (Civil works)-14-3.1.2-c | Supply and install the steel structure for the edge of the wet well to support the concrete structure of the wet well includes the steel reinforcement for walls of the pit, steel SIB for pit floor, beam of dicophyl, plates, angles, bolts, nuts and washers as required by drawings, specifications and Engineer instructions. | Approved
Abo Shanab El Agamien _0195 | CLI.CON-000001 |  |  | Approved
Abo Shanab El Agamien _0195 | CLI.CON-000001 | 8 - Abd Al-Qawy Salem&Zaraby-PUMP STATION NO. 3-17-3.2.2-e | Enclosed Polycarbonate, Wall Mounting Luminaire IP65 With 40 Watt LED Lamp. | Approved
Abo Shanab El Agamien _0195 | CLI.CON-000001 |  |  | Approved
Abo Shanab El Agamien _0195 | CLI.CON-000001 | 8 - Abd Al-Qawy Salem&Zaraby-Guard Room NO. 4-26-4.3.3-a | One Way, Two-gang Lighting Switch 10A. | Approved
Abo Shanab El Agamien _0195 | CLI.CON-000001 |  |  | Approved
Abo Shanab El Agamien _0195 | CLI.CON-000001 | 8 - Iz. Abd Al-Qawy Salem & Iz. Zaraby-Bill No.5 Store Building (Civil Works)-30-5.1.8-a | Supply and apply of acrylic paint for internal walls and ceiling including substrate preparation, applying three coats of paint as per required colors and all required accessories as shown on drawings, specified in the Contract documents, recommended by manufacturer and approved by the Engineer prior to installation. | Approved
Abo Shanab El Agamien _0195 | CLI.CON-000001 |  |  | Approved
Abo Shanab El Agamien _0195 | CLI.CON-000001 | 8 - 8-Iz. Abd Al-Qawy Salem & Iz. Z.8-Iz. Abd Al-Qawy Salem & Iz. Zaraby-BILL NO. 1: SEWAGE NETWORK-6-1.5.2-a | DN 300mm, DI pipe, K9 | Approved
Abo Shanab El Agamien _0195 | CLI.CON-000001 |  |  | Approved
Abo Shanab El Agamien _0195 | CLI.CON-000001 | 8 - Abd Al-Qawy Salem&Zaraby-PUMP STATION NO. 3-17-3.2.5-b | Lighting outlets. | Approved
Abo Shanab El Agamien _0195 | CLI.CON-000001 |  |  | Approved
Abo Shanab El Agamien _0195 | CLI.CON-000001 | 8 - 8-Iz. Abd Al-Qawy Salem & Iz. Z.8-Iz. Abd Al-Qawy Salem & Iz. Zaraby-Bill No.6.2 - Admin Room (Pumping Station) -37-6.2.2-a. | 25mm dia. | Approved
Abo Shanab El Agamien _0195 | CLI.CON-000001 |  |  | Approved
Abo Shanab El Agamien _0195 | CLI.CON-000001 | 8 - 8-Iz. Abd Al-Qawy Salem & Iz. Z.8-Iz. Abd Al-Qawy Salem & Iz. Zaraby-Bill No. 3.1 - Iz. Abd Al-Qawy & Iz. Zaraby Salem Main Pumping Station (Mechanical works)-20-3.4.4-b. | Collar, dia. 300 mm. | Approved
Abo Shanab El Agamien _0195 | CLI.CON-000001 |  |  | Approved
Abo Shanab El Agamien _0195 | CLI.CON-000001 | 8 - Iz. Abd Al-Qawy Salem & Iz. Zaraby-Bill No.6Admin Room - Civil Works-35-6.1.6-a.2 | Type D2, size 700mmx2,200mm | Approved
Abo Shanab El Agamien _0195 | CLI.CON-000001 |  |  | Approved
Abo Shanab El Agamien _0195 | CLI.CON-000001 | 8 - 8-Iz. Abd Al-Qawy Salem & Iz. Z.8-Iz. Abd Al-Qawy Salem & Iz. Zaraby-Bill No. 2 - Forcemain-9-2.3.1-a | Non- return valve 200 mm dia. | Approved
Abo Shanab El Agamien _0195 | CLI.CON-000001 |  |  | Approved
Abo Shanab El Agamien _0195 | CLI.CON-000001 | 8 - Iz. Abd Al-Qawy Salem & Iz. Zaraby-Bill No.9 Site and Civil Works -45-9.2.1.c- | Supply, backfilling and compaction to the required grades with approved clean sand on layers not more than 25 cm thick. The layers are to be compacted by means of vibratory type equipment to obtain 95% of maximum dry density as per specifications. | Approved
Abo Shanab El Agamien _0195 | CLI.CON-000001 |  |  | Approved
Abo Shanab El Agamien _0195 | CLI.CON-000001 | 8 - 8-Iz. Abd Al-Qawy Salem & Iz. Z.8-Iz. Abd Al-Qawy Salem & Iz. Zaraby-BILL NO. 1: SEWAGE NETWORK-6-1.5.1-a | Inlet chamber on 300mm diameter sewage pipe line | Approved
Abo Shanab El Agamien _0195 | CLI.CON-000001 |  |  | Approved
Abo Shanab El Agamien _0195 | CLI.CON-000001 | 8 - Iz. Abd Al-Qawy Salem & Iz. Zaraby-Bill No.4 Guard Room (Civil Works)-22-4.1.2-a.1 | Under foundations | Approved
Abo Shanab El Agamien _0195 | CLI.CON-000001 |  |  | Approved
Abo Shanab El Agamien _0195 | CLI.CON-000001 | 8 - Iz. Abd Al-Qawy Salem & Iz. Zaraby-Bill No.6Admin Room - Civil Works-34-6.1.3-a.1 | 250 mm thick. | Approved
Abo Shanab El Agamien _0195 | CLI.CON-000001 |  |  | Approved
Abo Shanab El Agamien _0195 | CLI.CON-000001 | 8 - Abd Al-Qawy Salem&Zaraby-Store Building NO. 5-31-5.2.4-a | Single Phase Switched Socket 220v, 16A, 2-pin Type Complete With Earthing Contact. | Approved
Abo Shanab El Agamien _0195 | CLI.CON-000001 |  |  | Approved
Abo Shanab El Agamien _0195 | CLI.CON-000001 | 8 - Iz. Abd Al-Qawy Salem & Iz. Zaraby-Bill No.4 Guard Room (Civil Works)-22-4.1.1.a- | Excavation from ground level to required depth and grades in all types of soil except the rock, including support system, floading with water, dewatering, compacting bottom of excavation using dynamic roller, transporting excavated materials to the approved off-Site disposal area as per drawings, specifications and geotechnical report. | Approved
Abo Shanab El Agamien _0195 | CLI.CON-000001 |  |  | Approved
Abo Shanab El Agamien _0195 | CLI.CON-000001 | 8 - Abd Al-Qawy Salem&Zaraby-Store Building NO. 5-31-5.2.5-b | Lighting outlets. | Approved
Abo Shanab El Agamien _0195 | CLI.CON-000001 |  |  | Approved
Abo Shanab El Agamien _0195 | CLI.CON-000001 | 8 - 8-Iz. Abd Al-Qawy Salem & Iz. Z.8-Iz. Abd Al-Qawy Salem & Iz. Zaraby-Bill No. 2 - Forcemain-10-2.3.3-d | Flange spigot with puddle flanged pieces 150mm | Approved
Abo Shanab El Agamien _0195 | CLI.CON-000001 |  |  | Approved
Abo Shanab El Agamien _0195 | CLI.CON-000001 | 8 - 8-Iz. Abd Al-Qawy Salem & Iz. Z.8-Iz. Abd Al-Qawy Salem & Iz. Zaraby-BILL NO. 1: SEWAGE NETWORK-4-1.1.1-c.4 | Ditto, depth to invert between 3.51 m and 4.50 m | Approved
Abo Shanab El Agamien _0195 | CLI.CON-000001 |  |  | Approved
Abo Shanab El Agamien _0195 | CLI.CON-000001 | 8 - Abd Al-Qawy Salem&Zaraby-PUMP STATION NO. 3-18-3.3.1- | Medium voltage cables feeding the pumping station, this cables include the cables connection from the the Egyptian Electrical Authority (EEA) substation (outside puming station) up to the Ring Main Units (RMUs) inside pumping station. The contractor shall be responsible to coordinate with the EEA for identifying the cable route, size, laying, ..etc. | Approved
Abo Shanab El Agamien _0195 | CLI.CON-000001 |  |  | Approved
Abo Shanab El Agamien _0195 | CLI.CON-000001 | 8 - Abd Al-Qawy Salem&Zaraby-PUMP STATION NO. 3-19-3.3.15- | Prime Power Diesel Generator 50 KVA (at least) (Canopy Type - Under Shed) complete with outgoing circuit breaker (MCCB) and fully equipped with all accessories as per Contract Documents and complete with all accessories required for erection and good working conditions. | Approved
Abo Shanab El Agamien _0195 | CLI.CON-000001 |  |  | Approved
Abo Shanab El Agamien _0195 | CLI.CON-000001 | 8 - 8-Iz. Abd Al-Qawy Salem & Iz. Z.8-Iz. Abd Al-Qawy Salem & Iz. Zaraby-BILL NO. 1: SEWAGE NETWORK-4-1.1.1-c.2 | Depth to invert between 1.51 m and 2.50 m | Approved
Abo Shanab El Agamien _0195 | CLI.CON-000001 |  |  | Approved
Abo Shanab El Agamien _0195 | CLI.CON-000001 | 8 - Iz. Abd Al-Qawy Salem & Iz. Zaraby-Bill No. 3 Main Pumping Station (Civil works)-16-3.1.7-a.1 | Abrasion, friction, acids and shock resistant ceramic | Approved
Abo Shanab El Agamien _0195 | CLI.CON-000001 |  |  | Approved
Abo Shanab El Agamien _0195 | CLI.CON-000001 | 8 - Iz. Abd Al-Qawy Salem & Iz. Zaraby-Bill No. 3 Main Pumping Station (Civil works)-16-3.1.8.b- | Supply and apply of Dry mix paint for facades including substrate preparation, scaffoldings, grooves, applying three coats of paint as per required colors and all required accessories as shown on the Contract Drawings, recommended by manufacturer and approved by the Engineer prior to installation. | Approved
Abo Shanab El Agamien _0195 | CLI.CON-000001 |  |  | Approved
Abo Shanab El Agamien _0195 | CLI.CON-000001 | 8 - 8-Iz. Abd Al-Qawy Salem & Iz. Z.8-Iz. Abd Al-Qawy Salem & Iz. Zaraby-Bill No. 3.1 - Iz. Abd Al-Qawy & Iz. Zaraby Salem Main Pumping Station (Mechanical works)-20-3.4.3-d. | Flanged Wall piece, dia. 200 mm. | Approved
Abo Shanab El Agamien _0195 | CLI.CON-000001 |  |  | Approved
Abo Shanab El Agamien _0195 | CLI.CON-000001 | 8 - Iz. Abd Al-Qawy Salem & Iz. Zaraby-Bill No.6Admin Room - Civil Works-33-6.1.2-c.1 | structure | Approved
Abo Shanab El Agamien _0195 | CLI.CON-000001 |  |  | Approved
Abo Shanab El Agamien _0195 | CLI.CON-000001 | 8 - 8-Iz. Abd Al-Qawy Salem & Iz. Z.8-Iz. Abd Al-Qawy Salem & Iz. Zaraby-Bill No. 3.1 - Iz. Abd Al-Qawy & Iz. Zaraby Salem Main Pumping Station (Mechanical works)-20-3.4.2-c. | Flanged non-return valve, dia. 150 mm. | Approved
Abo Shanab El Agamien _0195 | CLI.CON-000001 | 8 - Abd Al-Qawy Salem&Zaraby-PUMP STATION NO. 3-18-3.3.7- | Supply, installation, calibration, connection and testing of level float switch with acable length 15 meter including all necessary accessories required for installation and operation requirements. | Approved
Abo Shanab El Agamien _0195 | CLI.CON-000001 |  |  | Approved
Abo Shanab El Agamien _0195 | CLI.CON-000001 | 8 - Iz. Abd Al-Qawy Salem & Iz. Zaraby-Bill No.5 Store Building (Civil Works)-28-5.1.2-a.2 | For roof slopes, 30 mm to 140 mm thick | Approved
Abo Shanab El Agamien _0195 | CLI.CON-000001 |  |  | Approved
Abo Shanab El Agamien _0195 | CLI.CON-000001 | 8 - Iz. Abd Al-Qawy Salem & Iz. Zaraby-Bill No.9 Site and Civil Works -46-9.2.6-b. | Type D2, 1,000 mm width x 2,500 mm height | Approved
Abo Shanab El Agamien _0195 | CLI.CON-000001 |  |  | Approved
Abo Shanab El Agamien _0195 | CLI.CON-000001 | 8 - Iz. Abd Al-Qawy Salem & Iz. Zaraby-Bill No.5 Store Building (Civil Works)-29-5.1.6-a.1 | Type D1, Size 2,500mmx2,500mm | Approved
Abo Shanab El Agamien _0195 | CLI.CON-000001 |  |  | Approved
Abo Shanab El Agamien _0195 | CLI.CON-000001 | 8 - Iz. Abd Al-Qawy Salem & Iz. Zaraby-Bill No.6Admin Room - Civil Works-33-6.1.1.c- | Supply, backfilling and compaction to the required grades with approved clean sand on layers not more than 25 cm thick. The layers are to be compacted by means of vibratory type equipment to obtain 95% of maximum dry density as per specifications. | Approved
Abo Shanab El Agamien _0195 | CLI.CON-000001 |  |  | Approved
Abo Shanab El Agamien _0195 | CLI.CON-000001 | 8 - Abd Al-Qawy Salem&Zaraby-Guard Room NO. 4-26-4.3.5-b | Lighting outlets. | Approved
Abo Shanab El Agamien _0195 | CLI.CON-000001 |  |  | Approved
Abo Shanab El Agamien _0195 | CLI.CON-000001 | 8 - Iz. Abd Al-Qawy Salem & Iz. Zaraby-Bill No. 3 Main Pumping Station (Civil works)-15-3.1.6-c | Supply, fabrication and erection of Stainless steel 316L handrail including all required steel members, welding, jointing, all fixings, fittings, painting and accessories. all required works of completion with the industry standards. As per Specification, Drawings and Engineer's instructions. | Approved
Abo Shanab El Agamien _0195 | CLI.CON-000001 |  |  | Approved
Abo Shanab El Agamien _0195 | CLI.CON-000001 | 8 - Iz. Abd Al-Qawy Salem & Iz. Zaraby-Bill No.4 Guard Room (Civil Works)-23-4.1.5-b | Supply and apply external cement plastering to facades with all metal accessories, base and finish coat, thickness 2cm striped with 2 cm groove render for facades. all required works of completion with the industry standards. As per Specification, Drawings and Engineer's instructions. | Approved
Abo Shanab El Agamien _0195 | CLI.CON-000001 |  |  | Approved
Abo Shanab El Agamien _0195 | CLI.CON-000001 | 8 - Iz. Abd Al-Qawy Salem & Iz. Zaraby-Bill No.5 Store Building (Civil Works)-30-5.1.8.b- | Supply and apply of Dry mix paint for facades including substrate preparation, scaffoldings, grooves, applying three coats of paint as per required colors and all required accessories as shown on the Contract Drawings, recommended by manufacturer and approved by the Engineer prior to installation. | Approved
Abo Shanab El Agamien _0195 | CLI.CON-000001 |  |  | Approved
Abo Shanab El Agamien _0195 | CLI.CON-000001 | 8 - Iz. Abd Al-Qawy Salem & Iz. Zaraby-Bill No.6Admin Room - Civil Works-35-6.1.5-b | Supply and apply external cement plastering to facades with all metal accessories, base and finish coat, thickness 2cm striped with 2 cm groove render for facades. all required works of completion with the industry standards. As per Specification, Drawings and Engineer's instructions. | Approved
Abo Shanab El Agamien _0195 | CLI.CON-000001 |  |  | Approved
Abo Shanab El Agamien _0195 | CLI.CON-000001 | 8 - Abd Al-Qawy Salem&Zaraby-PUMP STATION NO. 3-19-3.3.14- | Low voltage cables (0.6/1kV) complete with (UPVC Conduits, lugs, ..etc) and all accessories, as per Contract Documents. | Approved
Abo Shanab El Agamien _0195 | CLI.CON-000001 | 9 - 9-Iz. Seror.9-Iz. Seror-Bill No. 3.1 - Iz. Seror Main Pumping Station (Mechanical works)-23-3.4.9- | Fire fighting equipment as per tendered documents. Bill No.4: Guard room | Approved
Abo Shanab El Agamien _0195 | CLI.CON-000001 |  |  | Approved
Abo Shanab El Agamien _0195 | CLI.CON-000001 | 9 - Iz. Seror-Bill No.4 Guard Room (Civil Works)-25-4.1.2-c.1 | structure | Approved
Abo Shanab El Agamien _0195 | CLI.CON-000001 |  |  | Approved
Abo Shanab El Agamien _0195 | CLI.CON-000001 | 9 - 9-Iz. Seror.9-Iz. Seror-Bill No.6.2 - Admin Room (Pumping Station) -41-6.2.1-b. | Supply and install hand wash sink with soap dish and holder, with all its required accessories, water mixer, faucets, floor and siphon chrome 1.5 inch, include cold and hot water supply connections, sewage pipes with 2 corner stopcocks with approved sample. All required works of completion with the industry standards. | Approved
Abo Shanab El Agamien _0195 | CLI.CON-000001 |  |  | Approved
Abo Shanab El Agamien _0195 | CLI.CON-000001 | 9 - 9-Iz. Seror.9-Iz. Seror-Bill No. 2 - Forcemain-10-2.3.1-d | Air Relief valve 100 mm dia.(include gate valve 100mm) | Approved
Abo Shanab El Agamien _0195 | CLI.CON-000001 |  |  | Approved
Abo Shanab El Agamien _0195 | CLI.CON-000001 | 9 - Iz. Seror-Bill No. 3 Main Pumping Station (Civil works)-19-3.1.7-a.1 | Abrasion, friction, acids and shock resistant ceramic | Approved
Abo Shanab El Agamien _0195 | CLI.CON-000001 |  |  | Approved
Abo Shanab El Agamien _0195 | CLI.CON-000001 | 9 - Iz. Seror-Bill No.6Admin Room - Civil Works-39-6.1.6-b.2 | Type W2, 600 mm width x 600 mm height | Approved
Abo Shanab El Agamien _0195 | CLI.CON-000001 |  |  | Approved
Abo Shanab El Agamien _0195 | CLI.CON-000001 | 9 - Iz. Seror-Bill No.9 Site and Civil Works -50--9.1.b | Furnish and install of Interlock tiles for walkways including preparation and compaction of bed, 150mm thick aggregate base course, sand for leveling and accessories. All required works of completion with the industry standards, as per specification, drawings and Engineer instructions. | Approved
Abo Shanab El Agamien _0195 | CLI.CON-000001 |  |  | Approved
Abo Shanab El Agamien _0195 | CLI.CON-000001 | 9 - Iz. Seror-Bill No.4 Guard Room (Civil Works)-25-4.1.2-c.2 | RC protection layer | Approved
Abo Shanab El Agamien _0195 | CLI.CON-000001 |  |  | Approved
Abo Shanab El Agamien _0195 | CLI.CON-000001 | 9 - 9-Iz. Seror.9-Iz. Seror-BILL NO. 1: SEWAGE NETWORK-5-1.2-a.1 | Depth to invert not exceeding 1.5 m | Approved
Abo Shanab El Agamien _0195 | CLI.CON-000001 |  |  | Approved
Abo Shanab El Agamien _0195 | CLI.CON-000001 | 9 - Iz. Seror-Bill No.6Admin Room - Civil Works-39-6.1.7-a.2 | Ceramic floor, non-slip ceramic for toilet | Approved
Abo Shanab El Agamien _0195 | CLI.CON-000001 |  |  | Approved
Abo Shanab El Agamien _0195 | CLI.CON-000001 | 9 - Iz. Seror-Bill No.9 Site and Civil Works -51-9.2.6-a. | Type D1, 4,000 mm width x 2,500 mm height | Approved
Abo Shanab El Agamien _0195 | CLI.CON-000001 |  |  | Approved
Abo Shanab El Agamien _0195 | CLI.CON-000001 | 9 - Iz. Seror-Bill No.4 Guard Room (Civil Works)-25-4.1.2-b.2 | For grade slabs, 100 mm thick | Approved
Abo Shanab El Agamien _0195 | CLI.CON-000001 |  |  | Approved
Abo Shanab El Agamien _0195 | CLI.CON-000001 | 9 - Seror-Pumping Station NO. 3-20-3.2.4-b | Industrial Single Phase Switched Power Socket 220v, 25A, 2-pin Type Complete With Earthing Contact And Cover. | Approved
Abo Shanab El Agamien _0195 | CLI.CON-000001 |  |  | Approved
Abo Shanab El Agamien _0195 | CLI.CON-000001 | 9 - Seror-Generator Shed NO. 7 -46-7.2.4-a | Lighting outlets. | Approved
Abo Shanab El Agamien _0195 | CLI.CON-000001 |  |  | Approved
Abo Shanab El Agamien _0195 | CLI.CON-000001 | 3 - Junaidi Wisa Iz. Zaki Wisa-PUMP STATION NO. 3-19-3.3.4- | Supply, installation, programming, connecting, commissioning and testing of the control panel (2mm thickness) including the(Conformal coated) Programmable Logic Controller (PLC) consists of: Power supply Module CPU Module Digital Input Modules Digital Output Modules Analog Input Modules Analog Output Modules (If required) Complete with programming software, electrical protection devices, input and output isolation units, industrial switch, electrical feed, insulation transformer, lighting bulb, connection with main control system and all necessary accessories and devices. | Approved
Abo Shanab El Agamien _0195 | CLI.CON-000001 |  |  | Approved
Abo Shanab El Agamien _0195 | CLI.CON-000001 | 3 - Junaidi Wisa Iz. Zaki Wisa-PUMP STATION NO. 3-20-3.3.9- | Supply, installation, calibration, connection and testing of Pressure Switch with a range of 0 to 10 bar and all necessary accessories required for installation and operation requirements. | Approved
Abo Shanab El Agamien _0195 | CLI.CON-000001 |  |  | Approved
Abo Shanab El Agamien _0195 | CLI.CON-000001 | 3 - Iz.Junaidi Wisa & Iz. Zaki-Bill No.9 Site and Civil Works -37-7.3.6- | Supply and Install catch basin including all necessary fittings, the rate shall include excavation in soil, PVC pipes (SN4) with inner diameter of 150 mm for connections between storm gully and manhole, lay bedding layer under gravity pipe line, backfilling above pipe lines and surplus excavation as per specifications and drawings. | Approved
Abo Shanab El Agamien _0195 | CLI.CON-000001 |  |  | Approved
Abo Shanab El Agamien _0195 | CLI.CON-000001 | 3 - Iz.Junaidi Wisa & Iz. Zaki-Bill No. 3 Main Pumping Station (Civil works)-14-3.1.2-a.3 | For roof slopes, 30 mm to 140 mm thick | Approved
Abo Shanab El Agamien _0195 | CLI.CON-000001 |  |  | Approved
Abo Shanab El Agamien _0195 | CLI.CON-000001 | 3 - Iz.Junaidi Wisa & Iz. Zaki-Bill No.4 Guard Room (Civil Works)-23-4.1.2-a.1 | Under foundations | Approved
Abo Shanab El Agamien _0195 | CLI.CON-000001 |  |  | Approved
Abo Shanab El Agamien _0195 | CLI.CON-000001 | 3 - Junaidi Wisa Iz. Zaki Wisa-Guard Room NO. 4-28-4.3.5-a | Wall Mounted Exhaust Fan Outlet. | Approved
Abo Shanab El Agamien _0195 | CLI.CON-000001 |  |  | Approved
Abo Shanab El Agamien _0195 | CLI.CON-000001 | 3 - Junaidi Wisa Iz. Zaki Wisa-Guard Room NO. 4-28-4.3.1-a | Supply, install, connect, test and commission of complete L.V. distribution boards (LP-GUR-EXT.) the price include circuit breakers, contactors, relays, timers , photocells, push buttons, selectvity study, termination, Identifications ,labling, glands, copper luggs as specified and as indicating drawings. System shall be lump sum complete in every respect with all necessary accessories and ancillary works. | Approved
Abo Shanab El Agamien _0195 | CLI.CON-000001 |  |  | Approved
Abo Shanab El Agamien _0195 | CLI.CON-000001 | 3 - Iz.Junaidi Wisa & Iz. Zaki-Bill No. 3 Main Pumping Station (Civil works)-16-3.1.6-d | Supply, fabrication and erection of galvanized steel ladder wall mounted with safety cage including all required steel members, galvanizing, formulation, painting, welding, jointing, all fixings and accessories. Complete as shown on drawings, Detailed shop drawings must be submitted by the contractor and approved by the Engineer prior to fabrication. | Approved
Abo Shanab El Agamien _0195 | CLI.CON-000001 |  |  | Approved
Abo Shanab El Agamien _0195 | CLI.CON-000001 | 4 - Al Biltaji-Admin Room NO. 6-39-6.3.2-a | Surface mounted luminaire with 1x60 watt led lamps, With (IP20) | Approved
Abo Shanab El Agamien _0195 | CLI.CON-000001 |  |  | Approved
Abo Shanab El Agamien _0195 | CLI.CON-000001 | 4 - 4-Iz. Al Biltaji.4-Iz. Al Biltaji-Bill No. 2 - Forcemain-12-2.5.3-a | Flange socket with puddle flanged pieces 200mm | Approved
Abo Shanab El Agamien _0195 | CLI.CON-000001 |  |  | Approved
Abo Shanab El Agamien _0195 | CLI.CON-000001 | 4 - IZ. AL BILTAJI-Bill No.9 Site and Civil Works -46--9.1.c | Supply and install pre-cast concrete kerbs, the price includes excavation, backfilling, mortar bed, lean concrete, concrete haunching, including ends, angles, provision of curb opening for drainage, and painting. All required works of completion with the industry standards, as per specification, drawings and Engineer instructions. | Approved
Abo Shanab El Agamien _0195 | CLI.CON-000001 |  |  | Approved
Abo Shanab El Agamien _0195 | CLI.CON-000001 | 4 - 4-Iz. Al Biltaji.4-Iz. Al Biltaji-BILL NO. 1: SEWAGE NETWORK-6-1.5.1-a | Inlet chamber on 300mm diameter sewage pipe line | Approved
Abo Shanab El Agamien _0195 | CLI.CON-000001 |  |  | Approved
Abo Shanab El Agamien _0195 | CLI.CON-000001 | 4 - IZ. AL BILTAJI-Bill No. 3 Main Pumping Station (Civil works)-17-3.1.7.b- | Supply and installation of abrasion, friction, acids and shock resistant ceramic tiles for wall, pattern as shown on drawings including cement mortar, setting bed, grouting, fixing, support and all required accessories. Complete as shown on drawings, specified in the Contract documents, recommended by manufacturer and approved by the Engineer prior to installation | Approved
Abo Shanab El Agamien _0195 | CLI.CON-000001 |  |  | Approved
Abo Shanab El Agamien _0195 | CLI.CON-000001 | 4 - IZ. AL BILTAJI-Bill No.4 Guard Room (Civil Works)-23-4.1.2-c.2 | RC protection layer | Approved
Abo Shanab El Agamien _0195 | CLI.CON-000001 |  |  | Approved
Abo Shanab El Agamien _0195 | CLI.CON-000001 | 4 - Al Biltaji-Pumping Station NO. 3-19-3.3.4- | Supply, installation, programming, connecting, commissioning and testing of the control panel (2mm thickness) including the(Conformal coated) Programmable Logic Controller (PLC) consists of: Power supply Module CPU Module Digital Input Modules Digital Output Modules Analog Input Modules Analog Output Modules (If required) Complete with programming software, electrical protection devices, input and output isolation units, industrial switch, electrical feed, insulation transformer, lighting bulb, connection with main control system and all necessary accessories and devices. | Approved
Abo Shanab El Agamien _0195 | CLI.CON-000001 |  |  | Approved
Abo Shanab El Agamien _0195 | CLI.CON-000001 | 4 - Al Biltaji-Pumping Station NO. 3-19-3.3.6- | Supply, installation, calibration, connection and testing of Non-contact Radar level transmitter with range from 0 to 20 meters and beem angle not more than 5 degree (consists of separate sensor and transmitter with digital indicator) including all necessary accessories required for installation and operation requirements. | Approved
Abo Shanab El Agamien _0195 | CLI.CON-000001 |  |  | Approved
Abo Shanab El Agamien _0195 | CLI.CON-000001 | 4 - 4-Iz. Al Biltaji.4-Iz. Al Biltaji-Bill No.3.4 - Iz. Al Biltaji Pump Station (Mechanical works)-21-3.4.4-c. | Tee, 200/150 mm. | Approved
Abo Shanab El Agamien _0195 | CLI.CON-000001 |  |  | Approved
Abo Shanab El Agamien _0195 | CLI.CON-000001 | 4 - Al Biltaji-Store Building NO. 5-32-5.2.5-b | Lighting outlets. | Approved
Abo Shanab El Agamien _0195 | CLI.CON-000001 |  |  | Approved
Abo Shanab El Agamien _0195 | CLI.CON-000001 | 4 - 4-Iz. Al Biltaji.4-Iz. Al Biltaji-Bill No. 2 - Forcemain-12-2.5.4-b | Dismantling joint 150mm | Approved
Abo Shanab El Agamien _0195 | CLI.CON-000001 |  |  | Approved
Abo Shanab El Agamien _0195 | CLI.CON-000001 | 4 - IZ. AL BILTAJI-Bill No.6Admin Room - Civil Works-36-6.1.6-a.1 | Type D1, size 800mmx2,200mm | Approved
Abo Shanab El Agamien _0195 | CLI.CON-000001 |  |  | Approved
Abo Shanab El Agamien _0195 | CLI.CON-000001 | 4 - IZ. AL BILTAJI-Bill No.4 Guard Room (Civil Works)-24-4.1.5-a | Supply and excite cement sand plaster for internal slabs, walls and beams with all metal accessories, the item includes substrate preparation, all required works of completion with the industry standards. As per Specification, Drawings and Engineer instructions. | Approved
Abo Shanab El Agamien _0195 | CLI.CON-000001 |  |  | Approved
Abo Shanab El Agamien _0195 | CLI.CON-000001 | 4 - IZ. AL BILTAJI-Bill No. 3 Main Pumping Station (Civil works)-16-3.1.6.b- | Type W1, 4.8500 mm width x 1,500 mm height | Approved
Abo Shanab El Agamien _0195 | CLI.CON-000001 |  |  | Approved
Abo Shanab El Agamien _0195 | CLI.CON-000001 | 4 - 4-Iz. Al Biltaji.4-Iz. Al Biltaji-Bill No.3.4 - Iz. Al Biltaji Pump Station (Mechanical works)-21-3.4.1- | Submersible Pump 15 L/s, 11 m head coupled with Electric Motor complete with (mating bend, guide rails, coupling, submersible cable, all protection items?.etc) and all accessories required for a good working condition, as per Contract Documents. | Approved
Abo Shanab El Agamien _0195 | CLI.CON-000001 |  |  | Approved
Abo Shanab El Agamien _0195 | CLI.CON-000001 | 4 - IZ. AL BILTAJI-Bill No. 3 Main Pumping Station (Civil works)-14-3.1.2-a.1 | Un-reinforced lean concrete for sub-structure | Approved
Abo Shanab El Agamien _0195 | CLI.CON-000001 |  |  | Approved
Abo Shanab El Agamien _0195 | CLI.CON-000001 | 4 - IZ. AL BILTAJI-Bill No. 3 Main Pumping Station (Civil works)-17-3.1.7-c | Supply and lay marble / granite steps the riser 20 mm thick and the tread 40 mm thick including skirting & anti slip braking width 3 cm, as parallel lines as per drawings, specifications and approved sample. | Approved
Abo Shanab El Agamien _0195 | CLI.CON-000001 |  |  | Approved
Abo Shanab El Agamien _0195 | CLI.CON-000001 | 4 - Al Biltaji-Guard Room NO. 4-27-4.3.4-b | Single Phase Switched waterproof Socket, 220V, 16A, 3 Pin Complete With Cover (IP55) | Approved
Abo Shanab El Agamien _0195 | CLI.CON-000001 |  |  | Approved
Abo Shanab El Agamien _0195 | CLI.CON-000001 | 4 - 4-Iz. Al Biltaji.4-Iz. Al Biltaji-Bill No. 2 - Forcemain-11-2.4.1-a | Crossing under KHOR AL SHEIKH ALLAM DRAIN inside concrete encasement of 25cm thick. | Approved
Abo Shanab El Agamien _0195 | CLI.CON-000001 |  |  | Approved
Abo Shanab El Agamien _0195 | CLI.CON-000001 | 4 - IZ. AL BILTAJI-Bill No.7 Generator Shed (Civil Works)-41--7.1.b | Supplying, install and fabrication Pre-Engineered Steel Shade Structures. The price includes all the necessary steel section, bolts, C- channel and corrugated sheet , fixing, paints, fitting and accessories as required by the specifications. provided that the work is completed in full according to the Contract Drawings, Technical Specifications, industry assets and the instructions of the Engineer. | Approved
Abo Shanab El Agamien _0195 | CLI.CON-000001 |  |  | Approved
Abo Shanab El Agamien _0195 | CLI.CON-000001 | 4 - IZ. AL BILTAJI-Bill No. 3 Main Pumping Station (Civil works)-17-3.1.8.c- | Supply and apply of 60 cm high dry mix for skirting including substrate preparation, scaffoldings, grooves, and all required accessories as shown on Contract Drawings, recommended by manufacturer and approved by the Engineer prior to installation. | Approved
Abo Shanab El Agamien _0195 | CLI.CON-000001 |  |  | Approved
Abo Shanab El Agamien _0195 | CLI.CON-000001 | 4 - Al Biltaji-Admin Room NO. 6-39-6.3.4-a | Single Phase Switched Socket 220v, 16A, 2-pin Type Complete With Earthing Contact. | Approved
Abo Shanab El Agamien _0195 | CLI.CON-000001 |  |  | Approved
Abo Shanab El Agamien _0195 | CLI.CON-000001 | 4 - IZ. AL BILTAJI-Bill No.9 Site and Civil Works -48-9.3.2-b. | DN/ID 200 mm dia | Approved
Abo Shanab El Agamien _0195 | CLI.CON-000001 |  |  | Approved
Abo Shanab El Agamien _0195 | CLI.CON-000001 | 4 - Al Biltaji-Admin Room NO. 6-39-6.3.3-a | One Way, Two-gang Lighting Switch 10A. | Approved
Abo Shanab El Agamien _0195 | CLI.CON-000001 |  |  | Approved
Abo Shanab El Agamien _0195 | CLI.CON-000001 | 4 - IZ. AL BILTAJI-Bill No.6Admin Room - Civil Works-35-6.1.3-a.2 | 120 mm thick. | Approved
Abo Shanab El Agamien _0195 | CLI.CON-000001 |  |  | Approved
Abo Shanab El Agamien _0195 | CLI.CON-000001 | 4 - Al Biltaji-Pumping Station NO. 3-18-3.2.5-b | Lighting outlets. | Approved
Abo Shanab El Agamien _0195 | CLI.CON-000001 |  |  | Approved
Abo Shanab El Agamien _0195 | CLI.CON-000001 | 4 - IZ. AL BILTAJI-Bill No.9 Site and Civil Works -47-9.2.4.b- | Supply and installation of foam Expansion joints outdoor type joint sealant Complete as shown on drawings, and recommended by the manufacturer and Specification. | Approved
Abo Shanab El Agamien _0195 | CLI.CON-000001 |  |  | Approved
Abo Shanab El Agamien _0195 | CLI.CON-000001 | 4 - Al Biltaji-Pumping Station NO. 3-18-3.2.2-f | Enclosed Polycarbonate, Wall Mounting Luminaire IP65 With 20 Watt LED Lamp. | Approved
Abo Shanab El Agamien _0195 | CLI.CON-000001 |  |  | Approved
Abo Shanab El Agamien _0195 | CLI.CON-000001 | 4 - IZ. AL BILTAJI-Bill No.6Admin Room - Civil Works-34-6.1.1.c- | Supply, backfilling and compaction to the required grades with approved clean sand on layers not more than 25 cm thick. The layers are to be compacted by means of vibratory type equipment to obtain 95% of maximum dry density as per specifications. | Approved
Abo Shanab El Agamien _0195 | CLI.CON-000001 |  |  | Approved
Abo Shanab El Agamien _0195 | CLI.CON-000001 | 4 - IZ. AL BILTAJI-Bill No.9 Site and Civil Works -49-9.3.6- | Supply and Install catch basin including all necessary fittings, the rate shall include excavation in soil, PVC pipes (SN4) with inner diameter of 150 mm for connections between storm gully and manhole, lay bedding layer under gravity pipe line, backfilling above pipe lines and surplus excavation as per specifications and drawings. | Approved
Abo Shanab El Agamien _0195 | CLI.CON-000001 |  |  | Approved
Abo Shanab El Agamien _0195 | CLI.CON-000001 | 4 - IZ. AL BILTAJI-Bill No.5 Store Building (Civil Works)-30-5.1.5-a | Supply and excite cement sand plaster for internal slabs, walls and beams with all metal accessories, the item includes substrate preparation, all required works of completion with the industry standards. As per specification, drawings and the Engineer's instructions. | Approved
Abo Shanab El Agamien _0195 | CLI.CON-000001 |  |  | Approved
Abo Shanab El Agamien _0195 | CLI.CON-000001 | 4 - Al Biltaji-Pumping Station NO. 3-19-3.3.2- | Outdoor Kiosk power transformer package 63 KVA, 11/0.4KV complete with Ring Main Unit, Bus-Bar, Breakers, Protection, Measuring, Low Voltage accumulated energy meter and all required accessories for medium voltage, as per tendered documents, and shall be supplied and erected according to the requirements of the Egyptian Electric Authority (E.E.A), the contractor shall take the approval of the (E.E.A) before supplying. | Approved
Abo Shanab El Agamien _0195 | CLI.CON-000001 |  |  | Approved
Abo Shanab El Agamien _0195 | CLI.CON-000001 | 4 - IZ. AL BILTAJI-Bill No.4 Guard Room (Civil Works)-23-4.1.2-a.1 | Under foundations | Approved
Abo Shanab El Agamien _0195 | CLI.CON-000001 |  |  | Approved
Abo Shanab El Agamien _0195 | CLI.CON-000001 | 4 - IZ. AL BILTAJI-Bill No.9 Site and Civil Works -47-9.2.5- | Supply and apply external cement plastering to facades with all metal accessories,, base and finish coat, thickness 2cm striped with 2 cm groove render for facades. all required works of completion with the industry standards. As per Specification, Drawings and Engineer's instructions. | Approved
Abo Shanab El Agamien _0195 | CLI.CON-000001 |  |  | Approved
Abo Shanab El Agamien _0195 | CLI.CON-000001 | 5 - Tahawi-Admin Room NO. 6-37-6.3.4-b | Single Phase Switched waterproof Socket, 220V, 16A, 3 Pin Complete With Cover (IP55) | Approved
Abo Shanab El Agamien _0195 | CLI.CON-000001 |  |  | Approved
Abo Shanab El Agamien _0195 | CLI.CON-000001 | 5 - Tahawi Village-Bill No.4 Guard Room (Civil Works)-23-4.1.7-a.2 | Ceramic floor, non-slip ceramic for toilet | Approved
Abo Shanab El Agamien _0195 | CLI.CON-000001 |  |  | Approved
Abo Shanab El Agamien _0195 | CLI.CON-000001 | 5 - Tahawi Village-Bill No.5 Store Building (Civil Works)-27-5.1.3.a- | 250 mm thick. | Approved
Abo Shanab El Agamien _0195 | CLI.CON-000001 |  |  | Approved
Abo Shanab El Agamien _0195 | CLI.CON-000001 | 5 - Tahawi Village-Bill No.5 Store Building (Civil Works)-29-5.1.9-a. | 75mm dia. | Approved
Abo Shanab El Agamien _0195 | CLI.CON-000001 |  |  | Approved
Abo Shanab El Agamien _0195 | CLI.CON-000001 | 5 - 5-Tahawi Village.5-Tahawi Village-Bill No. 3.1 - Tahawi Village Main Pumping Station (Mechanical works)-19-3.4.4-a. | D.C.I, K9, flanged pipes, dia. 200 mm. | Approved
Abo Shanab El Agamien _0195 | CLI.CON-000001 |  |  | Approved
Abo Shanab El Agamien _0195 | CLI.CON-000001 | 5 - Tahawi-Guard Room NO. 4-25-4.3.3-a | One Way, Two-gang Lighting Switch 10A. | Approved
Abo Shanab El Agamien _0195 | CLI.CON-000001 |  |  | Approved
Abo Shanab El Agamien _0195 | CLI.CON-000001 | 5 - 5-Tahawi Village.5-Tahawi Village-BILL NO. 1: SEWAGE NETWORK-4-1.1.1-c.2 | Depth to invert between 1.51 m and 2.50 m | Approved
Abo Shanab El Agamien _0195 | CLI.CON-000001 |  |  | Approved
Abo Shanab El Agamien _0195 | CLI.CON-000001 | 5 - Tahawi Village-Bill No.6Admin Room - Civil Works-33-6.1.4.a- | Supply and apply two coats of oxidized bituminous paint insulation to surfaces under ground contact with soil such as footings, ground beam, columns pedestal and masonry work to 15 cm upper the GL, sample shall be approved before execution and all required works shall be as per manufacturer's instructions, recommendations and Specification. | Approved
Abo Shanab El Agamien _0195 | CLI.CON-000001 |  |  | Approved
Abo Shanab El Agamien _0195 | CLI.CON-000001 | 5 - Tahawi-Pumping Station NO. 3-17-3.3.7- | Supply, installation, calibration, connection and testing of level float switch with acable length 15 meter including all necessary accessories required for installation and operation requirements. | Approved
Abo Shanab El Agamien _0195 | CLI.CON-000001 |  |  | Approved
Abo Shanab El Agamien _0195 | CLI.CON-000001 | 5 - Tahawi Village-Bill No.5 Store Building (Civil Works)-29-5.1.8-a | Supply and apply of acrylic paint for internal walls and ceiling including substrate preparation, applying three coats of paint as per required colors and all required accessories as shown on drawings, specified in the Contract documents, recommended by manufacturer and approved by the Engineer prior to installation. | Approved
Abo Shanab El Agamien _0195 | CLI.CON-000001 |  |  | Approved
Abo Shanab El Agamien _0195 | CLI.CON-000001 | 5 - Tahawi Village-Bill No.5 Store Building (Civil Works)-27-5.1.1.a- | Excavation from ground level to required depth and grades in all types of soil except the rock, including support system, floading with water, dewatering, compacting bottom of excavation using dynamic roller, transporting excavated materials to the approved off-Site disposal area as per drawings, specifications and geotechnical report. | Approved
Abo Shanab El Agamien _0195 | CLI.CON-000001 |  |  | Approved
Abo Shanab El Agamien _0195 | CLI.CON-000001 | 5 - Tahawi-Admin Room NO. 6-37-6.3.1-a | Supply, install, connect, test and commission of complete L.V. distribution boards (LP-ADMIN.) the price include selectvity study, termination, Identifications, labling, glands, copper luggs as specified and as indicating drawings. System shall be lump sum complete in every respect with all necessary accessories and ancillary works. | Approved
Abo Shanab El Agamien _0195 | CLI.CON-000001 | 5 - Tahawi Village-Bill No.4 Guard Room (Civil Works)-23-4.1.8.b- | Supply and apply of Dry mix paint for facades including substrate preparation, scaffoldings, grooves, applying three coats of paint as per required colors and all required accessories as shown on the Contract Drawings, recommended by manufacturer and approved by the Engineer prior to installation. | Approved
Abo Shanab El Agamien _0195 | CLI.CON-000001 |  |  | Approved
Abo Shanab El Agamien _0195 | CLI.CON-000001 | 5 - Tahawi-Pumping Station NO. 3-18-3.3.20- | Supply and Delivery spare parts of the following equipment as per tendered documents: - Pump unit. - Main Low Tension Switchboard. - Generator unit. | Approved
Abo Shanab El Agamien _0195 | CLI.CON-000001 |  |  | Approved
Abo Shanab El Agamien _0195 | CLI.CON-000001 | 5 - Tahawi Village-Bill No. 3 Main Pumping Station (Civil works)-14-3.1.6-e | Supply, install of GRP net covers. including frames, painting, welding, jointing, all fixings and accessories. Complete as shown on drawings, specification, and recommended by the manufacturer. | Approved
Abo Shanab El Agamien _0195 | CLI.CON-000001 |  |  | Approved
Abo Shanab El Agamien _0195 | CLI.CON-000001 | 5 - Tahawi Village-Bill No.4 Guard Room (Civil Works)-21-4.1.2-c.2 | RC protection layer | Approved
Abo Shanab El Agamien _0195 | CLI.CON-000001 |  |  | Approved
Abo Shanab El Agamien _0195 | CLI.CON-000001 | 5 - 5-Tahawi Village.5-Tahawi Village-BILL NO. 1: SEWAGE NETWORK-6-1.5.3-a | DI gate valve 300 mm, | Approved
Abo Shanab El Agamien _0195 | CLI.CON-000001 |  |  | Approved
Abo Shanab El Agamien _0195 | CLI.CON-000001 | 5 - 5-Tahawi Village.5-Tahawi Village-Bill No. 2 - Forcemain-9-2.3.1-c | washout 150 mm dia. | Approved
Abo Shanab El Agamien _0195 | CLI.CON-000001 |  |  | Approved
Abo Shanab El Agamien _0195 | CLI.CON-000001 | 5 - Tahawi Village-Bill No.9 Site and Civil Works -46-9.3.2-b. | DN/ID 200 mm dia | Approved
Abo Shanab El Agamien _0195 | CLI.CON-000001 |  |  | Approved
Abo Shanab El Agamien _0195 | CLI.CON-000001 | 5 - 5-Tahawi Village.5-Tahawi Village-Bill No. 2 - Forcemain-9-2.3.1-a | Non- return valve 200 mm dia. | Approved
Abo Shanab El Agamien _0195 | CLI.CON-000001 |  |  | Approved
Abo Shanab El Agamien _0195 | CLI.CON-000001 | 5 - Tahawi Village-Bill No.4 Guard Room (Civil Works)-22-4.1.3-b.1 | 250 mm thick. | Approved
Abo Shanab El Agamien _0195 | CLI.CON-000001 |  |  | Approved
Abo Shanab El Agamien _0195 | CLI.CON-000001 | 5 - Tahawi Village-Bill No.4 Guard Room (Civil Works)-22-4.1.5-b | Supply and apply external cement plastering to facades with all metal accessories, base and finish coat, thickness 2cm striped with 2 cm groove render for facades. all required works of completion with the industry standards. As per Specification, Drawings and Engineer's instructions. | Approved
Abo Shanab El Agamien _0195 | CLI.CON-000001 |  |  | Approved
Abo Shanab El Agamien _0195 | CLI.CON-000001 | 5 - 5-Tahawi Village.5-Tahawi Village-Bill No.4: Guard room -24-4.2.3-a. | gully trap 30 x 30 | Approved
Abo Shanab El Agamien _0195 | CLI.CON-000001 |  |  | Approved
Abo Shanab El Agamien _0195 | CLI.CON-000001 | 5 - Tahawi Village-Bill No.5 Store Building (Civil Works)-29-5.1.7-a.1 | Abrasion, friction and shock resistant ceramic | Approved
Abo Shanab El Agamien _0195 | CLI.CON-000001 |  |  | Approved
Abo Shanab El Agamien _0195 | CLI.CON-000001 | 5 - Tahawi-Pumping Station NO. 3-18-3.3.16- | Layout external lighting complete with (Solar lighting poles (solar panels, battery, LED light, charger), boundary wall lighting, wires, UPVC and PVC Conduits,?..etc) and all accessories as per Contract documents. | Approved
Abo Shanab El Agamien _0195 | CLI.CON-000001 |  |  | Approved
Abo Shanab El Agamien _0195 | CLI.CON-000001 | 6 - Huwaydi Village-Bill No.5 Store Building (Civil Works)-28-5.1.5-a | Supply and excite cement sand plaster for internal slabs, walls and beams with all metal accessories, the item includes substrate preparation, all required works of completion with the industry standards. As per specification, drawings and the Engineer's instructions. | Approved
Abo Shanab El Agamien _0195 | CLI.CON-000001 |  |  | Approved
Abo Shanab El Agamien _0195 | CLI.CON-000001 | 6 - 6-Huwaydi Village.6-Huwaydi Village-Bill No. 2 - Forcemain-10-2.7- | Deep Dewatering according to soil investigation, specification and Engineer instruction. | Approved
Abo Shanab El Agamien _0195 | CLI.CON-000001 |  |  | Approved
Abo Shanab El Agamien _0195 | CLI.CON-000001 | 6 - Huwaydi Village-Bill No.4 Guard Room (Civil Works)-22-4.1.5-a | Supply and excite cement sand plaster for internal slabs, walls and beams with all metal accessories, the item includes substrate preparation, all required works of completion with the industry standards. As per Specification, Drawings and Engineer instructions. | Approved
Abo Shanab El Agamien _0195 | CLI.CON-000001 |  |  | Approved
Abo Shanab El Agamien _0195 | CLI.CON-000001 | 6 - 6-Huwaydi Village.6-Huwaydi Village-BILL NO. 1: SEWAGE NETWORK-5-1.3-b | IC 60*90 cm | Approved
Abo Shanab El Agamien _0195 | CLI.CON-000001 |  |  | Approved
Abo Shanab El Agamien _0195 | CLI.CON-000001 | 6 - Huwaydi Village-Bill No.9 Site and Civil Works -44-9.2.2.b- | Supply and casting of in-place reinforced concrete Grade C25 with Sulfate- resistant cement for footing, column pedestal and grade beams including: formwork, scaffolding, expansion and construction joints, Steel bar reinforcement, joint filler and sealant, accessories, transporting, mixing, casting, finishing, compaction by vibratory, spraying, curing, and testing as required by the specifications. | Approved
Abo Shanab El Agamien _0195 | CLI.CON-000001 |  |  | Approved
Abo Shanab El Agamien _0195 | CLI.CON-000001 | 6 - Huwaydi Village-Pumping Station NO. 3-17-3.3.5- | Supply, installation, calibration, connection and testing of the electromagnetic flow meter on the main discharge line (250mm diameter) (consists of separate sensor and transmitter with digital indicator) including all necessary accessories required for installation and operation requirements. | Approved
Abo Shanab El Agamien _0195 | CLI.CON-000001 |  |  | Approved
Abo Shanab El Agamien _0195 | CLI.CON-000001 | 6 - Huwaydi Village-Bill No. 3 Main Pumping Station (Civil works)-13-3.1.4.d- | Supply and installation of horizontal prefabricated moisture Insulation membrane to the wet areas with 4mm thick for floor and roof, including joints, fixtures, overlaps not less than 100 mm and item include all surface preparation steps, coating with 2 layers of primer bitumen coat, metal flashing, internal angle fillets, upstand to vertical surfaces and waterproofing to all openings and around pipes and water drains, Polystyrene sheet 1mm, protection Sand-cement mortar screed, 30 mm thick as per manufacturer's instructions, Contract Drawing, recommendations and Specification. | Approved
Abo Shanab El Agamien _0195 | CLI.CON-000001 |  |  | Approved
Abo Shanab El Agamien _0195 | CLI.CON-000001 | 6 - Huwaydi Village-Bill No.6Admin Room - Civil Works-34-6.1.7-a.1 | Ceramic floor, glazed ceramic | Approved
Abo Shanab El Agamien _0195 | CLI.CON-000001 |  |  | Approved
Abo Shanab El Agamien _0195 | CLI.CON-000001 | 6 - 6-Huwaydi Village.6-Huwaydi Village-Bill No. 3.1 - Huwaydi Village Main Pumping Station (Mechanical works)-19-3.4.3-c. | Flanged non-return valve, dia. 150 mm. | Approved
Abo Shanab El Agamien _0195 | CLI.CON-000001 |  |  | Approved
Abo Shanab El Agamien _0195 | CLI.CON-000001 | 6 - Huwaydi Village-Bill No. 3 Main Pumping Station (Civil works)-12-3.1.2.e- | Supply and casting of in-place reinforced concrete in super structure, including: formwork, scaffolding, expansion, construction joints, Steel bar reinforcement, joint filler, sealant, transporting, fixation, mixing, pouring, leveling, finishing, compaction by vibratory, curing of reinforced concrete and testing as set out in the specifications. | Approved
Abo Shanab El Agamien _0195 | CLI.CON-000001 |  |  | Approved
Abo Shanab El Agamien _0195 | CLI.CON-000001 | 6 - Huwaydi Village-Bill No.9 Site and Civil Works -44--9.1.a | Supply and install and test Reinforced concrete pavement (20 cm thick) inside the plant including formwork and steel reinforcement mesh, 15 cm gravel as base, leveling, helicopter finish and coated by screed and all its requirement for completion the work. As per Specification, Drawings and Engineer's instructions | Approved
Abo Shanab El Agamien _0195 | CLI.CON-000001 |  |  | Approved
Abo Shanab El Agamien _0195 | CLI.CON-000001 | 6 - Huwaydi Village-Store Building NO. 5-30-5.2.1- | Supply, install, connect, test and commission of complete L.V. distribution boards (LP-ST) the price include selectvity study, termination, Identifications, labling, glands, copper luggs as specified and as indicating drawings. System shall be lump sum complete in every respect with all necessary accessories and ancillary works. | Approved
Abo Shanab El Agamien _0195 | CLI.CON-000001 |  |  | Approved
Abo Shanab El Agamien _0195 | CLI.CON-000001 | 6 - Huwaydi Village-Bill No.4 Guard Room (Civil Works)-23-4.1.6-a.2 | Type D2, size 700mmx2,200mm | Approved
Abo Shanab El Agamien _0195 | CLI.CON-000001 |  |  | Approved
Abo Shanab El Agamien _0195 | CLI.CON-000001 | 6 - 6-Huwaydi Village.6-Huwaydi Village-BILL NO. 1: SEWAGE NETWORK-6-1.5.1-a | Inlet chamber on 400mm diameter sewage pipe line | Approved
Abo Shanab El Agamien _0195 | CLI.CON-000001 |  |  | Approved
Abo Shanab El Agamien _0195 | CLI.CON-000001 | 6 - Huwaydi Village-Bill No.5 Store Building (Civil Works)-27-5.1.2-b.2 | For grade slabs, 100 mm thick | Approved
Abo Shanab El Agamien _0195 | CLI.CON-000001 |  |  | Approved
Abo Shanab El Agamien _0195 | CLI.CON-000001 | 6 - Huwaydi Village-Bill No.6Admin Room - Civil Works-35-6.1.8.b- | Supply and apply of Dry mix paint for facades including substrate preparation, scaffoldings, grooves, applying three coats of paint as per required colors and all required accessories as shown on the Contract Drawings, recommended by manufacturer and approved by the Engineer prior to installation. | Approved
Abo Shanab El Agamien _0195 | CLI.CON-000001 |  |  | Approved
Abo Shanab El Agamien _0195 | CLI.CON-000001 | 6 - 6-Huwaydi Village.6-Huwaydi Village-Bill No. 3.1 - Huwaydi Village Main Pumping Station (Mechanical works)-19-3.4.3-f. | Flanged Wall piece, dia. 150 mm. | Approved
Abo Shanab El Agamien _0195 | CLI.CON-000001 |  |  | Approved
Abo Shanab El Agamien _0195 | CLI.CON-000001 | 6 - 6-Huwaydi Village.6-Huwaydi Village-BILL NO. 1: SEWAGE NETWORK-4-1.1.1-c.3 | Ditto, depth to invert between 2.51 m and 3.50 m | Approved
Abo Shanab El Agamien _0195 | CLI.CON-000001 |  |  | Approved
Abo Shanab El Agamien _0195 | CLI.CON-000001 | 6 - 6-Huwaydi Village.6-Huwaydi Village-BILL NO. 1: SEWAGE NETWORK-5-1.2-a.1 | Depth to invert not exceeding 1.5 m | Approved
Abo Shanab El Agamien _0195 | CLI.CON-000001 |  |  | Approved
Abo Shanab El Agamien _0195 | CLI.CON-000001 | 6 - Huwaydi Village-Bill No.4 Guard Room (Civil Works)-21-4.1.2-a.1 | Under foundations | Approved
Abo Shanab El Agamien _0195 | CLI.CON-000001 |  |  | Approved
Abo Shanab El Agamien _0195 | CLI.CON-000001 | 6 - Huwaydi Village-Bill No.4 Guard Room (Civil Works)-21-4.1.2-b.1 | for foundation | Approved
Abo Shanab El Agamien _0195 | CLI.CON-000001 |  |  | Approved
Abo Shanab El Agamien _0195 | CLI.CON-000001 | 6 - Huwaydi Village-Bill No.4 Guard Room (Civil Works)-21-4.1.2-b.2 | For grade slabs, 100 mm thick | Approved
Abo Shanab El Agamien _0195 | CLI.CON-000001 | 6 - Huwaydi Village-Bill No.6Admin Room - Civil Works-34-6.1.7.b- | Supply and installation of ceramic tiles, pattern as shown on drawings including cement mortar, setting bed, grouting, pointing, fixing, support and all required accessories. Complete as shown on drawings, specified in the Contract documents, recommended by manufacturer and approved by the Engineer prior to installation. | Approved
Abo Shanab El Agamien _0195 | CLI.CON-000001 |  |  | Approved
Abo Shanab El Agamien _0195 | CLI.CON-000001 | 6 - Huwaydi Village-Bill No. 3 Main Pumping Station (Civil works)-12-3.1.1-a | Structural excavation | Approved
Abo Shanab El Agamien _0195 | CLI.CON-000001 |  |  | Approved
Abo Shanab El Agamien _0195 | CLI.CON-000001 | 6 - Huwaydi Village-Bill No.6Admin Room - Civil Works-32-6.1.2-c.1 | structure | Approved
Abo Shanab El Agamien _0195 | CLI.CON-000001 |  |  | Approved
Abo Shanab El Agamien _0195 | CLI.CON-000001 | 6 - Huwaydi Village- Admin Room NO. 6-37-6.3.2-d | Surface Mounted Luminaire (IP54) With 20W LED lamp. | Approved
Abo Shanab El Agamien _0195 | CLI.CON-000001 |  |  | Approved
Abo Shanab El Agamien _0195 | CLI.CON-000001 | 6 - Huwaydi Village-Bill No.6Admin Room - Civil Works-34-6.1.5-b | Supply and apply external cement plastering to facades with all metal accessories, base and finish coat, thickness 2cm striped with 2 cm groove render for facades. all required works of completion with the industry standards. As per Specification, Drawings and Engineer's instructions. | Approved
Abo Shanab El Agamien _0195 | CLI.CON-000001 |  |  | Approved
Abo Shanab El Agamien _0195 | CLI.CON-000001 | 6 - Huwaydi Village-Bill No. 3 Main Pumping Station (Civil works)-14-3.1.5-a | Supply and excite cement sand plaster for internal slabs, walls and beams with all metal accessories, the item includes substrate preparation, all required works of completion with the industry standards. As per Specification, Drawings and Engineer instructions. | Approved
Abo Shanab El Agamien _0195 | CLI.CON-000001 |  |  | Approved
Abo Shanab El Agamien _0195 | CLI.CON-000001 | 6 - Huwaydi Village-Pumping Station NO. 3-17-3.3.6- | Supply, installation, calibration, connection and testing of Non-contact Radar level transmitter with range from 0 to 20 meters and beem angle not more than 5 degree (consists of separate sensor and transmitter with digital indicator) including all necessary accessories required for installation and operation requirements. | Approved
Abo Shanab El Agamien _0195 | CLI.CON-000001 |  |  | Approved
Abo Shanab El Agamien _0195 | CLI.CON-000001 | 6 - 6-Huwaydi Village.6-Huwaydi Village-Bill No. 2 - Forcemain-10-2.3.3-c | Flange spigot with puddle flanged pieces 150mm | Approved
Abo Shanab El Agamien _0195 | CLI.CON-000001 |  |  | Approved
Abo Shanab El Agamien _0195 | CLI.CON-000001 | 6 - 6-Huwaydi Village.6-Huwaydi Village-BILL NO. 1: SEWAGE NETWORK-7-1.9-1.9 | Inspection and testing of the installed pipes by CCTV for the network pipes after trench installation, all in accordance with the technical specifications. | Approved
Abo Shanab El Agamien _0195 | CLI.CON-000001 |  |  | Approved
Abo Shanab El Agamien _0195 | CLI.CON-000001 | 6 - 6-Huwaydi Village.6-Huwaydi Village-Bill No. 3.1 - Huwaydi Village Main Pumping Station (Mechanical works)-19-3.4.3-a. | D.C.I, K9, flanged pipes, dia. 150 mm. | Approved
Abo Shanab El Agamien _0195 | CLI.CON-000001 |  |  | Approved
Abo Shanab El Agamien _0195 | CLI.CON-000001 | 6 - Huwaydi Village-Pumping Station NO. 3-16-3.2.2-a | Rated Wall Mounted luminaire IP65, with 60W LED lamp, watertight. | Approved
Abo Shanab El Agamien _0195 | CLI.CON-000001 |  |  | Approved
Abo Shanab El Agamien _0195 | CLI.CON-000001 | 6 - 6-Huwaydi Village.6-Huwaydi Village-BILL NO. 1: SEWAGE NETWORK-4-1.1.1-a.1 | Depth to invert not exceeding 1.2 m | Approved
Abo Shanab El Agamien _0195 | CLI.CON-000001 |  |  | Approved
Abo Shanab El Agamien _0195 | CLI.CON-000001 |  |  | Approved
Abo Shanab El Agamien _0195 | CLI.CON-000001 | 7 - Iz. Raslan & Iz. Mokhtar Eiss-Bill No.4 Guard Room (Civil Works)-28-4.1.8.b- | Supply and apply of Dry mix paint for facades including substrate preparation, scaffoldings, grooves, applying three coats of paint as per required colors and all required accessories as shown on the Contract Drawings, recommended by manufacturer and approved by the Engineer prior to installation. | Approved
Abo Shanab El Agamien _0195 | CLI.CON-000001 |  |  | Approved
Abo Shanab El Agamien _0195 | CLI.CON-000001 | 7 - Iz. Raslan & Iz. Mokhtar Eiss-Bill No.4 Guard Room (Civil Works)-26-4.1.3-a.1 | 250 mm thick. | Approved
Abo Shanab El Agamien _0195 | CLI.CON-000001 |  |  | Approved
Abo Shanab El Agamien _0195 | CLI.CON-000001 | 7 - 7-Iz. Raslan & Iz. Mokhtar Eiss.7-Iz. Raslan & Iz. Mokhtar Eissa-BILL NO. 1: SEWAGE NETWORK-7-1.5.3-d | Pipe coupler | Approved
Abo Shanab El Agamien _0195 | CLI.CON-000001 |  |  | Approved
Abo Shanab El Agamien _0195 | CLI.CON-000001 | 7 - 7-Iz. Raslan & Iz. Mokhtar Eiss.7-Iz. Raslan & Iz. Mokhtar Eissa-Bill No. 2 - Forcemain-11-2.4-a | 250 mm dia sewer pipes | Approved
Abo Shanab El Agamien _0195 | CLI.CON-000001 |  |  | Approved
Abo Shanab El Agamien _0195 | CLI.CON-000001 | 7 - 7-Iz. Raslan & Iz. Mokhtar Eiss.7-Iz. Raslan & Iz. Mokhtar Eissa-BILL NO. 1: SEWAGE NETWORK-7-1.5.3-c | Puddle flanged pipe | Approved
Abo Shanab El Agamien _0195 | CLI.CON-000001 |  |  | Approved
Abo Shanab El Agamien _0195 | CLI.CON-000001 | 7 - 7-Iz. Raslan & Iz. Mokhtar Eiss.7-Iz. Raslan & Iz. Mokhtar Eissa-BILL NO. 1: SEWAGE NETWORK-4-1.1.1-b.1 | Depth to invert not exceeding 1.5 m | Approved
Abo Shanab El Agamien _0195 | CLI.CON-000001 |  |  | Approved
Abo Shanab El Agamien _0195 | CLI.CON-000001 | 7 - 7-Iz. Raslan & Iz. Mokhtar Eiss.7-Iz. Raslan & Iz. Mokhtar Eissa-Bill No. 2 - Forcemain-10-2.2-d | Flowmeter chamber | Approved
Abo Shanab El Agamien _0195 | CLI.CON-000001 |  |  | Approved
Abo Shanab El Agamien _0195 | CLI.CON-000001 | 7 - Raslan & Mokhtar Eissa-Pumping Station NO. 3-18-3.2.3-a | One Way, One-gang Lighting Switch 10A. | Approved
Abo Shanab El Agamien _0195 | CLI.CON-000001 |  |  | Approved
Abo Shanab El Agamien _0195 | CLI.CON-000001 | 7 - Iz. Raslan & Iz. Mokhtar Eiss-Bill No. 3 Main Pumping Station (Civil works)-14-3.1.2-a.3 | For roof slopes, 30 mm to 140 mm thick | Approved
Abo Shanab El Agamien _0195 | CLI.CON-000001 |  |  | Approved
Abo Shanab El Agamien _0195 | CLI.CON-000001 | 7 - Raslan & Mokhtar Eissa-Pumping Station NO. 3-19-- | Supply, installation, programming, connecting, commissioning and testing of the control panel (2mm thickness) including the(Conformal coated) Programmable Logic Controller (PLC) consists of: Power supply Module CPU Module Digital Input Modules Digital Output Modules Analog Input Modules Analog Output Modules (If required) Complete with programming software, electrical protection devices, input and output isolation units, industrial switch, electrical feed, insulation transformer, lighting bulb, connection with main control system and all necessary accessories and devices. | Approved
Abo Shanab El Agamien _0195 | CLI.CON-000001 |  |  | Approved
Abo Shanab El Agamien _0195 | CLI.CON-000001 | 7 - 7-Iz. Raslan & Iz. Mokhtar Eiss.7-Iz. Raslan & Iz. Mokhtar Eissa-Bill No. 2 - Forcemain-12-2.7- | Excavation in rock according to soil and as specified in the Contract Documents. | Approved
Abo Shanab El Agamien _0195 | CLI.CON-000001 |  |  | Approved
Abo Shanab El Agamien _0195 | CLI.CON-000001 | 7 - 7-Iz. Raslan & Iz. Mokhtar Eiss.7-Iz. Raslan & Iz. Mokhtar Eissa-BILL NO. 1: SEWAGE NETWORK-4-1.1.1-b.2 | Ditto, depth to invert between 1.51 m and 2.50 m | Approved
Abo Shanab El Agamien _0195 | CLI.CON-000001 |  |  | Approved
Abo Shanab El Agamien _0195 | CLI.CON-000001 | 7 - 7-Iz. Raslan & Iz. Mokhtar Eiss.7-Iz. Raslan & Iz. Mokhtar Eissa-BILL NO. 1: SEWAGE NETWORK-6-1.3-a | IC 60*60 cm | Approved
Abo Shanab El Agamien _0195 | CLI.CON-000001 |  |  | Approved
Abo Shanab El Agamien _0195 | CLI.CON-000001 | 7 - 7-Iz. Raslan & Iz. Mokhtar Eiss.7-Iz. Raslan & Iz. Mokhtar Eissa-Bill No. 2 - Forcemain-10-2.2-b | Air Release valve chamber | Approved
Abo Shanab El Agamien _0195 | CLI.CON-000001 |  |  | Approved
Abo Shanab El Agamien _0195 | CLI.CON-000001 | 7 - Iz. Raslan & Iz. Mokhtar Eiss-Bill No.9 Site and Civil Works -37-7.2.1.a- | Excavation from ground level to required depth and grades in all types of soil except the rock, including support system, floading with water, dewatering, compacting bottom of excavation using dynamic roller, transporting excavated materials to the approved off-Site disposal area as per drawings, specifications and geotechnical report. | Approved
Abo Shanab El Agamien _0195 | CLI.CON-000001 |  |  | Approved
Abo Shanab El Agamien _0195 | CLI.CON-000001 | 7 - Iz. Raslan & Iz. Mokhtar Eiss-Bill No.9 Site and Civil Works -37-7.2.2.a- | Under foundations | Approved
Abo Shanab El Agamien _0195 | CLI.CON-000001 |  |  | Approved
Abo Shanab El Agamien _0195 | CLI.CON-000001 | 7 - Iz. Raslan & Iz. Mokhtar Eiss-Bill No.9 Site and Civil Works -37--7.1.d | Covering the drain and Paving roads in front of the pumping station site. The Contractor must submit the method of implementation to be approved from the Engineer. All required works of completion with the industry standards and Engineer instructions. | Approved
Abo Shanab El Agamien _0195 | CLI.CON-000001 |  |  | Approved
Abo Shanab El Agamien _0195 | CLI.CON-000001 | 7 - Iz. Raslan & Iz. Mokhtar Eiss-Bill No.9 Site and Civil Works -37-7.2.1.c- | Supply, backfilling and compaction to the required grades with approved clean sand on layers not more than 25 cm thick. The layers are to be compacted by means of vibratory type equipment to obtain 95% of maximum dry density as per specifications. | Approved
Abo Shanab El Agamien _0195 | CLI.CON-000001 |  |  | Approved
Abo Shanab El Agamien _0195 | CLI.CON-000001 | 7 - Raslan & Mokhtar Eissa-Pumping Station NO. 3-20-3.3.12- | Instrumentation and Control System Spare Parts as per specifications. | Approved
Abo Shanab El Agamien _0195 | CLI.CON-000001 |  |  | Approved
Abo Shanab El Agamien _0195 | CLI.CON-000001 | 7 - Iz. Raslan & Iz. Mokhtar Eiss-Bill No.4 Guard Room (Civil Works)-25-4.1.1-b | Extra over for excavation in rock. | Approved
Abo Shanab El Agamien _0195 | CLI.CON-000001 |  |  | Approved
Abo Shanab El Agamien _0195 | CLI.CON-000001 | 7 - 7-Iz. Raslan & Iz. Mokhtar Eiss.7-Iz. Raslan & Iz. Mokhtar Eissa-BILL NO. 1: SEWAGE NETWORK-8-1.6-b | Concrete encasement 25cm (250mm) | Approved
Abo Shanab El Agamien _0195 | CLI.CON-000001 |  |  | Approved
Abo Shanab El Agamien _0195 | CLI.CON-000001 | 7 - Iz. Raslan & Iz. Mokhtar Eiss-Bill No.9 Site and Civil Works -40--7.3.4 | Circular Manholes: Construction of in-situ cast fair faced plain concrete (Grade C30) manholes. Price includes all supplies, excavation in all types of soil except the rock, removal and disposal of the excavated material, debris and rubble disposal to the designated dump yard, trench shoring and supports,soil replacement if any, sheeting, surface dewatering, forming flexible joints at manhole entrances, including short pieces, benching at the manhole base, internal and external protection, backfilling in compacted layers using approved soil material and testing, reinstatement of ground surface and road pavements of every kind and restoring every thing to their original conditions including asphalt and other paved areas, manhole cover and frame D400 made of polymeric material such as (GRP) or alternative, epoxy coated non-slip finish manhole steps and all other accessories and fittings that are required for a complete manhole all as shown and detailed in the Contract Drawings and Specifications | Approved
Abo Shanab El Agamien _0195 | CLI.CON-000001 |  |  | Approved
Abo Shanab El Agamien _0195 | CLI.CON-000001 | 8 - Iz. Abd Al-Qawy Salem & Iz. Zaraby-Bill No.9 Site and Civil Works -45-9.2.2.b- | Supply and casting of in-place reinforced concrete Grade C25 with Sulfate- resistant cement for footing, column pedestal and grade beams including: formwork, scaffolding, expansion and construction joints, Steel bar reinforcement, joint filler and sealant, accessories, transporting, mixing, casting, finishing, compaction by vibratory, spraying, curing, and testing as required by the specifications. | Approved
Abo Shanab El Agamien _0195 | CLI.CON-000001 |  |  | Approved
Abo Shanab El Agamien _0195 | CLI.CON-000001 | 8 - Iz. Abd Al-Qawy Salem & Iz. Zaraby-Bill No. 3 Main Pumping Station (Civil works)-13-3.1.2-a.1 | Un-reinforced lean concrete for sub-structure | Approved
Abo Shanab El Agamien _0195 | CLI.CON-000001 |  |  | Approved
Abo Shanab El Agamien _0195 | CLI.CON-000001 | 8 - Iz. Abd Al-Qawy Salem & Iz. Zaraby-Bill No. 3 Main Pumping Station (Civil works)-13-3.1.2.d- | Supply and casting of in-place reinforced concrete (Grade C30) with Sulfate- resistant cement, including: formwork, scaffolding, expansion and construction joints, Steel bar reinforcement, joint filler and sealant, accessories, transporting, mixing, casting, finishing, compaction by vibratory, curing and testing as required by the specifications. | Approved
Abo Shanab El Agamien _0195 | CLI.CON-000001 |  |  | Approved
Abo Shanab El Agamien _0195 | CLI.CON-000001 | 8 - Iz. Abd Al-Qawy Salem & Iz. Zaraby-Bill No.4 Guard Room (Civil Works)-23-4.1.4.a- | Supply and apply two coats of oxidized bituminous paint insulation to surfaces underground contact with soil such as footings, ground beam, columns pedestal and masonry work to 15 cm upper the GL, sample shall be approved before execution and all required works shall be as per manufacturer's instructions, recommendations and Specification. | Approved
Abo Shanab El Agamien _0195 | CLI.CON-000001 |  |  | Approved
Abo Shanab El Agamien _0195 | CLI.CON-000001 | 8 - 8-Iz. Abd Al-Qawy Salem & Iz. Z.8-Iz. Abd Al-Qawy Salem & Iz. Zaraby-Bill No. 3.1 - Iz. Abd Al-Qawy & Iz. Zaraby Salem Main Pumping Station (Mechanical works)-20-3.4.9- | Maintenance tools as per tendered documents. | Approved
Abo Shanab El Agamien _0195 | CLI.CON-000001 |  |  | Approved
Abo Shanab El Agamien _0195 | CLI.CON-000001 | 8 - Iz. Abd Al-Qawy Salem & Iz. Zaraby-Bill No.9 Site and Civil Works -47-9.3.2-b. | DN/ID 200 mm dia | Approved
Abo Shanab El Agamien _0195 | CLI.CON-000001 |  |  | Approved
Abo Shanab El Agamien _0195 | CLI.CON-000001 | 8 - 8-Iz. Abd Al-Qawy Salem & Iz. Z.8-Iz. Abd Al-Qawy Salem & Iz. Zaraby-BILL NO. 1: SEWAGE NETWORK-4-1.1.1-b.1 | Depth to invert not exceeding 1.5 m | Approved
Abo Shanab El Agamien _0195 | CLI.CON-000001 |  |  | Approved
Abo Shanab El Agamien _0195 | CLI.CON-000001 | 8 - 8-Iz. Abd Al-Qawy Salem & Iz. Z.8-Iz. Abd Al-Qawy Salem & Iz. Zaraby-BILL NO. 1: SEWAGE NETWORK-7-1.9- | Deep Dewatering according to soil investigation, specification and Engineer instruction. | Approved
Abo Shanab El Agamien _0195 | CLI.CON-000001 |  |  | Approved
Abo Shanab El Agamien _0195 | CLI.CON-000001 | 8 - 8-Iz. Abd Al-Qawy Salem & Iz. Z.8-Iz. Abd Al-Qawy Salem & Iz. Zaraby-Bill No. 2 - Forcemain-11-2.9- | Wooden formwork are left in their places after the excavation, construction and backfilling works over them, as approved from the Engineer Bill No. 3.1 - Iz. Abd Al-Qawy & Iz. Zaraby Salem Main Pumping Station (Mechanical works) | Approved
Abo Shanab El Agamien _0195 | CLI.CON-000001 |  |  | Approved
Abo Shanab El Agamien _0195 | CLI.CON-000001 | 8 - Iz. Abd Al-Qawy Salem & Iz. Zaraby-Bill No.9 Site and Civil Works -46-9.2.3.b- | 250 mm thick. | Approved
Abo Shanab El Agamien _0195 | CLI.CON-000001 |  |  | Approved
Abo Shanab El Agamien _0195 | CLI.CON-000001 |  |  | Approved
Abo Shanab El Agamien _0195 | CLI.CON-000001 | 8 - Iz. Abd Al-Qawy Salem & Iz. Zaraby-Bill No.5 Store Building (Civil Works)-28-5.1.2-c.1 | structure | Approved
Abo Shanab El Agamien _0195 | CLI.CON-000001 |  |  | Approved
Abo Shanab El Agamien _0195 | CLI.CON-000001 | 8 - Iz. Abd Al-Qawy Salem & Iz. Zaraby-Bill No.8 - Transformer Kiosk (Civil Works)-43--8.1 | Supplying and casting in-place of transformer base and the price includes all the necessary excavation and backfilling works, the removal and disposal of the excavated material to the designated dump, the supply and work of plain concrete Grade C20, reinforced concrete Grade C25, insulation works for the base and all that comes into contact with the soil, including formwork, transporting, mixing, casting, finishing, curing and testing as required by the specifications. provided that the work is completed in full according to the Contract drawings, technical specifications, industry assets and the instructions of the Engineer. | Approved
Abo Shanab El Agamien _0195 | CLI.CON-000001 |  |  | Approved
Abo Shanab El Agamien _0195 | CLI.CON-000001 | 8 - Iz. Abd Al-Qawy Salem & Iz. Zaraby-Bill No.9 Site and Civil Works -45--9.1.b | Furnish and install of Interlock tiles for walkways including preparation and compaction of bed, 150mm thick aggregate base course, sand for leveling and accessories. All required works of completion with the industry standards, as per specification, drawings and Engineer instructions. | Approved
Abo Shanab El Agamien _0195 | CLI.CON-000001 |  |  | Approved
Abo Shanab El Agamien _0195 | CLI.CON-000001 | 8 - Iz. Abd Al-Qawy Salem & Iz. Zaraby-Bill No.9 Site and Civil Works -45--9..1.d | Supply and install and planting of grass including base, supbase and irrigation system include irrigation hydrant, valves and pipes. All required works of completion with the industry standards, as per specification and Engineer instructions. | Approved
Abo Shanab El Agamien _0195 | CLI.CON-000001 |  |  | Approved
Abo Shanab El Agamien _0195 | CLI.CON-000001 | 8 - Iz. Abd Al-Qawy Salem & Iz. Zaraby-Bill No.4 Guard Room (Civil Works)-24-4.1.8.c- | Supply and apply of 90 cm high dry mix for skirting including substrate preparation, scaffoldings, grooves, and all required accessories as shown on Contract Drawings, recommended by manufacturer and approved by the Engineer prior to installation. | Approved
Abo Shanab El Agamien _0195 | CLI.CON-000001 |  |  | Approved
Abo Shanab El Agamien _0195 | CLI.CON-000001 | 8 - Iz. Abd Al-Qawy Salem & Iz. Zaraby-Bill No. 3 Main Pumping Station (Civil works)-13-3.1.1-a | Structural excavation | Approved
Abo Shanab El Agamien _0195 | CLI.CON-000001 |  |  | Approved
Abo Shanab El Agamien _0195 | CLI.CON-000001 | 8 - Iz. Abd Al-Qawy Salem & Iz. Zaraby-Bill No. 3 Main Pumping Station (Civil works)-15-3.1.6-d | Supply, fabrication and erection of galvanized steel ladder wall mounted with safety cage including all required steel members, galvanizing, formulation, painting, welding, jointing, all fixings and accessories. Complete as shown on drawings, Detailed shop drawings must be submitted by the contractor and approved by the Engineer prior to fabrication. | Approved
Abo Shanab El Agamien _0195 | CLI.CON-000001 |  |  | Approved
Abo Shanab El Agamien _0195 | CLI.CON-000001 | 8 - 8-Iz. Abd Al-Qawy Salem & Iz. Z.8-Iz. Abd Al-Qawy Salem & Iz. Zaraby-BILL NO. 1: SEWAGE NETWORK-6-1.5.3-b | Dismantling joints | Approved
Abo Shanab El Agamien _0195 | CLI.CON-000001 |  |  | Approved
Abo Shanab El Agamien _0195 | CLI.CON-000001 | 8 - 8-Iz. Abd Al-Qawy Salem & Iz. Z.8-Iz. Abd Al-Qawy Salem & Iz. Zaraby-BILL NO. 1: SEWAGE NETWORK-4-1.1.1-c.3 | Ditto, depth to invert between 2.51 m and 3.50 m | Approved
Abo Shanab El Agamien _0195 | CLI.CON-000001 |  |  | Approved
Abo Shanab El Agamien _0195 | CLI.CON-000001 | 8 - Iz. Abd Al-Qawy Salem & Iz. Zaraby-Bill No.6Admin Room - Civil Works-34-6.1.3-b.1 | 250 mm thick. | Approved
Abo Shanab El Agamien _0195 | CLI.CON-000001 |  |  | Approved
Abo Shanab El Agamien _0195 | CLI.CON-000001 | 8 - Iz. Abd Al-Qawy Salem & Iz. Zaraby-Bill No.6Admin Room - Civil Works-36-6.1.8.c- | Supply and apply of 90 cm high dry mix for skirting including substrate preparation, scaffoldings, grooves, and all required accessories as shown on Contract Drawings, recommended by manufacturer and approved by the Engineer prior to installation. | Approved
Abo Shanab El Agamien _0195 | CLI.CON-000001 |  |  | Approved
Abo Shanab El Agamien _0195 | CLI.CON-000001 | 8 - Abd Al-Qawy Salem&Zaraby-Store Building NO. 5-31-5.2.1- | Supply, install, connect, test and commission of complete L.V. distribution boards (LP-ST) the price include selectvity study, termination, Identifications, labling, glands, copper luggs as specified and as indicating drawings. System shall be lump sum complete in every respect with all necessary accessories and ancillary works. | Approved
Abo Shanab El Agamien _0195 | CLI.CON-000001 |  |  | Approved
Abo Shanab El Agamien _0195 | CLI.CON-000001 | 8 - 8-Iz. Abd Al-Qawy Salem & Iz. Z.8-Iz. Abd Al-Qawy Salem & Iz. Zaraby-Bill No. 2 - Forcemain-9-2.1-a | Inner diameter DN/ID 200 mm | Approved
Abo Shanab El Agamien _0195 | CLI.CON-000001 |  |  | Approved
Abo Shanab El Agamien _0195 | CLI.CON-000001 | 8 - 8-Iz. Abd Al-Qawy Salem & Iz. Z.8-Iz. Abd Al-Qawy Salem & Iz. Zaraby-Bill No. 2 - Forcemain-10-2.3.3-b | Flange spigot with puddle flanged pieces 200mm | Approved
Abo Shanab El Agamien _0195 | CLI.CON-000001 |  |  | Approved
Abo Shanab El Agamien _0195 | CLI.CON-000001 | 8 - Iz. Abd Al-Qawy Salem & Iz. Zaraby-Bill No. 3 Main Pumping Station (Civil works)-15-3.1.6-e | Supply, install of GRP net covers. including frames, painting, welding, jointing, all fixings and accessories. Complete as shown on drawings, specification, and recommended by the manufacturer. | Approved
Abo Shanab El Agamien _0195 | CLI.CON-000001 |  |  | Approved
Abo Shanab El Agamien _0195 | CLI.CON-000001 | 8 - 8-Iz. Abd Al-Qawy Salem & Iz. Z.8-Iz. Abd Al-Qawy Salem & Iz. Zaraby-BILL NO. 1: SEWAGE NETWORK-7-1.6-b | Concrete encasement 25cm (250mm) | Approved
Abo Shanab El Agamien _0195 | CLI.CON-000001 |  |  | Approved
Abo Shanab El Agamien _0195 | CLI.CON-000001 | 8 - 8-Iz. Abd Al-Qawy Salem & Iz. Z.8-Iz. Abd Al-Qawy Salem & Iz. Zaraby-Bill No.4: Guard room -25-4.2.1-b. | Supply and install hand wash sink with soap dish and holder, with all its required accessories, water mixer, faucets, floor and siphon chrome 1.5 inch, include cold and hot water supply connections, sewage pipes with 2 corner stopcocks with approved sample. All required works of completion with the industry standards. | Approved
Abo Shanab El Agamien _0195 | CLI.CON-000001 |  |  | Approved
Abo Shanab El Agamien _0195 | CLI.CON-000001 | 8 - Iz. Abd Al-Qawy Salem & Iz. Zaraby-Bill No.6Admin Room - Civil Works-35-6.1.6-a.1 | Type D1, size 800mmx2,200mm | Approved
Abo Shanab El Agamien _0195 | CLI.CON-000001 |  |  | Approved
Abo Shanab El Agamien _0195 | CLI.CON-000001 | 8 - 8-Iz. Abd Al-Qawy Salem & Iz. Z.8-Iz. Abd Al-Qawy Salem & Iz. Zaraby-BILL NO. 1: SEWAGE NETWORK-6-1.5.3-d | Pipe coupler | Approved
Abo Shanab El Agamien _0195 | CLI.CON-000001 |  |  | Approved
Abo Shanab El Agamien _0195 | CLI.CON-000001 | 9 - Iz. Seror-Bill No.9 Site and Civil Works -50--9.1.a | Supply and install and test Reinforced concrete pavement (20 cm thick) inside the plant including formwork and steel reinforcement mesh, 15 cm gravel as base, leveling, helicopter finish and coated by screed and all its requirement for completion the work. As per Specification, Drawings and Engineer's instructions | Approved
Abo Shanab El Agamien _0195 | CLI.CON-000001 |  |  | Approved
Abo Shanab El Agamien _0195 | CLI.CON-000001 | 9 - 9-Iz. Seror.9-Iz. Seror-Bill No. 3.1 - Iz. Seror Main Pumping Station (Mechanical works)-23-3.4.2-d. | Dismantling joint, dia. 100 mm. | Approved
Abo Shanab El Agamien _0195 | CLI.CON-000001 |  |  | Approved
Abo Shanab El Agamien _0195 | CLI.CON-000001 | 9 - 9-Iz. Seror.9-Iz. Seror-Bill No.4: Guard room -28-4.2.3-a. | gully trap 30 x 30 | Approved
Abo Shanab El Agamien _0195 | CLI.CON-000001 |  |  | Approved
Abo Shanab El Agamien _0195 | CLI.CON-000001 | 9 - Iz. Seror-Bill No.6Admin Room - Civil Works-38-6.1.3-b.1 | 250 mm thick. | Approved
Abo Shanab El Agamien _0195 | CLI.CON-000001 |  |  | Approved
Abo Shanab El Agamien _0195 | CLI.CON-000001 | 9 - 9-Iz. Seror.9-Iz. Seror-Bill No. 2 - Forcemain-13-2.5.3-b | Flange spigot with puddle flanged pieces 150mm | Approved
Abo Shanab El Agamien _0195 | CLI.CON-000001 |  |  | Approved
Abo Shanab El Agamien _0195 | CLI.CON-000001 | 9 - Iz. Seror-Bill No.6Admin Room - Civil Works-37-6.1.1.a- | Excavation from ground level to required depth and grades in all types of soil except the rock, including support system, floading with water, dewatering, compacting bottom of excavation using dynamic roller, transporting excavated materials to the approved off-Site disposal area as per drawings, specifications and geotechnical report. | Approved
Abo Shanab El Agamien _0195 | CLI.CON-000001 |  |  | Approved
Abo Shanab El Agamien _0195 | CLI.CON-000001 | 9 - 9-Iz. Seror.9-Iz. Seror-BILL NO. 1: SEWAGE NETWORK-6-1.5.3-a | DI gate valve 250 mm, | Approved
Abo Shanab El Agamien _0195 | CLI.CON-000001 |  |  | Approved
Abo Shanab El Agamien _0195 | CLI.CON-000001 | 9 - 9-Iz. Seror.9-Iz. Seror-BILL NO. 1: SEWAGE NETWORK-7-1.7- | Excavation in rock as specified in the Contract Documents. | Approved
Abo Shanab El Agamien _0195 | CLI.CON-000001 |  |  | Approved
Abo Shanab El Agamien _0195 | CLI.CON-000001 | 9 - 9-Iz. Seror.9-Iz. Seror-Bill No.4: Guard room -28-4.2.1-a. | Water closet with flush tank floor mounted water closet with flush tank (European type) shall be provided with a toilet paper holder and all its required accessories and fittings with approved sample. All required works of completion with the industry standards. | Approved
Abo Shanab El Agamien _0195 | CLI.CON-000001 |  |  | Approved
Abo Shanab El Agamien _0195 | CLI.CON-000001 | 9 - Iz. Seror-Bill No.5 Store Building (Civil Works)-33-5.1.4.b- | Supply and installation of horizontal prefabricated moisture Insulation membrane to the wet areas with 4mm thick for floor and roof, including joints, fixtures, overlaps not less than 100 mm and item include all surface preparation steps, coating with 2 layers of primer bitumen coat, metal flashing, internal angle fillets, upstand to vertical surfaces and waterproofing to all openings and around pipes and water drains, Polystyrene sheet 1mm, protection Sand-cement mortar screed, 30 mm thick as per manufacturer's instructions, Contract Drawing, recommendations and Specification. | Approved
Abo Shanab El Agamien _0195 | CLI.CON-000001 |  |  | Approved
Abo Shanab El Agamien _0195 | CLI.CON-000001 | 9 - Iz. Seror-Bill No.5 Store Building (Civil Works)-33-5.1.6-b.1 | Type W1, 2,800 mm width x 1,000 mm height | Approved
Abo Shanab El Agamien _0195 | CLI.CON-000001 |  |  | Approved
Abo Shanab El Agamien _0195 | CLI.CON-000001 | 9 - Iz. Seror-Bill No.9 Site and Civil Works -52-9.3.2-a. | DN/ID 150 mm dia | Approved
Abo Shanab El Agamien _0195 | CLI.CON-000001 |  |  | Approved
Abo Shanab El Agamien _0195 | CLI.CON-000001 | 3 - Iz.Junaidi Wisa & Iz. Zaki-Bill No.9 Site and Civil Works -34-7.2.2.b- | Supply and casting of in-place reinforced concrete Grade C25 with Sulfate-resistant cement for footing, column pedestal and grade beams including: formwork, scaffolding, expansion and construction joints, Steel bar reinforcement, joint filler and sealant, accessories, transporting, mixing, casting, finishing, compaction by vibratory, spraying, curing, and testing as required by the specifications. | Approved
Abo Shanab El Agamien _0195 | CLI.CON-000001 |  |  | Approved
Abo Shanab El Agamien _0195 | CLI.CON-000001 | 3 - 3- Iz.Junaidi Wisa & Iz. Zaki W.3- Iz.Junaidi Wisa & Iz. Zaki Wisa-Bill No.3.4 - Iz. Junaidi Wisa & Iz. Zaki Wisa Pump Station (Mechanical works)-21-3.4.8- | Maintenance tools as per tendered documents. | Approved
Abo Shanab El Agamien _0195 | CLI.CON-000001 |  |  | Approved
Abo Shanab El Agamien _0195 | CLI.CON-000001 | 3 - Iz.Junaidi Wisa & Iz. Zaki-Bill No.4 Guard Room (Civil Works)-23-4.1.2-b.1 | for foundation | Approved
Abo Shanab El Agamien _0195 | CLI.CON-000001 |  |  | Approved
Abo Shanab El Agamien _0195 | CLI.CON-000001 | 3 - Iz.Junaidi Wisa & Iz. Zaki-Bill No.9 Site and Civil Works -36-7.2.7-a. | Supply and apply of Dry mix paint for facades including substrate preparation, scaffoldings, grooves, applying three coats of paint as per required colors and all required accessories as shown on the Contract Drawings, recommended by manufacturer and approved by the Engineer prior to installation. | Approved
Abo Shanab El Agamien _0195 | CLI.CON-000001 |  |  | Approved
Abo Shanab El Agamien _0195 | CLI.CON-000001 | 3 - Iz.Junaidi Wisa & Iz. Zaki-Bill No.4 Guard Room (Civil Works)-26-4.1.8.b- | Supply and apply of Dry mix paint for facades including substrate preparation, scaffoldings, grooves, applying three coats of paint as per required colors and all required accessories as shown on the Contract Drawings, recommended by manufacturer and approved by the Engineer prior to installation. | Approved
Abo Shanab El Agamien _0195 | CLI.CON-000001 |  |  | Approved
Abo Shanab El Agamien _0195 | CLI.CON-000001 | 3 - 3- Iz.Junaidi Wisa & Iz. Zaki W.3- Iz.Junaidi Wisa & Iz. Zaki Wisa-BILL NO. 1: SEWAGE NETWORK-8-1.1- | Deep Dewatering according to soil investigation, specification and Engineer instruction. | Approved
Abo Shanab El Agamien _0195 | CLI.CON-000001 |  |  | Approved
Abo Shanab El Agamien _0195 | CLI.CON-000001 | 3 - 3- Iz.Junaidi Wisa & Iz. Zaki W.3- Iz.Junaidi Wisa & Iz. Zaki Wisa-BILL NO. 1: SEWAGE NETWORK-4-1.1.1-c.3 | Ditto, depth to invert between 2.51 m and 3.50 m | Approved
Abo Shanab El Agamien _0195 | CLI.CON-000001 |  |  | Approved
Abo Shanab El Agamien _0195 | CLI.CON-000001 | 3 - Junaidi Wisa Iz. Zaki Wisa-PUMP STATION NO. 3-18-3.2.4-a | Single Phase Switched Socket 220v, 16A, 2-pin Type Complete With Earthing Contact. | Approved
Abo Shanab El Agamien _0195 | CLI.CON-000001 |  |  | Approved
Abo Shanab El Agamien _0195 | CLI.CON-000001 | 3 - 3- Iz.Junaidi Wisa & Iz. Zaki W.3- Iz.Junaidi Wisa & Iz. Zaki Wisa-BILL NO. 1: SEWAGE NETWORK-4-1.1.1-b.4 | Ditto, depth to invert between 3.51 m and 4.50 m | Approved
Abo Shanab El Agamien _0195 | CLI.CON-000001 |  |  | Approved
Abo Shanab El Agamien _0195 | CLI.CON-000001 | 3 - Iz.Junaidi Wisa & Iz. Zaki-Bill No. 3 Main Pumping Station (Civil works)-15-3.1.4.a- | Supply and apply two coats of oxidized bituminous paint insulation to reinforced concrete in contact with soil such as footings, ground beam, columns necks and masonry work to 15 cm upper the GL, sample shall be approved before execution and all required works shall be as per manufacturer's instructions, recommendations and Specification. | Approved
Abo Shanab El Agamien _0195 | CLI.CON-000001 |  |  | Approved
Abo Shanab El Agamien _0195 | CLI.CON-000001 | 3 - 3- Iz.Junaidi Wisa & Iz. Zaki W.3- Iz.Junaidi Wisa & Iz. Zaki Wisa-Bill No.3.4 - Iz. Junaidi Wisa & Iz. Zaki Wisa Pump Station (Mechanical works)-21-3.4.3-c. | Tee, 150/100 mm. | Approved
Abo Shanab El Agamien _0195 | CLI.CON-000001 |  |  | Approved
Abo Shanab El Agamien _0195 | CLI.CON-000001 | 4 - IZ. AL BILTAJI-Bill No.6Admin Room - Civil Works-34-6.1.2-b.2 | For grade slabs, 100 mm thick | Approved
Abo Shanab El Agamien _0195 | CLI.CON-000001 |  |  | Approved
Abo Shanab El Agamien _0195 | CLI.CON-000001 | 4 - 4-Iz. Al Biltaji.4-Iz. Al Biltaji-Bill No. 2 - Forcemain-10-2.3.1-b | Gate valve 200 mm dia. | Approved
Abo Shanab El Agamien _0195 | CLI.CON-000001 |  |  | Approved
Abo Shanab El Agamien _0195 | CLI.CON-000001 | 4 - IZ. AL BILTAJI-Bill No. 3 Main Pumping Station (Civil works)-17-3.1.8.a- | Supply and apply of Acrylic paint for internal walls and ceiling including substrate preparation, applying primer, 2 layer of plastic paint over 2 putty coats as per required colors and all required accessories as shown on drawings, recommended by manufacturer and approved by the Engineer prior to installation. | Approved
Abo Shanab El Agamien _0195 | CLI.CON-000001 |  |  | Approved
Abo Shanab El Agamien _0195 | CLI.CON-000001 | 4 - IZ. AL BILTAJI-Bill No.5 Store Building (Civil Works)-30-5.1.4.b- | Supply and installation of horizontal prefabricated moisture Insulation membrane to the wet areas with 4mm thick for floor and roof, including joints, fixtures, overlaps not less than 100 mm and item include all surface preparation steps, coating with 2 layers of primer bitumen coat, metal flashing, internal angle fillets, upstand to vertical surfaces and waterproofing to all openings and around pipes and water drains, Polystyrene sheet 1mm, protection Sand-cement mortar screed, 30 mm thick as per manufacturer's instructions, Contract Drawing, recommendations and Specification. | Approved
Abo Shanab El Agamien _0195 | CLI.CON-000001 |  |  | Approved
Abo Shanab El Agamien _0195 | CLI.CON-000001 | 4 - Al Biltaji-Guard Room NO. 4-27-4.3.4-a | Single Phase Switched Socket 220v, 16A, 2-pin Type Complete With Earthing Contact. | Approved
Abo Shanab El Agamien _0195 | CLI.CON-000001 |  |  | Approved
Abo Shanab El Agamien _0195 | CLI.CON-000001 | 4 - IZ. AL BILTAJI-Bill No.6Admin Room - Civil Works-36-6.1.5-a | Supply and excite cement sand plaster for internal slabs, walls and beams with all metal accessories, the item includes substrate preparation, all required works of completion with the industry standards. As per Specification, Drawings and Engineer instructions. | Approved
Abo Shanab El Agamien _0195 | CLI.CON-000001 |  |  | Approved
Abo Shanab El Agamien _0195 | CLI.CON-000001 | 4 - Al Biltaji-Admin Room NO. 6-39-6.3.1-a | Supply, install, connect, test and commission of complete L.V. distribution boards (LP-ADMIN.) the price include selectvity study, termination, Identifications, labling, glands, copper luggs as specified and as indicating drawings. System shall be lump sum complete in every respect with all necessary accessories and ancillary works. | Approved
Abo Shanab El Agamien _0195 | CLI.CON-000001 |  |  | Approved
Abo Shanab El Agamien _0195 | CLI.CON-000001 | 4 - 4-Iz. Al Biltaji.4-Iz. Al Biltaji-BILL NO. 1: SEWAGE NETWORK-4-1.1.1-c.2 | Depth to invert between 1.51 m and 2.50 m | Approved
Abo Shanab El Agamien _0195 | CLI.CON-000001 |  |  | Approved
Abo Shanab El Agamien _0195 | CLI.CON-000001 | 4 - 4-Iz. Al Biltaji.4-Iz. Al Biltaji-Bill No. 2 - Forcemain-9-2.2-d | Flowmeter chamber | Approved
Abo Shanab El Agamien _0195 | CLI.CON-000001 |  |  | Approved
Abo Shanab El Agamien _0195 | CLI.CON-000001 | 4 - IZ. AL BILTAJI-Bill No. 3 Main Pumping Station (Civil works)-17-3.1.9-a | 75mm dia. | Approved
Abo Shanab El Agamien _0195 | CLI.CON-000001 |  |  | Approved
Abo Shanab El Agamien _0195 | CLI.CON-000001 | 4 - 4-Iz. Al Biltaji.4-Iz. Al Biltaji-BILL NO. 1: SEWAGE NETWORK-6-1.5.3-d | Pipe coupler | Approved
Abo Shanab El Agamien _0195 | CLI.CON-000001 |  |  | Approved
Abo Shanab El Agamien _0195 | CLI.CON-000001 |  |  | Approved
Abo Shanab El Agamien _0195 | CLI.CON-000001 | 4 - IZ. AL BILTAJI-Bill No.6Admin Room - Civil Works-34-6.1.2-a.2 | For roof slopes, 30 mm to 140 mm thick | Approved
Abo Shanab El Agamien _0195 | CLI.CON-000001 |  |  | Approved
Abo Shanab El Agamien _0195 | CLI.CON-000001 | 4 - IZ. AL BILTAJI-Bill No. 3 Main Pumping Station (Civil works)-16-3.1.6.a- | Type D1, size 1,500mmx2,500mm | Approved
Abo Shanab El Agamien _0195 | CLI.CON-000001 |  |  | Approved
Abo Shanab El Agamien _0195 | CLI.CON-000001 | 4 - IZ. AL BILTAJI-Bill No.4 Guard Room (Civil Works)-25-4.1.8-a | Supply and apply of acrylic paint for internal walls and ceiling including substrate preparation, applying three coats of paint as per required colors and all required accessories as shown on drawings, specified in the Contract documents, recommended by manufacturer and approved by the Engineer prior to installation. | Approved
Abo Shanab El Agamien _0195 | CLI.CON-000001 |  |  | Approved
Abo Shanab El Agamien _0195 | CLI.CON-000001 | 4 - IZ. AL BILTAJI-Bill No.9 Site and Civil Works -47-9.2.7.b- | Supply and apply of 50 cm high dry mix for skirting including substrate preparation, scaffoldings, grooves, and all required accessories as shown on Contract Drawings, recommended by manufacturer and approved by the Engineer prior to installation. | Approved
Abo Shanab El Agamien _0195 | CLI.CON-000001 |  |  | Approved
Abo Shanab El Agamien _0195 | CLI.CON-000001 | 4 - Al Biltaji-Store Building NO. 5-32-5.2.3-0 | One Way, Three-gang Lighting Switch 10A. | Approved
Abo Shanab El Agamien _0195 | CLI.CON-000001 |  |  | Approved
Abo Shanab El Agamien _0195 | CLI.CON-000001 | 4 - Al Biltaji-Generator Shed NO. 7 -42-7.2.2-b | Ditto As Above But For Maintained Electricity Duration. Provided With Emergency Unit For 3 Hours | Approved
Abo Shanab El Agamien _0195 | CLI.CON-000001 |  |  | Approved
Abo Shanab El Agamien _0195 | CLI.CON-000001 | 4 - 4-Iz. Al Biltaji.4-Iz. Al Biltaji-Bill No. 2 - Forcemain-12-2.8- | Supply and filling by clean sand between the existing covered waterways and the forcemain pipe covered by concrete encasement | Approved
Abo Shanab El Agamien _0195 | CLI.CON-000001 |  |  | Approved
Abo Shanab El Agamien _0195 | CLI.CON-000001 | 4 - IZ. AL BILTAJI-Bill No.6Admin Room - Civil Works-35-6.1.4.a- | Supply and apply two coats of oxidized bituminous paint insulation to surfaces under ground contact with soil such as footings, ground beam, columns pedestal and masonry work to 15 cm upper the GL, sample shall be approved before execution and all required works shall be as per manufacturer's instructions, recommendations and Specification. | Approved
Abo Shanab El Agamien _0195 | CLI.CON-000001 |  |  | Approved
Abo Shanab El Agamien _0195 | CLI.CON-000001 | 4 - IZ. AL BILTAJI-Bill No.9 Site and Civil Works -48-9.3.1-b. | 100mm dia. | Approved
Abo Shanab El Agamien _0195 | CLI.CON-000001 |  |  | Approved
Abo Shanab El Agamien _0195 | CLI.CON-000001 | 4 - 4-Iz. Al Biltaji.4-Iz. Al Biltaji-Bill No. 2 - Forcemain-12-2.5.1-b | washout 150mm dia. | Approved
Abo Shanab El Agamien _0195 | CLI.CON-000001 |  |  | Approved
Abo Shanab El Agamien _0195 | CLI.CON-000001 | 4 - 4-Iz. Al Biltaji.4-Iz. Al Biltaji-Bill No. 2 - Forcemain-10-2.3.3-d | Flange spigot with puddle flanged pieces 150mm | Approved
Abo Shanab El Agamien _0195 | CLI.CON-000001 |  |  | Approved
Abo Shanab El Agamien _0195 | CLI.CON-000001 | 4 - 4-Iz. Al Biltaji.4-Iz. Al Biltaji-Bill No.3.4 - Iz. Al Biltaji Pump Station (Mechanical works)-21-3.4.3-d. | Dismantling joint, dia. 150 mm. | Approved
Abo Shanab El Agamien _0195 | CLI.CON-000001 |  |  | Approved
Abo Shanab El Agamien _0195 | CLI.CON-000001 | 4 - 4-Iz. Al Biltaji.4-Iz. Al Biltaji-Bill No. 2 - Forcemain-9-2.2-b | Air Release valve chamber | Approved
Abo Shanab El Agamien _0195 | CLI.CON-000001 |  |  | Approved
Abo Shanab El Agamien _0195 | CLI.CON-000001 | 4 - IZ. AL BILTAJI-Bill No.4 Guard Room (Civil Works)-23-4.1.2-b.2 | For grade slabs, 100 mm thick | Approved
Abo Shanab El Agamien _0195 | CLI.CON-000001 |  |  | Approved
Abo Shanab El Agamien _0195 | CLI.CON-000001 | 4 - 4-Iz. Al Biltaji.4-Iz. Al Biltaji-Bill No.3.4 - Iz. Al Biltaji Pump Station (Mechanical works)-26-4.2.4-a. | 75mm | Approved
Abo Shanab El Agamien _0195 | CLI.CON-000001 |  |  | Approved
Abo Shanab El Agamien _0195 | CLI.CON-000001 | 4 - 4-Iz. Al Biltaji.4-Iz. Al Biltaji-Bill No.3.4 - Iz. Al Biltaji Pump Station (Mechanical works)-26-4.2.2-a. | 25mm dia. | Approved
Abo Shanab El Agamien _0195 | CLI.CON-000001 |  |  | Approved
Abo Shanab El Agamien _0195 | CLI.CON-000001 | 4 - 4-Iz. Al Biltaji.4-Iz. Al Biltaji-Bill No. 2 - Forcemain-10-2.3.6- | Supplying, installing, connecting and testing of ductile iron pipes with diameter 150 mm for wash-out chamber and inlet pipe (in the case of chamber Type-A) , the item includes all pipes, fittings, gaskets, flexible joint, bolts, nut, washers, non-shrink mortar and all required works for completion and performance of the work item in accordance with the Contract Drawings, Specifications, the Ministerial Decree No. (277 / 2000) and its annexes No. 14 /2002) and the Engineer's instructions. | Approved
Abo Shanab El Agamien _0195 | CLI.CON-000001 |  |  | Approved
Abo Shanab El Agamien _0195 | CLI.CON-000001 | 4 - IZ. AL BILTAJI-Bill No.6Admin Room - Civil Works-35-6.1.4.b- | Supply and installation of horizontal prefabricated moisture Insulation membrane to the wet areas with 4mm thick for floor and roof, including joints, fixtures, overlaps not less than 100 mm and item include all surface preparation steps, coating with 2 layers of primer bitumen coat, metal flashing, internal angle fillets, upstand to vertical surfaces and waterproofing to all openings and around pipes and water drains, Polystyrene sheet 1mm, protection Sand-cement mortar screed, 30 mm thick as per manufacturer's instructions, Contract Drawing, recommendations and Specification. Roof thermal insulation | Approved
Abo Shanab El Agamien _0195 | CLI.CON-000001 |  |  | Approved
Abo Shanab El Agamien _0195 | CLI.CON-000001 | 4 - Al Biltaji-Pumping Station NO. 3-20-3.3.20- | Supply and Delivery spare parts of the following equipments as per tendered documents: - Pump unit. - Main Low Tension Switchboard. - Generator unit. | Approved
Abo Shanab El Agamien _0195 | CLI.CON-000001 |  |  | Approved
Abo Shanab El Agamien _0195 | CLI.CON-000001 | 4 - Al Biltaji-Pumping Station NO. 3-20-3.3.19- | Supply, install, connect and test a complete closed circuit surveillance TV (CCTV) system complete with Weatherproof fixed camera HD, Weatherproof Motorized cameras HD, DVR, Rack, UPS, Joystick, remote controller, color photos printer, conduits, Coaxial cables, control cables, LED screen, boxes between devices, UPS....etc. and all necessary works to complete works as per specifications and contract documents. | Approved
Abo Shanab El Agamien _0195 | CLI.CON-000001 |  |  | Approved
Abo Shanab El Agamien _0195 | CLI.CON-000001 | 4 - 4-Iz. Al Biltaji.4-Iz. Al Biltaji-Bill No.6.2: Admin Building-38-6.2.3-a. | gully trap 30 x 30 | Approved
Abo Shanab El Agamien _0195 | CLI.CON-000001 |  |  | Approved
Abo Shanab El Agamien _0195 | CLI.CON-000001 | 4 - IZ. AL BILTAJI-Bill No. 3 Main Pumping Station (Civil works)-15-3.1.4.e- | Supply and installation of 50 mm extruded polystyrene boards for roof heat insulation with minimum density 35 kg/cm�; the work include Polystyrene sheet 1mm layer. Sample shall be approved before execution and all required works shall be as per manufacturer's instructions, recommendations and Specification. | Approved
Abo Shanab El Agamien _0195 | CLI.CON-000001 |  |  | Approved
Abo Shanab El Agamien _0195 | CLI.CON-000001 | 5 - Tahawi Village-Bill No.9 Site and Civil Works -46-9.3.1-a. | 25mm dia. | Approved
Abo Shanab El Agamien _0195 | CLI.CON-000001 |  |  | Approved
Abo Shanab El Agamien _0195 | CLI.CON-000001 | 5 - Tahawi Village-Bill No.5 Store Building (Civil Works)-28-5.1.5-b | Supply and apply external cement plastering to facades with all metal accessories, base and finish coat, thickness 2cm striped with 2 cm groove render for facades. all required works of completion with the industry standards. As per Specification, Drawings and the Engineer's instructions. | Approved
Abo Shanab El Agamien _0195 | CLI.CON-000001 |  |  | Approved
Abo Shanab El Agamien _0195 | CLI.CON-000001 | 5 - Tahawi Village-Bill No. 3 Main Pumping Station (Civil works)-12-3.1.1-c | Extra over for excavation in rock. | Approved
Abo Shanab El Agamien _0195 | CLI.CON-000001 |  |  | Approved
Abo Shanab El Agamien _0195 | CLI.CON-000001 | 5 - Tahawi-Admin Room NO. 6-37-6.3.2-b | Ditto As Above But For Maintained Electricity Duration. Provided With Emergency Unit For 3 Hours | Approved
Abo Shanab El Agamien _0195 | CLI.CON-000001 |  |  | Approved
Abo Shanab El Agamien _0195 | CLI.CON-000001 | 5 - 5-Tahawi Village.5-Tahawi Village-BILL NO. 1: SEWAGE NETWORK-5-1.2-b.3 | Ditto, depth to invert between 2.51 m and 3.00 m | Approved
Abo Shanab El Agamien _0195 | CLI.CON-000001 |  |  | Approved
Abo Shanab El Agamien _0195 | CLI.CON-000001 | 5 - Tahawi Village-Bill No.6Admin Room - Civil Works-34-6.1.6-b.1 | Type W1, 1,000 mm width x 1,000 mm height | Approved
Abo Shanab El Agamien _0195 | CLI.CON-000001 |  |  | Approved
Abo Shanab El Agamien _0195 | CLI.CON-000001 | 5 - Tahawi Village-Bill No.6Admin Room - Civil Works-33-6.1.4.c- | Supply and installation of 50 mm extruded polystyrene boards for roof heat insulation with minimum density 35 kg/cm�; the work include Polystyrene sheet 1mm layer. Sample shall be approved before execution and all required works shall be as per manufacturer's instructions, recommendations and Specification. | Approved
Abo Shanab El Agamien _0195 | CLI.CON-000001 |  |  | Approved
Abo Shanab El Agamien _0195 | CLI.CON-000001 | 5 - Tahawi-Admin Room NO. 6-37-6.3.2-d | Surface Mounted Luminaire (IP54) With 20W LED lamp. | Approved
Abo Shanab El Agamien _0195 | CLI.CON-000001 |  |  | Approved
Abo Shanab El Agamien _0195 | CLI.CON-000001 | 5 - 5-Tahawi Village.5-Tahawi Village-Bill No.6.2: Admin Building-36-6.2.5-a. | 75mm dia | Approved
Abo Shanab El Agamien _0195 | CLI.CON-000001 |  |  | Approved
Abo Shanab El Agamien _0195 | CLI.CON-000001 | 5 - Tahawi Village-Bill No.5 Store Building (Civil Works)-29-5.1.7-a.2 | cement tiling, for roof | Approved
Abo Shanab El Agamien _0195 | CLI.CON-000001 |  |  | Approved
Abo Shanab El Agamien _0195 | CLI.CON-000001 | 5 - Tahawi Village-Bill No.5 Store Building (Civil Works)-27-5.1.3.b- | 250 mm thick. | Approved
Abo Shanab El Agamien _0195 | CLI.CON-000001 |  |  | Approved
Abo Shanab El Agamien _0195 | CLI.CON-000001 | 5 - 5-Tahawi Village.5-Tahawi Village-BILL NO. 1: SEWAGE NETWORK-5-1.2-b.7 | Ditto, depth to invert between 4.51 m and 5.00 m | Approved
Abo Shanab El Agamien _0195 | CLI.CON-000001 |  |  | Approved
Abo Shanab El Agamien _0195 | CLI.CON-000001 | 5 - 5-Tahawi Village.5-Tahawi Village-Bill No. 3.1 - Tahawi Village Main Pumping Station (Mechanical works)-19-3.4.4-d. | Flanged Wall piece, dia. 200 mm. | Approved
Abo Shanab El Agamien _0195 | CLI.CON-000001 |  |  | Approved
Abo Shanab El Agamien _0195 | CLI.CON-000001 | 5 - Tahawi-Store Building NO. 5-30-5.2.4-a | Single Phase Switched Socket 220v, 16A, 2-pin Type Complete With Earthing Contact. | Approved
Abo Shanab El Agamien _0195 | CLI.CON-000001 |  |  | Approved
Abo Shanab El Agamien _0195 | CLI.CON-000001 | 5 - Tahawi Village-Bill No.4 Guard Room (Civil Works)-21-4.1.2-c.1 | structure | Approved
Abo Shanab El Agamien _0195 | CLI.CON-000001 |  |  | Approved
Abo Shanab El Agamien _0195 | CLI.CON-000001 | 5 - 5-Tahawi Village.5-Tahawi Village-Bill No. 2 - Forcemain-9-2.2-c | Air Release valve chamber | Approved
Abo Shanab El Agamien _0195 | CLI.CON-000001 | 5 - Tahawi Village-Bill No. 3 Main Pumping Station (Civil works)-14-3.1.6-d | Supply, fabrication and erection of galvanized steel ladder wall mounted with safety cage including all required steel members, galvanizing, formulation, painting, welding, jointing, all fixings and accessories. Complete as shown on drawings, Detailed shop drawings must be submitted by the contractor and approved by the Engineer prior to fabrication. | Approved
Abo Shanab El Agamien _0195 | CLI.CON-000001 |  |  | Approved
Abo Shanab El Agamien _0195 | CLI.CON-000001 | 5 - Tahawi-Pumping Station NO. 3-16-3.2.4-a | Single Phase Switched Socket 220v, 16A, 2-pin Type Complete With Earthing Contact. | Approved
Abo Shanab El Agamien _0195 | CLI.CON-000001 |  |  | Approved
Abo Shanab El Agamien _0195 | CLI.CON-000001 | 5 - Tahawi Village-Bill No.5 Store Building (Civil Works)-28-5.1.4.b- | Supply and installation of horizontal prefabricated moisture Insulation membrane to the wet areas with 4mm thick for floor and roof, including joints, fixtures, overlaps not less than 100 mm and item include all surface preparation steps, coating with 2 layers of primer bitumen coat, metal flashing, internal angle fillets, upstand to vertical surfaces and waterproofing to all openings and around pipes and water drains, Polystyrene sheet 1mm, protection Sand-cement mortar screed, 30 mm thick as per manufacturer's instructions, Contract Drawing, recommendations and Specification. | Approved
Abo Shanab El Agamien _0195 | CLI.CON-000001 |  |  | Approved
Abo Shanab El Agamien _0195 | CLI.CON-000001 | 5 - Tahawi-Pumping Station NO. 3-18-3.3.17- | Earthing system network complete with (Inspection pit, rods, bare copper conductor ...etc) and all accessories, as per Contract documents. | Approved
Abo Shanab El Agamien _0195 | CLI.CON-000001 |  |  | Approved
Abo Shanab El Agamien _0195 | CLI.CON-000001 | 5 - Tahawi-Pumping Station NO. 3-16-3.2.4-c | Industrial Three Phase Switched Socket 380v, 32A, 4-pin Type Complete With Earthing Contact And Plug, Totally Enclosed (IP54). | Approved
Abo Shanab El Agamien _0195 | CLI.CON-000001 |  |  | Approved
Abo Shanab El Agamien _0195 | CLI.CON-000001 | 5 - Tahawi Village-Bill No. 3 Main Pumping Station (Civil works)-12-3.1.2-a.2 | PC Slope concrete for floor with hardener | Approved
Abo Shanab El Agamien _0195 | CLI.CON-000001 |  |  | Approved
Abo Shanab El Agamien _0195 | CLI.CON-000001 | 5 - Tahawi Village-Bill No.4 Guard Room (Civil Works)-23-4.1.6-a.1 | Type D1, size 800mmx2,200mm | Approved
Abo Shanab El Agamien _0195 | CLI.CON-000001 |  |  | Approved
Abo Shanab El Agamien _0195 | CLI.CON-000001 | 5 - Tahawi Village-Bill No.4 Guard Room (Civil Works)-21-4.1.1-b | Extra over for excavation in rock. | Approved
Abo Shanab El Agamien _0195 | CLI.CON-000001 |  |  | Approved
Abo Shanab El Agamien _0195 | CLI.CON-000001 | 5 - Tahawi Village-Bill No.6Admin Room - Civil Works-34-6.1.6-a.1 | Type D1, size 800mmx2,200mm | Approved
Abo Shanab El Agamien _0195 | CLI.CON-000001 |  |  | Approved
Abo Shanab El Agamien _0195 | CLI.CON-000001 | 5 - 5-Tahawi Village.5-Tahawi Village-Bill No. 2 - Forcemain-9-2.3.1-d | Air Relief valve 100 mm dia.(include gate valve 100mm) | Approved
Abo Shanab El Agamien _0195 | CLI.CON-000001 |  |  | Approved
Abo Shanab El Agamien _0195 | CLI.CON-000001 | 5 - Tahawi-Pumping Station NO. 3-17-3.3.2- | Outdoor Kiosk power transformer package 100 KVA, 11/0.4KV complete with Ring Main Unit, Bus-Bar, Breakers, Protection, Measuring, Low Voltage accumulated energy meter and all required accessories for medium voltage, as per tendered documents, and shall be supplied and erected according to the requirements of the Egyptian Electric Authority (E.E.A), the contractor shall take the approval of the (E.E.A) before supplying. | Approved
Abo Shanab El Agamien _0195 | CLI.CON-000001 |  |  | Approved
Abo Shanab El Agamien _0195 | CLI.CON-000001 | 6 - Huwaydi Village-Pumping Station NO. 3-18-3.3.20- | Supply and Delivery spare parts of the following equipments as per tendered documents: - Pump unit. - Main Low Tension Switchboard. - Generator unit. | Approved
Abo Shanab El Agamien _0195 | CLI.CON-000001 |  |  | Approved
Abo Shanab El Agamien _0195 | CLI.CON-000001 | 6 - Huwaydi Village-Bill No.9 Site and Civil Works -46-9.3.1-a. | 25mm dia. | Approved
Abo Shanab El Agamien _0195 | CLI.CON-000001 |  |  | Approved
Abo Shanab El Agamien _0195 | CLI.CON-000001 | 6 - Huwaydi Village-Guard Room NO. 4-25-4.3.1-a | Supply, install, connect, test and commission of complete L.V. distribution boards (LP-GUR-EXT.) the price include circuit breakers, contactors, relays, timers , photocells, push buttons, selectvity study, termination, Identifications ,labling, glands, copper luggs as specified and as indicating drawings. System shall be lump sum complete in every respect with all necessary accessories and ancillary works. | Approved
Abo Shanab El Agamien _0195 | CLI.CON-000001 |  |  | Approved
Abo Shanab El Agamien _0195 | CLI.CON-000001 | 6 - 6-Huwaydi Village.6-Huwaydi Village-Bill No. 2 - Forcemain-10-2.4- | supplying and installing concrete encasement of 25cm around pipe under waterway to protect the pipe. All works required to complete the crossing with concrete encasement in accordance with Specifications 2.2.7.7 Concrete Encasement (Bedding and Surrounding), Contract Drawings and the Engineer's instructions | Approved
Abo Shanab El Agamien _0195 | CLI.CON-000001 |  |  | Approved
Abo Shanab El Agamien _0195 | CLI.CON-000001 | 6 - Huwaydi Village-Bill No.5 Store Building (Civil Works)-27-5.1.3.b- | 250 mm thick. | Approved
Abo Shanab El Agamien _0195 | CLI.CON-000001 |  |  | Approved
Abo Shanab El Agamien _0195 | CLI.CON-000001 | 6 - 6-Huwaydi Village.6-Huwaydi Village-Bill No. 3.1 - Huwaydi Village Main Pumping Station (Mechanical works)-19-3.4.6-a. | Supply, Test, Delivery, Erection of Hammering control systems, complete with all accessories as per Contract documents, the Contractor is responsible for the anti-hammer system .protection system comprises of the following components:- - Hybrid Surge vessel 3.6 m3 ( d: 1.2 m - 3.2 m height ) | Approved
Abo Shanab El Agamien _0195 | CLI.CON-000001 |  |  | Approved
Abo Shanab El Agamien _0195 | CLI.CON-000001 | 6 - Huwaydi Village-Bill No.5 Store Building (Civil Works)-29-5.1.8-a | Supply and apply of acrylic paint for internal walls and ceiling including substrate preparation, applying three coats of paint as per required colors and all required accessories as shown on drawings, specified in the Contract documents, recommended by manufacturer and approved by the Engineer prior to installation. | Approved
Abo Shanab El Agamien _0195 | CLI.CON-000001 |  |  | Approved
Abo Shanab El Agamien _0195 | CLI.CON-000001 | 6 - 6-Huwaydi Village.6-Huwaydi Village-Bill No.6.2: Admin Building-36-6.2.5-a. | 75mm dia | Approved
Abo Shanab El Agamien _0195 | CLI.CON-000001 |  |  | Approved
Abo Shanab El Agamien _0195 | CLI.CON-000001 | 6 - Huwaydi Village-Bill No.5 Store Building (Civil Works)-27-5.1.1-b. | Extra over for excavation in rock. | Approved
Abo Shanab El Agamien _0195 | CLI.CON-000001 |  |  | Approved
Abo Shanab El Agamien _0195 | CLI.CON-000001 | 6 - Huwaydi Village-Bill No.9 Site and Civil Works -45-9.2.6-b. | Type D2, 1,000 mm width x 2,500 mm height | Approved
Abo Shanab El Agamien _0195 | CLI.CON-000001 |  |  | Approved
Abo Shanab El Agamien _0195 | CLI.CON-000001 | 6 - Huwaydi Village-Bill No. 3 Main Pumping Station (Civil works)-15-3.1.7-a.2 | Cement tiles for roof | Approved
Abo Shanab El Agamien _0195 | CLI.CON-000001 |  |  | Approved
Abo Shanab El Agamien _0195 | CLI.CON-000001 | 6 - Huwaydi Village- Admin Room NO. 6-37-6.3.2-a | Surface mounted luminaire with 1x60 watt led lamps, With (IP20) | Approved
Abo Shanab El Agamien _0195 | CLI.CON-000001 |  |  | Approved
Abo Shanab El Agamien _0195 | CLI.CON-000001 |  |  | Approved
Abo Shanab El Agamien _0195 | CLI.CON-000001 | 6 - Huwaydi Village-Pumping Station NO. 3-17-3.3.4- | Supply, installation, programming, connecting, commissioning and testing of the control panel (2mm thickness) including the(Conformal coated) Programmable Logic Controller (PLC) consists of: Power supply Module CPU Module Digital Input Modules Digital Output Modules Analog Input Modules Analog Output Modules (If required) Complete with programming software, electrical protection devices, input and output isolation units, industrial switch, electrical feed, insulation transformer, lighting bulb, connection with main control system and all necessary accessories and devices. | Approved
Abo Shanab El Agamien _0195 | CLI.CON-000001 |  |  | Approved
Abo Shanab El Agamien _0195 | CLI.CON-000001 | 6 - 6-Huwaydi Village.6-Huwaydi Village-BILL NO. 1: SEWAGE NETWORK-6-1.5.3-c | Puddle flanged pipe | Approved
Abo Shanab El Agamien _0195 | CLI.CON-000001 |  |  | Approved
Abo Shanab El Agamien _0195 | CLI.CON-000001 | 6 - 6-Huwaydi Village.6-Huwaydi Village-BILL NO. 1: SEWAGE NETWORK-7-1.6.2-a | (Crossing under HDOD EBSHWAY DRAIN by pipe jacking/Macro-tunneling | Approved
Abo Shanab El Agamien _0195 | CLI.CON-000001 |  |  | Approved
Abo Shanab El Agamien _0195 | CLI.CON-000001 | 6 - 6-Huwaydi Village.6-Huwaydi Village-Bill No.4: Guard room -24-4.2.2-a. | 25mm dia. | Approved
Abo Shanab El Agamien _0195 | CLI.CON-000001 |  |  | Approved
Abo Shanab El Agamien _0195 | CLI.CON-000001 | 6 - Huwaydi Village-Bill No.6Admin Room - Civil Works-32-6.1.1.c- | Supply, backfilling and compaction to the required grades with approved clean sand on layers not more than 25 cm thick. The layers are to be compacted by means of vibratory type equipment to obtain 95% of maximum dry density as per specifications. | Approved
Abo Shanab El Agamien _0195 | CLI.CON-000001 |  |  | Approved
Abo Shanab El Agamien _0195 | CLI.CON-000001 | 6 - Huwaydi Village-Bill No. 3 Main Pumping Station (Civil works)-12-3.1.1-b | Submersible Excavation | Approved
Abo Shanab El Agamien _0195 | CLI.CON-000001 |  |  | Approved
Abo Shanab El Agamien _0195 | CLI.CON-000001 | 6 - 6-Huwaydi Village.6-Huwaydi Village-Bill No. 2 - Forcemain-9-2.2-a | Valve chamber type (A) | Approved
Abo Shanab El Agamien _0195 | CLI.CON-000001 |  |  | Approved
Abo Shanab El Agamien _0195 | CLI.CON-000001 | 6 - 6-Huwaydi Village.6-Huwaydi Village-Bill No. 3.1 - Huwaydi Village Main Pumping Station (Mechanical works)-19-3.4.5-b. | Collar, dia. 400 mm. | Approved
Abo Shanab El Agamien _0195 | CLI.CON-000001 |  |  | Approved
Abo Shanab El Agamien _0195 | CLI.CON-000001 | 6 - Huwaydi Village-Bill No.6Admin Room - Civil Works-33-6.1.4.c- | Supply and installation of 50 mm extruded polystyrene boards for roof heat insulation with minimum density 35 kg/cm�; the work include Polystyrene sheet 1mm layer. Sample shall be approved before execution and all required works shall be as per manufacturer's instructions, recommendations and Specification. | Approved
Abo Shanab El Agamien _0195 | CLI.CON-000001 |  |  | Approved
Abo Shanab El Agamien _0195 | CLI.CON-000001 | 6 - Huwaydi Village-Bill No.6Admin Room - Civil Works-34-6.1.6-b.2 | Type W2, 600 mm width x 600 mm height | Approved
Abo Shanab El Agamien _0195 | CLI.CON-000001 |  |  | Approved
Abo Shanab El Agamien _0195 | CLI.CON-000001 | 6 - Huwaydi Village-Bill No.9 Site and Civil Works -44-9.2.2.a- | Under foundations | Approved
Abo Shanab El Agamien _0195 | CLI.CON-000001 |  |  | Approved
Abo Shanab El Agamien _0195 | CLI.CON-000001 | 6 - 6-Huwaydi Village.6-Huwaydi Village-Bill No. 2 - Forcemain-10-2.3.3-a | Flange socket with puddle flanged pieces 250mm | Approved
Abo Shanab El Agamien _0195 | CLI.CON-000001 |  |  | Approved
Abo Shanab El Agamien _0195 | CLI.CON-000001 | 6 - Huwaydi Village-Bill No.4 Guard Room (Civil Works)-23-4.1.8-a | Supply and apply of acrylic paint for internal walls and ceiling including substrate preparation, applying three coats of paint as per required colors and all required accessories as shown on drawings, specified in the Contract documents, recommended by manufacturer and approved by the Engineer prior to installation. | Approved
Abo Shanab El Agamien _0195 | CLI.CON-000001 |  |  | Approved
Abo Shanab El Agamien _0195 | CLI.CON-000001 | 6 - Huwaydi Village-Bill No.5 Store Building (Civil Works)-29-5.1.8.b- | Supply and apply of Dry mix paint for facades including substrate preparation, scaffoldings, grooves, applying three coats of paint as per required colors and all required accessories as shown on the Contract Drawings, recommended by manufacturer and approved by the Engineer prior to installation. | Approved
Abo Shanab El Agamien _0195 | CLI.CON-000001 |  |  | Approved
Abo Shanab El Agamien _0195 | CLI.CON-000001 | 6 - Huwaydi Village-Bill No.6Admin Room - Civil Works-35-6.1.8.c- | Supply and apply of 90 cm high dry mix for skirting including substrate preparation, scaffoldings, grooves, and all required accessories as shown on Contract Drawings, recommended by manufacturer and approved by the Engineer prior to installation. | Approved
Abo Shanab El Agamien _0195 | CLI.CON-000001 |  |  | Approved
Abo Shanab El Agamien _0195 | CLI.CON-000001 | 6 - 6-Huwaydi Village.6-Huwaydi Village-BILL NO. 1: SEWAGE NETWORK-5-1.2-b.3 | Ditto, depth to invert between 2.51 m and 3.00 m | Approved
Abo Shanab El Agamien _0195 | CLI.CON-000001 |  |  | Approved
Abo Shanab El Agamien _0195 | CLI.CON-000001 | 6 - 6-Huwaydi Village.6-Huwaydi Village-BILL NO. 1: SEWAGE NETWORK-5-1.2-b.7 | Ditto, depth to invert between 4.51 m and 5.00 m | Approved
Abo Shanab El Agamien _0195 | CLI.CON-000001 |  |  | Approved
Abo Shanab El Agamien _0195 | CLI.CON-000001 | 6 - Huwaydi Village-Pumping Station NO. 3-17-3.3.7- | Supply, installation, calibration, connection and testing of level float switch with acable length 15 meter including all necessary accessories required for installation and operation requirements. | Approved
Abo Shanab El Agamien _0195 | CLI.CON-000001 |  |  | Approved
Abo Shanab El Agamien _0195 | CLI.CON-000001 | 6 - Huwaydi Village-Bill No.4 Guard Room (Civil Works)-23-4.1.7.b- | Supply and installation of ceramic tiles, pattern as shown on drawings including cement mortar, setting bed, grouting, pointing, fixing, support and all required accessories. Complete as shown on drawings, specified in the Contract documents, recommended by manufacturer and approved by the Engineer prior to installation. | Approved
Abo Shanab El Agamien _0195 | CLI.CON-000001 |  |  | Approved
Abo Shanab El Agamien _0195 | CLI.CON-000001 | 6 - Huwaydi Village-Pumping Station NO. 3-16-3.2.3-b | Ditto As Above Item, But Of Weatherproof Type. | Approved
Abo Shanab El Agamien _0195 | CLI.CON-000001 |  |  | Approved
Abo Shanab El Agamien _0195 | CLI.CON-000001 | 7 | Iz. Raslan & Iz. Mokhtar Eissa | Approved
Abo Shanab El Agamien _0195 | CLI.CON-000001 |  |  | Approved
Abo Shanab El Agamien _0195 | CLI.CON-000001 | 7 - 7-Iz. Raslan & Iz. Mokhtar Eiss.7-Iz. Raslan & Iz. Mokhtar Eissa-Bill No. 3.1 - Iz. Raslan & Iz. Mokhtar Eissa Main Pumping Station (Mechanical works)-23-3.4.8- | Basket screen including all accessories as specified in technical specifications. | Approved
Abo Shanab El Agamien _0195 | CLI.CON-000001 |  |  | Approved
Abo Shanab El Agamien _0195 | CLI.CON-000001 | 7 - 7-Iz. Raslan & Iz. Mokhtar Eiss.7-Iz. Raslan & Iz. Mokhtar Eissa-Bill No. 3.1 - Iz. Raslan & Iz. Mokhtar Eissa Main Pumping Station (Mechanical works)-23-3.4.2-c. | Flanged non-return valve, dia. 100 mm. | Approved
Abo Shanab El Agamien _0195 | CLI.CON-000001 |  |  | Approved
Abo Shanab El Agamien _0195 | CLI.CON-000001 | 7 - Raslan & Mokhtar Eissa-Pumping Station NO. 3-19-3.3.2- | Pole Mounted transformer 50 KVA, 11/0.4KV to be installed on tower including tower column, tower base, outdoor medium voltage load break switch, fuse, wiring, protection, Low Voltage accumulated energy meter with IP54 enclousre, accessories, as per tendered documents, and shall be supplied and erected according to the requirements of the Egyptian Electric Authority (E.E.A), the contractor shall take the approval of the (E.E.A) before supplying. | Approved
Abo Shanab El Agamien _0195 | CLI.CON-000001 |  |  | Approved
Abo Shanab El Agamien _0195 | CLI.CON-000001 | 7 - Iz. Raslan & Iz. Mokhtar Eiss-Bill No.4 Guard Room (Civil Works)-25-4.1.1.c- | Supply, backfilling and compaction to the required grades with approved clean sand on layers not more than 25 cm thick. The layers are to be compacted by means of vibratory type equipment to obtain 95% of maximum dry density as per specifications. | Approved
Abo Shanab El Agamien _0195 | CLI.CON-000001 |  |  | Approved
Abo Shanab El Agamien _0195 | CLI.CON-000001 | 7 - Iz. Raslan & Iz. Mokhtar Eiss-Bill No.4 Guard Room (Civil Works)-27-4.1.7-a.1 | Ceramic floor, glazed ceramic | Approved
Abo Shanab El Agamien _0195 | CLI.CON-000001 |  |  | Approved
Abo Shanab El Agamien _0195 | CLI.CON-000001 | 7 - 7-Iz. Raslan & Iz. Mokhtar Eiss.7-Iz. Raslan & Iz. Mokhtar Eissa-Bill No.4: Guard room -29-4.2.2-a | 25mm dia. | Approved
Abo Shanab El Agamien _0195 | CLI.CON-000001 |  |  | Approved
Abo Shanab El Agamien _0195 | CLI.CON-000001 | 7 - 7-Iz. Raslan & Iz. Mokhtar Eiss.7-Iz. Raslan & Iz. Mokhtar Eissa-Bill No. 3.1 - Iz. Raslan & Iz. Mokhtar Eissa Main Pumping Station (Mechanical works)-23-3.4.5-a. | Supply, Test, Delivery, Erection of Hammering control systems, complete with all accessories as per Contract documents, the Contractor is responsible for the anti-hammer system .protection system comprises of the following components: - Hybrid surge vessel 1 m3 ( d: 0.9 m - 1.8 m height ) | Approved
Abo Shanab El Agamien _0195 | CLI.CON-000001 |  |  | Approved
Abo Shanab El Agamien _0195 | CLI.CON-000001 | 7 - Raslan & Mokhtar Eissa-Pumping Station NO. 3-20-3.3.8- | Supply, installation, calibration, connection and testing of Pressure Switch with a range of 0 to 10 bar and all necessary accessories required for installation and operation requirements. | Approved
Abo Shanab El Agamien _0195 | CLI.CON-000001 |  |  | Approved
Abo Shanab El Agamien _0195 | CLI.CON-000001 | 7 - Iz. Raslan & Iz. Mokhtar Eiss-Bill No.4 Guard Room (Civil Works)-26-4.1.4.c- | Supply and installation of 50 mm extruded polystyrene boards for roof heat insulation with minimum density 35 kg/cm�; the work include Polystyrene sheet 1mm layer. Sample shall be approved before execution and all required works shall be as per manufacturer's instructions, recommendations and Specification. | Approved
Abo Shanab El Agamien _0195 | CLI.CON-000001 |  |  | Approved
Abo Shanab El Agamien _0195 | CLI.CON-000001 | 7 - Iz. Raslan & Iz. Mokhtar Eiss-Bill No.4 Guard Room (Civil Works)-27-4.1.6-b.2 | Type W2, 600 mm width x 600 mm height | Approved
Abo Shanab El Agamien _0195 | CLI.CON-000001 |  |  | Approved
Abo Shanab El Agamien _0195 | CLI.CON-000001 | 7 - Iz. Raslan & Iz. Mokhtar Eiss-Bill No.9 Site and Civil Works -39-7.3.1-a. | 25mm dia. | Approved
Abo Shanab El Agamien _0195 | CLI.CON-000001 |  |  | Approved
Abo Shanab El Agamien _0195 | CLI.CON-000001 | 7 - 7-Iz. Raslan & Iz. Mokhtar Eiss.7-Iz. Raslan & Iz. Mokhtar Eissa-Bill No. 2 - Forcemain-12-2.8- | Deep Dewatering according to soil investigation, specification and Engineer instruction. | Approved
Abo Shanab El Agamien _0195 | CLI.CON-000001 |  |  | Approved
Abo Shanab El Agamien _0195 | CLI.CON-000001 | 7 - 7-Iz. Raslan & Iz. Mokhtar Eiss.7-Iz. Raslan & Iz. Mokhtar Eissa-Bill No. 2 - Forcemain-10-2.1-a | Inner diameter DN/ID 150 mm | Approved
Abo Shanab El Agamien _0195 | CLI.CON-000001 |  |  | Approved
Abo Shanab El Agamien _0195 | CLI.CON-000001 | 7 - 7-Iz. Raslan & Iz. Mokhtar Eiss.7-Iz. Raslan & Iz. Mokhtar Eissa-BILL NO. 1: SEWAGE NETWORK-4-1.1.1-c.5 | Ditto, depth to invert between 4.51 m and 5.50 m | Approved
Abo Shanab El Agamien _0195 | CLI.CON-000001 |  |  | Approved
Abo Shanab El Agamien _0195 | CLI.CON-000001 | 7 - 7-Iz. Raslan & Iz. Mokhtar Eiss.7-Iz. Raslan & Iz. Mokhtar Eissa-Bill No. 2 - Forcemain-10-2.3.1-a | Non- return valve 150 mm dia. | Approved
Abo Shanab El Agamien _0195 | CLI.CON-000001 |  |  | Approved
Abo Shanab El Agamien _0195 | CLI.CON-000001 | 7 - Iz. Raslan & Iz. Mokhtar Eiss-Bill No.9 Site and Civil Works -38-7.2.3.a- | 250 mm thick. | Approved
Abo Shanab El Agamien _0195 | CLI.CON-000001 |  |  | Approved
Abo Shanab El Agamien _0195 | CLI.CON-000001 | 7 - Iz. Raslan & Iz. Mokhtar Eiss-Bill No.4 Guard Room (Civil Works)-26-4.1.3-b.1 | 250 mm thick. | Approved
Abo Shanab El Agamien _0195 | CLI.CON-000001 |  |  | Approved
Abo Shanab El Agamien _0195 | CLI.CON-000001 | 7 - Iz. Raslan & Iz. Mokhtar Eiss-Bill No. 3 Main Pumping Station (Civil works)-14-3.1.1-b | Submersible Excavation | Approved
Abo Shanab El Agamien _0195 | CLI.CON-000001 |  |  | Approved
Abo Shanab El Agamien _0195 | CLI.CON-000001 | 7 - 7-Iz. Raslan & Iz. Mokhtar Eiss.7-Iz. Raslan & Iz. Mokhtar Eissa-BILL NO. 1: SEWAGE NETWORK-5-1.2-b.1 | Ditto, depth to invert between 1.51 m and 2.00 m | Approved
Abo Shanab El Agamien _0195 | CLI.CON-000001 |  |  | Approved
Abo Shanab El Agamien _0195 | CLI.CON-000001 | 7 - Iz. Raslan & Iz. Mokhtar Eiss-Bill No.4 Guard Room (Civil Works)-28-4.1.8.c- | Supply and apply of 90 cm high dry mix for skirting including substrate preparation, scaffoldings, grooves, and all required accessories as shown on Contract Drawings, recommended by manufacturer and approved by the Engineer prior to installation. | Approved
Abo Shanab El Agamien _0195 | CLI.CON-000001 |  |  | Approved
Abo Shanab El Agamien _0195 | CLI.CON-000001 | 7 - Iz. Raslan & Iz. Mokhtar Eiss-Bill No. 3 Main Pumping Station (Civil works)-15-3.1.4-b | Supply and installation of PVC water stop 25 cm width including fixing, fittings, jointing and accessories. Complete as shown on Contract Drawings and all required works shall be as per manufacturer's instructions, recommendations and Specification. | Approved
Abo Shanab El Agamien _0195 | CLI.CON-000001 |  |  | Approved
Abo Shanab El Agamien _0195 | CLI.CON-000001 | 7 - 7-Iz. Raslan & Iz. Mokhtar Eiss.7-Iz. Raslan & Iz. Mokhtar Eissa-Bill No. 2 - Forcemain-11-2.3.3-b | Flange spigot with puddle flanged pieces 150mm | Approved
Abo Shanab El Agamien _0195 | CLI.CON-000001 |  |  | Approved
Abo Shanab El Agamien _0195 | CLI.CON-000001 | 7 - 7-Iz. Raslan & Iz. Mokhtar Eiss.7-Iz. Raslan & Iz. Mokhtar Eissa-Bill No. 2 - Forcemain-12-2.9- | Wooden formwork are left in their places after the excavation, construction and backfilling works over them, as approved from the Engineer Bill No. 3.1 - Iz. Raslan & Iz. Mokhtar Eissa Main Pumping Station (Mechanical works) | Approved
Abo Shanab El Agamien _0195 | CLI.CON-000001 |  |  | Approved
Abo Shanab El Agamien _0195 | CLI.CON-000001 | 7 - Iz. Raslan & Iz. Mokhtar Eiss-Bill No.4 Guard Room (Civil Works)-25-4.1.2-c.1 | structure | Approved
Abo Shanab El Agamien _0195 | CLI.CON-000001 |  |  | Approved
Abo Shanab El Agamien _0195 | CLI.CON-000001 | 7 - 7-Iz. Raslan & Iz. Mokhtar Eiss.7-Iz. Raslan & Iz. Mokhtar Eissa-BILL NO. 1: SEWAGE NETWORK-5-1.2-b.3 | Ditto, depth to invert between 2.51 m and 3.00 m | Approved
Abo Shanab El Agamien _0195 | CLI.CON-000001 |  |  | Approved
Abo Shanab El Agamien _0195 | CLI.CON-000001 | 8 - 8-Iz. Abd Al-Qawy Salem & Iz. Z.8-Iz. Abd Al-Qawy Salem & Iz. Zaraby-Bill No. 2 - Forcemain-10-2.3.6- | Supplying, installing, connecting and testing of ductile iron pipes with diameter 150 mm for wash-out chamber and inlet pipe (in the case of chamber Type-A) , the item includes all pipes, fittings, gaskets, flexible joint, bolts, nut, washers, non-shrink mortar and all required works for completion and performance of the work item in accordance with the Contract Drawings, Specifications, the Ministerial Decree No. (277 / 2000) and its annexes No. 14 /2002) and the Engineer's instructions. | Approved
Abo Shanab El Agamien _0195 | CLI.CON-000001 |  |  | Approved
Abo Shanab El Agamien _0195 | CLI.CON-000001 | 8 - Abd Al-Qawy Salem&Zaraby-Generator Shed NO. 7 -41-7.2.1-a | Supply, install, connect, test and commission of complete L.V. distribution boards (LP-GEN. SHED) the price include selectvity study, termination, Identifications, labling, glands, copper luggs as specified and as indicating drawings. System shall be lump sum complete in every respect with all necessary accessories and ancillary works. | Approved
Abo Shanab El Agamien _0195 | CLI.CON-000001 |  |  | Approved
Abo Shanab El Agamien _0195 | CLI.CON-000001 | 8 - 8-Iz. Abd Al-Qawy Salem & Iz. Z.8-Iz. Abd Al-Qawy Salem & Iz. Zaraby-BILL NO. 1: SEWAGE NETWORK-5-1.4.1-a | HC 60*60 cm | Approved
Abo Shanab El Agamien _0195 | CLI.CON-000001 |  |  | Approved
Abo Shanab El Agamien _0195 | CLI.CON-000001 | 8 - Abd Al-Qawy Salem&Zaraby-PUMP STATION NO. 3-17-3.2.4-b | Industrial Single Phase Switched Power Socket 220v, 25A, 2-pin Type Complete With Earthing Contact And Cover. | Approved
Abo Shanab El Agamien _0195 | CLI.CON-000001 |  |  | Approved
Abo Shanab El Agamien _0195 | CLI.CON-000001 | 8 - 8-Iz. Abd Al-Qawy Salem & Iz. Z.8-Iz. Abd Al-Qawy Salem & Iz. Zaraby-Bill No. 2 - Forcemain-9-2.2-d | Slowdown chamber | Approved
Abo Shanab El Agamien _0195 | CLI.CON-000001 |  |  | Approved
Abo Shanab El Agamien _0195 | CLI.CON-000001 | 8 - Iz. Abd Al-Qawy Salem & Iz. Zaraby-Bill No. 3 Main Pumping Station (Civil works)-14-3.1.4.d- | Supply and installation of horizontal prefabricated moisture Insulation membrane to the wet areas with 4mm thick for floor and roof, including joints, fixtures, overlaps not less than 100 mm and item include all surface preparation steps, coating with 2 layers of primer bitumen coat, metal flashing, internal angle fillets, upstand to vertical surfaces and waterproofing to all openings and around pipes and water drains, Polystyrene sheet 1mm, protection Sand-cement mortar screed, 30 mm thick as per manufacturer's instructions, Contract Drawing, recommendations and Specification. | Approved
Abo Shanab El Agamien _0195 | CLI.CON-000001 |  |  | Approved
Abo Shanab El Agamien _0195 | CLI.CON-000001 | 8 - Iz. Abd Al-Qawy Salem & Iz. Zaraby-Bill No.6Admin Room - Civil Works-34-6.1.3-c.1 | 250 mm thick. | Approved
Abo Shanab El Agamien _0195 | CLI.CON-000001 |  |  | Approved
Abo Shanab El Agamien _0195 | CLI.CON-000001 | 8 - Iz. Abd Al-Qawy Salem & Iz. Zaraby-Bill No.6Admin Room - Civil Works-33-6.1.2-a.1 | Under foundations | Approved
Abo Shanab El Agamien _0195 | CLI.CON-000001 |  |  | Approved
Abo Shanab El Agamien _0195 | CLI.CON-000001 | 8 - Abd Al-Qawy Salem&Zaraby-PUMP STATION NO. 3-17-3.2.2-b | Ditto As Above But For Maintained Electricity Duration. Provided With Emergency Unit For 3 Hours. | Approved
Abo Shanab El Agamien _0195 | CLI.CON-000001 |  |  | Approved
Abo Shanab El Agamien _0195 | CLI.CON-000001 | 8 - Iz. Abd Al-Qawy Salem & Iz. Zaraby-Bill No.9 Site and Civil Works -47-9.3.2-a. | DN/ID 150 mm dia | Approved
Abo Shanab El Agamien _0195 | CLI.CON-000001 |  |  | Approved
Abo Shanab El Agamien _0195 | CLI.CON-000001 | 8 - Iz. Abd Al-Qawy Salem & Iz. Zaraby-Bill No.6Admin Room - Civil Works-35-6.1.6-b.1 | Type W1, 1,000 mm width x 1,000 mm height | Approved
Abo Shanab El Agamien _0195 | CLI.CON-000001 |  |  | Approved
Abo Shanab El Agamien _0195 | CLI.CON-000001 | 8 - 8-Iz. Abd Al-Qawy Salem & Iz. Z.8-Iz. Abd Al-Qawy Salem & Iz. Zaraby-Bill No. 3.1 - Iz. Abd Al-Qawy & Iz. Zaraby Salem Main Pumping Station (Mechanical works)-20-3.4.3-f. | Blind flange, dia. 200 mm. | Approved
Abo Shanab El Agamien _0195 | CLI.CON-000001 |  |  | Approved
Abo Shanab El Agamien _0195 | CLI.CON-000001 | 8 - Abd Al-Qawy Salem&Zaraby-Admin Room NO. 6-38-6.3.4-a | Single Phase Switched Socket 220v, 16A, 2-pin Type Complete With Earthing Contact. | Approved
Abo Shanab El Agamien _0195 | CLI.CON-000001 |  |  | Approved
Abo Shanab El Agamien _0195 | CLI.CON-000001 | 8 - Abd Al-Qawy Salem&Zaraby-PUMP STATION NO. 3-18-3.3.8- | Supply, installation, calibration, connection and testing of Pressure Transmitter with a range of 0 to 10 bar including all necessary accessories required for installation and operation requirements. | Approved
Abo Shanab El Agamien _0195 | CLI.CON-000001 |  |  | Approved
Abo Shanab El Agamien _0195 | CLI.CON-000001 | 8 - 8-Iz. Abd Al-Qawy Salem & Iz. Z.8-Iz. Abd Al-Qawy Salem & Iz. Zaraby-BILL NO. 1: SEWAGE NETWORK-5-1.3-b | IC 60*90 cm | Approved
Abo Shanab El Agamien _0195 | CLI.CON-000001 |  |  | Approved
Abo Shanab El Agamien _0195 | CLI.CON-000001 | 8 - Iz. Abd Al-Qawy Salem & Iz. Zaraby-Bill No. 3 Main Pumping Station (Civil works)-13-3.1.1-b | Submersible Excavation | Approved
Abo Shanab El Agamien _0195 | CLI.CON-000001 |  |  | Approved
Abo Shanab El Agamien _0195 | CLI.CON-000001 | 8 - Abd Al-Qawy Salem&Zaraby-PUMP STATION NO. 3-19-3.3.19- | Supply, install, connect and test a complete closed circuit surveillance TV (CCTV) system complete with Weatherproof fixed camera HD, Weatherproof Motorized cameras HD, DVR, Rack, UPS, Joystick, remote controller, color photos printer, conduits, Coaxial cables, control cables, LED screen, boxes between devices, UPS....etc. and all necessary works to complete works as per specifications and contract documents. | Approved
Abo Shanab El Agamien _0195 | CLI.CON-000001 |  |  | Approved
Abo Shanab El Agamien _0195 | CLI.CON-000001 | 8 - Iz. Abd Al-Qawy Salem & Iz. Zaraby-Bill No.7 Generator Shed (Civil Works)-40--7.1.a | Supplying and casting in-place of generator base and the price includes all the necessary excavation and backfilling works, the removal and disposal of the excavated material to the designated dump, the supply and work of plain concrete Grade C20, reinforced concrete Grade C25, insulation works for the base and all that comes into contact with the soil, including formwork, transporting, mixing, casting, finishing, curing and testing as required by the specifications. provided that the work is completed in full according to the Contract drawings, technical specifications, industry assets and the instructions of the Engineer. | Approved
Abo Shanab El Agamien _0195 | CLI.CON-000001 |  |  | Approved
Abo Shanab El Agamien _0195 | CLI.CON-000001 | 8 - Abd Al-Qawy Salem&Zaraby-Admin Room NO. 6-38-6.3.4-b | Single Phase Switched waterproof Socket, 220V, 16A, 3 Pin Complete With Cover (IP55) | Approved
Abo Shanab El Agamien _0195 | CLI.CON-000001 |  |  | Approved
Abo Shanab El Agamien _0195 | CLI.CON-000001 | 8 - Iz. Abd Al-Qawy Salem & Iz. Zaraby-Bill No. 3 Main Pumping Station (Civil works)-13-3.1.2-b | Supplying and casting unreinforced concrete (Grade C30) for dicophyl by sulfate- resistant cement below underground water and up to the required level, and it includes the supply, installation and installation of galvanized iron injection pipes as required by Drawings and Specifications. | Approved
Abo Shanab El Agamien _0195 | CLI.CON-000001 |  |  | Approved
Abo Shanab El Agamien _0195 | CLI.CON-000001 | 8 - Iz. Abd Al-Qawy Salem & Iz. Zaraby-Bill No.6Admin Room - Civil Works-34-6.1.3-a.2 | 120 mm thick. | Approved
Abo Shanab El Agamien _0195 | CLI.CON-000001 |  |  | Approved
Abo Shanab El Agamien _0195 | CLI.CON-000001 | 8 - Iz. Abd Al-Qawy Salem & Iz. Zaraby-Bill No.9 Site and Civil Works -47--9.3.4 | Circular Manholes: Construction of in-situ cast fair faced plain concrete (Grade C30) manholes. Price includes all supplies, excavation in all types of soil except the rock, removal and disposal of the excavated material, debris and rubble disposal to the designated dump yard, trench shoring and supports, soil replacement if any, sheeting, surface dewatering, forming flexible joints at manhole entrances, including short pieces, benching at the manhole base, internal and external protection, backfilling in compacted layers using approved soil material and testing, reinstatement of ground surface and road pavements of every kind and restoring everything to their original conditions including asphalt and other paved areas, manhole cover and frame D400 made of polymeric material such as (GRP) or alternative, epoxy coated non-slip finish manhole steps and all other accessories and fittings that are required for a complete manhole all as shown and detailed in the Contract Drawings and Specifications | Approved
Abo Shanab El Agamien _0195 | CLI.CON-000001 |  |  | Approved
Abo Shanab El Agamien _0195 | CLI.CON-000001 | 8 - 8-Iz. Abd Al-Qawy Salem & Iz. Z.8-Iz. Abd Al-Qawy Salem & Iz. Zaraby-Bill No.4: Guard room -25-4.2.4-a | 75mm | Approved
Abo Shanab El Agamien _0195 | CLI.CON-000001 |  |  | Approved
Abo Shanab El Agamien _0195 | CLI.CON-000001 | 8 - Iz. Abd Al-Qawy Salem & Iz. Zaraby-Bill No.4 Guard Room (Civil Works)-23-4.1.4.b- | Supply and installation of horizontal prefabricated moisture Insulation membrane to the wet areas with 4mm thick for floor and roof, including joints, fixtures, overlaps not less than 100 mm and item include all surface preparation steps, coating with 2 layers of primer bitumen coat, metal flashing, internal angle fillets, upstand to vertical surfaces and waterproofing to all openings and around pipes and water drains, Polystyrene sheet 1mm, protection Sand-cement mortar screed, 30 mm thick as per manufacturer's instructions, Contract Drawing, recommendations and Specification. | Approved
Abo Shanab El Agamien _0195 | CLI.CON-000001 |  |  | Approved
Abo Shanab El Agamien _0195 | CLI.CON-000001 | 8 - Iz. Abd Al-Qawy Salem & Iz. Zaraby-Bill No.6Admin Room - Civil Works-33-6.1.2-a.2 | For roof slopes, 30 mm to 140 mm thick | Approved
Abo Shanab El Agamien _0195 | CLI.CON-000001 |  |  | Approved
Abo Shanab El Agamien _0195 | CLI.CON-000001 | 8 - Iz. Abd Al-Qawy Salem & Iz. Zaraby-Bill No. 3 Main Pumping Station (Civil works)-15-3.1.5-a | Supply and excite cement sand plaster for internal slabs, walls and beams with all metal accessories, the item includes substrate preparation, all required works of completion with the industry standards. As per Specification, Drawings and Engineer instructions. | Approved
Abo Shanab El Agamien _0195 | CLI.CON-000001 |  |  | Approved
Abo Shanab El Agamien _0195 | CLI.CON-000001 | 8 - 8-Iz. Abd Al-Qawy Salem & Iz. Z.8-Iz. Abd Al-Qawy Salem & Iz. Zaraby-BILL NO. 1: SEWAGE NETWORK-5-1.3-a | IC 60*60 cm | Approved
Abo Shanab El Agamien _0195 | CLI.CON-000001 |  |  | Approved
Abo Shanab El Agamien _0195 | CLI.CON-000001 | 8 - 8-Iz. Abd Al-Qawy Salem & Iz. Z.8-Iz. Abd Al-Qawy Salem & Iz. Zaraby-BILL NO. 1: SEWAGE NETWORK-4-1.1.1-b.2 | Ditto, depth to invert between 1.51 m and 2.50 m | Approved
Abo Shanab El Agamien _0195 | CLI.CON-000001 |  |  | Approved
Abo Shanab El Agamien _0195 | CLI.CON-000001 | 8 - Abd Al-Qawy Salem&Zaraby-PUMP STATION NO. 3-19-3.3.17- | Earthing system network complete with (Inspection pit, rods, bare copper conductor ...etc) and all accessories, as per Contract documents. | Approved
Abo Shanab El Agamien _0195 | CLI.CON-000001 |  |  | Approved
Abo Shanab El Agamien _0195 | CLI.CON-000001 |  |  | Approved
Abo Shanab El Agamien _0195 | CLI.CON-000001 | 8 - 8-Iz. Abd Al-Qawy Salem & Iz. Z.8-Iz. Abd Al-Qawy Salem & Iz. Zaraby-Bill No. 2 - Forcemain-9-2.3.1-d | Air Relief valve 100 mm dia.(include gate valve 100mm) | Approved
Abo Shanab El Agamien _0195 | CLI.CON-000001 |  |  | Approved
Abo Shanab El Agamien _0195 | CLI.CON-000001 | 8 - Iz. Abd Al-Qawy Salem & Iz. Zaraby-Bill No.4 Guard Room (Civil Works)-24-4.1.6-b.2 | Type W2, 600 mm width x 600 mm height | Approved
Abo Shanab El Agamien _0195 | CLI.CON-000001 |  |  | Approved
Abo Shanab El Agamien _0195 | CLI.CON-000001 | 8 - Iz. Abd Al-Qawy Salem & Iz. Zaraby-Bill No.4 Guard Room (Civil Works)-22-4.1.2-c.1 | structure | Approved
Abo Shanab El Agamien _0195 | CLI.CON-000001 |  |  | Approved
Abo Shanab El Agamien _0195 | CLI.CON-000001 | 8 - Iz. Abd Al-Qawy Salem & Iz. Zaraby-Bill No. 3 Main Pumping Station (Civil works)-15-3.1.6.a- | Type D1, size 1,500mmx2,500mm | Approved
Abo Shanab El Agamien _0195 | CLI.CON-000001 |  |  | Approved
Abo Shanab El Agamien _0195 | CLI.CON-000001 | 8 - Iz. Abd Al-Qawy Salem & Iz. Zaraby-Bill No.5 Store Building (Civil Works)-28-5.1.3.c- | 250 mm thick. | Approved
Abo Shanab El Agamien _0195 | CLI.CON-000001 |  |  | Approved
Abo Shanab El Agamien _0195 | CLI.CON-000001 | 8 - 8-Iz. Abd Al-Qawy Salem & Iz. Z.8-Iz. Abd Al-Qawy Salem & Iz. Zaraby-Bill No. 2 - Forcemain-11-2.8- | Deep Dewatering according to soil investigation, specification and Engineer instruction. | Approved
Abo Shanab El Agamien _0195 | CLI.CON-000001 |  |  | Approved
Abo Shanab El Agamien _0195 | CLI.CON-000001 | 8 - Iz. Abd Al-Qawy Salem & Iz. Zaraby-Bill No.6Admin Room - Civil Works-34-6.1.3-b.2 | 120 mm thick. | Approved
Abo Shanab El Agamien _0195 | CLI.CON-000001 |  |  | Approved
Abo Shanab El Agamien _0195 | CLI.CON-000001 | 8 - Iz. Abd Al-Qawy Salem & Iz. Zaraby-Bill No.9 Site and Civil Works -45-9.2.2.c- | Supply and casting of in-place reinforced concrete Grade C25 in super structure for column and capping, including: formwork, scaffolding, expansion and construction joints, Steel bar reinforcement, joint filler and sealant, accessories, transporting, mixing, casting, finishing, compaction by vibratory, spraying, curing,and testing as required by the specifications. | Approved
Abo Shanab El Agamien _0195 | CLI.CON-000001 |  |  | Approved
Abo Shanab El Agamien _0195 | CLI.CON-000001 | 8 - Iz. Abd Al-Qawy Salem & Iz. Zaraby-Bill No.9 Site and Civil Works -46-9.2.7.b- | Supply and apply of 50 cm high dry mix for skirting including substrate preparation, scaffoldings, grooves, and all required accessories as shown on Contract Drawings, recommended by manufacturer and approved by the Engineer prior to installation. | Approved
Abo Shanab El Agamien _0195 | CLI.CON-000001 |  |  | Approved
Abo Shanab El Agamien _0195 | CLI.CON-000001 | 8 - Iz. Abd Al-Qawy Salem & Iz. Zaraby-Bill No.6Admin Room - Civil Works-35-6.1.6-b.2 | Type W2, 600 mm width x 600 mm height | Approved
Abo Shanab El Agamien _0195 | CLI.CON-000001 |  |  | Approved
Abo Shanab El Agamien _0195 | CLI.CON-000001 | 8 - Abd Al-Qawy Salem&Zaraby-PUMP STATION NO. 3-17-3.2.1- | Supply, install, connect, test and commission of complete L.V. distribution boards (LP-PS) the price include selectvity study, termination, Identifications, labling, glands, copper luggs as specified and as indicating drawings. System shall be lump sum complete in every respect with all necessary accessories and ancillary works. | Approved
Abo Shanab El Agamien _0195 | CLI.CON-000001 |  |  | Approved
Abo Shanab El Agamien _0195 | CLI.CON-000001 | 8 - Abd Al-Qawy Salem&Zaraby-PUMP STATION NO. 3-17-3.2.3-c | One Way, Two-gang Lighting Switch 10A. | Approved
Abo Shanab El Agamien _0195 | CLI.CON-000001 |  |  | Approved
Abo Shanab El Agamien _0195 | CLI.CON-000001 | 8 - Iz. Abd Al-Qawy Salem & Iz. Zaraby-Bill No.4 Guard Room (Civil Works)-22-4.1.2-b.1 | for foundation | Approved
Abo Shanab El Agamien _0195 | CLI.CON-000001 |  |  | Approved
Abo Shanab El Agamien _0195 | CLI.CON-000001 | 3 - 3- Iz.Junaidi Wisa & Iz. Zaki W.3- Iz.Junaidi Wisa & Iz. Zaki Wisa-Bill No. 2 - Forcemain-11-2.3.4-a | Dismantling joint 150mm | Approved
Abo Shanab El Agamien _0195 | CLI.CON-000001 |  |  | Approved
Abo Shanab El Agamien _0195 | CLI.CON-000001 | 3 - 3- Iz.Junaidi Wisa & Iz. Zaki W.3- Iz.Junaidi Wisa & Iz. Zaki Wisa-BILL NO. 1: SEWAGE NETWORK-7-1.6-a | Penstock manhole on 250mm diameter sewage pipe line | Approved
Abo Shanab El Agamien _0195 | CLI.CON-000001 |  |  | Approved
Abo Shanab El Agamien _0195 | CLI.CON-000001 | 3 - Iz.Junaidi Wisa & Iz. Zaki-Bill No.4 Guard Room (Civil Works)-24-4.1.3-a.1 | 250 mm thick. | Approved
Abo Shanab El Agamien _0195 | CLI.CON-000001 |  |  | Approved
Abo Shanab El Agamien _0195 | CLI.CON-000001 | 3 - 3- Iz.Junaidi Wisa & Iz. Zaki W.3- Iz.Junaidi Wisa & Iz. Zaki Wisa-BILL NO. 1: SEWAGE NETWORK-5-1.2-a.1 | Depth to invert not exceeding 1.5 m | Approved
Abo Shanab El Agamien _0195 | CLI.CON-000001 |  |  | Approved
Abo Shanab El Agamien _0195 | CLI.CON-000001 | 3 - 3- Iz.Junaidi Wisa & Iz. Zaki W.3- Iz.Junaidi Wisa & Iz. Zaki Wisa-BILL NO. 1: SEWAGE NETWORK-6-1.5-a | HC 60*60 cm | Approved
Abo Shanab El Agamien _0195 | CLI.CON-000001 |  |  | Approved
Abo Shanab El Agamien _0195 | CLI.CON-000001 | 3 - 3- Iz.Junaidi Wisa & Iz. Zaki W.3- Iz.Junaidi Wisa & Iz. Zaki Wisa-Bill No.3.4 - Iz. Junaidi Wisa & Iz. Zaki Wisa Pump Station (Mechanical works)-21-3.4.3-e. | Flexible joint, dia. 150 mm | Approved
Abo Shanab El Agamien _0195 | CLI.CON-000001 |  |  | Approved
Abo Shanab El Agamien _0195 | CLI.CON-000001 | 3 - 3- Iz.Junaidi Wisa & Iz. Zaki W.3- Iz.Junaidi Wisa & Iz. Zaki Wisa-Bill No.4: Guard room -27-4.2.4-a. | 75mm | Approved
Abo Shanab El Agamien _0195 | CLI.CON-000001 |  |  | Approved
Abo Shanab El Agamien _0195 | CLI.CON-000001 | 3 - Iz.Junaidi Wisa & Iz. Zaki-Bill No.9 Site and Civil Works -36-7.3.2-a. | DN/ID 150 mm dia | Approved
Abo Shanab El Agamien _0195 | CLI.CON-000001 |  |  | Approved
Abo Shanab El Agamien _0195 | CLI.CON-000001 | 3 - Iz.Junaidi Wisa & Iz. Zaki-Bill No. 3 Main Pumping Station (Civil works)-15-3.1.3.a- | 250 mm thick. | Approved
Abo Shanab El Agamien _0195 | CLI.CON-000001 |  |  | Approved
Abo Shanab El Agamien _0195 | CLI.CON-000001 | 3 - Iz.Junaidi Wisa & Iz. Zaki-Bill No.9 Site and Civil Works -34-7.2.1.a- | Excavation from ground level to required depth and grades in all types of soil except the rock, including support system, floading with water, dewatering, compacting bottom of excavation using dynamic roller, transporting excavated materials to the approved off-Site disposal area as per drawings, specifications and geotechnical report. | Approved
Abo Shanab El Agamien _0195 | CLI.CON-000001 |  |  | Approved
Abo Shanab El Agamien _0195 | CLI.CON-000001 | 3 - 3- Iz.Junaidi Wisa & Iz. Zaki W.3- Iz.Junaidi Wisa & Iz. Zaki Wisa-Bill No. 2 - Forcemain-11-2.3.2-a | Tee 150/150 | Approved
Abo Shanab El Agamien _0195 | CLI.CON-000001 |  |  | Approved
Abo Shanab El Agamien _0195 | CLI.CON-000001 | 3 - Junaidi Wisa Iz. Zaki Wisa-PUMP STATION NO. 3-19-3.3.2- | Pole Mounted transformer 50 KVA, 11/0.4KV to be installed on tower including tower column, tower base, outdoor medium voltage load break switch, fuse, wiring, protection, Low Voltage accumulated energy meter with IP54 enclosure, accessories, as per tendered documents, and shall be supplied and erected according to the requirements of the Egyptian Electric Authority (E.E.A), the contractor shall take the approval of the (E.E.A) before supplying. | Approved
Abo Shanab El Agamien _0195 | CLI.CON-000001 |  |  | Approved
Abo Shanab El Agamien _0195 | CLI.CON-000001 | 3 - 3- Iz.Junaidi Wisa & Iz. Zaki W.3- Iz.Junaidi Wisa & Iz. Zaki Wisa-BILL NO. 1: SEWAGE NETWORK-6-1.4-b | IC 60*90 cm | Approved
Abo Shanab El Agamien _0195 | CLI.CON-000001 |  |  | Approved
Abo Shanab El Agamien _0195 | CLI.CON-000001 | 3 - Junaidi Wisa Iz. Zaki Wisa-PUMP STATION NO. 3-20-3.3.13- | Instrumentation and Control System Spare Parts as per specifications. | Approved
Abo Shanab El Agamien _0195 | CLI.CON-000001 |  |  | Approved
Abo Shanab El Agamien _0195 | CLI.CON-000001 | 4 - IZ. AL BILTAJI-Bill No.6Admin Room - Civil Works-36-6.1.7.b- | Supply and installation of ceramic tiles, pattern as shown on drawings including cement mortar, setting bed, grouting, pointing, fixing, support and all required accessories. Complete as shown on drawings, specified in the Contract documents, recommended by manufacturer and approved by the Engineer prior to installation. | Approved
Abo Shanab El Agamien _0195 | CLI.CON-000001 |  |  | Approved
Abo Shanab El Agamien _0195 | CLI.CON-000001 | 4 - 4-Iz. Al Biltaji.4-Iz. Al Biltaji-Bill No. 2 - Forcemain-10-2.3.5-a | 45� (200mm) | Approved
Abo Shanab El Agamien _0195 | CLI.CON-000001 |  |  | Approved
Abo Shanab El Agamien _0195 | CLI.CON-000001 | 4 - 4-Iz. Al Biltaji.4-Iz. Al Biltaji-Bill No. 2 - Forcemain-11-2.4.3-b | Wash-out valve chamber | Approved
Abo Shanab El Agamien _0195 | CLI.CON-000001 |  |  | Approved
Abo Shanab El Agamien _0195 | CLI.CON-000001 | 4 - 4-Iz. Al Biltaji.4-Iz. Al Biltaji-Bill No.3.4 - Iz. Al Biltaji Pump Station (Mechanical works)-21-3.4.6-a. | Supply, Test, Delivery, Erection of Hammering control systems, complete with all accessories as per Contract documents, the Contractor is responsible for the anti-hammer system .protection system comprises of the following components:- - Hybrid Surge vessel 2.6 m3 ( d: 1 m - 3.5 m height ) | Approved
Abo Shanab El Agamien _0195 | CLI.CON-000001 |  |  | Approved
Abo Shanab El Agamien _0195 | CLI.CON-000001 | 4 - Al Biltaji-Generator Shed NO. 7 -42-7.2.2-a | Surface mounted luminaire with 1x60 watt led lamps, With (IP54) | Approved
Abo Shanab El Agamien _0195 | CLI.CON-000001 |  |  | Approved
Abo Shanab El Agamien _0195 | CLI.CON-000001 | 4 - 4-Iz. Al Biltaji.4-Iz. Al Biltaji-Bill No. 2 - Forcemain-12-2.5.2-a | Tee 200/150 | Approved
Abo Shanab El Agamien _0195 | CLI.CON-000001 |  |  | Approved
Abo Shanab El Agamien _0195 | CLI.CON-000001 | 4 - Al Biltaji-Store Building NO. 5-32-5.2.4-a | Single Phase Switched Socket 220v, 16A, 2-pin Type Complete With Earthing Contact. | Approved
Abo Shanab El Agamien _0195 | CLI.CON-000001 |  |  | Approved
Abo Shanab El Agamien _0195 | CLI.CON-000001 | 4 - IZ. AL BILTAJI-Bill No.5 Store Building (Civil Works)-29-5.1.2-b.1 | for foundation | Approved
Abo Shanab El Agamien _0195 | CLI.CON-000001 |  |  | Approved
Abo Shanab El Agamien _0195 | CLI.CON-000001 | 4 - Al Biltaji-Pumping Station NO. 3-20-3.3.10- | Supply, installation, calibration, connection and testing of Pressure gauge with a range of 0 to 10 bar and all necessary accessories required for installation and operation requirements. | Approved
Abo Shanab El Agamien _0195 | CLI.CON-000001 |  |  | Approved
Abo Shanab El Agamien _0195 | CLI.CON-000001 | 4 - 4-Iz. Al Biltaji.4-Iz. Al Biltaji-BILL NO. 1: SEWAGE NETWORK-7-1.1- | Wooden formwork left in their places after the construction and backfilling works completed as approved and instructed by the Engineer | Approved
Abo Shanab El Agamien _0195 | CLI.CON-000001 |  |  | Approved
Abo Shanab El Agamien _0195 | CLI.CON-000001 | 4 - 4-Iz. Al Biltaji.4-Iz. Al Biltaji-Bill No. 2 - Forcemain-10-2.3.4-a | Dismantling joint 200mm | Approved
Abo Shanab El Agamien _0195 | CLI.CON-000001 |  |  | Approved
Abo Shanab El Agamien _0195 | CLI.CON-000001 | 4 - IZ. AL BILTAJI-Bill No. 3 Main Pumping Station (Civil works)-16-3.1.6-c | Supply, fabrication and erection of Stainless steel 316L handrail including all required steel members, welding, jointing, all fixings, fittings, painting and accessories. all required works of completion with the industry standards. As per Specification, Drawings and Engineer's instructions. | Approved
Abo Shanab El Agamien _0195 | CLI.CON-000001 |  |  | Approved
Abo Shanab El Agamien _0195 | CLI.CON-000001 |  |  | Approved
Abo Shanab El Agamien _0195 | CLI.CON-000001 | 4 - IZ. AL BILTAJI-Bill No.4 Guard Room (Civil Works)-24-4.1.3-a.2 | 120 mm thick. | Approved
Abo Shanab El Agamien _0195 | CLI.CON-000001 |  |  | Approved
Abo Shanab El Agamien _0195 | CLI.CON-000001 | 4 - IZ. AL BILTAJI-Bill No. 3 Main Pumping Station (Civil works)-15-3.1.4.c- | Supply and apply of waterproofing for the internal surfaces resistant to acids for internal surfaces of the pump structure (floors, walls, ceilings, etc.) including epoxy paints, screed, hardener and all required accessories all necessary works (contractor should submit samples for approval by the engineer) . according to drawings, specifications and recommended by the manufacturer and approved by the Engineer prior to installation. | Approved
Abo Shanab El Agamien _0195 | CLI.CON-000001 |  |  | Approved
Abo Shanab El Agamien _0195 | CLI.CON-000001 | 4 - IZ. AL BILTAJI-Bill No.6Admin Room - Civil Works-35-6.1.4-c. | Supply and installation of 50 mm extruded polystyrene boards for roof heat insulation with minimum density 35 kg/cm�; the work include Polystyrene sheet 1mm layer. Sample shall be approved before execution and all required works shall be as per manufacturer's instructions, recommendations and Specification. | Approved
Abo Shanab El Agamien _0195 | CLI.CON-000001 |  |  | Approved
Abo Shanab El Agamien _0195 | CLI.CON-000001 | 4 - Al Biltaji-Pumping Station NO. 3-18-3.2.2-d | Ditto As Above But For Maintained Electricity Duration. Provided With Emergency Unit For 3 Hours | Approved
Abo Shanab El Agamien _0195 | CLI.CON-000001 |  |  | Approved
Abo Shanab El Agamien _0195 | CLI.CON-000001 | 4 - IZ. AL BILTAJI-Bill No.6Admin Room - Civil Works-37-6.1.8.c- | Supply and apply of 90 cm high dry mix for skirting including substrate preparation, scaffoldings, grooves, and all required accessories as shown on Contract Drawings, recommended by manufacturer and approved by the Engineer prior to installation. | Approved
Abo Shanab El Agamien _0195 | CLI.CON-000001 |  |  | Approved
Abo Shanab El Agamien _0195 | CLI.CON-000001 | 4 - Al Biltaji-Admin Room NO. 6-39-6.3.2-c | Enclosed Polycarbonate, Wall Mounting Luminaire IP65 With 20 Watt LED Lamp. | Approved
Abo Shanab El Agamien _0195 | CLI.CON-000001 |  |  | Approved
Abo Shanab El Agamien _0195 | CLI.CON-000001 | 4 - 4-Iz. Al Biltaji.4-Iz. Al Biltaji-Bill No.3.4 - Iz. Al Biltaji Pump Station (Mechanical works)-21-3.4.4-f. | Blind flange, dia. 200 mm. | Approved
Abo Shanab El Agamien _0195 | CLI.CON-000001 |  |  | Approved
Abo Shanab El Agamien _0195 | CLI.CON-000001 | 4 - 4-Iz. Al Biltaji.4-Iz. Al Biltaji-BILL NO. 1: SEWAGE NETWORK-7-1.7- | Excavation in rock as specified in the Contract Documents. | Approved
Abo Shanab El Agamien _0195 | CLI.CON-000001 |  |  | Approved
Abo Shanab El Agamien _0195 | CLI.CON-000001 | 4 - 4-Iz. Al Biltaji.4-Iz. Al Biltaji-Bill No.6.2: Admin Building-38-6.2.4-a. | 75mm | Approved
Abo Shanab El Agamien _0195 | CLI.CON-000001 |  |  | Approved
Abo Shanab El Agamien _0195 | CLI.CON-000001 | 4 - Al Biltaji-Store Building NO. 5-32-5.2.2-c | Enclosed Polycarbonate, Wall Mounting Luminaire IP65 With 20 Watt LED Lamp. | Approved
Abo Shanab El Agamien _0195 | CLI.CON-000001 |  |  | Approved
Abo Shanab El Agamien _0195 | CLI.CON-000001 | 4 - 4-Iz. Al Biltaji.4-Iz. Al Biltaji-BILL NO. 1: SEWAGE NETWORK-5-1.2-a.1 | Depth to invert not exceeding 1.5 m | Approved
Abo Shanab El Agamien _0195 | CLI.CON-000001 |  |  | Approved
Abo Shanab El Agamien _0195 | CLI.CON-000001 | 4 - IZ. AL BILTAJI-Bill No.4 Guard Room (Civil Works)-24-4.1.5-b | Supply and apply external cement plastering to facades with all metal accessories, base and finish coat, thickness 2cm striped with 2 cm groove render for facades. all required works of completion with the industry standards. As per Specification, Drawings and Engineer's instructions. | Approved
Abo Shanab El Agamien _0195 | CLI.CON-000001 |  |  | Approved
Abo Shanab El Agamien _0195 | CLI.CON-000001 | 4 - 4-Iz. Al Biltaji.4-Iz. Al Biltaji-Bill No.3.4 - Iz. Al Biltaji Pump Station (Mechanical works)-21-3.4.4-e. | Flexible joint, dia. 200 mm | Approved
Abo Shanab El Agamien _0195 | CLI.CON-000001 |  |  | Approved
Abo Shanab El Agamien _0195 | CLI.CON-000001 |  |  | Approved
Abo Shanab El Agamien _0195 | CLI.CON-000001 | 4 - Al Biltaji-Pumping Station NO. 3-19-3.3.7- | Supply, installation, calibration, connection and testing of level float switch with acable length 15 meter including all necessary accessories required for installation and operation requirements. | Approved
Abo Shanab El Agamien _0195 | CLI.CON-000001 |  |  | Approved
Abo Shanab El Agamien _0195 | CLI.CON-000001 | 4 - 4-Iz. Al Biltaji.4-Iz. Al Biltaji-Bill No. 2 - Forcemain-10-2.3.1-a | Non- return valve 200 mm dia. | Approved
Abo Shanab El Agamien _0195 | CLI.CON-000001 |  |  | Approved
Abo Shanab El Agamien _0195 | CLI.CON-000001 | 4 - IZ. AL BILTAJI-Bill No.9 Site and Civil Works -46-9.2.1.c- | Supply, backfilling and compaction to the required grades with approved clean sand on layers not more than 25 cm thick. The layers are to be compacted by means of vibratory type equipment to obtain 95% of maximum dry density as per specifications. | Approved
Abo Shanab El Agamien _0195 | CLI.CON-000001 |  |  | Approved
Abo Shanab El Agamien _0195 | CLI.CON-000001 | 4 - IZ. AL BILTAJI-Bill No.5 Store Building (Civil Works)-29-5.1.2-b.2 | For grade slabs, 100 mm thick | Approved
Abo Shanab El Agamien _0195 | CLI.CON-000001 |  |  | Approved
Abo Shanab El Agamien _0195 | CLI.CON-000001 | 4 - IZ. AL BILTAJI-Bill No.5 Store Building (Civil Works)-31-5.1.8.b- | Supply and apply of Dry mix paint for facades including substrate preparation, scaffoldings, grooves, applying three coats of paint as per required colors and all required accessories as shown on the Contract Drawings, recommended by manufacturer and approved by the Engineer prior to installation. | Approved
Abo Shanab El Agamien _0195 | CLI.CON-000001 |  |  | Approved
Abo Shanab El Agamien _0195 | CLI.CON-000001 | 4 - 4-Iz. Al Biltaji.4-Iz. Al Biltaji-Bill No. 2 - Forcemain-9-2.2-a | Valve chamber type (A) | Approved
Abo Shanab El Agamien _0195 | CLI.CON-000001 |  |  | Approved
Abo Shanab El Agamien _0195 | CLI.CON-000001 | 4 - IZ. AL BILTAJI-Bill No.6Admin Room - Civil Works-36-6.1.6-b.2 | Type W2, 600 mm width x 600 mm height | Approved
Abo Shanab El Agamien _0195 | CLI.CON-000001 |  |  | Approved
Abo Shanab El Agamien _0195 | CLI.CON-000001 | 4 - Al Biltaji-Pumping Station NO. 3-20-3.3.16- | Layout external lighting complete with (Solar lighting poles (solar panels, battery, LED light, charger), boundary wall lighting, wires, UPVC and PVC Conduits,?..etc) and all accessories as per Contract documents. | Approved
Abo Shanab El Agamien _0195 | CLI.CON-000001 |  |  | Approved
Abo Shanab El Agamien _0195 | CLI.CON-000001 | 4 - 4-Iz. Al Biltaji.4-Iz. Al Biltaji-Bill No.3.4 - Iz. Al Biltaji Pump Station (Mechanical works)-21-3.4.3-a. | D.C.I, K9, flanged pipes, dia. 150 mm. | Approved
Abo Shanab El Agamien _0195 | CLI.CON-000001 |  |  | Approved
Abo Shanab El Agamien _0195 | CLI.CON-000001 | 4 - IZ. AL BILTAJI-Bill No.6Admin Room - Civil Works-36-6.1.7-a.2 | Ceramic floor, non-slip ceramic for toilet | Approved
Abo Shanab El Agamien _0195 | CLI.CON-000001 |  |  | Approved
Abo Shanab El Agamien _0195 | CLI.CON-000001 | 4 - IZ. AL BILTAJI-Bill No.6Admin Room - Civil Works-37-6.1.8.b- | Supply and apply of Dry mix paint for facades including substrate preparation, scaffoldings, grooves, applying three coats of paint as per required colors and all required accessories as shown on the Contract Drawings, recommended by manufacturer and approved by the Engineer prior to installation. | Approved
Abo Shanab El Agamien _0195 | CLI.CON-000001 |  |  | Approved
Abo Shanab El Agamien _0195 | CLI.CON-000001 | 4 - 4-Iz. Al Biltaji.4-Iz. Al Biltaji-BILL NO. 1: SEWAGE NETWORK-5-1.4-b | HC 60*90 cm | Approved
Abo Shanab El Agamien _0195 | CLI.CON-000001 |  |  | Approved
Abo Shanab El Agamien _0195 | CLI.CON-000001 | 4 - 4-Iz. Al Biltaji.4-Iz. Al Biltaji-BILL NO. 1: SEWAGE NETWORK-7-1.6-b | Concrete encasement 25cm (250mm) | Approved
Abo Shanab El Agamien _0195 | CLI.CON-000001 |  |  | Approved
Abo Shanab El Agamien _0195 | CLI.CON-000001 |  |  | Approved
Abo Shanab El Agamien _0195 | CLI.CON-000001 | 5 - Tahawi Village-Bill No.6Admin Room - Civil Works-32-6.1.2-b.1 | for foundation | Approved
Abo Shanab El Agamien _0195 | CLI.CON-000001 |  |  | Approved
Abo Shanab El Agamien _0195 | CLI.CON-000001 | 5 - 5-Tahawi Village.5-Tahawi Village-Bill No.4: Guard room -24-4.2.1-a. | Water closet with flush tank floor mounted water closet with flush tank (European type) shall be provided with a toilet paper holder and all its required accessories and fittings with approved sample. All required works of completion with the industry standards. | Approved
Abo Shanab El Agamien _0195 | CLI.CON-000001 |  |  | Approved
Abo Shanab El Agamien _0195 | CLI.CON-000001 | 5 - 5-Tahawi Village.5-Tahawi Village-BILL NO. 1: SEWAGE NETWORK-6-1.5.1-a | Inlet chamber on 300mm diameter sewage pipe line | Approved
Abo Shanab El Agamien _0195 | CLI.CON-000001 |  |  | Approved
Abo Shanab El Agamien _0195 | CLI.CON-000001 | 5 - Tahawi-Generator Shed NO. 7 -40-7.2.4-a | Lighting outlets. | Approved
Abo Shanab El Agamien _0195 | CLI.CON-000001 |  |  | Approved
Abo Shanab El Agamien _0195 | CLI.CON-000001 | 5 - Tahawi-Pumping Station NO. 3-18-3.3.14- | Low voltage cables (0.6/1kV) complete with (UPVC Conduits, lugs, ..etc) and all accessories, as per Contract Documents. | Approved
Abo Shanab El Agamien _0195 | CLI.CON-000001 |  |  | Approved
Abo Shanab El Agamien _0195 | CLI.CON-000001 | 5 - 5-Tahawi Village.5-Tahawi Village-Bill No. 3.1 - Tahawi Village Main Pumping Station (Mechanical works)-19-3.4.3-d. | Dismantling joint, dia. 150 mm. | Approved
Abo Shanab El Agamien _0195 | CLI.CON-000001 |  |  | Approved
Abo Shanab El Agamien _0195 | CLI.CON-000001 | 5 - Tahawi Village-Bill No.6Admin Room - Civil Works-34-6.1.7.b- | Supply and installation of ceramic tiles, pattern as shown on drawings including cement mortar, setting bed, grouting, pointing, fixing, support and all required accessories. Complete as shown on drawings, specified in the Contract documents, recommended by manufacturer and approved by the Engineer prior to installation. | Approved
Abo Shanab El Agamien _0195 | CLI.CON-000001 |  |  | Approved
Abo Shanab El Agamien _0195 | CLI.CON-000001 | 5 - Tahawi Village-Bill No.9 Site and Civil Works -44-9.2.2.b- | Supply and casting of in-place reinforced concrete Grade C25 with Sulfate- resistant cement for footing, column pedestal and grade beams including: formwork, scaffolding, expansion and construction joints, Steel bar reinforcement, joint filler and sealant, accessories, transporting, mixing, casting, finishing, compaction by vibratory, spraying, curing, and testing as required by the specifications. | Approved
Abo Shanab El Agamien _0195 | CLI.CON-000001 |  |  | Approved
Abo Shanab El Agamien _0195 | CLI.CON-000001 | 5 - Tahawi Village-Bill No.9 Site and Civil Works -45-9.2.3.a- | 250 mm thick. | Approved
Abo Shanab El Agamien _0195 | CLI.CON-000001 |  |  | Approved
Abo Shanab El Agamien _0195 | CLI.CON-000001 | 5 - Tahawi-Store Building NO. 5-30-5.2.3-0 | One Way, Three-gang Lighting Switch 10A. | Approved
Abo Shanab El Agamien _0195 | CLI.CON-000001 |  |  | Approved
Abo Shanab El Agamien _0195 | CLI.CON-000001 | 5 - Tahawi Village-Bill No. 3 Main Pumping Station (Civil works)-15-3.1.8.c- | Supply and apply of 60 cm high dry mix for skirting including substrate preparation, scaffoldings, grooves, and all required accessories as shown on Contract Drawings, recommended by manufacturer and approved by the Engineer prior to installation. | Approved
Abo Shanab El Agamien _0195 | CLI.CON-000001 |  |  | Approved
Abo Shanab El Agamien _0195 | CLI.CON-000001 | 5 - 5-Tahawi Village.5-Tahawi Village-Bill No. 2 - Forcemain-10-2.3.4-a | Dismantling joint 200mm | Approved
Abo Shanab El Agamien _0195 | CLI.CON-000001 |  |  | Approved
Abo Shanab El Agamien _0195 | CLI.CON-000001 | 5 - Tahawi Village-Bill No. 3 Main Pumping Station (Civil works)-14-3.1.6.a- | Type D1, size 1,500mmx2,500mm | Approved
Abo Shanab El Agamien _0195 | CLI.CON-000001 |  |  | Approved
Abo Shanab El Agamien _0195 | CLI.CON-000001 | 5 - Tahawi Village-Bill No.9 Site and Civil Works -46-9.3.2-a. | DN/ID 150 mm dia | Approved
Abo Shanab El Agamien _0195 | CLI.CON-000001 |  |  | Approved
Abo Shanab El Agamien _0195 | CLI.CON-000001 | 5 - 5-Tahawi Village.5-Tahawi Village-Bill No. 3.1 - Tahawi Village Main Pumping Station (Mechanical works)-19-3.4.5-b. | Collar, dia. 300 mm. | Approved
Abo Shanab El Agamien _0195 | CLI.CON-000001 |  |  | Approved
Abo Shanab El Agamien _0195 | CLI.CON-000001 | 5 - Tahawi-Admin Room NO. 6-37-6.3.4-a | Single Phase Switched Socket 220v, 16A, 2-pin Type Complete With Earthing Contact. | Approved
Abo Shanab El Agamien _0195 | CLI.CON-000001 |  |  | Approved
Abo Shanab El Agamien _0195 | CLI.CON-000001 | 5 - 5-Tahawi Village.5-Tahawi Village-BILL NO. 1: SEWAGE NETWORK-4-1.1.1-c.5 | Ditto, depth to invert between 4.51 m and 5.50 m | Approved
Abo Shanab El Agamien _0195 | CLI.CON-000001 |  |  | Approved
Abo Shanab El Agamien _0195 | CLI.CON-000001 | 5 - 5-Tahawi Village.5-Tahawi Village-BILL NO. 1: SEWAGE NETWORK-5-1.2-a.1 | Depth to invert not exceeding 1.5 m | Approved
Abo Shanab El Agamien _0195 | CLI.CON-000001 |  |  | Approved
Abo Shanab El Agamien _0195 | CLI.CON-000001 | 5 - Tahawi Village-Bill No.4 Guard Room (Civil Works)-22-4.1.3-a.1 | 250 mm thick. | Approved
Abo Shanab El Agamien _0195 | CLI.CON-000001 |  |  | Approved
Abo Shanab El Agamien _0195 | CLI.CON-000001 | 5 - 5-Tahawi Village.5-Tahawi Village-Bill No. 2 - Forcemain-10-2.3.2-a | Tee 200/150 | Approved
Abo Shanab El Agamien _0195 | CLI.CON-000001 |  |  | Approved
Abo Shanab El Agamien _0195 | CLI.CON-000001 | 5 - Tahawi Village-Bill No.5 Store Building (Civil Works)-27-5.1.2-a.1 | Under foundations | Approved
Abo Shanab El Agamien _0195 | CLI.CON-000001 |  |  | Approved
Abo Shanab El Agamien _0195 | CLI.CON-000001 | 5 - 5-Tahawi Village.5-Tahawi Village-Bill No. 3.1 - Tahawi Village Main Pumping Station (Mechanical works)-19-3.4.3-b. | Flanged manually gate valve, dia. 150 mm. | Approved
Abo Shanab El Agamien _0195 | CLI.CON-000001 |  |  | Approved
Abo Shanab El Agamien _0195 | CLI.CON-000001 | 5 - 5-Tahawi Village.5-Tahawi Village-Bill No. 3.1 - Tahawi Village Main Pumping Station (Mechanical works)-19-3.4.3-f. | Flanged Wall piece, dia. 150 mm. | Approved
Abo Shanab El Agamien _0195 | CLI.CON-000001 |  |  | Approved
Abo Shanab El Agamien _0195 | CLI.CON-000001 | 5 - 5-Tahawi Village.5-Tahawi Village-Bill No. 3.1 - Tahawi Village Main Pumping Station (Mechanical works)-19-3.4.4-b. | Dismantling joint, dia. 200 mm. | Approved
Abo Shanab El Agamien _0195 | CLI.CON-000001 |  |  | Approved
Abo Shanab El Agamien _0195 | CLI.CON-000001 | 5 - 5-Tahawi Village.5-Tahawi Village-BILL NO. 1: SEWAGE NETWORK-4-1.1.1-b.1 | Depth to invert not exceeding 1.5 m | Approved
Abo Shanab El Agamien _0195 | CLI.CON-000001 |  |  | Approved
Abo Shanab El Agamien _0195 | CLI.CON-000001 | 5 - Tahawi Village-Bill No. 3 Main Pumping Station (Civil works)-13-3.1.4.c- | Supply and apply of waterproofing for the internal surfaces resistant to acids for internal surfaces of the pump structure (floors, walls, ceilings, etc.) including epoxy paints, screed, hardener and all required accessories all necessary works (contractor should submit samples for approval by the engineer) . according to drawings, specifications and recommended by the manufacturer and approved by the Engineer prior to installation. | Approved
Abo Shanab El Agamien _0195 | CLI.CON-000001 |  |  | Approved
Abo Shanab El Agamien _0195 | CLI.CON-000001 | 6 - Huwaydi Village- Admin Room NO. 6-37-6.3.5-b | Lighting outlets. | Approved
Abo Shanab El Agamien _0195 | CLI.CON-000001 |  |  | Approved
Abo Shanab El Agamien _0195 | CLI.CON-000001 | 6 - 6-Huwaydi Village.6-Huwaydi Village-Bill No. 2 - Forcemain-10-2.3.5-a | 90� (150mm) | Approved
Abo Shanab El Agamien _0195 | CLI.CON-000001 |  |  | Approved
Abo Shanab El Agamien _0195 | CLI.CON-000001 | 6 - Huwaydi Village-Bill No.9 Site and Civil Works -45-9.2.3.a- | 250 mm thick. | Approved
Abo Shanab El Agamien _0195 | CLI.CON-000001 |  |  | Approved
Abo Shanab El Agamien _0195 | CLI.CON-000001 | 6 - Huwaydi Village-Bill No.4 Guard Room (Civil Works)-22-4.1.4.a- | Supply and apply two coats of oxidized bituminous paint insulation to surfaces underground contact with soil such as footings, ground beam, columns pedestal and masonry work to 15 cm upper the GL, sample shall be approved before execution and all required works shall be as per manufacturer's instructions, recommendations and Specification. | Approved
Abo Shanab El Agamien _0195 | CLI.CON-000001 |  |  | Approved
Abo Shanab El Agamien _0195 | CLI.CON-000001 | 6 - 6-Huwaydi Village.6-Huwaydi Village-Bill No.6.2: Admin Building-36-6.2.4-a. | 75mm | Approved
Abo Shanab El Agamien _0195 | CLI.CON-000001 |  |  | Approved
Abo Shanab El Agamien _0195 | CLI.CON-000001 | 6 - Huwaydi Village-Store Building NO. 5-30-5.2.5-a | Wall Mounted Exhaust Fan Outlet. | Approved
Abo Shanab El Agamien _0195 | CLI.CON-000001 |  |  | Approved
Abo Shanab El Agamien _0195 | CLI.CON-000001 | 6 - 6-Huwaydi Village.6-Huwaydi Village-BILL NO. 1: SEWAGE NETWORK-7-1.7-1.7 | Excavation in rock as specified in the Contract Documents. | Approved
Abo Shanab El Agamien _0195 | CLI.CON-000001 |  |  | Approved
Abo Shanab El Agamien _0195 | CLI.CON-000001 | 6 - Huwaydi Village-Bill No. 3 Main Pumping Station (Civil works)-13-3.1.4.c- | Supply and apply of waterproofing for the internal surfaces resistant to acids for internal surfaces of the pump structure (floors, walls, ceilings, etc.) including epoxy paints, screed, hardener and all required accessories all necessary works (contractor should submit samples for approval by the engineer) . according to drawings, specifications and recommended by the manufacturer and approved by the Engineer prior to installation. | Approved
Abo Shanab El Agamien _0195 | CLI.CON-000001 |  |  | Approved
Abo Shanab El Agamien _0195 | CLI.CON-000001 | 6 - Huwaydi Village- Admin Room NO. 6-37-6.3.4-a | Single Phase Switched Socket 220v, 16A, 2-pin Type Complete With Earthing Contact. | Approved
Abo Shanab El Agamien _0195 | CLI.CON-000001 |  |  | Approved
Abo Shanab El Agamien _0195 | CLI.CON-000001 | 6 - Huwaydi Village-Pumping Station NO. 3-16-3.2.2-f | Enclosed Polycarbonate, Wall Mounting Luminaire IP65 With 20 Watt LED Lamp. | Approved
Abo Shanab El Agamien _0195 | CLI.CON-000001 |  |  | Approved
Abo Shanab El Agamien _0195 | CLI.CON-000001 | 6 - Huwaydi Village-Bill No.6Admin Room - Civil Works-33-6.1.3-c.1 | 250 mm thick. | Approved
Abo Shanab El Agamien _0195 | CLI.CON-000001 |  |  | Approved
Abo Shanab El Agamien _0195 | CLI.CON-000001 | 6 - 6-Huwaydi Village.6-Huwaydi Village-Bill No. 3.1 - Huwaydi Village Main Pumping Station (Mechanical works)-19-3.4.10- | Maintenance tools as per tendered documents. | Approved
Abo Shanab El Agamien _0195 | CLI.CON-000001 |  |  | Approved
Abo Shanab El Agamien _0195 | CLI.CON-000001 | 6 - 6-Huwaydi Village.6-Huwaydi Village-Bill No. 3.1 - Huwaydi Village Main Pumping Station (Mechanical works)-19-3.4.3-g. | Flanged Reducer, dia 150/Pump outlet diameter | Approved
Abo Shanab El Agamien _0195 | CLI.CON-000001 |  |  | Approved
Abo Shanab El Agamien _0195 | CLI.CON-000001 | 6 - Huwaydi Village-Guard Room NO. 4-25-4.3.4-a | Single Phase Switched Socket 220v, 16A, 2-pin Type Complete With Earthing Contact. | Approved
Abo Shanab El Agamien _0195 | CLI.CON-000001 |  |  | Approved
Abo Shanab El Agamien _0195 | CLI.CON-000001 | 6 - Huwaydi Village-Bill No. 3 Main Pumping Station (Civil works)-15-3.1.7-c | Supply and lay marble / granite steps the riser 20 mm thick and the tread 40 mm thick including skirting & anti slip braking width 3 cm, as parallel lines as per drawings, specifications and approved sample. | Approved
Abo Shanab El Agamien _0195 | CLI.CON-000001 |  |  | Approved
Abo Shanab El Agamien _0195 | CLI.CON-000001 | 6 - Huwaydi Village-Bill No.5 Store Building (Civil Works)-27-5.1.1.a- | Excavation from ground level to required depth and grades in all types of soil except the rock, including support system, floading with water, dewatering, compacting bottom of excavation using dynamic roller, transporting excavated materials to the approved off-Site disposal area as per drawings, specifications and geotechnical report. | Approved
Abo Shanab El Agamien _0195 | CLI.CON-000001 |  |  | Approved
Abo Shanab El Agamien _0195 | CLI.CON-000001 | 6 - Huwaydi Village-Generator Shed NO. 7 -40-7.2.2-b | Ditto As Above But For Maintained Electricity Duration. Provided With Emergency Unit For 3 Hours | Approved
Abo Shanab El Agamien _0195 | CLI.CON-000001 |  |  | Approved
Abo Shanab El Agamien _0195 | CLI.CON-000001 | 6 - Huwaydi Village-Bill No.4 Guard Room (Civil Works)-21-4.1.1.c- | Supply, backfilling and compaction to the required grades with approved clean sand on layers not more than 25 cm thick. The layers are to be compacted by means of vibratory type equipment to obtain 95% of maximum dry density as per specifications. | Approved
Abo Shanab El Agamien _0195 | CLI.CON-000001 |  |  | Approved
Abo Shanab El Agamien _0195 | CLI.CON-000001 | 6 - Huwaydi Village-Bill No.5 Store Building (Civil Works)-29-5.1.9-a. | 75mm dia. | Approved
Abo Shanab El Agamien _0195 | CLI.CON-000001 |  |  | Approved
Abo Shanab El Agamien _0195 | CLI.CON-000001 | 6 - Huwaydi Village-Bill No.9 Site and Civil Works -44--9.1.e | Covering the drain and Paving roads in front of the pumping station site. The Contractor must submit the method of implementation to be approved from the Engineer. All required works of completion with the industry standards and Engineer instructions. | Approved
Abo Shanab El Agamien _0195 | CLI.CON-000001 |  |  | Approved
Abo Shanab El Agamien _0195 | CLI.CON-000001 | 6 - Huwaydi Village-Pumping Station NO. 3-16-3.2.2-b | Ditto As Above But For Maintained Electricity Duration. Provided With Emergency Unit For 3 Hours. | Approved
Abo Shanab El Agamien _0195 | CLI.CON-000001 |  |  | Approved
Abo Shanab El Agamien _0195 | CLI.CON-000001 | 6 - Huwaydi Village-Pumping Station NO. 3-18-3.3.15- | Prime Power Diesel Generator 65 KVA (at least) (Canopy Type - Under Shed) complete with outgoing circuit breaker (MCCB) and fully equipped with all accessories as per Contract Documents and complete with all accessories required for erection and good working conditions. | Approved
Abo Shanab El Agamien _0195 | CLI.CON-000001 |  |  | Approved
Abo Shanab El Agamien _0195 | CLI.CON-000001 | 6 - Huwaydi Village-Bill No.4 Guard Room (Civil Works)-21-4.1.1.a- | Excavation from ground level to required depth and grades in all types of soil except the rock, including support system, floading with water, dewatering, compacting bottom of excavation using dynamic roller, transporting excavated materials to the approved off-Site disposal area as per drawings, specifications and geotechnical report. | Approved
Abo Shanab El Agamien _0195 | CLI.CON-000001 |  |  | Approved
Abo Shanab El Agamien _0195 | CLI.CON-000001 | 7 - Iz. Raslan & Iz. Mokhtar Eiss-Bill No.5 Portable unit (Civil Works)-33-5.1- | Supplying and casting in-place of Portable Unit base and the price includes all the necessary excavation and backfilling works, the removal and disposal of the excavated material to the designated dump, the supply and work of plain concrete Grade C20, reinforced concrete Grade C25, insulation works for the base and all that comes into contact with the soil, including formwork, transporting, mixing, casting, finishing, curing and testing as required by the specifications. provided that the work is completed in full according to the Contract drawings, technical specifications, industry assets and the instructions of the Engineer. | Approved
Abo Shanab El Agamien _0195 | CLI.CON-000001 |  |  | Approved
Abo Shanab El Agamien _0195 | CLI.CON-000001 | 7 - 7-Iz. Raslan & Iz. Mokhtar Eiss.7-Iz. Raslan & Iz. Mokhtar Eissa-Bill No. 3.1 - Iz. Raslan & Iz. Mokhtar Eissa Main Pumping Station (Mechanical works)-23-3.4.10- | Fire fighting equipment as per tendered documents. Bill No.4: Guard room | Approved
Abo Shanab El Agamien _0195 | CLI.CON-000001 |  |  | Approved
Abo Shanab El Agamien _0195 | CLI.CON-000001 | 7 - Iz. Raslan & Iz. Mokhtar Eiss-Bill No.4 Guard Room (Civil Works)-26-4.1.3-a.2 | 120 mm thick. | Approved
Abo Shanab El Agamien _0195 | CLI.CON-000001 |  |  | Approved
Abo Shanab El Agamien _0195 | CLI.CON-000001 | 7 - Iz. Raslan & Iz. Mokhtar Eiss-Bill No.4 Guard Room (Civil Works)-27-4.1.7-c | Supply and lay marble / granite steps the riser 20 mm thick and the tread 40 mm thick including skirting & anti slip braking width 3 cm, as parallel lines as per drawings, specifications and approved sample. | Approved
Abo Shanab El Agamien _0195 | CLI.CON-000001 |  |  | Approved
Abo Shanab El Agamien _0195 | CLI.CON-000001 | 7 - 7-Iz. Raslan & Iz. Mokhtar Eiss.7-Iz. Raslan & Iz. Mokhtar Eissa-BILL NO. 1: SEWAGE NETWORK-6-1.4.1-a | HC 60*60 cm | Approved
Abo Shanab El Agamien _0195 | CLI.CON-000001 |  |  | Approved
Abo Shanab El Agamien _0195 | CLI.CON-000001 | 7 - Raslan & Mokhtar Eissa-Guard Room NO. 4-30-4.3.4-b | Single Phase Switched waterproof Socket, 220V, 16A, 3 Pin Complete With Cover (IP55) | Approved
Abo Shanab El Agamien _0195 | CLI.CON-000001 |  |  | Approved
Abo Shanab El Agamien _0195 | CLI.CON-000001 | 7 - Iz. Raslan & Iz. Mokhtar Eiss-Bill No. 3 Main Pumping Station (Civil works)-14-3.1.2-a.2 | PC Slope concrete for floor with hardener | Approved
Abo Shanab El Agamien _0195 | CLI.CON-000001 |  |  | Approved
Abo Shanab El Agamien _0195 | CLI.CON-000001 | 7 - Iz. Raslan & Iz. Mokhtar Eiss-Bill No.9 Site and Civil Works -39-7.3.2-a. | DN/ID 150 mm dia | Approved
Abo Shanab El Agamien _0195 | CLI.CON-000001 |  |  | Approved
Abo Shanab El Agamien _0195 | CLI.CON-000001 | 7 - Raslan & Mokhtar Eissa-Guard Room NO. 4-30-4.3.1-a | Supply, install, connect, test and commission of complete L.V. distribution boards (LP-GUR-EXT.) the price include circuit breakers, contactors, relays, timers , photocells, push buttons, selectvity study, termination, Identifications ,labling, glands, copper luggs as specified and as indicating drawings. System shall be lump sum complete in every respect with all necessary accessories and ancillary works. | Approved
Abo Shanab El Agamien _0195 | CLI.CON-000001 |  |  | Approved
Abo Shanab El Agamien _0195 | CLI.CON-000001 | 7 - Raslan & Mokhtar Eissa-Pumping Station NO. 3-18-3.2.3-c | One Way, Two-gang Lighting Switch 10A. | Approved
Abo Shanab El Agamien _0195 | CLI.CON-000001 |  |  | Approved
Abo Shanab El Agamien _0195 | CLI.CON-000001 | 7 - Raslan & Mokhtar Eissa-Guard Room NO. 4-30-4.3.5-b | Lighting outlets. | Approved
Abo Shanab El Agamien _0195 | CLI.CON-000001 |  |  | Approved
Abo Shanab El Agamien _0195 | CLI.CON-000001 | 7 - Iz. Raslan & Iz. Mokhtar Eiss-Bill No.4 Guard Room (Civil Works)-26-4.1.3-b.2 | 120 mm thick. | Approved
Abo Shanab El Agamien _0195 | CLI.CON-000001 |  |  | Approved
Abo Shanab El Agamien _0195 | CLI.CON-000001 | 7 - Iz. Raslan & Iz. Mokhtar Eiss-Bill No. 3 Main Pumping Station (Civil works)-15-3.1.4.a- | Supply and apply two coats of oxidized bituminous paint insulation to reinforced concrete in contact with soil such as footings, ground beam, columns necks and masonry work to 15 cm upper the GL, sample shall be approved before execution and all required works shall be as per manufacturer's instructions, recommendations and Specification. | Approved
Abo Shanab El Agamien _0195 | CLI.CON-000001 |  |  | Approved
Abo Shanab El Agamien _0195 | CLI.CON-000001 | 7 - Iz. Raslan & Iz. Mokhtar Eiss-Bill No.4 Guard Room (Civil Works)-26-4.1.4.b- | Supply and installation of horizontal prefabricated moisture Insulation membrane to the wet areas with 4mm thick for floor and roof, including joints, fixtures, overlaps not less than 100 mm and item include all surface preparation steps, coating with 2 layers of primer bitumen coat, metal flashing, internal angle fillets, upstand to vertical surfaces and waterproofing to all openings and around pipes and water drains, Polystyrene sheet 1mm, protection Sand-cement mortar screed, 30 mm thick as per manufacturer's instructions, Contract Drawing, recommendations and Specification. | Approved
Abo Shanab El Agamien _0195 | CLI.CON-000001 |  |  | Approved
Abo Shanab El Agamien _0195 | CLI.CON-000001 | 7 - Raslan & Mokhtar Eissa-Pumping Station NO. 3-20-3.3.11- | Supply, installation, termination and testing of control cables (12 x 2 mm2) from valve actuators, water hammering system, generators, transformers, Low Voltage Main Distribution Board (LVMDB), Motor Control Centers (MCC) to the PLC panel complete with conduits, pull boxes, junction boxes, accessories, duct bank...etc. | Approved
Abo Shanab El Agamien _0195 | CLI.CON-000001 |  |  | Approved
Abo Shanab El Agamien _0195 | CLI.CON-000001 | 7 - Raslan & Mokhtar Eissa-Pumping Station NO. 3-19-3.3.1- | Medium voltage cable feeding the pumping station, this cable include the cable connection from the the Egyptian Electrical Authority (EEA) substation (outside puming station) up to the outdoor medium voltage load break switch (LBS) inside pumping station. The contractor shall be responsible to coordinate with the EEA for identifying the cable route, size, laying, ..etc. | Approved
Abo Shanab El Agamien _0195 | CLI.CON-000001 |  |  | Approved
Abo Shanab El Agamien _0195 | CLI.CON-000001 | 7 - Iz. Raslan & Iz. Mokhtar Eiss-Bill No. 3 Main Pumping Station (Civil works)-16-3.1.6-e | Supply, install of GRP net covers. including frames, painting, welding, jointing, all fixings and accessories. Complete as shown on drawings, specification, and recommended by the manufacturer. | Approved
Abo Shanab El Agamien _0195 | CLI.CON-000001 |  |  | Approved
Abo Shanab El Agamien _0195 | CLI.CON-000001 | 7 - 7-Iz. Raslan & Iz. Mokhtar Eiss.7-Iz. Raslan & Iz. Mokhtar Eissa-BILL NO. 1: SEWAGE NETWORK-4-1.1.1-c.4 | Ditto, depth to invert between 3.51 m and 4.50 m | Approved
Abo Shanab El Agamien _0195 | CLI.CON-000001 |  |  | Approved
Abo Shanab El Agamien _0195 | CLI.CON-000001 | 7 - Iz. Raslan & Iz. Mokhtar Eiss-Bill No. 3 Main Pumping Station (Civil works)-17-3.1.7-a.1 | Abrasion, friction, acids and shock resistant ceramic | Approved
Abo Shanab El Agamien _0195 | CLI.CON-000001 |  |  | Approved
Abo Shanab El Agamien _0195 | CLI.CON-000001 | 7 - Raslan & Mokhtar Eissa-Pumping Station NO. 3-19-3.3.3- | Main Low-tension switchboard (0.38kV) complete with all component (C.B, contactors,Electrcal and mechanical interlock, measuring and protection devices ?etc), as per Single Line Diagram and Contract Documents (to be erected in pump building). | Approved
Abo Shanab El Agamien _0195 | CLI.CON-000001 |  |  | Approved
Abo Shanab El Agamien _0195 | CLI.CON-000001 | 7 - 7-Iz. Raslan & Iz. Mokhtar Eiss.7-Iz. Raslan & Iz. Mokhtar Eissa-BILL NO. 1: SEWAGE NETWORK-5-1.2-a.1 | Depth to invert not exceeding 1.5 m | Approved
Abo Shanab El Agamien _0195 | CLI.CON-000001 |  |  | Approved
Abo Shanab El Agamien _0195 | CLI.CON-000001 | 7 - Iz. Raslan & Iz. Mokhtar Eiss-Bill No. 3 Main Pumping Station (Civil works)-17-3.1.8.a- | Supply and apply of Acrylic paint for internal walls and ceiling including substrate preparation, applying primer, 2 layer of plastic paint over 2 putty coats as per required colors and all required accessories as shown on drawings, recommended by manufacturer and approved by the Engineer prior to installation. | Approved
Abo Shanab El Agamien _0195 | CLI.CON-000001 |  |  | Approved
Abo Shanab El Agamien _0195 | CLI.CON-000001 | 7 - 7-Iz. Raslan & Iz. Mokhtar Eiss.7-Iz. Raslan & Iz. Mokhtar Eissa-Bill No. 3.1 - Iz. Raslan & Iz. Mokhtar Eissa Main Pumping Station (Mechanical works)-23-3.4.2-e. | Flanged Elbow 90o, dia. 100 mm. | Approved
Abo Shanab El Agamien _0195 | CLI.CON-000001 |  |  | Approved
Abo Shanab El Agamien _0195 | CLI.CON-000001 | 7 - Iz. Raslan & Iz. Mokhtar Eiss-Bill No.9 Site and Civil Works -39-7.3.1-b. | 100mm dia. | Approved
Abo Shanab El Agamien _0195 | CLI.CON-000001 |  |  | Approved
Abo Shanab El Agamien _0195 | CLI.CON-000001 | 7 - 7-Iz. Raslan & Iz. Mokhtar Eiss.7-Iz. Raslan & Iz. Mokhtar Eissa-Bill No. 3.1 - Iz. Raslan & Iz. Mokhtar Eissa Main Pumping Station (Mechanical works)-23-3.4.3-a. | D.C.I, K9, flanged pipes, dia. 150 mm. | Approved
Abo Shanab El Agamien _0195 | CLI.CON-000001 |  |  | Approved
Abo Shanab El Agamien _0195 | CLI.CON-000001 | 7 - Raslan & Mokhtar Eissa-Pumping Station NO. 3-20-3.3.19- | Supply and Delivery spare parts of the following equipment as per tendered documents: - Pump unit. - Main Low Tension Switchboard. - Generator unit. | Approved
Abo Shanab El Agamien _0195 | CLI.CON-000001 |  |  | Approved
Abo Shanab El Agamien _0195 | CLI.CON-000001 | 7 - 7-Iz. Raslan & Iz. Mokhtar Eiss.7-Iz. Raslan & Iz. Mokhtar Eissa-BILL NO. 1: SEWAGE NETWORK-8-1.7- | Supply and filling by clean sand between the existing covered waterways and the Sewage pipe covered by concrete encasement | Approved
Abo Shanab El Agamien _0195 | CLI.CON-000001 |  |  | Approved
Abo Shanab El Agamien _0195 | CLI.CON-000001 | 7 - Iz. Raslan & Iz. Mokhtar Eiss-Bill No.4 Guard Room (Civil Works)-26-4.1.5-a | Supply and excite cement sand plaster for internal slabs, walls and beams with all metal accessories, the item includes substrate preparation, all required works of completion with the industry standards. As per Specification, Drawings and Engineer instructions. | Approved
Abo Shanab El Agamien _0195 | CLI.CON-000001 |  |  | Approved
Abo Shanab El Agamien _0195 | CLI.CON-000001 | 7 - 7-Iz. Raslan & Iz. Mokhtar Eiss.7-Iz. Raslan & Iz. Mokhtar Eissa-Bill No. 3.1 - Iz. Raslan & Iz. Mokhtar Eissa Main Pumping Station (Mechanical works)-23-3.4.3-c. | Tee, 150/100 mm. | Approved
Abo Shanab El Agamien _0195 | CLI.CON-000001 |  |  | Approved
Abo Shanab El Agamien _0195 | CLI.CON-000001 | 7 - Iz. Raslan & Iz. Mokhtar Eiss-Bill No.6 Pole Mounted (Civil Works)-35-6.1- | Supplying and casting in-place of Pole Mounted base and the price includes all the necessary excavation and backfilling works, the removal and disposal of the excavated material to the designated dump, the supply and work of plain concrete Grade C20, reinforced concrete Grade C25, insulation works for the base and all that comes into contact with the soil, including formwork, transporting, mixing, casting, finishing, curing and testing as required by the specifications. provided that the work is completed in full according to the Contract drawings, technical specifications, industry assets and the instructions of the Engineer. | Approved
Abo Shanab El Agamien _0195 | CLI.CON-000001 |  |  | Approved
Abo Shanab El Agamien _0195 | CLI.CON-000001 | 7 - 7-Iz. Raslan & Iz. Mokhtar Eiss.7-Iz. Raslan & Iz. Mokhtar Eissa-BILL NO. 1: SEWAGE NETWORK-7-1.5.3-b | Dismantling joints | Approved
Abo Shanab El Agamien _0195 | CLI.CON-000001 |  |  | Approved
Abo Shanab El Agamien _0195 | CLI.CON-000001 | 8 - Iz. Abd Al-Qawy Salem & Iz. Zaraby-Bill No. 3 Main Pumping Station (Civil works)-13-3.1.1-c | Extra over for excavation in rock. | Approved
Abo Shanab El Agamien _0195 | CLI.CON-000001 |  |  | Approved
Abo Shanab El Agamien _0195 | CLI.CON-000001 | 8 - 8-Iz. Abd Al-Qawy Salem & Iz. Z.8-Iz. Abd Al-Qawy Salem & Iz. Zaraby-Bill No.6.2 - Admin Room (Pumping Station) -37-6.2.3-a. | gully trap 30 x 30 | Approved
Abo Shanab El Agamien _0195 | CLI.CON-000001 |  |  | Approved
Abo Shanab El Agamien _0195 | CLI.CON-000001 | 8 - Iz. Abd Al-Qawy Salem & Iz. Zaraby-Bill No.9 Site and Civil Works -46-9.2.4.b- | Supply and installation of foam Expansion joints outdoor type joint sealant Complete as shown on drawings, and recommended by the manufacturer and Specification. | Approved
Abo Shanab El Agamien _0195 | CLI.CON-000001 |  |  | Approved
Abo Shanab El Agamien _0195 | CLI.CON-000001 | 8 - 8-Iz. Abd Al-Qawy Salem & Iz. Z.8-Iz. Abd Al-Qawy Salem & Iz. Zaraby-Bill No. 2 - Forcemain-11-2.6- | supplying and installing concrete encasement of 25cm around pipe under waterway to protect the pipe. All works required to complete the crossing with concrete encasement in accordance with Specifications 2.2.7.7 Concrete Encasement (Bedding and Surrounding), Contract Drawings and the Engineer's instructions | Approved
Abo Shanab El Agamien _0195 | CLI.CON-000001 |  |  | Approved
Abo Shanab El Agamien _0195 | CLI.CON-000001 | 8 - 8-Iz. Abd Al-Qawy Salem & Iz. Z.8-Iz. Abd Al-Qawy Salem & Iz. Zaraby-Bill No.4: Guard room -25-4.2.3-a. | gully trap 30 x 30 | Approved
Abo Shanab El Agamien _0195 | CLI.CON-000001 |  |  | Approved
Abo Shanab El Agamien _0195 | CLI.CON-000001 | 8 - Abd Al-Qawy Salem&Zaraby-Guard Room NO. 4-26-4.3.2-c | Enclosed Polycarbonate, Wall Mounting Luminaire IP65 With 20 Watt LED Lamp. | Approved
Abo Shanab El Agamien _0195 | CLI.CON-000001 |  |  | Approved
Abo Shanab El Agamien _0195 | CLI.CON-000001 | 8 - Iz. Abd Al-Qawy Salem & Iz. Zaraby-Bill No.4 Guard Room (Civil Works)-23-4.1.3-b.2 | 120 mm thick. | Approved
Abo Shanab El Agamien _0195 | CLI.CON-000001 |  |  | Approved
Abo Shanab El Agamien _0195 | CLI.CON-000001 | 8 - Iz. Abd Al-Qawy Salem & Iz. Zaraby-Bill No. 3 Main Pumping Station (Civil works)-14-3.1.4-b | Supply and installation of PVC water stop 25 cm width including fixing, fittings, jointing and accessories. Complete as shown on Contract Drawings and all required works shall be as per manufacturer's instructions, recommendations and Specification. | Approved
Abo Shanab El Agamien _0195 | CLI.CON-000001 |  |  | Approved
Abo Shanab El Agamien _0195 | CLI.CON-000001 | 8 - Iz. Abd Al-Qawy Salem & Iz. Zaraby-Bill No.4 Guard Room (Civil Works)-24-4.1.7.b- | Supply and installation of ceramic tiles, pattern as shown on drawings including cement mortar, setting bed, grouting, pointing, fixing, support and all required accessories. Complete as shown on drawings, specified in the Contract documents, recommended by manufacturer and approved by the Engineer prior to installation. | Approved
Abo Shanab El Agamien _0195 | CLI.CON-000001 |  |  | Approved
Abo Shanab El Agamien _0195 | CLI.CON-000001 | 8 - Abd Al-Qawy Salem&Zaraby-PUMP STATION NO. 3-18-3.3.3- | Main Low tension switchboard (0.38kV) complete with all component (C.B, contactors,Electrcal and mechanical interlock, measuring and protection devices ?etc), as per Single Line Diagram and Contract Documents (to be erected in pump building). | Approved
Abo Shanab El Agamien _0195 | CLI.CON-000001 |  |  | Approved
Abo Shanab El Agamien _0195 | CLI.CON-000001 | 8 - Abd Al-Qawy Salem&Zaraby-PUMP STATION NO. 3-19-3.3.11- | Supply, installation, termination and testing of instrumentation shielded cables (2 x 1.5 mm2) from field instrumentation to control panel complete with conduits, pull boxes, junction boxes, accessories, duct bank...etc. | Approved
Abo Shanab El Agamien _0195 | CLI.CON-000001 |  |  | Approved
Abo Shanab El Agamien _0195 | CLI.CON-000001 | 8 - Abd Al-Qawy Salem&Zaraby-Admin Room NO. 6-38-6.3.2-b | Ditto As Above But For Maintained Electricity Duration. Provided With Emergency Unit For 3 Hours | Approved
Abo Shanab El Agamien _0195 | CLI.CON-000001 |  |  | Approved
Abo Shanab El Agamien _0195 | CLI.CON-000001 | 8 - Iz. Abd Al-Qawy Salem & Iz. Zaraby-Bill No. 3 Main Pumping Station (Civil works)-16-3.1.7.b- | Supply and installation of abrasion, friction, acids and shock resistant ceramic tiles for wall, pattern as shown on drawings including cement mortar, setting bed, grouting, fixing, support and all required accessories. Complete as shown on drawings, specified in the Contract documents, recommended by manufacturer and approved by the Engineer prior to installation | Approved
Abo Shanab El Agamien _0195 | CLI.CON-000001 |  |  | Approved
Abo Shanab El Agamien _0195 | CLI.CON-000001 | 8 - Abd Al-Qawy Salem&Zaraby-Store Building NO. 5-31-5.2.2-c | Enclosed Polycarbonate, Wall Mounting Luminaire IP65 With 20 Watt LED Lamp. | Approved
Abo Shanab El Agamien _0195 | CLI.CON-000001 |  |  | Approved
Abo Shanab El Agamien _0195 | CLI.CON-000001 | 8 - Abd Al-Qawy Salem&Zaraby-Guard Room NO. 4-26-4.3.2-a | Surface mounted luminaire with 1x60 watt led lamps, With (IP20) | Approved
Abo Shanab El Agamien _0195 | CLI.CON-000001 |  |  | Approved
Abo Shanab El Agamien _0195 | CLI.CON-000001 | 8 - 8-Iz. Abd Al-Qawy Salem & Iz. Z.8-Iz. Abd Al-Qawy Salem & Iz. Zaraby-Bill No. 2 - Forcemain-10-2.3.5-b | 90� (150mm) | Approved
Abo Shanab El Agamien _0195 | CLI.CON-000001 |  |  | Approved
Abo Shanab El Agamien _0195 | CLI.CON-000001 | 8 - Iz. Abd Al-Qawy Salem & Iz. Zaraby-Bill No.4 Guard Room (Civil Works)-23-4.1.3-a.1 | 250 mm thick. | Approved
Abo Shanab El Agamien _0195 | CLI.CON-000001 |  |  | Approved
Abo Shanab El Agamien _0195 | CLI.CON-000001 | 8 - 8-Iz. Abd Al-Qawy Salem & Iz. Z.8-Iz. Abd Al-Qawy Salem & Iz. Zaraby-Bill No.4: Guard room -25-4.2.1-a. | Water closet with flush tank floor mounted water closet with flush tank (European type) shall be provided with a toilet paper holder and all its required accessories and fittings with approved sample. All required works of completion with the industry standards. | Approved
Abo Shanab El Agamien _0195 | CLI.CON-000001 |  |  | Approved
Abo Shanab El Agamien _0195 | CLI.CON-000001 | 8 - Iz. Abd Al-Qawy Salem & Iz. Zaraby-Bill No. 3 Main Pumping Station (Civil works)-13-3.1.1-d | Supply, backfilling and compaction to the required grades with approved clean sand on layers not more than 25 cm thick. The layers are to be compacted by means of vibratory type equipment to obtain 95% of maximum dry density as per specifications. | Approved
Abo Shanab El Agamien _0195 | CLI.CON-000001 |  |  | Approved
Abo Shanab El Agamien _0195 | CLI.CON-000001 | 8 - 8-Iz. Abd Al-Qawy Salem & Iz. Z.8-Iz. Abd Al-Qawy Salem & Iz. Zaraby-BILL NO. 1: SEWAGE NETWORK-5-1.2-a.1 | Depth to invert not exceeding 1.5 m | Approved
Abo Shanab El Agamien _0195 | CLI.CON-000001 |  |  | Approved
Abo Shanab El Agamien _0195 | CLI.CON-000001 | 8 - Iz. Abd Al-Qawy Salem & Iz. Zaraby-Bill No.9 Site and Civil Works -45--9.1.a | Supply and install and test Reinforced concrete pavement (20 cm thick) inside the plant including formwork and steel reinforcement mesh, 15 cm gravel as base, leveling, helicopter finish and coated by screed and all its requirement for completion the work. As per Specification, Drawings and Engineer's instructions | Approved
Abo Shanab El Agamien _0195 | CLI.CON-000001 |  |  | Approved
Abo Shanab El Agamien _0195 | CLI.CON-000001 | 8 - Iz. Abd Al-Qawy Salem & Iz. Zaraby-Bill No.4 Guard Room (Civil Works)-24-4.1.6-a.1 | Type D1, size 800mmx2,200mm | Approved
Abo Shanab El Agamien _0195 | CLI.CON-000001 |  |  | Approved
Abo Shanab El Agamien _0195 | CLI.CON-000001 | 8 - Iz. Abd Al-Qawy Salem & Iz. Zaraby-Bill No.4 Guard Room (Civil Works)-24-4.1.6-b.1 | Type W1, 1,000 mm width x 1,000 mm height | Approved
Abo Shanab El Agamien _0195 | CLI.CON-000001 |  |  | Approved
Abo Shanab El Agamien _0195 | CLI.CON-000001 | 8 - 8-Iz. Abd Al-Qawy Salem & Iz. Z.8-Iz. Abd Al-Qawy Salem & Iz. Zaraby-Bill No. 3.1 - Iz. Abd Al-Qawy & Iz. Zaraby Salem Main Pumping Station (Mechanical works)-20-3.4.7-a. | Ventilation system complete comprising of Fans with capacity of 1000 m3/hr., outlets, conduits, wires?.etc for pump building, complete with all accessories As per Contract Documents | Approved
Abo Shanab El Agamien _0195 | CLI.CON-000001 |  |  | Approved
Abo Shanab El Agamien _0195 | CLI.CON-000001 | 8 - Iz. Abd Al-Qawy Salem & Iz. Zaraby-Bill No. 3 Main Pumping Station (Civil works)-16-3.1.9-a | 75mm dia. | Approved
Abo Shanab El Agamien _0195 | CLI.CON-000001 |  |  | Approved
Abo Shanab El Agamien _0195 | CLI.CON-000001 | 8 - 8-Iz. Abd Al-Qawy Salem & Iz. Z.8-Iz. Abd Al-Qawy Salem & Iz. Zaraby-Bill No.4: Guard room -25-4.2.2-a. | 25mm dia. | Approved
Abo Shanab El Agamien _0195 | CLI.CON-000001 |  |  | Approved
Abo Shanab El Agamien _0195 | CLI.CON-000001 | 8 - Iz. Abd Al-Qawy Salem & Iz. Zaraby-Bill No.5 Store Building (Civil Works)-28-5.1.1.c- | Supply, backfilling and compaction to the required grades with approved clean sand on layers not more than 25 cm thick. The layers are to be compacted by means of vibratory type equipment to obtain 95% of maximum dry density as per specifications. | Approved
Abo Shanab El Agamien _0195 | CLI.CON-000001 |  |  | Approved
Abo Shanab El Agamien _0195 | CLI.CON-000001 | 8 - Iz. Abd Al-Qawy Salem & Iz. Zaraby-Bill No.4 Guard Room (Civil Works)-24-4.1.8.b- | Supply and apply of Dry mix paint for facades including substrate preparation, scaffoldings, grooves, applying three coats of paint as per required colors and all required accessories as shown on the Contract Drawings, recommended by manufacturer and approved by the Engineer prior to installation. | Approved
Abo Shanab El Agamien _0195 | CLI.CON-000001 |  |  | Approved
Abo Shanab El Agamien _0195 | CLI.CON-000001 | 8 - Iz. Abd Al-Qawy Salem & Iz. Zaraby-Bill No.5 Store Building (Civil Works)-29-5.1.5-a | Supply and excite cement sand plaster for internal slabs, walls and beams with all metal accessories, the item includes substrate preparation, all required works of completion with the industry standards. As per specification, drawings and the Engineer's instructions. | Approved
Abo Shanab El Agamien _0195 | CLI.CON-000001 |  |  | Approved
Abo Shanab El Agamien _0195 | CLI.CON-000001 | 8 - Abd Al-Qawy Salem&Zaraby-Admin Room NO. 6-38-6.3.2-c | Enclosed Polycarbonate, Wall Mounting Luminaire IP65 With 20 Watt LED Lamp. | Approved
Abo Shanab El Agamien _0195 | CLI.CON-000001 |  |  | Approved
Abo Shanab El Agamien _0195 | CLI.CON-000001 | 8 - 8-Iz. Abd Al-Qawy Salem & Iz. Z.8-Iz. Abd Al-Qawy Salem & Iz. Zaraby-BILL NO. 1: SEWAGE NETWORK-6-1.5.3-c | Puddle flanged pipe | Approved
Abo Shanab El Agamien _0195 | CLI.CON-000001 |  |  | Approved
Abo Shanab El Agamien _0195 | CLI.CON-000001 | 8 - Abd Al-Qawy Salem&Zaraby-PUMP STATION NO. 3-19-3.3.9- | Supply, installation, calibration, connection and testing of Pressure Switch with a range of 0 to 10 bar and all necessary accessories required for installation and operation requirements. | Approved
Abo Shanab El Agamien _0195 | CLI.CON-000001 |  |  | Approved
Abo Shanab El Agamien _0195 | CLI.CON-000001 | 8 - Iz. Abd Al-Qawy Salem & Iz. Zaraby-Bill No. 3 Main Pumping Station (Civil works)-14-3.1.3.a- | 250 mm thick. | Approved
Abo Shanab El Agamien _0195 | CLI.CON-000001 |  |  | Approved
Abo Shanab El Agamien _0195 | CLI.CON-000001 | 8 - 8-Iz. Abd Al-Qawy Salem & Iz. Z.8-Iz. Abd Al-Qawy Salem & Iz. Zaraby-Bill No. 2 - Forcemain-9-2.2-c | Air Release valve chamber | Approved
Abo Shanab El Agamien _0195 | CLI.CON-000001 |  |  | Approved
Abo Shanab El Agamien _0195 | CLI.CON-000001 | 8 - Iz. Abd Al-Qawy Salem & Iz. Zaraby-Bill No.5 Store Building (Civil Works)-28-5.1.1-b. | Extra over for excavation in rock. | Approved
Abo Shanab El Agamien _0195 | CLI.CON-000001 |  |  | Approved
Abo Shanab El Agamien _0195 | CLI.CON-000001 | 8 - Iz. Abd Al-Qawy Salem & Iz. Zaraby-Bill No.4 Guard Room (Civil Works)-24-4.1.7-a.2 | Ceramic floor, non-slip ceramic for toilet | Approved
Abo Shanab El Agamien _0195 | CLI.CON-000001 |  |  | Approved
Abo Shanab El Agamien _0195 | CLI.CON-000001 | 8 - Iz. Abd Al-Qawy Salem & Iz. Zaraby-Bill No.6Admin Room - Civil Works-33-6.1.1-b. | Extra over for excavation in rock. | Approved
Abo Shanab El Agamien _0195 | CLI.CON-000001 |  |  | Approved
Abo Shanab El Agamien _0195 | CLI.CON-000001 | 8 - 8-Iz. Abd Al-Qawy Salem & Iz. Z.8-Iz. Abd Al-Qawy Salem & Iz. Zaraby-BILL NO. 1: SEWAGE NETWORK-4-1.1.1-d.2 | Ditto, depth to invert between 3.51 m and 4.50 m | Approved
Abo Shanab El Agamien _0195 | CLI.CON-000001 |  |  | Approved
Abo Shanab El Agamien _0195 | CLI.CON-000001 | 8 - Iz. Abd Al-Qawy Salem & Iz. Zaraby-Bill No.4 Guard Room (Civil Works)-23-4.1.3-b.1 | 250 mm thick. | Approved
Abo Shanab El Agamien _0195 | CLI.CON-000001 |  |  | Approved
Abo Shanab El Agamien _0195 | CLI.CON-000001 | 8 - Iz. Abd Al-Qawy Salem & Iz. Zaraby-Bill No.4 Guard Room (Civil Works)-22-4.1.1-b | Extra over for excavation in rock. | Approved
Abo Shanab El Agamien _0195 | CLI.CON-000001 |  |  | Approved
Abo Shanab El Agamien _0195 | CLI.CON-000001 | 8 - Iz. Abd Al-Qawy Salem & Iz. Zaraby-Bill No.9 Site and Civil Works -46-9.2.5- | Supply and apply external cement plastering to facades with all metal accessories,, base and finish coat, thickness 2cm striped with 2 cm groove render for facades. all required works of completion with the industry standards. As per Specification, Drawings and Engineer's instructions. | Approved
Abo Shanab El Agamien _0195 | CLI.CON-000001 |  |  | Approved
Abo Shanab El Agamien _0195 | CLI.CON-000001 | 8 - 8-Iz. Abd Al-Qawy Salem & Iz. Z.8-Iz. Abd Al-Qawy Salem & Iz. Zaraby-Bill No.6.2 - Admin Room (Pumping Station) -37-6.2.5-a. | 75mm dia | Approved
Abo Shanab El Agamien _0195 | CLI.CON-000001 |  |  | Approved
Abo Shanab El Agamien _0195 | CLI.CON-000001 | 9 | Iz. Seror | Approved
Abo Shanab El Agamien _0195 | CLI.CON-000001 |  |  | Approved
Abo Shanab El Agamien _0195 | CLI.CON-000001 | 9 - Iz. Seror-Bill No. 3 Main Pumping Station (Civil works)-16-3.1.1-a | Structural excavation | Approved
Abo Shanab El Agamien _0195 | CLI.CON-000001 |  |  | Approved
Abo Shanab El Agamien _0195 | CLI.CON-000001 | 9 - Iz. Seror-Bill No.6Admin Room - Civil Works-37-6.1.2-b.1 | for foundation | Approved
Abo Shanab El Agamien _0195 | CLI.CON-000001 |  |  | Approved
Abo Shanab El Agamien _0195 | CLI.CON-000001 | 9 - Seror-Pumping Station NO. 3-22-3.3.9- | Supply, installation, calibration, connection and testing of Pressure Switch with a range of 0 to 10 bar and all necessary accessories required for installation and operation requirements. | Approved
Abo Shanab El Agamien _0195 | CLI.CON-000001 |  |  | Approved
Abo Shanab El Agamien _0195 | CLI.CON-000001 | 9 - Seror-Generator Shed NO. 7 -46-7.2.3-a | One Way, One-gang Lighting Switch 10A. | Approved
Abo Shanab El Agamien _0195 | CLI.CON-000001 |  |  | Approved
Abo Shanab El Agamien _0195 | CLI.CON-000001 | 9 - Iz. Seror-Bill No.4 Guard Room (Civil Works)-25-4.1.1.c- | Supply, backfilling and compaction to the required grades with approved clean sand on layers not more than 25 cm thick. The layers are to be compacted by means of vibratory type equipment to obtain 95% of maximum dry density as per specifications. | Approved
Abo Shanab El Agamien _0195 | CLI.CON-000001 |  |  | Approved
Abo Shanab El Agamien _0195 | CLI.CON-000001 | 9 - Iz. Seror-Bill No.9 Site and Civil Works -53-9.3.5- | Supply, install and test Fire hydrant including cast iron hydrant, stop valve, etc.all accordance with specification and drawings: | Approved
Abo Shanab El Agamien _0195 | CLI.CON-000001 |  |  | Approved
Abo Shanab El Agamien _0195 | CLI.CON-000001 | 9 - Iz. Seror-Bill No. 3 Main Pumping Station (Civil works)-19-3.1.8.a- | Supply and apply of Acrylic paint for internal walls and ceiling including substrate preparation, applying primer, 2 layer of plastic paint over 2 putty coats as per required colors and all required accessories as shown on drawings, recommended by manufacturer and approved by the Engineer prior to installation. | Approved
Abo Shanab El Agamien _0195 | CLI.CON-000001 |  |  | Approved
Abo Shanab El Agamien _0195 | CLI.CON-000001 | 3 - Iz.Junaidi Wisa & Iz. Zaki-Bill No.4 Guard Room (Civil Works)-24-4.1.4.a- | Supply and apply two coats of oxidized bituminous paint insulation to surfaces underground contact with soil such as footings, ground beam, columns pedestal and masonry work to 15 cm upper the GL, sample shall be approved before execution and all required works shall be as per manufacturer's instructions, recommendations and Specification. | Approved
Abo Shanab El Agamien _0195 | CLI.CON-000001 |  |  | Approved
Abo Shanab El Agamien _0195 | CLI.CON-000001 | 3 - Iz.Junaidi Wisa & Iz. Zaki-Bill No.4 Guard Room (Civil Works)-24-4.1.5-a | Supply and excite cement sand plaster for internal slabs, walls and beams with all metal accessories, the item includes substrate preparation, all required works of completion with the industry standards. As per Specification, Drawings and Engineer instructions. | Approved
Abo Shanab El Agamien _0195 | CLI.CON-000001 |  |  | Approved
Abo Shanab El Agamien _0195 | CLI.CON-000001 | 3 - Iz.Junaidi Wisa & Iz. Zaki-Bill No.9 Site and Civil Works -37--7.3.4 | Circular Manholes: Construction of in-situ cast fair faced plain concrete (Grade C30) manholes. Price includes all supplies, excavation in all types of soil except the rock, removal and disposal of the excavated material, debris and rubble disposal to the designated dump yard, trench shoring and supports, soil replacement if any, sheeting, surface dewatering, forming flexible joints at manhole entrances, including short pieces, benching at the manhole base, internal and external protection, backfilling in compacted layers using approved soil material and testing, reinstatement of ground surface and road pavements of every kind and restoring everything to their original conditions including asphalt and other paved areas, manhole cover and frame D400 made of polymeric material such as (GRP) or alternative, epoxy coated non-slip finish manhole steps and all other accessories and fittings that are required for a complete manhole all as shown and detailed in the Contract Drawings and Specifications | Approved
Abo Shanab El Agamien _0195 | CLI.CON-000001 |  |  | Approved
Abo Shanab El Agamien _0195 | CLI.CON-000001 | 3 - 3- Iz.Junaidi Wisa & Iz. Zaki W.3- Iz.Junaidi Wisa & Iz. Zaki Wisa-Bill No. 2 - Forcemain-10-2.3.1-c | washout 150 mm dia. | Approved
Abo Shanab El Agamien _0195 | CLI.CON-000001 |  |  | Approved
Abo Shanab El Agamien _0195 | CLI.CON-000001 | 3 - Iz.Junaidi Wisa & Iz. Zaki-Bill No. 3 Main Pumping Station (Civil works)-16-3.1.5-a | Supply and excite cement sand plaster for internal slabs, walls and beams with all metal accessories, the item includes substrate preparation, all required works of completion with the industry standards. As per Specification, Drawings and Engineer instructions. | Approved
Abo Shanab El Agamien _0195 | CLI.CON-000001 |  |  | Approved
Abo Shanab El Agamien _0195 | CLI.CON-000001 | 3 - Junaidi Wisa Iz. Zaki Wisa-PUMP STATION NO. 3-18-3.2.3-b | Ditto As Above Item, But Of Weatherproof Type. | Approved
Abo Shanab El Agamien _0195 | CLI.CON-000001 |  |  | Approved
Abo Shanab El Agamien _0195 | CLI.CON-000001 | 3 - 3- Iz.Junaidi Wisa & Iz. Zaki W.3- Iz.Junaidi Wisa & Iz. Zaki Wisa-Bill No. 2 - Forcemain-11-2.3.3-a | Flange socket with puddle flanged pieces 150mm | Approved
Abo Shanab El Agamien _0195 | CLI.CON-000001 |  |  | Approved
Abo Shanab El Agamien _0195 | CLI.CON-000001 | 3 - Iz.Junaidi Wisa & Iz. Zaki-Bill No.4 Guard Room (Civil Works)-23-4.1.1-b | Extra over for excavation in rock. | Approved
Abo Shanab El Agamien _0195 | CLI.CON-000001 |  |  | Approved
Abo Shanab El Agamien _0195 | CLI.CON-000001 | 3 - Iz.Junaidi Wisa & Iz. Zaki-Bill No. 3 Main Pumping Station (Civil works)-16-3.1.6.b- | Type W1, 3.000 mm width x 1,500 mm height | Approved
Abo Shanab El Agamien _0195 | CLI.CON-000001 |  |  | Approved
Abo Shanab El Agamien _0195 | CLI.CON-000001 | 4 - IZ. AL BILTAJI-Bill No.9 Site and Civil Works -48--9.3.4 | Circular Manholes: Construction of in-situ cast fair faced plain concrete (Grade C30) manholes. Price includes all supplies, excavation in all types of soil except the rock, removal and disposal of the excavated material, debris and rubble disposal to the designated dump yard, trench shoring and supports, soil replacement if any, sheeting, surface dewatering, forming flexible joints at manhole entrances, including short pieces, benching at the manhole base, internal and external protection, backfilling in compacted layers using approved soil material and testing, reinstatement of ground surface and road pavements of every kind and restoring everything to their original conditions including asphalt and other paved areas, manhole cover and frame D400 made of polymeric material such as (GRP) or alternative, epoxy coated non-slip finish manhole steps and all other accessories and fittings that are required for a complete manhole all as shown and detailed in the Contract Drawings and Specifications | Approved
Abo Shanab El Agamien _0195 | CLI.CON-000001 | 4 - IZ. AL BILTAJI-Bill No.9 Site and Civil Works -47-9.2.6-a. | Type D1, 4,000 mm width x 2,500 mm height | Approved
Abo Shanab El Agamien _0195 | CLI.CON-000001 |  |  | Approved
Abo Shanab El Agamien _0195 | CLI.CON-000001 | 4 - Al Biltaji-Pumping Station NO. 3-18-3.2.5-a | Wall Mounted Exhaust Fan Outlet. | Approved
Abo Shanab El Agamien _0195 | CLI.CON-000001 |  |  | Approved
Abo Shanab El Agamien _0195 | CLI.CON-000001 | 4 - IZ. AL BILTAJI-Bill No.9 Site and Civil Works -47-9.2.6-b. | Type D2, 1,000 mm width x 2,500 mm height | Approved
Abo Shanab El Agamien _0195 | CLI.CON-000001 |  |  | Approved
Abo Shanab El Agamien _0195 | CLI.CON-000001 | 4 - IZ. AL BILTAJI-Bill No.4 Guard Room (Civil Works)-23-4.1.1.a- | Excavation from ground level to required depth and grades in all types of soil except the rock, including support system, floading with water, dewatering, compacting bottom of excavation using dynamic roller, transporting excavated materials to the approved off-Site disposal area as per drawings, specifications and geotechnical report. | Approved
Abo Shanab El Agamien _0195 | CLI.CON-000001 |  |  | Approved
Abo Shanab El Agamien _0195 | CLI.CON-000001 | 4 - IZ. AL BILTAJI-Bill No.6Admin Room - Civil Works-34-6.1.2-c.1 | structure | Approved
Abo Shanab El Agamien _0195 | CLI.CON-000001 |  |  | Approved
Abo Shanab El Agamien _0195 | CLI.CON-000001 | 4 - IZ. AL BILTAJI-Bill No.9 Site and Civil Works -47-9.2.4.a- | Supply and apply two coats of oxidized bituminous paint insulation to reinforced concrete in contact with soil such as footings, ground beam, columns pedestal and masonry work to 15 cm upper the GL, sample shall be approved before execution and all required works shall be as per manufacturer's instructions, recommendations and Specification. | Approved
Abo Shanab El Agamien _0195 | CLI.CON-000001 |  |  | Approved
Abo Shanab El Agamien _0195 | CLI.CON-000001 | 4 - 4-Iz. Al Biltaji.4-Iz. Al Biltaji-Bill No.3.4 - Iz. Al Biltaji Pump Station (Mechanical works)-21-3.4.4-b. | Dismantling joint, dia. 200 mm. | Approved
Abo Shanab El Agamien _0195 | CLI.CON-000001 |  |  | Approved
Abo Shanab El Agamien _0195 | CLI.CON-000001 | 4 - Al Biltaji-Admin Room NO. 6-39-6.3.2-d | Surface Mounted Luminaire (IP54) With 20W LED lamp. | Approved
Abo Shanab El Agamien _0195 | CLI.CON-000001 |  |  | Approved
Abo Shanab El Agamien _0195 | CLI.CON-000001 | 4 - IZ. AL BILTAJI-Bill No.9 Site and Civil Works -47-9.2.3.b- | 250 mm thick. | Approved
Abo Shanab El Agamien _0195 | CLI.CON-000001 |  |  | Approved
Abo Shanab El Agamien _0195 | CLI.CON-000001 | 4 - 4-Iz. Al Biltaji.4-Iz. Al Biltaji-Bill No.3.4 - Iz. Al Biltaji Pump Station (Mechanical works)-26-4.2.1-b. | Supply and install hand wash sink with soap dish and holder, with all its required accessories, water mixer, faucets, floor and siphon chrome 1.5 inch, include cold and hot water supply connections, sewage pipes with 2 corner stopcocks with approved sample. All required works of completion with the industry standards. | Approved
Abo Shanab El Agamien _0195 | CLI.CON-000001 |  |  | Approved
Abo Shanab El Agamien _0195 | CLI.CON-000001 | 4 - IZ. AL BILTAJI-Bill No. 3 Main Pumping Station (Civil works)-14-3.1.2-a.3 | For roof slopes, 30 mm to 140 mm thick | Approved
Abo Shanab El Agamien _0195 | CLI.CON-000001 |  |  | Approved
Abo Shanab El Agamien _0195 | CLI.CON-000001 | 4 - IZ. AL BILTAJI-Bill No.4 Guard Room (Civil Works)-23-4.1.2-c.1 | structure | Approved
Abo Shanab El Agamien _0195 | CLI.CON-000001 |  |  | Approved
Abo Shanab El Agamien _0195 | CLI.CON-000001 | 4 - Al Biltaji-Pumping Station NO. 3-19-3.3.1- | Medium voltage cables feeding the pumping station, this cables include the cables connection from the the Egyptian Electrical Authority (EEA) substation (outside puming station) up to the Ring Main Units (RMUs) inside pumping station. The contractor shall be responsible to coordinate with the EEA for identifying the cable route, size, laying, ..etc. | Approved
Abo Shanab El Agamien _0195 | CLI.CON-000001 |  |  | Approved
Abo Shanab El Agamien _0195 | CLI.CON-000001 | 4 - 4-Iz. Al Biltaji.4-Iz. Al Biltaji-Bill No. 2 - Forcemain-10-2.3.5-b | 90� (150mm) | Approved
Abo Shanab El Agamien _0195 | CLI.CON-000001 |  |  | Approved
Abo Shanab El Agamien _0195 | CLI.CON-000001 | 4 - IZ. AL BILTAJI-Bill No.6Admin Room - Civil Works-36-6.1.7-a.3 | cement tiling, for roof | Approved
Abo Shanab El Agamien _0195 | CLI.CON-000001 |  |  | Approved
Abo Shanab El Agamien _0195 | CLI.CON-000001 | 4 - IZ. AL BILTAJI-Bill No.9 Site and Civil Works -46-9.2.1-b | Extra over for excavation in rock. | Approved
Abo Shanab El Agamien _0195 | CLI.CON-000001 |  |  | Approved
Abo Shanab El Agamien _0195 | CLI.CON-000001 | 4 - 4-Iz. Al Biltaji.4-Iz. Al Biltaji-Bill No.3.4 - Iz. Al Biltaji Pump Station (Mechanical works)-21-3.4.11- | Fire fighting equipment as per tendered documents. Bill No.4: Guard room | Approved
Abo Shanab El Agamien _0195 | CLI.CON-000001 |  |  | Approved
Abo Shanab El Agamien _0195 | CLI.CON-000001 | 4 - 4-Iz. Al Biltaji.4-Iz. Al Biltaji-Bill No.3.4 - Iz. Al Biltaji Pump Station (Mechanical works)-21-3.4.4-a. | D.C.I, K9, flanged pipes, dia. 200 mm. | Approved
Abo Shanab El Agamien _0195 | CLI.CON-000001 |  |  | Approved
Abo Shanab El Agamien _0195 | CLI.CON-000001 | 4 - 4-Iz. Al Biltaji.4-Iz. Al Biltaji-BILL NO. 1: SEWAGE NETWORK-6-1.5.2-a | DN 300mm, DI pipe, K9 | Approved
Abo Shanab El Agamien _0195 | CLI.CON-000001 |  |  | Approved
Abo Shanab El Agamien _0195 | CLI.CON-000001 | 4 - IZ. AL BILTAJI-Bill No.9 Site and Civil Works -46-9.2.2.c- | Supply and casting of in-place reinforced concrete Grade C25 in super structure for column and capping, including: formwork, scaffolding, expansion and construction joints, Steel bar reinforcement, joint filler and sealant, accessories, transporting, mixing, casting, finishing, compaction by vibratory, spraying, curing,and testing as required by the specifications. | Approved
Abo Shanab El Agamien _0195 | CLI.CON-000001 |  |  | Approved
Abo Shanab El Agamien _0195 | CLI.CON-000001 | 4 - Al Biltaji-Pumping Station NO. 3-18-3.2.2-c | Surface mounted luminaire with 1x60 watt led lamps, With (IP20) | Approved
Abo Shanab El Agamien _0195 | CLI.CON-000001 |  |  | Approved
Abo Shanab El Agamien _0195 | CLI.CON-000001 | 4 - 4-Iz. Al Biltaji.4-Iz. Al Biltaji-BILL NO. 1: SEWAGE NETWORK-7-1.6-c | Concrete encasement 25cm (300mm) | Approved
Abo Shanab El Agamien _0195 | CLI.CON-000001 |  |  | Approved
Abo Shanab El Agamien _0195 | CLI.CON-000001 | 4 - 4-Iz. Al Biltaji.4-Iz. Al Biltaji-Bill No.3.4 - Iz. Al Biltaji Pump Station (Mechanical works)-21-3.4.4-d. | Flanged Wall piece, dia. 200 mm. | Approved
Abo Shanab El Agamien _0195 | CLI.CON-000001 |  |  | Approved
Abo Shanab El Agamien _0195 | CLI.CON-000001 | 4 - IZ. AL BILTAJI-Bill No.4 Guard Room (Civil Works)-24-4.1.4.b- | Supply and installation of horizontal prefabricated moisture Insulation membrane to the wet areas with 4mm thick for floor and roof, including joints, fixtures, overlaps not less than 100 mm and item include all surface preparation steps, coating with 2 layers of primer bitumen coat, metal flashing, internal angle fillets, upstand to vertical surfaces and waterproofing to all openings and around pipes and water drains, Polystyrene sheet 1mm, protection Sand-cement mortar screed, 30 mm thick as per manufacturer's instructions, Contract Drawing, recommendations and Specification. | Approved
Abo Shanab El Agamien _0195 | CLI.CON-000001 |  |  | Approved
Abo Shanab El Agamien _0195 | CLI.CON-000001 | 4 - IZ. AL BILTAJI-Bill No. 3 Main Pumping Station (Civil works)-15-3.1.4-b | Supply and installation of PVC water stop 25 cm width including fixing, fittings, jointing and accessories. Complete as shown on Contract Drawings and all required works shall be as per manufacturer's instructions, recommendations and Specification. | Approved
Abo Shanab El Agamien _0195 | CLI.CON-000001 |  |  | Approved
Abo Shanab El Agamien _0195 | CLI.CON-000001 | 4 - IZ. AL BILTAJI-Bill No.5 Store Building (Civil Works)-29-5.1.2-c.2 | RC protection layer | Approved
Abo Shanab El Agamien _0195 | CLI.CON-000001 |  |  | Approved
Abo Shanab El Agamien _0195 | CLI.CON-000001 | 4 - IZ. AL BILTAJI-Bill No.5 Store Building (Civil Works)-31-5.1.9-a. | 75mm dia. | Approved
Abo Shanab El Agamien _0195 | CLI.CON-000001 |  |  | Approved
Abo Shanab El Agamien _0195 | CLI.CON-000001 | 5 | Tahawi Village | Approved
Abo Shanab El Agamien _0195 | CLI.CON-000001 |  |  | Approved
Abo Shanab El Agamien _0195 | CLI.CON-000001 | 5 - Tahawi Village-Bill No.6Admin Room - Civil Works-35-6.1.8.c- | Supply and apply of 90 cm high dry mix for skirting including substrate preparation, scaffoldings, grooves, and all required accessories as shown on Contract Drawings, recommended by manufacturer and approved by the Engineer prior to installation. | Approved
Abo Shanab El Agamien _0195 | CLI.CON-000001 |  |  | Approved
Abo Shanab El Agamien _0195 | CLI.CON-000001 | 5 - Tahawi Village-Bill No.7 Generator Shed (Civil Works)-39--7.1.a | Supplying and casting in-place of generator base and the price includes all the necessary excavation and backfilling works, the removal and disposal of the excavated material to the designated dump, the supply and work of plain concrete Grade C20, reinforced concrete Grade C25, insulation works for the base and all that comes into contact with the soil, including formwork, transporting, mixing, casting, finishing, curing and testing as required by the specifications. provided that the work is completed in full according to the Contract drawings, technical specifications, industry assets and the instructions of the Engineer. | Approved
Abo Shanab El Agamien _0195 | CLI.CON-000001 |  |  | Approved
Abo Shanab El Agamien _0195 | CLI.CON-000001 | 5 - Tahawi Village-Bill No.5 Store Building (Civil Works)-27-5.1.1-b. | Extra over for excavation in rock. | Approved
Abo Shanab El Agamien _0195 | CLI.CON-000001 |  |  | Approved
Abo Shanab El Agamien _0195 | CLI.CON-000001 | 5 - Tahawi-Pumping Station NO. 3-16-3.2.2-e | Enclosed Polycarbonate, Wall Mounting Luminaire IP65 With 40 Watt LED Lamp. | Approved
Abo Shanab El Agamien _0195 | CLI.CON-000001 |  |  | Approved
Abo Shanab El Agamien _0195 | CLI.CON-000001 | 5 - Tahawi Village-Bill No.6Admin Room - Civil Works-32-6.1.1.a- | Excavation from ground level to required depth and grades in all types of soil except the rock, including support system, floading with water, dewatering, compacting bottom of excavation using dynamic roller, transporting excavated materials to the approved off-Site disposal area as per drawings, specifications and geotechnical report. | Approved
Abo Shanab El Agamien _0195 | CLI.CON-000001 |  |  | Approved
Abo Shanab El Agamien _0195 | CLI.CON-000001 | 5 - Tahawi Village-Bill No.9 Site and Civil Works -45-9.2.5- | Supply and apply external cement plastering to facades with all metal accessories,, base and finish coat, thickness 2cm striped with 2 cm groove render for facades. all required works of completion with the industry standards. As per Specification, Drawings and Engineer's instructions. | Approved
Abo Shanab El Agamien _0195 | CLI.CON-000001 |  |  | Approved
Abo Shanab El Agamien _0195 | CLI.CON-000001 | 5 - Tahawi-Pumping Station NO. 3-18-3.3.9- | Supply, installation, calibration, connection and testing of Pressure Switch with a range of 0 to 10 bar and all necessary accessories required for installation and operation requirements. | Approved
Abo Shanab El Agamien _0195 | CLI.CON-000001 |  |  | Approved
Abo Shanab El Agamien _0195 | CLI.CON-000001 | 5 - Tahawi Village-Bill No.6Admin Room - Civil Works-35-6.1.8.b- | Supply and apply of Dry mix paint for facades including substrate preparation, scaffoldings, grooves, applying three coats of paint as per required colors and all required accessories as shown on the Contract Drawings, recommended by manufacturer and approved by the Engineer prior to installation. | Approved
Abo Shanab El Agamien _0195 | CLI.CON-000001 |  |  | Approved
Abo Shanab El Agamien _0195 | CLI.CON-000001 | 5 - Tahawi Village-Bill No.7 Generator Shed (Civil Works)-39--7.1.b | Supplying, install and fabrication Pre-Engineered Steel Shade Structures. The price includes all the necessary steel section, bolts, C- channel and corrugated sheet , fixing, paints, fitting and accessories as required by the specifications. provided that the work is completed in full according to the Contract Drawings, Technical Specifications, industry assets and the instructions of the Engineer. | Approved
Abo Shanab El Agamien _0195 | CLI.CON-000001 |  |  | Approved
Abo Shanab El Agamien _0195 | CLI.CON-000001 | 5 - Tahawi Village-Bill No.6Admin Room - Civil Works-33-6.1.3-a.1 | 250 mm thick. | Approved
Abo Shanab El Agamien _0195 | CLI.CON-000001 |  |  | Approved
Abo Shanab El Agamien _0195 | CLI.CON-000001 | 5 - 5-Tahawi Village.5-Tahawi Village-BILL NO. 1: SEWAGE NETWORK-7-1.1- | Wooden formwork left in their places after the construction and backfilling works completed as approved and instructed by the Engineer | Approved
Abo Shanab El Agamien _0195 | CLI.CON-000001 |  |  | Approved
Abo Shanab El Agamien _0195 | CLI.CON-000001 | 5 - 5-Tahawi Village.5-Tahawi Village-Bill No.6.2: Admin Building-36-6.2.4-a. | 75mm | Approved
Abo Shanab El Agamien _0195 | CLI.CON-000001 |  |  | Approved
Abo Shanab El Agamien _0195 | CLI.CON-000001 | 5 - Tahawi Village-Bill No.6Admin Room - Civil Works-33-6.1.3-b.2 | 120 mm thick. | Approved
Abo Shanab El Agamien _0195 | CLI.CON-000001 |  |  | Approved
Abo Shanab El Agamien _0195 | CLI.CON-000001 | 5 - Tahawi Village-Bill No.6Admin Room - Civil Works-34-6.1.7-a.2 | Ceramic floor, non-slip ceramic for toilet | Approved
Abo Shanab El Agamien _0195 | CLI.CON-000001 |  |  | Approved
Abo Shanab El Agamien _0195 | CLI.CON-000001 | 5 - 5-Tahawi Village.5-Tahawi Village-BILL NO. 1: SEWAGE NETWORK-4-1.1.1-d.2 | Ditto, depth to invert between3.51 m and 4.50 m | Approved
Abo Shanab El Agamien _0195 | CLI.CON-000001 |  |  | Approved
Abo Shanab El Agamien _0195 | CLI.CON-000001 | 5 - Tahawi Village-Bill No.4 Guard Room (Civil Works)-23-4.1.7.b- | Supply and installation of ceramic tiles, pattern as shown on drawings including cement mortar, setting bed, grouting, pointing, fixing, support and all required accessories. Complete as shown on drawings, specified in the Contract documents, recommended by manufacturer and approved by the Engineer prior to installation. | Approved
Abo Shanab El Agamien _0195 | CLI.CON-000001 |  |  | Approved
Abo Shanab El Agamien _0195 | CLI.CON-000001 | 5 - Tahawi Village-Bill No.6Admin Room - Civil Works-34-6.1.6-b.2 | Type W2, 600 mm width x 600 mm height | Approved
Abo Shanab El Agamien _0195 | CLI.CON-000001 |  |  | Approved
Abo Shanab El Agamien _0195 | CLI.CON-000001 | 5 - Tahawi Village-Bill No. 3 Main Pumping Station (Civil works)-12-3.1.1-b | Submersible Excavation | Approved
Abo Shanab El Agamien _0195 | CLI.CON-000001 |  |  | Approved
Abo Shanab El Agamien _0195 | CLI.CON-000001 | 5 - Tahawi-Pumping Station NO. 3-16-3.2.2-b | Ditto As Above But For Maintained Electricity Duration. Provided With Emergency Unit For 3 Hours. | Approved
Abo Shanab El Agamien _0195 | CLI.CON-000001 |  |  | Approved
Abo Shanab El Agamien _0195 | CLI.CON-000001 | 5 - Tahawi-Pumping Station NO. 3-16-3.2.3-b | Ditto As Above Item, But Of Weatherproof Type. | Approved
Abo Shanab El Agamien _0195 | CLI.CON-000001 |  |  | Approved
Abo Shanab El Agamien _0195 | CLI.CON-000001 | 5 - 5-Tahawi Village.5-Tahawi Village-Bill No. 3.1 - Tahawi Village Main Pumping Station (Mechanical works)-19-3.4.4-c. | Tee, 200/150 mm. | Approved
Abo Shanab El Agamien _0195 | CLI.CON-000001 |  |  | Approved
Abo Shanab El Agamien _0195 | CLI.CON-000001 | 5 - Tahawi-Guard Room NO. 4-25-4.3.1-a | Supply, install, connect, test and commission of complete L.V. distribution boards (LP-GUR-EXT.) the price include circuit breakers, contactors, relays, timers , photocells, push buttons, selectvity study, termination, Identifications ,labling, glands, copper luggs as specified and as indicating drawings. System shall be lump sum complete in every respect with all necessary accessories and ancillary works. | Approved
Abo Shanab El Agamien _0195 | CLI.CON-000001 |  |  | Approved
Abo Shanab El Agamien _0195 | CLI.CON-000001 | 5 - 5-Tahawi Village.5-Tahawi Village-Bill No. 2 - Forcemain-10-2.7- | Wooden formwork are left in their places after the excavation, construction and backfilling works over them, as approved from the Engineer Bill No. 3.1 - Tahawi Village Main Pumping Station (Mechanical works) | Approved
Abo Shanab El Agamien _0195 | CLI.CON-000001 |  |  | Approved
Abo Shanab El Agamien _0195 | CLI.CON-000001 | 5 - Tahawi Village-Bill No.9 Site and Civil Works -45-9.2.4.a- | Supply and apply two coats of oxidized bituminous paint insulation to reinforced concrete in contact with soil such as footings, ground beam, columns pedestal and masonry work to 15 cm upper the GL, sample shall be approved before execution and all required works shall be as per manufacturer's instructions, recommendations and Specification. | Approved
Abo Shanab El Agamien _0195 | CLI.CON-000001 |  |  | Approved
Abo Shanab El Agamien _0195 | CLI.CON-000001 | 5 - Tahawi Village-Bill No.4 Guard Room (Civil Works)-22-4.1.5-a | Supply and excite cement sand plaster for internal slabs, walls and beams with all metal accessories, the item includes substrate preparation, all required works of completion with the industry standards. As per Specification, Drawings and Engineer instructions. | Approved
Abo Shanab El Agamien _0195 | CLI.CON-000001 |  |  | Approved
Abo Shanab El Agamien _0195 | CLI.CON-000001 | 5 - Tahawi-Pumping Station NO. 3-16-3.2.2-d | Ditto As Above But For Maintained Electricity Duration. Provided With Emergency Unit For 3 Hours | Approved
Abo Shanab El Agamien _0195 | CLI.CON-000001 |  |  | Approved
Abo Shanab El Agamien _0195 | CLI.CON-000001 | 6 - Huwaydi Village-Bill No. 3 Main Pumping Station (Civil works)-15-3.1.8.a- | Supply and apply of Acrylic paint for internal walls and ceiling including substrate preparation, applying primer, 2 layer of plastic paint over 2 putty coats as per required colors and all required accessories as shown on drawings, recommended by manufacturer and approved by the Engineer prior to installation. | Approved
Abo Shanab El Agamien _0195 | CLI.CON-000001 |  |  | Approved
Abo Shanab El Agamien _0195 | CLI.CON-000001 | 6 - 6-Huwaydi Village.6-Huwaydi Village-BILL NO. 1: SEWAGE NETWORK-5-1.2-b.5 | Ditto, depth to invert between 3.51 m and 4.00 m | Approved
Abo Shanab El Agamien _0195 | CLI.CON-000001 |  |  | Approved
Abo Shanab El Agamien _0195 | CLI.CON-000001 | 6 - Huwaydi Village-Bill No.9 Site and Civil Works -47-9.3.5- | Supply, install and test Fire hydrant including cast iron hydrant, stop valve, etc.all accordance with specification and drawings: | Approved
Abo Shanab El Agamien _0195 | CLI.CON-000001 |  |  | Approved
Abo Shanab El Agamien _0195 | CLI.CON-000001 | 6 - 6-Huwaydi Village.6-Huwaydi Village-Bill No. 3.1 - Huwaydi Village Main Pumping Station (Mechanical works)-19-3.4.4-e. | Flexible joint, dia. 250 mm | Approved
Abo Shanab El Agamien _0195 | CLI.CON-000001 |  |  | Approved
Abo Shanab El Agamien _0195 | CLI.CON-000001 | 6 - Huwaydi Village-Bill No. 3 Main Pumping Station (Civil works)-13-3.1.4.a- | Supply and apply two coats of oxidized bituminous paint insulation to reinforced concrete in contact with soil such as footings, ground beam, columns necks and masonry work to 15 cm upper the GL, sample shall be approved before execution and all required works shall be as per manufacturer's instructions, recommendations and Specification. | Approved
Abo Shanab El Agamien _0195 | CLI.CON-000001 |  |  | Approved
Abo Shanab El Agamien _0195 | CLI.CON-000001 | 6 - 6-Huwaydi Village.6-Huwaydi Village-BILL NO. 1: SEWAGE NETWORK-4-1.1.1-b.2 | Ditto, depth to invert between 1.51 m and 2.50 m | Approved
Abo Shanab El Agamien _0195 | CLI.CON-000001 |  |  | Approved
Abo Shanab El Agamien _0195 | CLI.CON-000001 | 6 - Huwaydi Village-Bill No.5 Store Building (Civil Works)-28-5.1.5-b | Supply and apply external cement plastering to facades with all metal accessories, base and finish coat, thickness 2cm striped with 2 cm groove render for facades. all required works of completion with the industry standards. As per Specification, Drawings and the Engineer's instructions. | Approved
Abo Shanab El Agamien _0195 | CLI.CON-000001 |  |  | Approved
Abo Shanab El Agamien _0195 | CLI.CON-000001 | 6 - Huwaydi Village-Bill No.9 Site and Civil Works -44-9.2.1-b | Extra over for excavation in rock. | Approved
Abo Shanab El Agamien _0195 | CLI.CON-000001 |  |  | Approved
Abo Shanab El Agamien _0195 | CLI.CON-000001 | 6 - Huwaydi Village-Bill No. 3 Main Pumping Station (Civil works)-12-3.1.2-a.3 | For roof slopes, 30 mm to 140 mm thick | Approved
Abo Shanab El Agamien _0195 | CLI.CON-000001 |  |  | Approved
Abo Shanab El Agamien _0195 | CLI.CON-000001 | 6 - Huwaydi Village-Bill No. 3 Main Pumping Station (Civil works)-15-3.1.8.c- | Supply and apply of 60 cm high dry mix for skirting including substrate preparation, scaffoldings, grooves, and all required accessories as shown on Contract Drawings, recommended by manufacturer and approved by the Engineer prior to installation. | Approved
Abo Shanab El Agamien _0195 | CLI.CON-000001 |  |  | Approved
Abo Shanab El Agamien _0195 | CLI.CON-000001 | 6 - Huwaydi Village-Pumping Station NO. 3-18-3.3.10- | Supply, installation, calibration, connection and testing of Pressure gauge with a range of 0 to 10 bar and all necessary accessories required for installation and operation requirements. | Approved
Abo Shanab El Agamien _0195 | CLI.CON-000001 |  |  | Approved
Abo Shanab El Agamien _0195 | CLI.CON-000001 | 6 - Huwaydi Village-Pumping Station NO. 3-18-3.3.18- | Fire alarm system complete with Conventional fire alarm control panel, smoke detectors, heat detectors, manual call point, bell, fire alarm siren and wire and all necessary components (internal wires and outlets, etc) required to complete the system in perfect case, the fire alarm control panel shall be erected in pump operating room. | Approved
Abo Shanab El Agamien _0195 | CLI.CON-000001 |  |  | Approved
Abo Shanab El Agamien _0195 | CLI.CON-000001 | 6 - Huwaydi Village-Guard Room NO. 4-25-4.3.5-a | Wall Mounted Exhaust Fan Outlet. | Approved
Abo Shanab El Agamien _0195 | CLI.CON-000001 |  |  | Approved
Abo Shanab El Agamien _0195 | CLI.CON-000001 | 6 - Huwaydi Village-Bill No.9 Site and Civil Works -45-9.2.3.b- | 250 mm thick. | Approved
Abo Shanab El Agamien _0195 | CLI.CON-000001 |  |  | Approved
Abo Shanab El Agamien _0195 | CLI.CON-000001 | 6 - Huwaydi Village-Pumping Station NO. 3-16-3.2.4-b | Industrial Single Phase Switched Power Socket 220v, 25A, 2-pin Type Complete With Earthing Contact And Cover. | Approved
Abo Shanab El Agamien _0195 | CLI.CON-000001 |  |  | Approved
Abo Shanab El Agamien _0195 | CLI.CON-000001 | 6 - 6-Huwaydi Village.6-Huwaydi Village-Bill No. 2 - Forcemain-9-2.1-a | Inner diameter DN/ID 250 mm | Approved
Abo Shanab El Agamien _0195 | CLI.CON-000001 |  |  | Approved
Abo Shanab El Agamien _0195 | CLI.CON-000001 | 6 - Huwaydi Village-Pumping Station NO. 3-18-3.3.12- | Supply, installation, termination and testing of control cables (12 x 2 mm2) from valve actuators, water hammering system, generators, transformers, Low Voltage Main Distribution Board (LVMDB), Motor Control Centers (MCC) to the PLC panel complete with conduits, pull boxes, junction boxes, accessories, duct bank...etc. | Approved
Abo Shanab El Agamien _0195 | CLI.CON-000001 |  |  | Approved
Abo Shanab El Agamien _0195 | CLI.CON-000001 | 6 - Huwaydi Village-Bill No.9 Site and Civil Works -46-9.3.1-b. | 100mm dia. | Approved
Abo Shanab El Agamien _0195 | CLI.CON-000001 |  |  | Approved
Abo Shanab El Agamien _0195 | CLI.CON-000001 | 6 - Huwaydi Village-Bill No.7 Generator Shed (Civil Works)-39--7.1.a | Supplying and casting in-place of generator base and the price includes all the necessary excavation and backfilling works, the removal and disposal of the excavated material to the designated dump, the supply and work of plain concrete Grade C20, reinforced concrete Grade C25, insulation works for the base and all that comes into contact with the soil, including formwork, transporting, mixing, casting, finishing, curing and testing as required by the specifications. provided that the work is completed in full according to the Contract drawings, technical specifications, industry assets and the instructions of the Engineer. | Approved
Abo Shanab El Agamien _0195 | CLI.CON-000001 |  |  | Approved
Abo Shanab El Agamien _0195 | CLI.CON-000001 | 6 - Huwaydi Village-Bill No.9 Site and Civil Works -47-9.3.6- | Supply and Install catch basin including all necessary fittings, the rate shall include excavation in soil, PVC pipes (SN4) with inner diameter of 150 mm for connections between storm gully and manhole, lay bedding layer under gravity pipe line, backfilling above pipe lines and surplus excavation as per specifications and drawings. | Approved
Abo Shanab El Agamien _0195 | CLI.CON-000001 |  |  | Approved
Abo Shanab El Agamien _0195 | CLI.CON-000001 | 6 - Huwaydi Village-Bill No.4 Guard Room (Civil Works)-21-4.1.2-a.2 | For roof slopes, 30 mm to 140 mm thick | Approved
Abo Shanab El Agamien _0195 | CLI.CON-000001 |  |  | Approved
Abo Shanab El Agamien _0195 | CLI.CON-000001 | 6 - Huwaydi Village- Admin Room NO. 6-37-6.3.2-b | Ditto As Above But For Maintained Electricity Duration. Provided With Emergency Unit For 3 Hours | Approved
Abo Shanab El Agamien _0195 | CLI.CON-000001 | 7 - Iz. Raslan & Iz. Mokhtar Eiss-Bill No.4 Guard Room (Civil Works)-28-4.1.8-a | Supply and apply of acrylic paint for internal walls and ceiling including substrate preparation, applying three coats of paint as per required colors and all required accessories as shown on drawings, specified in the Contract documents, recommended by manufacturer and approved by the Engineer prior to installation. | Approved
Abo Shanab El Agamien _0195 | CLI.CON-000001 |  |  | Approved
Abo Shanab El Agamien _0195 | CLI.CON-000001 | 7 - 7-Iz. Raslan & Iz. Mokhtar Eiss.7-Iz. Raslan & Iz. Mokhtar Eissa-BILL NO. 1: SEWAGE NETWORK-4-1.1.1-c.3 | Ditto, depth to invert between 2.51 m and 3.50 m | Approved
Abo Shanab El Agamien _0195 | CLI.CON-000001 |  |  | Approved
Abo Shanab El Agamien _0195 | CLI.CON-000001 | 7 - Raslan & Mokhtar Eissa-Pumping Station NO. 3-18-3.2.2-a | Rated Wall Mounted luminaire IP65, with 60W LED lamp, watertight. | Approved
Abo Shanab El Agamien _0195 | CLI.CON-000001 |  |  | Approved
Abo Shanab El Agamien _0195 | CLI.CON-000001 | 7 - 7-Iz. Raslan & Iz. Mokhtar Eiss.7-Iz. Raslan & Iz. Mokhtar Eissa-Bill No. 2 - Forcemain-12-2.6- | Supply and filling by clean sand between the existing covered waterways and the forcemain pipe covered by concrete encasement | Approved
Abo Shanab El Agamien _0195 | CLI.CON-000001 |  |  | Approved
Abo Shanab El Agamien _0195 | CLI.CON-000001 | 7 - Iz. Raslan & Iz. Mokhtar Eiss-Bill No.4 Guard Room (Civil Works)-27-4.1.7-a.2 | Ceramic floor, non-slip ceramic for toilet | Approved
Abo Shanab El Agamien _0195 | CLI.CON-000001 |  |  | Approved
Abo Shanab El Agamien _0195 | CLI.CON-000001 | 7 - Raslan & Mokhtar Eissa-Pumping Station NO. 3-18-3.2.5-b | Lighting outlets. Supply, Test, Delivery, Erection, Commissioning and putting into Operation of the following items (including all accessories) as per Contract Documents: | Approved
Abo Shanab El Agamien _0195 | CLI.CON-000001 |  |  | Approved
Abo Shanab El Agamien _0195 | CLI.CON-000001 | 7 - 7-Iz. Raslan & Iz. Mokhtar Eiss.7-Iz. Raslan & Iz. Mokhtar Eissa-Bill No.4: Guard room -29-4.2.3-a | gully trap 30 x 30 | Approved
Abo Shanab El Agamien _0195 | CLI.CON-000001 |  |  | Approved
Abo Shanab El Agamien _0195 | CLI.CON-000001 | 7 - Iz. Raslan & Iz. Mokhtar Eiss-Bill No. 3 Main Pumping Station (Civil works)-14-3.1.2-a.1 | Un-reinforced lean concrete for sub-structure | Approved
Abo Shanab El Agamien _0195 | CLI.CON-000001 |  |  | Approved
Abo Shanab El Agamien _0195 | CLI.CON-000001 | 7 - 7-Iz. Raslan & Iz. Mokhtar Eiss.7-Iz. Raslan & Iz. Mokhtar Eissa-BILL NO. 1: SEWAGE NETWORK-6-1.3-b | IC 60*90 cm | Approved
Abo Shanab El Agamien _0195 | CLI.CON-000001 |  |  | Approved
Abo Shanab El Agamien _0195 | CLI.CON-000001 | 7 - 7-Iz. Raslan & Iz. Mokhtar Eiss.7-Iz. Raslan & Iz. Mokhtar Eissa-BILL NO. 1: SEWAGE NETWORK-5-1.2-b.2 | Ditto, depth to invert between 2.01 m and 2.50 m | Approved
Abo Shanab El Agamien _0195 | CLI.CON-000001 |  |  | Approved
Abo Shanab El Agamien _0195 | CLI.CON-000001 | 7 - Iz. Raslan & Iz. Mokhtar Eiss-Bill No. 3 Main Pumping Station (Civil works)-15-3.1.3.a- | 250 mm thick. | Approved
Abo Shanab El Agamien _0195 | CLI.CON-000001 |  |  | Approved
Abo Shanab El Agamien _0195 | CLI.CON-000001 | 7 - Iz. Raslan & Iz. Mokhtar Eiss-Bill No.9 Site and Civil Works -38-7.2.6-a. | Type D1, 4,000 mm width x 2,500 mm height | Approved
Abo Shanab El Agamien _0195 | CLI.CON-000001 |  |  | Approved
Abo Shanab El Agamien _0195 | CLI.CON-000001 | 7 - Iz. Raslan & Iz. Mokhtar Eiss-Bill No.9 Site and Civil Works -39-7.3.3-a. | Inspection Chamber 600 x 600 with cover and frame | Approved
Abo Shanab El Agamien _0195 | CLI.CON-000001 |  |  | Approved
Abo Shanab El Agamien _0195 | CLI.CON-000001 | 7 - Raslan & Mokhtar Eissa-Pumping Station NO. 3-18-3.2.2-c | Surface mounted luminaire with 1x60 watt led lamps, With (IP20) | Approved
Abo Shanab El Agamien _0195 | CLI.CON-000001 |  |  | Approved
Abo Shanab El Agamien _0195 | CLI.CON-000001 | 7 - Iz. Raslan & Iz. Mokhtar Eiss-Bill No.9 Site and Civil Works -38-7.2.6-b. | Type D2, 1,000 mm width x 2,500 mm height | Approved
Abo Shanab El Agamien _0195 | CLI.CON-000001 |  |  | Approved
Abo Shanab El Agamien _0195 | CLI.CON-000001 | 7 - Raslan & Mokhtar Eissa-Pumping Station NO. 3-20-3.3.18- | Supply, install, connect and test a complete closed circuit surveillance TV (CCTV) system complete with Weatherproof fixed camera HD, Weatherproof Motorized cameras HD, DVR, Rack, UPS, Joystick, remote controller, color photos printer, conduits, Coaxial cables, control cables, LED screen, boxes between devices, UPS....etc. and all necessary works to complete works as per specifications and contract documents. | Approved
Abo Shanab El Agamien _0195 | CLI.CON-000001 |  |  | Approved
Abo Shanab El Agamien _0195 | CLI.CON-000001 | 7 - 7-Iz. Raslan & Iz. Mokhtar Eiss.7-Iz. Raslan & Iz. Mokhtar Eissa-Bill No. 3.1 - Iz. Raslan & Iz. Mokhtar Eissa Main Pumping Station (Mechanical works)-23-3.4.2-g. | Flanged Reducer, dia 100/Pump outlet diameter | Approved
Abo Shanab El Agamien _0195 | CLI.CON-000001 |  |  | Approved
Abo Shanab El Agamien _0195 | CLI.CON-000001 | 7 - Iz. Raslan & Iz. Mokhtar Eiss-Bill No.4 Guard Room (Civil Works)-27-4.1.6-b.1 | Type W1, 1,000 mm width x 1,000 mm height | Approved
Abo Shanab El Agamien _0195 | CLI.CON-000001 |  |  | Approved
Abo Shanab El Agamien _0195 | CLI.CON-000001 | 7 - 7-Iz. Raslan & Iz. Mokhtar Eiss.7-Iz. Raslan & Iz. Mokhtar Eissa-Bill No. 2 - Forcemain-11-2.3.3-c | Flange spigot with puddle flanged pieces 250mm | Approved
Abo Shanab El Agamien _0195 | CLI.CON-000001 |  |  | Approved
Abo Shanab El Agamien _0195 | CLI.CON-000001 | 7 - Iz. Raslan & Iz. Mokhtar Eiss-Bill No.4 Guard Room (Civil Works)-25-4.1.2-c.2 | RC protection layer | Approved
Abo Shanab El Agamien _0195 | CLI.CON-000001 |  |  | Approved
Abo Shanab El Agamien _0195 | CLI.CON-000001 | 7 - 7-Iz. Raslan & Iz. Mokhtar Eiss.7-Iz. Raslan & Iz. Mokhtar Eissa-BILL NO. 1: SEWAGE NETWORK-4-1.1.1-c.2 | Depth to invert between 1.51 m and 2.50 m | Approved
Abo Shanab El Agamien _0195 | CLI.CON-000001 |  |  | Approved
Abo Shanab El Agamien _0195 | CLI.CON-000001 | 7 - 7-Iz. Raslan & Iz. Mokhtar Eiss.7-Iz. Raslan & Iz. Mokhtar Eissa-BILL NO. 1: SEWAGE NETWORK-7-1.5.2-a | DN 250mm, DI pipe, K9 | Approved
Abo Shanab El Agamien _0195 | CLI.CON-000001 |  |  | Approved
Abo Shanab El Agamien _0195 | CLI.CON-000001 | 7 - 7-Iz. Raslan & Iz. Mokhtar Eiss.7-Iz. Raslan & Iz. Mokhtar Eissa-BILL NO. 1: SEWAGE NETWORK-8-1.1- | Wooden formwork left in their places after the construction and backfilling works completed as approved and instructed by the Engineer | Approved
Abo Shanab El Agamien _0195 | CLI.CON-000001 |  |  | Approved
Abo Shanab El Agamien _0195 | CLI.CON-000001 | 7 - 7-Iz. Raslan & Iz. Mokhtar Eiss.7-Iz. Raslan & Iz. Mokhtar Eissa-Bill No. 2 - Forcemain-10-2.3.1-c | washout 150 mm dia. | Approved
Abo Shanab El Agamien _0195 | CLI.CON-000001 |  |  | Approved
Abo Shanab El Agamien _0195 | CLI.CON-000001 | 7 - 7-Iz. Raslan & Iz. Mokhtar Eiss.7-Iz. Raslan & Iz. Mokhtar Eissa-BILL NO. 1: SEWAGE NETWORK-8-1.6-a | Concrete encasement 25cm (200mm) | Approved
Abo Shanab El Agamien _0195 | CLI.CON-000001 |  |  | Approved
Abo Shanab El Agamien _0195 | CLI.CON-000001 | 7 - 7-Iz. Raslan & Iz. Mokhtar Eiss.7-Iz. Raslan & Iz. Mokhtar Eissa-Bill No. 3.1 - Iz. Raslan & Iz. Mokhtar Eissa Main Pumping Station (Mechanical works)-23-3.4.2-b. | Flanged manually gate valve, dia. 100 mm. | Approved
Abo Shanab El Agamien _0195 | CLI.CON-000001 |  |  | Approved
Abo Shanab El Agamien _0195 | CLI.CON-000001 | 7 - Iz. Raslan & Iz. Mokhtar Eiss-Bill No. 3 Main Pumping Station (Civil works)-14-3.1.1-a | Structural excavation | Approved
Abo Shanab El Agamien _0195 | CLI.CON-000001 |  |  | Approved
Abo Shanab El Agamien _0195 | CLI.CON-000001 | 7 - Iz. Raslan & Iz. Mokhtar Eiss-Bill No.9 Site and Civil Works -38-7.2.5- | Supply and apply external cement plastering to facades with all metal accessories,, base and finish coat, thickness 2cm striped with 2 cm groove render for facades. all required works of completion with the industry standards. As per Specification, Drawings and Engineer's instructions. | Approved
Abo Shanab El Agamien _0195 | CLI.CON-000001 |  |  | Approved
Abo Shanab El Agamien _0195 | CLI.CON-000001 | 7 - Raslan & Mokhtar Eissa-Pumping Station NO. 3-18-3.2.4-a | Single Phase Switched Socket 220v, 16A, 2-pin Type Complete With Earthing Contact. | Approved
Abo Shanab El Agamien _0195 | CLI.CON-000001 |  |  | Approved
Abo Shanab El Agamien _0195 | CLI.CON-000001 | 7 - Iz. Raslan & Iz. Mokhtar Eiss-Bill No.9 Site and Civil Works -38-7.2.4.b- | Supply and installation of foam Expansion joints outdoor type joint sealant Complete as shown on drawings, and recommended by the manufacturer and Specification. | Approved
Abo Shanab El Agamien _0195 | CLI.CON-000001 |  |  | Approved
Abo Shanab El Agamien _0195 | CLI.CON-000001 | 7 - Raslan & Mokhtar Eissa-Pumping Station NO. 3-19-3.3.6- | Supply, installation, calibration, connection and testing of level float switch with acable length 15 meter including all necessary accessories required for installation and operation requirements. | Approved
Abo Shanab El Agamien _0195 | CLI.CON-000001 |  |  | Approved
Abo Shanab El Agamien _0195 | CLI.CON-000001 | 7 - Iz. Raslan & Iz. Mokhtar Eiss-Bill No.9 Site and Civil Works -40-7.3.6- | Supply and Install catch basin including all necessary fittings, the rate shall include excavation in soil, PVC pipes (SN4) with inner diameter of 150 mm for connections between storm gully and manhole, lay bedding layer under gravity pipe line, backfilling above pipe lines and surplus excavation as per specifications and drawings. | Approved
Abo Shanab El Agamien _0195 | CLI.CON-000001 |  |  | Approved
Abo Shanab El Agamien _0195 | CLI.CON-000001 | 7 - Raslan & Mokhtar Eissa-Pumping Station NO. 3-20-3.3.9- | Supply, installation, calibration, connection and testing of Pressure gauge with a range of 0 to 10 bar and all necessary accessories required for installation and operation requirements. | Approved
Abo Shanab El Agamien _0195 | CLI.CON-000001 |  |  | Approved
Abo Shanab El Agamien _0195 | CLI.CON-000001 | 7 - 7-Iz. Raslan & Iz. Mokhtar Eiss.7-Iz. Raslan & Iz. Mokhtar Eissa-Bill No. 2 - Forcemain-11-2.3.2-b | Tee 150/100 | Approved
Abo Shanab El Agamien _0195 | CLI.CON-000001 |  |  | Approved
Abo Shanab El Agamien _0195 | CLI.CON-000001 | 7 - Raslan & Mokhtar Eissa-Pumping Station NO. 3-20-3.3.17- | Fire alarm system complete with Conventional fire alarm control panel, smoke detectors, heat detectors, manual call point, bell, fire alarm siren and wire and all necessary components (internal wires and outlets, etc) required to complete the system in perfect case, the fire alarm control panel shall be erected in pump operating room. | Approved
Abo Shanab El Agamien _0195 | CLI.CON-000001 |  |  | Approved
Abo Shanab El Agamien _0195 | CLI.CON-000001 | 7 - 7-Iz. Raslan & Iz. Mokhtar Eiss.7-Iz. Raslan & Iz. Mokhtar Eissa-BILL NO. 1: SEWAGE NETWORK-6-1.4.1-b | HC 60*90 cm | Approved
Abo Shanab El Agamien _0195 | CLI.CON-000001 |  |  | Approved
Abo Shanab El Agamien _0195 | CLI.CON-000001 | 7 - 7-Iz. Raslan & Iz. Mokhtar Eiss.7-Iz. Raslan & Iz. Mokhtar Eissa-Bill No. 3.1 - Iz. Raslan & Iz. Mokhtar Eissa Main Pumping Station (Mechanical works)-23-3.4.9- | Maintenance tools as per tendered documents. | Approved
Abo Shanab El Agamien _0195 | CLI.CON-000001 |  |  | Approved
Abo Shanab El Agamien _0195 | CLI.CON-000001 | 7 - Iz. Raslan & Iz. Mokhtar Eiss-Bill No. 3 Main Pumping Station (Civil works)-17-3.1.7-a.2 | Cement tiles for roof | Approved
Abo Shanab El Agamien _0195 | CLI.CON-000001 |  |  | Approved
Abo Shanab El Agamien _0195 | CLI.CON-000001 | 7 - 7-Iz. Raslan & Iz. Mokhtar Eiss.7-Iz. Raslan & Iz. Mokhtar Eissa-Bill No. 3.1 - Iz. Raslan & Iz. Mokhtar Eissa Main Pumping Station (Mechanical works)-23-3.4.1-3.4.1 | Submersible Pump 14 L/s, 16 m head coupled with Electric Motor complete with (mating bend, guide rails, coupling, submersible cable, all protection items?.etc) and all accessories required for a good working condition, as per Contract Documents. | Approved
Abo Shanab El Agamien _0195 | CLI.CON-000001 |  |  | Approved
Abo Shanab El Agamien _0195 | CLI.CON-000001 | 8 - Abd Al-Qawy Salem&Zaraby-PUMP STATION NO. 3-17-3.2.2-a | Rated Wall Mounted luminaire IP65, with 60W LED lamp, watertight. | Approved
Abo Shanab El Agamien _0195 | CLI.CON-000001 |  |  | Approved
Abo Shanab El Agamien _0195 | CLI.CON-000001 | 8 - 8-Iz. Abd Al-Qawy Salem & Iz. Z.8-Iz. Abd Al-Qawy Salem & Iz. Zaraby-Bill No. 3.1 - Iz. Abd Al-Qawy & Iz. Zaraby Salem Main Pumping Station (Mechanical works)-20-3.4.1- | Submersible Pump 17 L/s, 20 m head coupled with Electric Motor complete with (mating bend, guide rails, coupling, submersible cable, all protection items?.etc) and all accessories required for a good working condition, as per Contract Documents. | Approved
Abo Shanab El Agamien _0195 | CLI.CON-000001 |  |  | Approved
Abo Shanab El Agamien _0195 | CLI.CON-000001 | 8 - 8-Iz. Abd Al-Qawy Salem & Iz. Z.8-Iz. Abd Al-Qawy Salem & Iz. Zaraby-BILL NO. 1: SEWAGE NETWORK-5-1.2-b.4 | Ditto, depth to invert between 3.01 m and 3.50 m | Approved
Abo Shanab El Agamien _0195 | CLI.CON-000001 |  |  | Approved
Abo Shanab El Agamien _0195 | CLI.CON-000001 | 8 - 8-Iz. Abd Al-Qawy Salem & Iz. Z.8-Iz. Abd Al-Qawy Salem & Iz. Zaraby-Bill No.4: Guard room -25-4.2.5-a. | 75mm dia Bill No.6.2 - Admin Room (Pumping Station) | Approved
Abo Shanab El Agamien _0195 | CLI.CON-000001 |  |  | Approved
Abo Shanab El Agamien _0195 | CLI.CON-000001 | 8 - Abd Al-Qawy Salem&Zaraby-Admin Room NO. 6-38-6.3.2-d | Surface Mounted Luminaire (IP54) With 20W LED lamp. | Approved
Abo Shanab El Agamien _0195 | CLI.CON-000001 |  |  | Approved
Abo Shanab El Agamien _0195 | CLI.CON-000001 | 8 - 8-Iz. Abd Al-Qawy Salem & Iz. Z.8-Iz. Abd Al-Qawy Salem & Iz. Zaraby-BILL NO. 1: SEWAGE NETWORK-4-1.1.1-a.1 | Depth to invert not exceeding 1.2 m | Approved
Abo Shanab El Agamien _0195 | CLI.CON-000001 |  |  | Approved
Abo Shanab El Agamien _0195 | CLI.CON-000001 | 8 - 8-Iz. Abd Al-Qawy Salem & Iz. Z.8-Iz. Abd Al-Qawy Salem & Iz. Zaraby-Bill No. 2 - Forcemain-10-2.3.3-c | Flange spigot with puddle flanged pieces 300mm | Approved
Abo Shanab El Agamien _0195 | CLI.CON-000001 |  |  | Approved
Abo Shanab El Agamien _0195 | CLI.CON-000001 | 8 - Abd Al-Qawy Salem&Zaraby-PUMP STATION NO. 3-18-3.3.6- | Supply, installation, calibration, connection and testing of Non-contact Radar level transmitter with range from 0 to 20 meters and beem angle not more than 5 degree (consists of separate sensor and transmitter with digital indicator) including all necessary accessories required for installation and operation requirements. | Approved
Abo Shanab El Agamien _0195 | CLI.CON-000001 |  |  | Approved
Abo Shanab El Agamien _0195 | CLI.CON-000001 | 8 - Iz. Abd Al-Qawy Salem & Iz. Zaraby-Bill No. 3 Main Pumping Station (Civil works)-16-3.1.7-c | Supply and lay marble / granite steps the riser 20 mm thick and the tread 40 mm thick including skirting & anti slip braking width 3 cm, as parallel lines as per drawings, specifications and approved sample. | Approved
Abo Shanab El Agamien _0195 | CLI.CON-000001 |  |  | Approved
Abo Shanab El Agamien _0195 | CLI.CON-000001 | 8 - Abd Al-Qawy Salem&Zaraby-Guard Room NO. 4-26-4.3.2-d | Surface Mounted Luminaire (IP54) With 20W LED lamp. | Approved
Abo Shanab El Agamien _0195 | CLI.CON-000001 |  |  | Approved
Abo Shanab El Agamien _0195 | CLI.CON-000001 | 8 - Abd Al-Qawy Salem&Zaraby-Store Building NO. 5-31-5.2.5-a | Wall Mounted Exhaust Fan Outlet. | Approved
Abo Shanab El Agamien _0195 | CLI.CON-000001 |  |  | Approved
Abo Shanab El Agamien _0195 | CLI.CON-000001 | 8 - 8-Iz. Abd Al-Qawy Salem & Iz. Z.8-Iz. Abd Al-Qawy Salem & Iz. Zaraby-BILL NO. 1: SEWAGE NETWORK-5-1.2-b.1 | Ditto, depth to invert between 1.51 m and 2.00 m | Approved
Abo Shanab El Agamien _0195 | CLI.CON-000001 |  |  | Approved
Abo Shanab El Agamien _0195 | CLI.CON-000001 | 8 - 8-Iz. Abd Al-Qawy Salem & Iz. Z.8-Iz. Abd Al-Qawy Salem & Iz. Zaraby-Bill No. 2 - Forcemain-9-2.2-a | Valve chamber type (A) | Approved
Abo Shanab El Agamien _0195 | CLI.CON-000001 |  |  | Approved
Abo Shanab El Agamien _0195 | CLI.CON-000001 | 8 - 8-Iz. Abd Al-Qawy Salem & Iz. Z.8-Iz. Abd Al-Qawy Salem & Iz. Zaraby-Bill No. 2 - Forcemain-10-2.3.4-a | Dismantling joint 200mm | Approved
Abo Shanab El Agamien _0195 | CLI.CON-000001 |  |  | Approved
Abo Shanab El Agamien _0195 | CLI.CON-000001 | 8 - Abd Al-Qawy Salem&Zaraby-PUMP STATION NO. 3-17-3.2.5-a | Wall Mounted Exhaust Fan Outlet. | Approved
Abo Shanab El Agamien _0195 | CLI.CON-000001 |  |  | Approved
Abo Shanab El Agamien _0195 | CLI.CON-000001 | 8 - Iz. Abd Al-Qawy Salem & Iz. Zaraby-Bill No.6Admin Room - Civil Works-35-6.1.7-a.2 | Ceramic floor, non-slip ceramic for toilet | Approved
Abo Shanab El Agamien _0195 | CLI.CON-000001 |  |  | Approved
Abo Shanab El Agamien _0195 | CLI.CON-000001 | 8 - Iz. Abd Al-Qawy Salem & Iz. Zaraby-Bill No.5 Store Building (Civil Works)-28-5.1.2-b.2 | For grade slabs, 100 mm thick | Approved
Abo Shanab El Agamien _0195 | CLI.CON-000001 |  |  | Approved
Abo Shanab El Agamien _0195 | CLI.CON-000001 | 8 - Iz. Abd Al-Qawy Salem & Iz. Zaraby-Bill No. 3 Main Pumping Station (Civil works)-16-3.1.8.a- | Supply and apply of Acrylic paint for internal walls and ceiling including substrate preparation, applying primer, 2 layer of plastic paint over 2 putty coats as per required colors and all required accessories as shown on drawings, recommended by manufacturer and approved by the Engineer prior to installation. | Approved
Abo Shanab El Agamien _0195 | CLI.CON-000001 |  |  | Approved
Abo Shanab El Agamien _0195 | CLI.CON-000001 | 8 - Abd Al-Qawy Salem&Zaraby-Store Building NO. 5-31-5.2.2-a | Surface mounted luminaire with 1x60 watt led lamps, With (IP20) | Approved
Abo Shanab El Agamien _0195 | CLI.CON-000001 |  |  | Approved
Abo Shanab El Agamien _0195 | CLI.CON-000001 | 8 - 8-Iz. Abd Al-Qawy Salem & Iz. Z.8-Iz. Abd Al-Qawy Salem & Iz. Zaraby-Bill No. 3.1 - Iz. Abd Al-Qawy & Iz. Zaraby Salem Main Pumping Station (Mechanical works)-20-3.4.5-a. | Supply, Test, Delivery, Erection of Hammering control systems, complete with all accessories as per Contract documents, the Contractor is responsible for the anti-hammer system .protection system comprises of the following components: - Hybrid surge vessel 1.2 m3 ( d: 1 m - 1.6 m height ) | Approved
Abo Shanab El Agamien _0195 | CLI.CON-000001 |  |  | Approved
Abo Shanab El Agamien _0195 | CLI.CON-000001 | 8 - 8-Iz. Abd Al-Qawy Salem & Iz. Z.8-Iz. Abd Al-Qawy Salem & Iz. Zaraby-Bill No.6.2 - Admin Room (Pumping Station) -37-6.2.1-b. | Supply and install hand wash sink with soap dish and holder, with all its required accessories, water mixer, faucets, floor and siphon chrome 1.5 inch, include cold and hot water supply connections, sewage pipes with 2 corner stopcocks with approved sample. All required works of completion with the industry standards. | Approved
Abo Shanab El Agamien _0195 | CLI.CON-000001 |  |  | Approved
Abo Shanab El Agamien _0195 | CLI.CON-000001 | 8 - Abd Al-Qawy Salem&Zaraby-PUMP STATION NO. 3-17-3.2.3-a | One Way, One-gang Lighting Switch 10A. | Approved
Abo Shanab El Agamien _0195 | CLI.CON-000001 |  |  | Approved
Abo Shanab El Agamien _0195 | CLI.CON-000001 | 8 - Abd Al-Qawy Salem&Zaraby-Generator Shed NO. 7 -41-7.2.4-a | Lighting outlets. | Approved
Abo Shanab El Agamien _0195 | CLI.CON-000001 |  |  | Approved
Abo Shanab El Agamien _0195 | CLI.CON-000001 | 8 - 8-Iz. Abd Al-Qawy Salem & Iz. Z.8-Iz. Abd Al-Qawy Salem & Iz. Zaraby-BILL NO. 1: SEWAGE NETWORK-4-1.1.1-d.3 | Ditto, depth to invert between 4.51 m and 5.50 m | Approved
Abo Shanab El Agamien _0195 | CLI.CON-000001 |  |  | Approved
Abo Shanab El Agamien _0195 | CLI.CON-000001 | 8 - Iz. Abd Al-Qawy Salem & Iz. Zaraby-Bill No.4 Guard Room (Civil Works)-24-4.1.6-a.2 | Type D2, size 700mmx2,200mm | Approved
Abo Shanab El Agamien _0195 | CLI.CON-000001 |  |  | Approved
Abo Shanab El Agamien _0195 | CLI.CON-000001 | 8 - Iz. Abd Al-Qawy Salem & Iz. Zaraby-Bill No.4 Guard Room (Civil Works)-23-4.1.3-c.1 | 250 mm thick. | Approved
Abo Shanab El Agamien _0195 | CLI.CON-000001 |  |  | Approved
Abo Shanab El Agamien _0195 | CLI.CON-000001 | 8 - Iz. Abd Al-Qawy Salem & Iz. Zaraby-Bill No.4 Guard Room (Civil Works)-22-4.1.1.c- | Supply, backfilling and compaction to the required grades with approved clean sand on layers not more than 25 cm thick. The layers are to be compacted by means of vibratory type equipment to obtain 95% of maximum dry density as per specifications. | Approved
Abo Shanab El Agamien _0195 | CLI.CON-000001 | 8 - Abd Al-Qawy Salem&Zaraby-PUMP STATION NO. 3-18-3.3.2- | Outdoor Kiosk power transformer package 63 KVA, 11/0.4KV complete with Ring Main Unit, Bus-Bar, Breakers, Protection, Measuring, Low Voltage accumulated energy meter and all required accessories for medium voltage, as per tendered documents, and shall be supplied and erected according to the requirements of the Egyptian Electric Authority (E.E.A), the contractor shall take the approval of the (E.E.A) before supplying. | Approved
Abo Shanab El Agamien _0195 | CLI.CON-000001 |  |  | Approved
Abo Shanab El Agamien _0195 | CLI.CON-000001 | 8 - Abd Al-Qawy Salem&Zaraby-Admin Room NO. 6-38-6.3.1-a | Supply, install, connect, test and commission of complete L.V. distribution boards (LP-ADMIN.) the price include selectvity study, termination, Identifications, labling, glands, copper luggs as specified and as indicating drawings. System shall be lump sum complete in every respect with all necessary accessories and ancillary works. | Approved
Abo Shanab El Agamien _0195 | CLI.CON-000001 |  |  | Approved
Abo Shanab El Agamien _0195 | CLI.CON-000001 | 8 - 8-Iz. Abd Al-Qawy Salem & Iz. Z.8-Iz. Abd Al-Qawy Salem & Iz. Zaraby-Bill No. 2 - Forcemain-10-2.3.2-a | Tee 200/150 | Approved
Abo Shanab El Agamien _0195 | CLI.CON-000001 |  |  | Approved
Abo Shanab El Agamien _0195 | CLI.CON-000001 | 8 - 8-Iz. Abd Al-Qawy Salem & Iz. Z.8-Iz. Abd Al-Qawy Salem & Iz. Zaraby-Bill No.6.2 - Admin Room (Pumping Station) -37-6.2.1-a. | Water closet with flush tank floor mounted water closet with flush tank (European type) shall be provided with a toilet paper holder and all its required accessories and fittings with approved sample. All required works of completion with the industry standards. | Approved
Abo Shanab El Agamien _0195 | CLI.CON-000001 |  |  | Approved
Abo Shanab El Agamien _0195 | CLI.CON-000001 | 8 - Abd Al-Qawy Salem&Zaraby-PUMP STATION NO. 3-18-3.3.4- | Supply, installation, programming, connecting, commissioning and testing of the control panel (2mm thickness) including the(Conformal coated) Programmable Logic Controller (PLC) consists of: Power supply Module CPU Module Digital Input Modules Digital Output Modules Analog Input Modules Analog Output Modules (If required) Complete with programming software, electrical protection devices, input and output isolation units, industrial switch, electrical feed, insulation transformer, lighting bulb, connection with main control system and all necessary accessories and devices. | Approved
Abo Shanab El Agamien _0195 | CLI.CON-000001 |  |  | Approved
Abo Shanab El Agamien _0195 | CLI.CON-000001 | 8 - 8-Iz. Abd Al-Qawy Salem & Iz. Z.8-Iz. Abd Al-Qawy Salem & Iz. Zaraby-BILL NO. 1: SEWAGE NETWORK-7-1.6-c | Concrete encasement 25cm (300mm) | Approved
Abo Shanab El Agamien _0195 | CLI.CON-000001 |  |  | Approved
Abo Shanab El Agamien _0195 | CLI.CON-000001 | 8 - Iz. Abd Al-Qawy Salem & Iz. Zaraby-Bill No.9 Site and Civil Works -45-9.2.2.a- | Under foundations | Approved
Abo Shanab El Agamien _0195 | CLI.CON-000001 |  |  | Approved
Abo Shanab El Agamien _0195 | CLI.CON-000001 | 8 - Iz. Abd Al-Qawy Salem & Iz. Zaraby-Bill No.5 Store Building (Civil Works)-29-5.1.4.c- | Supply and installation of 50 mm extruded polystyrene boards for roof heat insulation with minimum density 35 kg/cm�; the work include Polystyrene sheet 1mm layer. Sample shall be approved before execution and all required works shall be as per manufacturer's instructions, recommendations and Specification. | Approved
Abo Shanab El Agamien _0195 | CLI.CON-000001 |  |  | Approved
Abo Shanab El Agamien _0195 | CLI.CON-000001 | 8 - 8-Iz. Abd Al-Qawy Salem & Iz. Z.8-Iz. Abd Al-Qawy Salem & Iz. Zaraby-Bill No. 3.1 - Iz. Abd Al-Qawy & Iz. Zaraby Salem Main Pumping Station (Mechanical works)-20-3.4.6-a. | Rotary crane 1 ton, complete with all accessories as specified by Contract Documents. | Approved
Abo Shanab El Agamien _0195 | CLI.CON-000001 |  |  | Approved
Abo Shanab El Agamien _0195 | CLI.CON-000001 | 9 - Iz. Seror-Bill No.4 Guard Room (Civil Works)-27-4.1.6-a.2 | Type D2, size 700mmx2,200mm | Approved
Abo Shanab El Agamien _0195 | CLI.CON-000001 |  |  | Approved
Abo Shanab El Agamien _0195 | CLI.CON-000001 | 9 - Iz. Seror-Bill No.5 Store Building (Civil Works)-32-5.1.3.b- | 250 mm thick. | Approved
Abo Shanab El Agamien _0195 | CLI.CON-000001 |  |  | Approved
Abo Shanab El Agamien _0195 | CLI.CON-000001 | 9 - Seror-Pumping Station NO. 3-20-3.2.2-c | Surface mounted luminaire with 1x60 watt led lamps, With (IP20) | Approved
Abo Shanab El Agamien _0195 | CLI.CON-000001 |  |  | Approved
Abo Shanab El Agamien _0195 | CLI.CON-000001 | 9 - Seror-Generator Shed NO. 7 -46-7.2.1-a | Supply, install, connect, test and commission of complete L.V. distribution boards (LP-GEN. SHED) the price include selectvity study, termination, Identifications, labling, glands, copper luggs as specified and as indicating drawings. System shall be lump sum complete in every respect with all necessary accessories and ancillary works. | Approved
Abo Shanab El Agamien _0195 | CLI.CON-000001 |  |  | Approved
Abo Shanab El Agamien _0195 | CLI.CON-000001 | 9 - Iz. Seror-Bill No. 3 Main Pumping Station (Civil works)-19-3.1.9-a | 75mm dia. | Approved
Abo Shanab El Agamien _0195 | CLI.CON-000001 |  |  | Approved
Abo Shanab El Agamien _0195 | CLI.CON-000001 | 9 - Seror-Store Building NO. 5-35-5.2.4-a | Single Phase Switched Socket 220v, 16A, 2-pin Type Complete With Earthing Contact. | Approved
Abo Shanab El Agamien _0195 | CLI.CON-000001 |  |  | Approved
Abo Shanab El Agamien _0195 | CLI.CON-000001 | 9 - 9-Iz. Seror.9-Iz. Seror-BILL NO. 1: SEWAGE NETWORK-7-1.6-b | Concrete encasement 25cm (250mm) | Approved
Abo Shanab El Agamien _0195 | CLI.CON-000001 |  |  | Approved
Abo Shanab El Agamien _0195 | CLI.CON-000001 | 9 - Iz. Seror-Bill No.9 Site and Civil Works -53-9.3.6- | Supply and Install catch basin including all necessary fittings, the rate shall include excavation in soil, PVC pipes (SN4) with inner diameter of 150 mm for connections between storm gully and manhole, lay bedding layer under gravity pipe line, backfilling above pipe lines and surplus excavation as per specifications and drawings. | Approved
Abo Shanab El Agamien _0195 | CLI.CON-000001 |  |  | Approved
Abo Shanab El Agamien _0195 | CLI.CON-000001 | 9 - Iz. Seror-Bill No. 3 Main Pumping Station (Civil works)-16-3.1.2-a.3 | For roof slopes, 30 mm to 140 mm thick | Approved
Abo Shanab El Agamien _0195 | CLI.CON-000001 |  |  | Approved
Abo Shanab El Agamien _0195 | CLI.CON-000001 | 9 - Iz. Seror-Bill No.9 Site and Civil Works -50--9..1.d | Supply and install and planting of grass including base, supbase and irrigation system include irrigation hydrant, valves and pipes. All required works of completion with the industry standards, as per specification and Engineer instructions. | Approved
Abo Shanab El Agamien _0195 | CLI.CON-000001 |  |  | Approved
Abo Shanab El Agamien _0195 | CLI.CON-000001 | 9 - Iz. Seror-Bill No.5 Store Building (Civil Works)-32-5.1.1.c- | Supply, backfilling and compaction to the required grades with approved clean sand on layers not more than 25 cm thick. The layers are to be compacted by means of vibratory type equipment to obtain 95% of maximum dry density as per specifications. | Approved
Abo Shanab El Agamien _0195 | CLI.CON-000001 |  |  | Approved
Abo Shanab El Agamien _0195 | CLI.CON-000001 | 9 - Iz. Seror-Bill No.9 Site and Civil Works -52-9.3.1-a. | 25mm dia. | Approved
Abo Shanab El Agamien _0195 | CLI.CON-000001 |  |  | Approved
Abo Shanab El Agamien _0195 | CLI.CON-000001 | 9 - Seror-Pumping Station NO. 3-21-3.3.3- | Main Low tension switchboard (0.38kV) complete with all component (C.B, contactors,Electrcal and mechanical interlock, measuring and protection devices ?etc), as per Single Line Diagram and Contract Documents (to be erected in pump building). | Approved
Abo Shanab El Agamien _0195 | CLI.CON-000001 | 3 - Iz.Junaidi Wisa & Iz. Zaki-Bill No. 3 Main Pumping Station (Civil works)-16-3.1.6.a- | Type D1, size 1,500mmx2,500mm | Approved
Abo Shanab El Agamien _0195 | CLI.CON-000001 |  |  | Approved
Abo Shanab El Agamien _0195 | CLI.CON-000001 | 3 - 3- Iz.Junaidi Wisa & Iz. Zaki W.3- Iz.Junaidi Wisa & Iz. Zaki Wisa-BILL NO. 1: SEWAGE NETWORK-8-1.11- | Wooden formwork left in their places after the construction and backfilling works completed as approved and instructed by the Engineer | Approved
Abo Shanab El Agamien _0195 | CLI.CON-000001 |  |  | Approved
Abo Shanab El Agamien _0195 | CLI.CON-000001 | 3 - Iz.Junaidi Wisa & Iz. Zaki-Bill No. 3 Main Pumping Station (Civil works)-16-3.1.5-b | Supply and apply external cement plastering to facades with all metal accessories, base and finish coat, thickness 2cm striped with 2 cm groove render for facades. all required works of completion with the industry standards. As per Specification, Drawings and Engineer's instructions. | Approved
Abo Shanab El Agamien _0195 | CLI.CON-000001 |  |  | Approved
Abo Shanab El Agamien _0195 | CLI.CON-000001 | 3 - Iz.Junaidi Wisa & Iz. Zaki-Bill No.4 Guard Room (Civil Works)-23-4.1.2-c.2 | RC protection layer | Approved
Abo Shanab El Agamien _0195 | CLI.CON-000001 |  |  | Approved
Abo Shanab El Agamien _0195 | CLI.CON-000001 | 3 - Iz.Junaidi Wisa & Iz. Zaki-Bill No. 3 Main Pumping Station (Civil works)-17-3.1.9-a | 75mm dia. | Approved
Abo Shanab El Agamien _0195 | CLI.CON-000001 |  |  | Approved
Abo Shanab El Agamien _0195 | CLI.CON-000001 | 3 - 3- Iz.Junaidi Wisa & Iz. Zaki W.3- Iz.Junaidi Wisa & Iz. Zaki Wisa-Bill No. 2 - Forcemain-10-2.2-a | Valve chamber type (A) | Approved
Abo Shanab El Agamien _0195 | CLI.CON-000001 |  |  | Approved
Abo Shanab El Agamien _0195 | CLI.CON-000001 | 3 - Junaidi Wisa Iz. Zaki Wisa-Guard Room NO. 4-28-4.3.4-b | Single Phase Switched waterproof Socket, 220V, 16A, 3 Pin Complete With Cover (IP55) | Approved
Abo Shanab El Agamien _0195 | CLI.CON-000001 |  |  | Approved
Abo Shanab El Agamien _0195 | CLI.CON-000001 | 3 - Iz.Junaidi Wisa & Iz. Zaki-Bill No. 3 Main Pumping Station (Civil works)-14-3.1.1-a | Structural excavation | Approved
Abo Shanab El Agamien _0195 | CLI.CON-000001 |  |  | Approved
Abo Shanab El Agamien _0195 | CLI.CON-000001 | 3 - Iz.Junaidi Wisa & Iz. Zaki-Bill No.9 Site and Civil Works -35-7.2.3.a- | 250 mm thick. | Approved
Abo Shanab El Agamien _0195 | CLI.CON-000001 |  |  | Approved
Abo Shanab El Agamien _0195 | CLI.CON-000001 | 3 - 3- Iz.Junaidi Wisa & Iz. Zaki W.3- Iz.Junaidi Wisa & Iz. Zaki Wisa-Bill No.3.4 - Iz. Junaidi Wisa & Iz. Zaki Wisa Pump Station (Mechanical works)-21-3.4.4-b. | Collar, dia. 250 mm. | Approved
Abo Shanab El Agamien _0195 | CLI.CON-000001 |  |  | Approved
Abo Shanab El Agamien _0195 | CLI.CON-000001 | 3 - Iz.Junaidi Wisa & Iz. Zaki-Bill No.9 Site and Civil Works -35-7.2.6-a. | Type D1, 4,000 mm width x 2,500 mm height | Approved
Abo Shanab El Agamien _0195 | CLI.CON-000001 |  |  | Approved
Abo Shanab El Agamien _0195 | CLI.CON-000001 | 3 - Junaidi Wisa Iz. Zaki Wisa-PUMP STATION NO. 3-18-3.2.3-a | One Way, One-gang Lighting Switch 10A. | Approved
Abo Shanab El Agamien _0195 | CLI.CON-000001 |  |  | Approved
Abo Shanab El Agamien _0195 | CLI.CON-000001 | 3 - Iz.Junaidi Wisa & Iz. Zaki-Bill No.4 Guard Room (Civil Works)-26-4.1.8.c- | Supply and apply of 90 cm high dry mix for skirting including substrate preparation, scaffoldings, grooves, and all required accessories as shown on Contract Drawings, recommended by manufacturer and approved by the Engineer prior to installation. | Approved
Abo Shanab El Agamien _0195 | CLI.CON-000001 |  |  | Approved
Abo Shanab El Agamien _0195 | CLI.CON-000001 | 3 - 3- Iz.Junaidi Wisa & Iz. Zaki W.3- Iz.Junaidi Wisa & Iz. Zaki Wisa-Bill No. 2 - Forcemain-12-2.8- | Wooden formwork are left in their places after the excavation, construction and backfilling works over them, as approved from the Engineer Bill No.3.4 - Iz. Junaidi Wisa & Iz. Zaki Wisa Pump Station (Mechanical works) | Approved
Abo Shanab El Agamien _0195 | CLI.CON-000001 |  |  | Approved
Abo Shanab El Agamien _0195 | CLI.CON-000001 | 4 - IZ. AL BILTAJI-Bill No.6Admin Room - Civil Works-37-6.1.8-a | Supply and apply of acrylic paint for internal walls and ceiling including substrate preparation, applying three coats of paint as per required colors and all required accessories as shown on drawings, specified in the Contract documents, recommended by manufacturer and approved by the Engineer prior to installation. | Approved
Abo Shanab El Agamien _0195 | CLI.CON-000001 |  |  | Approved
Abo Shanab El Agamien _0195 | CLI.CON-000001 | 4 - 4-Iz. Al Biltaji.4-Iz. Al Biltaji-Bill No.3.4 - Iz. Al Biltaji Pump Station (Mechanical works)-21-3.4.2- | Supply only Submersible Pump in store 15 L/s, 11 m head coupled with Electric Motor complete with submersible cable, all protection items?.etc) and all accessories required for a good working condition, as per Contract Documents. | Approved
Abo Shanab El Agamien _0195 | CLI.CON-000001 |  |  | Approved
Abo Shanab El Agamien _0195 | CLI.CON-000001 | 4 - 4-Iz. Al Biltaji.4-Iz. Al Biltaji-Bill No. 2 - Forcemain-12-2.5.3-b | Flange spigot with puddle flanged pieces 200mm | Approved
Abo Shanab El Agamien _0195 | CLI.CON-000001 |  |  | Approved
Abo Shanab El Agamien _0195 | CLI.CON-000001 | 4 - IZ. AL BILTAJI-Bill No.4 Guard Room (Civil Works)-23-4.1.1-b | Extra over for excavation in rock. | Approved
Abo Shanab El Agamien _0195 | CLI.CON-000001 |  |  | Approved
Abo Shanab El Agamien _0195 | CLI.CON-000001 | 4 - Al Biltaji-Pumping Station NO. 3-18-3.2.2-e | Enclosed Polycarbonate, Wall Mounting Luminaire IP65 With 40 Watt LED Lamp. | Approved
Abo Shanab El Agamien _0195 | CLI.CON-000001 |  |  | Approved
Abo Shanab El Agamien _0195 | CLI.CON-000001 | 4 - Al Biltaji-Guard Room NO. 4-27-4.3.1-a | Supply, install, connect, test and commission of complete L.V. distribution boards (LP-GUR-EXT.) the price include circuit breakers, contactors, relays, timers , photocells, push buttons, selectvity study, termination, Identifications ,labling, glands, copper luggs as specified and as indicating drawings. System shall be lump sum complete in every respect with all necessary accessories and ancillary works. | Approved
Abo Shanab El Agamien _0195 | CLI.CON-000001 |  |  | Approved
Abo Shanab El Agamien _0195 | CLI.CON-000001 | 4 - 4-Iz. Al Biltaji.4-Iz. Al Biltaji-BILL NO. 1: SEWAGE NETWORK-4-1.1.1-a.1 | Depth to invert not exceeding 1.2 m | Approved
Abo Shanab El Agamien _0195 | CLI.CON-000001 |  |  | Approved
Abo Shanab El Agamien _0195 | CLI.CON-000001 | 4 - IZ. AL BILTAJI-Bill No.4 Guard Room (Civil Works)-25-4.1.7-a.1 | Ceramic floor, glazed ceramic | Approved
Abo Shanab El Agamien _0195 | CLI.CON-000001 |  |  | Approved
Abo Shanab El Agamien _0195 | CLI.CON-000001 | 4 - 4-Iz. Al Biltaji.4-Iz. Al Biltaji-Bill No.3.4 - Iz. Al Biltaji Pump Station (Mechanical works)-21-3.4.3-e. | Flanged Elbow 90o, dia. 150 mm. | Approved
Abo Shanab El Agamien _0195 | CLI.CON-000001 |  |  | Approved
Abo Shanab El Agamien _0195 | CLI.CON-000001 | 4 - IZ. AL BILTAJI-Bill No. 3 Main Pumping Station (Civil works)-14-3.1.1-a | Structural excavation | Approved
Abo Shanab El Agamien _0195 | CLI.CON-000001 |  |  | Approved
Abo Shanab El Agamien _0195 | CLI.CON-000001 | 4 - 4-Iz. Al Biltaji.4-Iz. Al Biltaji-Bill No. 2 - Forcemain-10-2.3.3-b | Flange spigot with puddle flanged pieces 200mm | Approved
Abo Shanab El Agamien _0195 | CLI.CON-000001 |  |  | Approved
Abo Shanab El Agamien _0195 | CLI.CON-000001 | 4 - IZ. AL BILTAJI-Bill No. 3 Main Pumping Station (Civil works)-14-3.1.1-c | Extra over for excavation in rock. | Approved
Abo Shanab El Agamien _0195 | CLI.CON-000001 |  |  | Approved
Abo Shanab El Agamien _0195 | CLI.CON-000001 | 4 - IZ. AL BILTAJI-Bill No.9 Site and Civil Works -49-9.3.5- | Supply, install and test Fire hydrant including cast iron hydrant, stop valve, etc.all accordance with specification and drawings: | Approved
Abo Shanab El Agamien _0195 | CLI.CON-000001 |  |  | Approved
Abo Shanab El Agamien _0195 | CLI.CON-000001 | 4 - IZ. AL BILTAJI-Bill No.9 Site and Civil Works -46--9.1.e | Covering the drain and Paving roads in front of the pumping station site. The Contractor must submit the method of implementation to be approved from the Engineer. All required works of completion with the industry standards and Engineer instructions. | Approved
Abo Shanab El Agamien _0195 | CLI.CON-000001 |  |  | Approved
Abo Shanab El Agamien _0195 | CLI.CON-000001 | 4 - IZ. AL BILTAJI-Bill No. 3 Main Pumping Station (Civil works)-17-3.1.7-a.1 | Abrasion, friction, acids and shock resistant ceramic | Approved
Abo Shanab El Agamien _0195 | CLI.CON-000001 |  |  | Approved
Abo Shanab El Agamien _0195 | CLI.CON-000001 | 4 - 4-Iz. Al Biltaji.4-Iz. Al Biltaji-Bill No.3.4 - Iz. Al Biltaji Pump Station (Mechanical works)-21-3.4.5-b. | Collar, dia. 300 mm. | Approved
Abo Shanab El Agamien _0195 | CLI.CON-000001 |  |  | Approved
Abo Shanab El Agamien _0195 | CLI.CON-000001 | 4 - IZ. AL BILTAJI-Bill No.6Admin Room - Civil Works-36-6.1.5-b | Supply and apply external cement plastering to facades with all metal accessories, base and finish coat, thickness 2cm striped with 2 cm groove render for facades. all required works of completion with the industry standards. As per Specification, Drawings and Engineer's instructions. | Approved
Abo Shanab El Agamien _0195 | CLI.CON-000001 |  |  | Approved
Abo Shanab El Agamien _0195 | CLI.CON-000001 | 4 - Al Biltaji-Guard Room NO. 4-27-4.3.3-a | One Way, Two-gang Lighting Switch 10A. | Approved
Abo Shanab El Agamien _0195 | CLI.CON-000001 |  |  | Approved
Abo Shanab El Agamien _0195 | CLI.CON-000001 | 4 - IZ. AL BILTAJI-Bill No.5 Store Building (Civil Works)-29-5.1.1-b. | Extra over for excavation in rock. | Approved
Abo Shanab El Agamien _0195 | CLI.CON-000001 |  |  | Approved
Abo Shanab El Agamien _0195 | CLI.CON-000001 | 4 - 4-Iz. Al Biltaji.4-Iz. Al Biltaji-BILL NO. 1: SEWAGE NETWORK-4-1.1.1-b.1 | Depth to invert not exceeding 1.5 m | Approved
Abo Shanab El Agamien _0195 | CLI.CON-000001 |  |  | Approved
Abo Shanab El Agamien _0195 | CLI.CON-000001 | 4 - IZ. AL BILTAJI-Bill No.9 Site and Civil Works -48-9.3.2-a. | DN/ID 150 mm dia | Approved
Abo Shanab El Agamien _0195 | CLI.CON-000001 |  |  | Approved
Abo Shanab El Agamien _0195 | CLI.CON-000001 | 4 - IZ. AL BILTAJI-Bill No.5 Store Building (Civil Works)-30-5.1.4.c- | Supply and installation of 50 mm extruded polystyrene boards for roof heat insulation with minimum density 35 kg/cm�; the work include Polystyrene sheet 1mm layer. Sample shall be approved before execution and all required works shall be as per manufacturer's instructions, recommendations and Specification. | Approved
Abo Shanab El Agamien _0195 | CLI.CON-000001 |  |  | Approved
Abo Shanab El Agamien _0195 | CLI.CON-000001 | 4 - Al Biltaji-Pumping Station NO. 3-18-3.2.2-b | Ditto As Above But For Maintained Electricity Duration. Provided With Emergency Unit For 3 Hours. | Approved
Abo Shanab El Agamien _0195 | CLI.CON-000001 |  |  | Approved
Abo Shanab El Agamien _0195 | CLI.CON-000001 | 4 - IZ. AL BILTAJI-Bill No. 3 Main Pumping Station (Civil works)-14-3.1.2.e- | Supply and casting of in-place reinforced concrete in super structure, including: formwork, scaffolding, expansion, construction joints, Steel bar reinforcement, joint filler, sealant, transporting, fixation, mixing, pouring, leveling, finishing, compaction by vibratory, curing of reinforced concrete and testing as set out in the specifications. | Approved
Abo Shanab El Agamien _0195 | CLI.CON-000001 |  |  | Approved
Abo Shanab El Agamien _0195 | CLI.CON-000001 | 5 - Tahawi-Pumping Station NO. 3-16-3.2.5-a | Wall Mounted Exhaust Fan Outlet. | Approved
Abo Shanab El Agamien _0195 | CLI.CON-000001 |  |  | Approved
Abo Shanab El Agamien _0195 | CLI.CON-000001 | 5 - Tahawi-Pumping Station NO. 3-18-3.3.18- | Fire alarm system complete with Conventional fire alarm control panel, smoke detectors, heat detectors, manual call point, bell, fire alarm siren and wire and all necessary components (internal wires and outlets, etc) required to complete the system in perfect case, the fire alarm control panel shall be erected in pump operating room. | Approved
Abo Shanab El Agamien _0195 | CLI.CON-000001 |  |  | Approved
Abo Shanab El Agamien _0195 | CLI.CON-000001 | 5 - Tahawi Village-Bill No.5 Store Building (Civil Works)-27-5.1.3.c- | 250 mm thick. | Approved
Abo Shanab El Agamien _0195 | CLI.CON-000001 |  |  | Approved
Abo Shanab El Agamien _0195 | CLI.CON-000001 | 5 - Tahawi-Pumping Station NO. 3-17-3.3.5- | Supply, installation, calibration, connection and testing of the electromagnetic flow meter on the main discharge line (200mm diameter) (consists of separate sensor and transmitter with digital indicator) including all necessary accessories required for installation and operation requirements. | Approved
Abo Shanab El Agamien _0195 | CLI.CON-000001 |  |  | Approved
Abo Shanab El Agamien _0195 | CLI.CON-000001 | 5 - Tahawi-Store Building NO. 5-30-5.2.5-b | Lighting outlets. | Approved
Abo Shanab El Agamien _0195 | CLI.CON-000001 |  |  | Approved
Abo Shanab El Agamien _0195 | CLI.CON-000001 | 5 - Tahawi Village-Bill No. 3 Main Pumping Station (Civil works)-12-3.1.2-b | Supplying and casting unreinforced concrete (Grade C30) for dicophyl by sulfate- resistant cement below underground water and up to the required level, and it includes the supply, installation and installation of galvanized iron injection pipes as required by Drawings and Specifications. | Approved
Abo Shanab El Agamien _0195 | CLI.CON-000001 |  |  | Approved
Abo Shanab El Agamien _0195 | CLI.CON-000001 | 5 - 5-Tahawi Village.5-Tahawi Village-Bill No. 2 - Forcemain-10-2.4- | supplying and installing concrete encasement of 25cm around pipe under waterway to protect the pipe. All works required to complete the crossing with concrete encasement in accordance with Specifications 2.2.7.7 Concrete Encasement (Bedding and Surrounding), Contract Drawings and the Engineer's instructions | Approved
Abo Shanab El Agamien _0195 | CLI.CON-000001 |  |  | Approved
Abo Shanab El Agamien _0195 | CLI.CON-000001 | 5 - 5-Tahawi Village.5-Tahawi Village-Bill No.6.2: Admin Building-36-6.2.1-a. | Water closet with flush tank floor mounted water closet with flush tank (European type) shall be provided with a toilet paper holder and all its required accessories and fittings with approved sample. All required works of completion with the industry standards. | Approved
Abo Shanab El Agamien _0195 | CLI.CON-000001 |  |  | Approved
Abo Shanab El Agamien _0195 | CLI.CON-000001 | 5 - 5-Tahawi Village.5-Tahawi Village-BILL NO. 1: SEWAGE NETWORK-4-1.1.1-c.1 | Depth to invert not exceeding 1.5 m | Approved
Abo Shanab El Agamien _0195 | CLI.CON-000001 |  |  | Approved
Abo Shanab El Agamien _0195 | CLI.CON-000001 | 5 - 5-Tahawi Village.5-Tahawi Village-Bill No. 3.1 - Tahawi Village Main Pumping Station (Mechanical works)-19-3.4.4-f. | Blind flange, dia. 200 mm. | Approved
Abo Shanab El Agamien _0195 | CLI.CON-000001 |  |  | Approved
Abo Shanab El Agamien _0195 | CLI.CON-000001 | 5 - 5-Tahawi Village.5-Tahawi Village-Bill No.4: Guard room -24-4.2.1-b. | Supply and install hand wash sink with soap dish and holder, with all its required accessories, water mixer, faucets, floor and siphon chrome 1.5 inch, include cold and hot water supply connections, sewage pipes with 2 corner stopcocks with approved sample. All required works of completion with the industry standards. | Approved
Abo Shanab El Agamien _0195 | CLI.CON-000001 | 5 - Tahawi-Pumping Station NO. 3-16-3.2.4-b | Industrial Single Phase Switched Power Socket 220v, 25A, 2-pin Type Complete With Earthing Contact And Cover. | Approved
Abo Shanab El Agamien _0195 | CLI.CON-000001 |  |  | Approved
Abo Shanab El Agamien _0195 | CLI.CON-000001 | 5 - Tahawi-Guard Room NO. 4-25-4.3.2-d | Surface Mounted Luminaire (IP54) With 20W LED lamp. | Approved
Abo Shanab El Agamien _0195 | CLI.CON-000001 |  |  | Approved
Abo Shanab El Agamien _0195 | CLI.CON-000001 | 5 - Tahawi Village-Bill No. 3 Main Pumping Station (Civil works)-13-3.1.4-b | Supply and installation of PVC water stop 25 cm width including fixing, fittings, jointing and accessories. Complete as shown on Contract Drawings and all required works shall be as per manufacturer's instructions, recommendations and Specification. | Approved
Abo Shanab El Agamien _0195 | CLI.CON-000001 |  |  | Approved
Abo Shanab El Agamien _0195 | CLI.CON-000001 | 5 - Tahawi Village-Bill No.4 Guard Room (Civil Works)-23-4.1.7-a.3 | cement tiling, for roof | Approved
Abo Shanab El Agamien _0195 | CLI.CON-000001 |  |  | Approved
Abo Shanab El Agamien _0195 | CLI.CON-000001 | 5 - Tahawi Village-Bill No.4 Guard Room (Civil Works)-21-4.1.1.a- | Excavation from ground level to required depth and grades in all types of soil except the rock, including support system, floading with water, dewatering, compacting bottom of excavation using dynamic roller, transporting excavated materials to the approved off-Site disposal area as per drawings, specifications and geotechnical report. | Approved
Abo Shanab El Agamien _0195 | CLI.CON-000001 |  |  | Approved
Abo Shanab El Agamien _0195 | CLI.CON-000001 | 5 - Tahawi Village-Bill No.6Admin Room - Civil Works-32-6.1.2-b.2 | For grade slabs, 100 mm thick | Approved
Abo Shanab El Agamien _0195 | CLI.CON-000001 |  |  | Approved
Abo Shanab El Agamien _0195 | CLI.CON-000001 | 5 - Tahawi-Pumping Station NO. 3-17-3.3.3- | Main Low tension switchboard (0.38kV) complete with all component (C.B, contactors,Electrcal and mechanical interlock, measuring and protection devices ?etc), as per Single Line Diagram and Contract Documents (to be erected in pump building). | Approved
Abo Shanab El Agamien _0195 | CLI.CON-000001 |  |  | Approved
Abo Shanab El Agamien _0195 | CLI.CON-000001 | 5 - 5-Tahawi Village.5-Tahawi Village-BILL NO. 1: SEWAGE NETWORK-4-1.1.1-a.1 | Depth to invert not exceeding 1.2 m | Approved
Abo Shanab El Agamien _0195 | CLI.CON-000001 |  |  | Approved
Abo Shanab El Agamien _0195 | CLI.CON-000001 | 5 - 5-Tahawi Village.5-Tahawi Village-BILL NO. 1: SEWAGE NETWORK-4-1.1.1-d.3 | Ditto, depth to invert between 4.51 m and 5.50 m | Approved
Abo Shanab El Agamien _0195 | CLI.CON-000001 |  |  | Approved
Abo Shanab El Agamien _0195 | CLI.CON-000001 | 5 - Tahawi Village-Bill No.5 Store Building (Civil Works)-27-5.1.2-a.2 | For roof slopes, 30 mm to 140 mm thick | Approved
Abo Shanab El Agamien _0195 | CLI.CON-000001 |  |  | Approved
Abo Shanab El Agamien _0195 | CLI.CON-000001 | 5 - 5-Tahawi Village.5-Tahawi Village-Bill No. 2 - Forcemain-9-2.2-d | Flowmeter chamber | Approved
Abo Shanab El Agamien _0195 | CLI.CON-000001 |  |  | Approved
Abo Shanab El Agamien _0195 | CLI.CON-000001 | 5 - Tahawi Village-Bill No. 3 Main Pumping Station (Civil works)-12-3.1.1-a | Structural excavation | Approved
Abo Shanab El Agamien _0195 | CLI.CON-000001 |  |  | Approved
Abo Shanab El Agamien _0195 | CLI.CON-000001 | 5 - Tahawi-Pumping Station NO. 3-16-3.2.2-c | Surface mounted luminaire with 1x60 watt led lamps, With (IP20) | Approved
Abo Shanab El Agamien _0195 | CLI.CON-000001 |  |  | Approved
Abo Shanab El Agamien _0195 | CLI.CON-000001 | 5 - 5-Tahawi Village.5-Tahawi Village-BILL NO. 1: SEWAGE NETWORK-5-1.2-b.2 | Ditto, depth to invert between 2.01 m and 2.50 m | Approved
Abo Shanab El Agamien _0195 | CLI.CON-000001 |  |  | Approved
Abo Shanab El Agamien _0195 | CLI.CON-000001 | 5 - 5-Tahawi Village.5-Tahawi Village-BILL NO. 1: SEWAGE NETWORK-5-1.2-b.8 | Ditto, depth to invert between 5.01 m and 5.50 m | Approved
Abo Shanab El Agamien _0195 | CLI.CON-000001 | 5 - Tahawi Village-Bill No.9 Site and Civil Works -46-9.3.3-a. | Inspection Chamber 600 x 600 with cover and frame | Approved
Abo Shanab El Agamien _0195 | CLI.CON-000001 |  |  | Approved
Abo Shanab El Agamien _0195 | CLI.CON-000001 | 5 - Tahawi-Store Building NO. 5-30-5.2.5-a | Wall Mounted Exhaust Fan Outlet. | Approved
Abo Shanab El Agamien _0195 | CLI.CON-000001 |  |  | Approved
Abo Shanab El Agamien _0195 | CLI.CON-000001 | 5 - Tahawi Village-Bill No.9 Site and Civil Works -47-9.3.5- | Supply, install and test Fire hydrant including cast iron hydrant, stop valve, etc.all accordance with specification and drawings: | Approved
Abo Shanab El Agamien _0195 | CLI.CON-000001 |  |  | Approved
Abo Shanab El Agamien _0195 | CLI.CON-000001 | 5 - Tahawi-Generator Shed NO. 7 -40-7.2.1-a | Supply, install, connect, test and commission of complete L.V. distribution boards (LP-GEN. SHED) the price include selectvity study, termination, Identifications, labling, glands, copper luggs as specified and as indicating drawings. System shall be lump sum complete in every respect with all necessary accessories and ancillary works. | Approved
Abo Shanab El Agamien _0195 | CLI.CON-000001 |  |  | Approved
Abo Shanab El Agamien _0195 | CLI.CON-000001 | 5 - Tahawi-Guard Room NO. 4-25-4.3.5-a | Wall Mounted Exhaust Fan Outlet. | Approved
Abo Shanab El Agamien _0195 | CLI.CON-000001 |  |  | Approved
Abo Shanab El Agamien _0195 | CLI.CON-000001 | 5 - 5-Tahawi Village.5-Tahawi Village-Bill No. 3.1 - Tahawi Village Main Pumping Station (Mechanical works)-19-3.4.2- | Supply only Submersible Pump in store 20 L/s, 12 m head coupled with Electric Motor complete with submersible cable, all protection items?.etc) and all accessories required for a good working condition, as per Contract Documents. | Approved
Abo Shanab El Agamien _0195 | CLI.CON-000001 |  |  | Approved
Abo Shanab El Agamien _0195 | CLI.CON-000001 | 5 - Tahawi Village-Bill No. 3 Main Pumping Station (Civil works)-15-3.1.7-a.2 | Cement tiles for roof | Approved
Abo Shanab El Agamien _0195 | CLI.CON-000001 |  |  | Approved
Abo Shanab El Agamien _0195 | CLI.CON-000001 | 5 - 5-Tahawi Village.5-Tahawi Village-Bill No. 2 - Forcemain-10-2.3.6- | Supplying, installing, connecting and testing of ductile iron pipes with diameter 150 mm for wash-out chamber and inlet pipe (in the case of chamber Type-A) , the item includes all pipes, fittings, gaskets, flexible joint, bolts, nut, washers, non-shrink mortar and all required works for completion and performance of the work item in accordance with the Contract Drawings, Specifications, the Ministerial Decree No. (277 / 2000) and its annexes No. 14 /2002) and the Engineer's instructions. | Approved
Abo Shanab El Agamien _0195 | CLI.CON-000001 |  |  | Approved
Abo Shanab El Agamien _0195 | CLI.CON-000001 | 5 - 5-Tahawi Village.5-Tahawi Village-Bill No. 3.1 - Tahawi Village Main Pumping Station (Mechanical works)-19-3.4.5-a. | D.C.I, Socket and spigot Wall piece, dia. 300 mm. | Approved
Abo Shanab El Agamien _0195 | CLI.CON-000001 |  |  | Approved
Abo Shanab El Agamien _0195 | CLI.CON-000001 | 5 - 5-Tahawi Village.5-Tahawi Village-BILL NO. 1: SEWAGE NETWORK-6-1.5.3-c | Puddle flanged pipe | Approved
Abo Shanab El Agamien _0195 | CLI.CON-000001 |  |  | Approved
Abo Shanab El Agamien _0195 | CLI.CON-000001 | 5 - 5-Tahawi Village.5-Tahawi Village-Bill No. 2 - Forcemain-9-2.3.1-b | Gate valve 200 mm dia. | Approved
Abo Shanab El Agamien _0195 | CLI.CON-000001 |  |  | Approved
Abo Shanab El Agamien _0195 | CLI.CON-000001 | 5 - 5-Tahawi Village.5-Tahawi Village-Bill No.4: Guard room -24-4.2.5-a. | 75mm dia Bill No.6.2: Admin Building | Approved
Abo Shanab El Agamien _0195 | CLI.CON-000001 |  |  | Approved
Abo Shanab El Agamien _0195 | CLI.CON-000001 | 5 - 5-Tahawi Village.5-Tahawi Village-BILL NO. 1: SEWAGE NETWORK-4-1.1.1-d.1 | Ditto, depth to invert between 2.5 m and 3.50 m | Approved
Abo Shanab El Agamien _0195 | CLI.CON-000001 |  |  | Approved
Abo Shanab El Agamien _0195 | CLI.CON-000001 | 6 - Huwaydi Village-Bill No.6Admin Room - Civil Works-35-6.1.8-a | Supply and apply of acrylic paint for internal walls and ceiling including substrate preparation, applying three coats of paint as per required colors and all required accessories as shown on drawings, specified in the Contract documents, recommended by manufacturer and approved by the Engineer prior to installation. | Approved
Abo Shanab El Agamien _0195 | CLI.CON-000001 |  |  | Approved
Abo Shanab El Agamien _0195 | CLI.CON-000001 | 6 - Huwaydi Village-Bill No.9 Site and Civil Works -44-9.2.1.a- | Excavation from ground level to required depth and grades in all types of soil except the rock, including support system, floading with water, dewatering, compacting bottom of excavation using dynamic roller, transporting excavated materials to the approved off-Site disposal area as per drawings, specifications and geotechnical report. | Approved
Abo Shanab El Agamien _0195 | CLI.CON-000001 |  |  | Approved
Abo Shanab El Agamien _0195 | CLI.CON-000001 | 6 - Huwaydi Village-Bill No.4 Guard Room (Civil Works)-21-4.1.2-c.2 | RC protection layer | Approved
Abo Shanab El Agamien _0195 | CLI.CON-000001 |  |  | Approved
Abo Shanab El Agamien _0195 | CLI.CON-000001 | 6 - 6-Huwaydi Village.6-Huwaydi Village-Bill No.4: Guard room -24-4.2.1-b. | Supply and install hand wash sink with soap dish and holder, with all its required accessories, water mixer, faucets, floor and siphon chrome 1.5 inch, include cold and hot water supply connections, sewage pipes with 2 corner stopcocks with approved sample. All required works of completion with the industry standards. | Approved
Abo Shanab El Agamien _0195 | CLI.CON-000001 |  |  | Approved
Abo Shanab El Agamien _0195 | CLI.CON-000001 | 6 - Huwaydi Village-Pumping Station NO. 3-16-3.2.4-a | Single Phase Switched Socket 220v, 16A, 2-pin Type Complete With Earthing Contact. | Approved
Abo Shanab El Agamien _0195 | CLI.CON-000001 |  |  | Approved
Abo Shanab El Agamien _0195 | CLI.CON-000001 | 6 - Huwaydi Village-Bill No.4 Guard Room (Civil Works)-23-4.1.8.b- | Supply and apply of Dry mix paint for facades including substrate preparation, scaffoldings, grooves, applying three coats of paint as per required colors and all required accessories as shown on the Contract Drawings, recommended by manufacturer and approved by the Engineer prior to installation. | Approved
Abo Shanab El Agamien _0195 | CLI.CON-000001 |  |  | Approved
Abo Shanab El Agamien _0195 | CLI.CON-000001 | 6 - 6-Huwaydi Village.6-Huwaydi Village-Bill No. 3.1 - Huwaydi Village Main Pumping Station (Mechanical works)-19-3.4.11- | Fire fighting equipment as per tendered documents. Bill No.4: Guard room | Approved
Abo Shanab El Agamien _0195 | CLI.CON-000001 |  |  | Approved
Abo Shanab El Agamien _0195 | CLI.CON-000001 | 6 - Huwaydi Village-Bill No. 3 Main Pumping Station (Civil works)-12-3.1.2-c | Supply and install the steel structure for the edge of the wet well to support the concrete structure of the wet well includes the steel reinforcement for walls of the pit, steel SIB for pit floor, beam of dicophyl, plates, angles, bolts, nuts and washers as required by drawings, specifications and Engineer instructions. | Approved
Abo Shanab El Agamien _0195 | CLI.CON-000001 |  |  | Approved
Abo Shanab El Agamien _0195 | CLI.CON-000001 | 6 - 6-Huwaydi Village.6-Huwaydi Village-Bill No. 3.1 - Huwaydi Village Main Pumping Station (Mechanical works)-19-3.4.3-e. | Flanged Elbow 90o, dia. 150 mm. | Approved
Abo Shanab El Agamien _0195 | CLI.CON-000001 |  |  | Approved
Abo Shanab El Agamien _0195 | CLI.CON-000001 |  |  | Approved
Abo Shanab El Agamien _0195 | CLI.CON-000001 | 6 - Huwaydi Village-Bill No.4 Guard Room (Civil Works)-23-4.1.6-a.1 | Type D1, size 800mmx2,200mm | Approved
Abo Shanab El Agamien _0195 | CLI.CON-000001 |  |  | Approved
Abo Shanab El Agamien _0195 | CLI.CON-000001 | 6 - 6-Huwaydi Village.6-Huwaydi Village-Bill No. 2 - Forcemain-9-2.3.1-c | washout 150 mm dia. | Approved
Abo Shanab El Agamien _0195 | CLI.CON-000001 |  |  | Approved
Abo Shanab El Agamien _0195 | CLI.CON-000001 | 6 - Huwaydi Village-Bill No. 3 Main Pumping Station (Civil works)-12-3.1.2.d- | Supply and casting of in-place reinforced concrete (Grade C30) with Sulfate- resistant cement, including: formwork, scaffolding, expansion and construction joints, Steel bar reinforcement, joint filler and sealant, accessories, transporting, mixing, casting, finishing, compaction by vibratory, curing and testing as required by the specifications. | Approved
Abo Shanab El Agamien _0195 | CLI.CON-000001 |  |  | Approved
Abo Shanab El Agamien _0195 | CLI.CON-000001 | 6 - Huwaydi Village-Bill No.9 Site and Civil Works -46-9.3.3-a. | Inspection Chamber 600 x 600 with cover and frame | Approved
Abo Shanab El Agamien _0195 | CLI.CON-000001 |  |  | Approved
Abo Shanab El Agamien _0195 | CLI.CON-000001 | 6 - Huwaydi Village-Bill No.6Admin Room - Civil Works-32-6.1.2-b.1 | for foundation | Approved
Abo Shanab El Agamien _0195 | CLI.CON-000001 |  |  | Approved
Abo Shanab El Agamien _0195 | CLI.CON-000001 | 6 - Huwaydi Village-Store Building NO. 5-30-5.2.2-a | Surface mounted luminaire with 1x60 watt led lamps, With (IP20) | Approved
Abo Shanab El Agamien _0195 | CLI.CON-000001 |  |  | Approved
Abo Shanab El Agamien _0195 | CLI.CON-000001 | 6 - Huwaydi Village-Bill No.5 Store Building (Civil Works)-27-5.1.2-a.2 | For roof slopes, 30 mm to 140 mm thick | Approved
Abo Shanab El Agamien _0195 | CLI.CON-000001 |  |  | Approved
Abo Shanab El Agamien _0195 | CLI.CON-000001 | 6 - Huwaydi Village-Pumping Station NO. 3-18-3.3.16- | Layout external lighting complete with (Solar lighting poles (solar panels, battery, LED light, charger), boundary wall lighting, wires, UPVC and PVC Conduits,?..etc) and all accessories as per Contract documents. | Approved
Abo Shanab El Agamien _0195 | CLI.CON-000001 |  |  | Approved
Abo Shanab El Agamien _0195 | CLI.CON-000001 | 6 - 6-Huwaydi Village.6-Huwaydi Village-Bill No. 2 - Forcemain-9-2.2-b | Wash-out valve chamber | Approved
Abo Shanab El Agamien _0195 | CLI.CON-000001 |  |  | Approved
Abo Shanab El Agamien _0195 | CLI.CON-000001 | 6 - Huwaydi Village-Bill No.6Admin Room - Civil Works-34-6.1.7-a.2 | Ceramic floor, non-slip ceramic for toilet | Approved
Abo Shanab El Agamien _0195 | CLI.CON-000001 |  |  | Approved
Abo Shanab El Agamien _0195 | CLI.CON-000001 | 6 - Huwaydi Village-Bill No. 3 Main Pumping Station (Civil works)-14-3.1.6.a- | Type D1, size 1,500mmx2,500mm | Approved
Abo Shanab El Agamien _0195 | CLI.CON-000001 |  |  | Approved
Abo Shanab El Agamien _0195 | CLI.CON-000001 | 6 - 6-Huwaydi Village.6-Huwaydi Village-Bill No. 2 - Forcemain-9-2.3.1-d | Air Relief valve 100 mm dia.(include gate valve 100mm) | Approved
Abo Shanab El Agamien _0195 | CLI.CON-000001 |  |  | Approved
Abo Shanab El Agamien _0195 | CLI.CON-000001 | 6 - 6-Huwaydi Village.6-Huwaydi Village-BILL NO. 1: SEWAGE NETWORK-4-1.1.1-e.1 | Ditto, depth to invert between 2.5 m and 3.50 m | Approved
Abo Shanab El Agamien _0195 | CLI.CON-000001 |  |  | Approved
Abo Shanab El Agamien _0195 | CLI.CON-000001 | 6 - Huwaydi Village-Bill No. 3 Main Pumping Station (Civil works)-12-3.1.2-b | Supplying and casting unreinforced concrete (Grade C30) for dicophyl by sulfate- resistant cement below underground water and up to the required level, and it includes the supply, installation and installation of galvanized iron injection pipes as required by Drawings and Specifications. | Approved
Abo Shanab El Agamien _0195 | CLI.CON-000001 |  |  | Approved
Abo Shanab El Agamien _0195 | CLI.CON-000001 | 7 - 7-Iz. Raslan & Iz. Mokhtar Eiss.7-Iz. Raslan & Iz. Mokhtar Eissa-Bill No.4: Guard room -29-4.2.1-a | Water closet with flush tank floor mounted water closet with flush tank (European type) shall be provided with a toilet paper holder and all its required accessories and fittings with approved sample. All required works of completion with the industry standards. | Approved
Abo Shanab El Agamien _0195 | CLI.CON-000001 |  |  | Approved
Abo Shanab El Agamien _0195 | CLI.CON-000001 | 7 - Raslan & Mokhtar Eissa-Guard Room NO. 4-30-4.3.2-b | Ditto As Above But For Maintained Electricity Duration. Provided With Emergency Unit For 3 Hours | Approved
Abo Shanab El Agamien _0195 | CLI.CON-000001 |  |  | Approved
Abo Shanab El Agamien _0195 | CLI.CON-000001 | 7 - Iz. Raslan & Iz. Mokhtar Eiss-Bill No. 3 Main Pumping Station (Civil works)-17-3.1.8.c- | Supply and apply of 60 cm high dry mix for skirting including substrate preparation, scaffoldings, grooves, and all required accessories as shown on Contract Drawings, recommended by manufacturer and approved by the Engineer prior to installation. | Approved
Abo Shanab El Agamien _0195 | CLI.CON-000001 |  |  | Approved
Abo Shanab El Agamien _0195 | CLI.CON-000001 | 7 - Iz. Raslan & Iz. Mokhtar Eiss-Bill No. 3 Main Pumping Station (Civil works)-16-3.1.5-a | Supply and excite cement sand plaster for internal slabs, walls and beams with all metal accessories, the item includes substrate preparation, all required works of completion with the industry standards. As per Specification, Drawings and Engineer instructions. | Approved
Abo Shanab El Agamien _0195 | CLI.CON-000001 |  |  | Approved
Abo Shanab El Agamien _0195 | CLI.CON-000001 | 7 - 7-Iz. Raslan & Iz. Mokhtar Eiss.7-Iz. Raslan & Iz. Mokhtar Eissa-BILL NO. 1: SEWAGE NETWORK-4-1.1.1-a.1 | Depth to invert not exceeding 1.2 m | Approved
Abo Shanab El Agamien _0195 | CLI.CON-000001 |  |  | Approved
Abo Shanab El Agamien _0195 | CLI.CON-000001 | 7 - Raslan & Mokhtar Eissa-Guard Room NO. 4-30-4.3.5-a | Wall Mounted Exhaust Fan Outlet. | Approved
Abo Shanab El Agamien _0195 | CLI.CON-000001 |  |  | Approved
Abo Shanab El Agamien _0195 | CLI.CON-000001 | 7 - Iz. Raslan & Iz. Mokhtar Eiss-Bill No.4 Guard Room (Civil Works)-25-4.1.7-a.3 | cement tiling, for roof | Approved
Abo Shanab El Agamien _0195 | CLI.CON-000001 |  |  | Approved
Abo Shanab El Agamien _0195 | CLI.CON-000001 | 7 - Iz. Raslan & Iz. Mokhtar Eiss-Bill No.9 Site and Civil Works -37-7.2.2.b- | Supply and casting of in-place reinforced concrete Grade C25 with Sulfate- resistant cement for footing, column pedestal and grade beams including: formwork, scaffolding, expansion and construction joints, Steel bar reinforcement, joint filler and sealant, accessories, transporting, mixing, casting, finishing, compaction by vibratory, spraying, curing, and testing as required by the specifications. | Approved
Abo Shanab El Agamien _0195 | CLI.CON-000001 |  |  | Approved
Abo Shanab El Agamien _0195 | CLI.CON-000001 | 7 - Iz. Raslan & Iz. Mokhtar Eiss-Bill No. 3 Main Pumping Station (Civil works)-16-3.1.6.b- | Type W1, 3.000 mm width x 1,500 mm height | Approved
Abo Shanab El Agamien _0195 | CLI.CON-000001 |  |  | Approved
Abo Shanab El Agamien _0195 | CLI.CON-000001 | 7 - Raslan & Mokhtar Eissa-Pumping Station NO. 3-20-3.3.14- | Prime Power Diesel Generator 35 KVA (at least) (Canopy Type - Portable Unit) complete with outgoing circuit breaker (MCCB) and fully equipped with all accessories as per Contract Documents and complete with all accessories required for erection and good working conditions. | Approved
Abo Shanab El Agamien _0195 | CLI.CON-000001 |  |  | Approved
Abo Shanab El Agamien _0195 | CLI.CON-000001 | 7 - Raslan & Mokhtar Eissa-Pumping Station NO. 3-19-3.3.7- | Supply, installation, calibration, connection and testing of Pressure Transmitter with a range of 0 to 10 bar including all necessary accessories required for installation and operation requirements. | Approved
Abo Shanab El Agamien _0195 | CLI.CON-000001 |  |  | Approved
Abo Shanab El Agamien _0195 | CLI.CON-000001 | 7 - Iz. Raslan & Iz. Mokhtar Eiss-Bill No.9 Site and Civil Works -38-7.2.3.b- | 250 mm thick. | Approved
Abo Shanab El Agamien _0195 | CLI.CON-000001 |  |  | Approved
Abo Shanab El Agamien _0195 | CLI.CON-000001 | 7 - Iz. Raslan & Iz. Mokhtar Eiss-Bill No. 3 Main Pumping Station (Civil works)-14-3.1.1-d | Supply, backfilling and compaction to the required grades with approved clean sand on layers not more than 25 cm thick. The layers are to be compacted by means of vibratory type equipment to obtain 95% of maximum dry density as per specifications. | Approved
Abo Shanab El Agamien _0195 | CLI.CON-000001 |  |  | Approved
Abo Shanab El Agamien _0195 | CLI.CON-000001 | 7 - Iz. Raslan & Iz. Mokhtar Eiss-Bill No. 3 Main Pumping Station (Civil works)-16-3.1.6-d | Supply, fabrication and erection of galvanized steel ladder wall mounted with safety cage including all required steel members, galvanizing, formulation, painting, welding, jointing, all fixings and accessories. Complete as shown on drawings, Detailed shop drawings must be submitted by the contractor and approved by the Engineer prior to fabrication. | Approved
Abo Shanab El Agamien _0195 | CLI.CON-000001 |  |  | Approved
Abo Shanab El Agamien _0195 | CLI.CON-000001 | 7 - Raslan & Mokhtar Eissa-Pumping Station NO. 3-18-3.2.2-d | Ditto As Above But For Maintained Electricity Duration. Provided With Emergency Unit For 3 Hours | Approved
Abo Shanab El Agamien _0195 | CLI.CON-000001 |  |  | Approved
Abo Shanab El Agamien _0195 | CLI.CON-000001 | 7 - Iz. Raslan & Iz. Mokhtar Eiss-Bill No.4 Guard Room (Civil Works)-25-4.1.2-a.1 | Under foundations | Approved
Abo Shanab El Agamien _0195 | CLI.CON-000001 |  |  | Approved
Abo Shanab El Agamien _0195 | CLI.CON-000001 | 7 - Iz. Raslan & Iz. Mokhtar Eiss-Bill No. 3 Main Pumping Station (Civil works)-14-3.1.2.e- | Supply and casting of in-place reinforced concrete in super structure, including: formwork, scaffolding, expansion, construction joints, Steel bar reinforcement, joint filler, sealant, transporting, fixation, mixing, pouring, leveling, finishing, compaction by vibratory, curing of reinforced concrete and testing as set out in the specifications. | Approved
Abo Shanab El Agamien _0195 | CLI.CON-000001 |  |  | Approved
Abo Shanab El Agamien _0195 | CLI.CON-000001 | 7 - Iz. Raslan & Iz. Mokhtar Eiss-Bill No. 3 Main Pumping Station (Civil works)-16-3.1.5-b | Supply and apply external cement plastering to facades with all metal accessories, base and finish coat, thickness 2cm striped with 2 cm groove render for facades. all required works of completion with the industry standards. As per Specification, Drawings and Engineer's instructions. | Approved
Abo Shanab El Agamien _0195 | CLI.CON-000001 |  |  | Approved
Abo Shanab El Agamien _0195 | CLI.CON-000001 | 7 - 7-Iz. Raslan & Iz. Mokhtar Eiss.7-Iz. Raslan & Iz. Mokhtar Eissa-Bill No. 2 - Forcemain-10-2.2-c | Slowdown chamber | Approved
Abo Shanab El Agamien _0195 | CLI.CON-000001 |  |  | Approved
Abo Shanab El Agamien _0195 | CLI.CON-000001 | 7 - 7-Iz. Raslan & Iz. Mokhtar Eiss.7-Iz. Raslan & Iz. Mokhtar Eissa-BILL NO. 1: SEWAGE NETWORK-8-1.9- | Deep Dewatering according to soil investigation, specification and Engineer instruction. | Approved
Abo Shanab El Agamien _0195 | CLI.CON-000001 |  |  | Approved
Abo Shanab El Agamien _0195 | CLI.CON-000001 | 7 - Raslan & Mokhtar Eissa-Guard Room NO. 4-30-4.3.4-a | Single Phase Switched Socket 220v, 16A, 2-pin Type Complete With Earthing Contact. | Approved
Abo Shanab El Agamien _0195 | CLI.CON-000001 |  |  | Approved
Abo Shanab El Agamien _0195 | CLI.CON-000001 | 7 - Iz. Raslan & Iz. Mokhtar Eiss-Bill No.4 Guard Room (Civil Works)-27-4.1.7.b- | Supply and installation of ceramic tiles, pattern as shown on drawings including cement mortar, setting bed, grouting, pointing, fixing, support and all required accessories. Complete as shown on drawings, specified in the Contract documents, recommended by manufacturer and approved by the Engineer prior to installation. | Approved
Abo Shanab El Agamien _0195 | CLI.CON-000001 |  |  | Approved
Abo Shanab El Agamien _0195 | CLI.CON-000001 | 7 - Raslan & Mokhtar Eissa-Pumping Station NO. 3-18-3.2.5-a | Wall Mounted Exhaust Fan Outlet. | Approved
Abo Shanab El Agamien _0195 | CLI.CON-000001 |  |  | Approved
Abo Shanab El Agamien _0195 | CLI.CON-000001 | 7 - Iz. Raslan & Iz. Mokhtar Eiss-Bill No.9 Site and Civil Works -37--7.1.b | Furnish and install of Interlock tiles for walkways including preparation and compaction of bed, 150mm thick aggregate base course, sand for leveling and accessories. All required works of completion with the industry standards, as per specification, drawings and Engineer instructions. | Approved
Abo Shanab El Agamien _0195 | CLI.CON-000001 |  |  | Approved
Abo Shanab El Agamien _0195 | CLI.CON-000001 | 8 | Iz. Abd Al-Qawy Salem & Iz. Zaraby | Approved
Abo Shanab El Agamien _0195 | CLI.CON-000001 |  |  | Approved
Abo Shanab El Agamien _0195 | CLI.CON-000001 | 8 - 8-Iz. Abd Al-Qawy Salem & Iz. Z.8-Iz. Abd Al-Qawy Salem & Iz. Zaraby-Bill No. 3.1 - Iz. Abd Al-Qawy & Iz. Zaraby Salem Main Pumping Station (Mechanical works)-20-3.4.2-b. | Flanged manually gate valve, dia. 150 mm. | Approved
Abo Shanab El Agamien _0195 | CLI.CON-000001 |  |  | Approved
Abo Shanab El Agamien _0195 | CLI.CON-000001 | 8 - Iz. Abd Al-Qawy Salem & Iz. Zaraby-Bill No.5 Store Building (Civil Works)-29-5.1.6-b.1 | Type W1, 2,800 mm width x 1,000 mm height | Approved
Abo Shanab El Agamien _0195 | CLI.CON-000001 |  |  | Approved
Abo Shanab El Agamien _0195 | CLI.CON-000001 | 8 - Iz. Abd Al-Qawy Salem & Iz. Zaraby-Bill No.4 Guard Room (Civil Works)-23-4.1.5-a | Supply and excite cement sand plaster for internal slabs, walls and beams with all metal accessories, the item includes substrate preparation, all required works of completion with the industry standards. As per Specification, Drawings and Engineer instructions. | Approved
Abo Shanab El Agamien _0195 | CLI.CON-000001 |  |  | Approved
Abo Shanab El Agamien _0195 | CLI.CON-000001 | 8 - Iz. Abd Al-Qawy Salem & Iz. Zaraby-Bill No.9 Site and Civil Works -48-9.3.5- | Supply, install and test Fire hydrant including cast iron hydrant, stop valve, etc.all accordance with specification and drawings: | Approved
Abo Shanab El Agamien _0195 | CLI.CON-000001 |  |  | Approved
Abo Shanab El Agamien _0195 | CLI.CON-000001 | 8 - Iz. Abd Al-Qawy Salem & Iz. Zaraby-Bill No.9 Site and Civil Works -46-9.2.3.a- | 250 mm thick. | Approved
Abo Shanab El Agamien _0195 | CLI.CON-000001 |  |  | Approved
Abo Shanab El Agamien _0195 | CLI.CON-000001 | 8 - Abd Al-Qawy Salem&Zaraby-Generator Shed NO. 7 -41-7.2.2-b | Ditto As Above But For Maintained Electricity Duration. Provided With Emergency Unit For 3 Hours | Approved
Abo Shanab El Agamien _0195 | CLI.CON-000001 |  |  | Approved
Abo Shanab El Agamien _0195 | CLI.CON-000001 | 8 - Iz. Abd Al-Qawy Salem & Iz. Zaraby-Bill No.6Admin Room - Civil Works-35-6.1.7.b- | Supply and installation of ceramic tiles, pattern as shown on drawings including cement mortar, setting bed, grouting, pointing, fixing, support and all required accessories. Complete as shown on drawings, specified in the Contract documents, recommended by manufacturer and approved by the Engineer prior to installation. | Approved
Abo Shanab El Agamien _0195 | CLI.CON-000001 |  |  | Approved
Abo Shanab El Agamien _0195 | CLI.CON-000001 | 8 - Iz. Abd Al-Qawy Salem & Iz. Zaraby-Bill No. 3 Main Pumping Station (Civil works)-16-3.1.8.c- | Supply and apply of 60 cm high dry mix for skirting including substrate preparation, scaffoldings, grooves, and all required accessories as shown on Contract Drawings, recommended by manufacturer and approved by the Engineer prior to installation. | Approved
Abo Shanab El Agamien _0195 | CLI.CON-000001 |  |  | Approved
Abo Shanab El Agamien _0195 | CLI.CON-000001 | 8 - Abd Al-Qawy Salem&Zaraby-PUMP STATION NO. 3-18-3.3.5- | Supply, installation, calibration, connection and testing of the electromagnetic flow meter on the main discharge line (200mm diameter) (consists of separate sensor and transmitter with digital indicator) including all necessary accessories required for installation and operation requirements. | Approved
Abo Shanab El Agamien _0195 | CLI.CON-000001 |  |  | Approved
Abo Shanab El Agamien _0195 | CLI.CON-000001 | 8 - 8-Iz. Abd Al-Qawy Salem & Iz. Z.8-Iz. Abd Al-Qawy Salem & Iz. Zaraby-Bill No. 3.1 - Iz. Abd Al-Qawy & Iz. Zaraby Salem Main Pumping Station (Mechanical works)-20-3.4.3-e. | Flexible joint, dia. 200 mm | Approved
Abo Shanab El Agamien _0195 | CLI.CON-000001 |  |  | Approved
Abo Shanab El Agamien _0195 | CLI.CON-000001 | 8 - 8-Iz. Abd Al-Qawy Salem & Iz. Z.8-Iz. Abd Al-Qawy Salem & Iz. Zaraby-Bill No.6.2 - Admin Room (Pumping Station) -37-6.2.4-a. | 75mm | Approved
Abo Shanab El Agamien _0195 | CLI.CON-000001 |  |  | Approved
Abo Shanab El Agamien _0195 | CLI.CON-000001 | 8 - Iz. Abd Al-Qawy Salem & Iz. Zaraby-Bill No.4 Guard Room (Civil Works)-24-4.1.7-c | Supply and lay marble / granite steps the riser 20 mm thick and the tread 40 mm thick including skirting & anti slip braking width 3 cm, as parallel lines as per drawings, specifications and approved sample. | Approved
Abo Shanab El Agamien _0195 | CLI.CON-000001 |  |  | Approved
Abo Shanab El Agamien _0195 | CLI.CON-000001 | 8 - Iz. Abd Al-Qawy Salem & Iz. Zaraby-Bill No.5 Store Building (Civil Works)-28-5.1.3.a- | 250 mm thick. | Approved
Abo Shanab El Agamien _0195 | CLI.CON-000001 |  |  | Approved
Abo Shanab El Agamien _0195 | CLI.CON-000001 | 8 - 8-Iz. Abd Al-Qawy Salem & Iz. Z.8-Iz. Abd Al-Qawy Salem & Iz. Zaraby-BILL NO. 1: SEWAGE NETWORK-5-1.4.1-b | HC 60*90 cm | Approved
Abo Shanab El Agamien _0195 | CLI.CON-000001 |  |  | Approved
Abo Shanab El Agamien _0195 | CLI.CON-000001 | 8 - Iz. Abd Al-Qawy Salem & Iz. Zaraby-Bill No.4 Guard Room (Civil Works)-23-4.1.3-a.2 | 120 mm thick. | Approved
Abo Shanab El Agamien _0195 | CLI.CON-000001 |  |  | Approved
Abo Shanab El Agamien _0195 | CLI.CON-000001 | 8 - 8-Iz. Abd Al-Qawy Salem & Iz. Z.8-Iz. Abd Al-Qawy Salem & Iz. Zaraby-Bill No. 2 - Forcemain-11-2.5- | Connecting the sloping line on the existing Manhole, opening the necessary shanks, supplying and installing all the requirements for connecting pipes on the duct, making temporary transfers and grouting around the pipes with cement mortar and weirs (if necessary), price includes insulation, painting ,all works necessary and restoring everything to its original, all works shall be completed according to Drawings, Technical Specifications, and Engineer instructions. | Approved
Abo Shanab El Agamien _0195 | CLI.CON-000001 |  |  | Approved
Abo Shanab El Agamien _0195 | CLI.CON-000001 | 8 - Iz. Abd Al-Qawy Salem & Iz. Zaraby-Bill No. 3 Main Pumping Station (Civil works)-14-3.1.4.e- | Supply and installation of 50 mm extruded polystyrene boards for roof heat insulation with minimum density 35 kg/cm�; the work include Polystyrene sheet 1mm layer. Sample shall be approved before execution and all required works shall be as per manufacturer's instructions, recommendations and Specification. | Approved
Abo Shanab El Agamien _0195 | CLI.CON-000001 |  |  | Approved
Abo Shanab El Agamien _0195 | CLI.CON-000001 | 8 - Iz. Abd Al-Qawy Salem & Iz. Zaraby-Bill No.6Admin Room - Civil Works-33-6.1.2-c.2 | RC protection layer | Approved
Abo Shanab El Agamien _0195 | CLI.CON-000001 |  |  | Approved
Abo Shanab El Agamien _0195 | CLI.CON-000001 |  |  | Approved
Abo Shanab El Agamien _0195 | CLI.CON-000001 | 8 - Abd Al-Qawy Salem&Zaraby-PUMP STATION NO. 3-19-3.3.13- | Instrumentation and Control System Spare Parts as per specifications. | Approved
Abo Shanab El Agamien _0195 | CLI.CON-000001 |  |  | Approved
Abo Shanab El Agamien _0195 | CLI.CON-000001 | 8 - 8-Iz. Abd Al-Qawy Salem & Iz. Z.8-Iz. Abd Al-Qawy Salem & Iz. Zaraby-BILL NO. 1: SEWAGE NETWORK-7-1.1- | Wooden formwork left in their places after the construction and backfilling works completed as approved and instructed by the Engineer | Approved
Abo Shanab El Agamien _0195 | CLI.CON-000001 |  |  | Approved
Abo Shanab El Agamien _0195 | CLI.CON-000001 | 8 - Iz. Abd Al-Qawy Salem & Iz. Zaraby-Bill No.4 Guard Room (Civil Works)-22-4.1.2-b.2 | For grade slabs, 100 mm thick | Approved
Abo Shanab El Agamien _0195 | CLI.CON-000001 |  |  | Approved
Abo Shanab El Agamien _0195 | CLI.CON-000001 | 8 - Iz. Abd Al-Qawy Salem & Iz. Zaraby-Bill No.9 Site and Civil Works -45--9.1.c | Supply and install pre-cast concrete kerbs, the price includes excavation, backfilling, mortar bed, lean concrete, concrete haunching, including ends, angles, provision of curb opening for drainage, and painting. All required works of completion with the industry standards, as per specification, drawings and Engineer instructions. | Approved
Abo Shanab El Agamien _0195 | CLI.CON-000001 |  |  | Approved
Abo Shanab El Agamien _0195 | CLI.CON-000001 | 8 - Iz. Abd Al-Qawy Salem & Iz. Zaraby-Bill No.5 Store Building (Civil Works)-28-5.1.2-c.2 | RC protection layer | Approved
Abo Shanab El Agamien _0195 | CLI.CON-000001 |  |  | Approved
Abo Shanab El Agamien _0195 | CLI.CON-000001 | 8 - 8-Iz. Abd Al-Qawy Salem & Iz. Z.8-Iz. Abd Al-Qawy Salem & Iz. Zaraby-BILL NO. 1: SEWAGE NETWORK-4-1.1.1-c.1 | Depth to invert not exceeding 1.5 m | Approved
Abo Shanab El Agamien _0195 | CLI.CON-000001 |  |  | Approved
Abo Shanab El Agamien _0195 | CLI.CON-000001 | 8 - Iz. Abd Al-Qawy Salem & Iz. Zaraby-Bill No.5 Store Building (Civil Works)-28-5.1.3.b- | 250 mm thick. | Approved
Abo Shanab El Agamien _0195 | CLI.CON-000001 |  |  | Approved
Abo Shanab El Agamien _0195 | CLI.CON-000001 | 8 - Iz. Abd Al-Qawy Salem & Iz. Zaraby-Bill No.6Admin Room - Civil Works-35-6.1.7.c- | Supply and lay marble / granite steps the riser 20 mm thick and the tread 40 mm thick including skirting & anti slip braking width 3 cm, as parallel lines as per drawings, specifications and approved sample. | Approved
Abo Shanab El Agamien _0195 | CLI.CON-000001 |  |  | Approved
Abo Shanab El Agamien _0195 | CLI.CON-000001 | 8 - Iz. Abd Al-Qawy Salem & Iz. Zaraby-Bill No.6Admin Room - Civil Works-36-6.1.8-a | Supply and apply of acrylic paint for internal walls and ceiling including substrate preparation, applying three coats of paint as per required colors and all required accessories as shown on drawings, specified in the Contract documents, recommended by manufacturer and approved by the Engineer prior to installation. | Approved
Abo Shanab El Agamien _0195 | CLI.CON-000001 |  |  | Approved
Abo Shanab El Agamien _0195 | CLI.CON-000001 | 8 - Abd Al-Qawy Salem&Zaraby-PUMP STATION NO. 3-19-3.3.16- | Layout external lighting complete with (Solar lighting poles (solar panels, battery, LED light, charger), boundary wall lighting, wires, UPVC and PVC Conduits,?..etc) and all accessories as per Contract documents. | Approved
Abo Shanab El Agamien _0195 | CLI.CON-000001 |  |  | Approved
Abo Shanab El Agamien _0195 | CLI.CON-000001 | 8 - Abd Al-Qawy Salem&Zaraby-Guard Room NO. 4-26-4.3.4-b | Single Phase Switched waterproof Socket, 220V, 16A, 3 Pin Complete With Cover (IP55) | Approved
Abo Shanab El Agamien _0195 | CLI.CON-000001 |  |  | Approved
Abo Shanab El Agamien _0195 | CLI.CON-000001 | 8 - 8-Iz. Abd Al-Qawy Salem & Iz. Z.8-Iz. Abd Al-Qawy Salem & Iz. Zaraby-BILL NO. 1: SEWAGE NETWORK-4-1.1.1-d.1 | Ditto, depth to invert between 2.5 m and 3.50 m | Approved
Abo Shanab El Agamien _0195 | CLI.CON-000001 |  |  | Approved
Abo Shanab El Agamien _0195 | CLI.CON-000001 | 8 - Iz. Abd Al-Qawy Salem & Iz. Zaraby-Bill No.9 Site and Civil Works -47-9.3.1-a. | 25mm dia. | Approved
Abo Shanab El Agamien _0195 | CLI.CON-000001 |  |  | Approved
Abo Shanab El Agamien _0195 | CLI.CON-000001 | 8 - Abd Al-Qawy Salem&Zaraby-Admin Room NO. 6-38-6.3.2-a | Surface mounted luminaire with 1x60 watt led lamps, With (IP20) | Approved
Abo Shanab El Agamien _0195 | CLI.CON-000001 |  |  | Approved
Abo Shanab El Agamien _0195 | CLI.CON-000001 | 8 - 8-Iz. Abd Al-Qawy Salem & Iz. Z.8-Iz. Abd Al-Qawy Salem & Iz. Zaraby-Bill No. 3.1 - Iz. Abd Al-Qawy & Iz. Zaraby Salem Main Pumping Station (Mechanical works)-20-3.4.2-g. | Flanged Reducer, dia 150/Pump outlet diameter | Approved
Abo Shanab El Agamien _0195 | CLI.CON-000001 |  |  | Approved
Abo Shanab El Agamien _0195 | CLI.CON-000001 | 8 - 8-Iz. Abd Al-Qawy Salem & Iz. Z.8-Iz. Abd Al-Qawy Salem & Iz. Zaraby-Bill No. 3.1 - Iz. Abd Al-Qawy & Iz. Zaraby Salem Main Pumping Station (Mechanical works)-20-3.4.10- | Fire fighting equipment as per tendered documents. Bill No.4: Guard room | Approved
Abo Shanab El Agamien _0195 | CLI.CON-000001 |  |  | Approved
Abo Shanab El Agamien _0195 | CLI.CON-000001 | 8 - 8-Iz. Abd Al-Qawy Salem & Iz. Z.8-Iz. Abd Al-Qawy Salem & Iz. Zaraby-Bill No. 3.1 - Iz. Abd Al-Qawy & Iz. Zaraby Salem Main Pumping Station (Mechanical works)-20-3.4.8- | Basket screen including all accessories as specified in technical specifications. | Approved
Abo Shanab El Agamien _0195 | CLI.CON-000001 |  |  | Approved
Abo Shanab El Agamien _0195 | CLI.CON-000001 | 8 - Iz. Abd Al-Qawy Salem & Iz. Zaraby-Bill No.5 Store Building (Civil Works)-28-5.1.2-a.1 | Under foundations | Approved
Abo Shanab El Agamien _0195 | CLI.CON-000001 |  |  | Approved
Abo Shanab El Agamien _0195 | CLI.CON-000001 | 8 - 8-Iz. Abd Al-Qawy Salem & Iz. Z.8-Iz. Abd Al-Qawy Salem & Iz. Zaraby-BILL NO. 1: SEWAGE NETWORK-5-1.2-b.2 | Ditto, depth to invert between 2.01 m and 2.50 m | Approved
Abo Shanab El Agamien _0195 | CLI.CON-000001 |  |  | Approved
Abo Shanab El Agamien _0195 | CLI.CON-000001 | 8 - 8-Iz. Abd Al-Qawy Salem & Iz. Z.8-Iz. Abd Al-Qawy Salem & Iz. Zaraby-Bill No. 3.1 - Iz. Abd Al-Qawy & Iz. Zaraby Salem Main Pumping Station (Mechanical works)-20-3.4.2-d. | Dismantling joint, dia. 150 mm. | Approved
Abo Shanab El Agamien _0195 | CLI.CON-000001 |  |  | Approved
Abo Shanab El Agamien _0195 | CLI.CON-000001 | 8 - Abd Al-Qawy Salem&Zaraby-PUMP STATION NO. 3-17-3.2.4-c | Industrial Three Phase Switched Socket 380v, 32A, 4-pin Type Complete With Earthing Contact And Plug, Totally Enclosed (IP54). | Approved
Abo Shanab El Agamien _0195 | CLI.CON-000001 |  |  | Approved
Abo Shanab El Agamien _0195 | CLI.CON-000001 | 8 - Abd Al-Qawy Salem&Zaraby-PUMP STATION NO. 3-17-3.2.3-b | Ditto As Above Item, But Of Weatherproof Type. | Approved
Abo Shanab El Agamien _0195 | CLI.CON-000001 |  |  | Approved
Abo Shanab El Agamien _0195 | CLI.CON-000001 | 8 - Iz. Abd Al-Qawy Salem & Iz. Zaraby-Bill No.9 Site and Civil Works -48-9.3.6- | Supply and Install catch basin including all necessary fittings, the rate shall include excavation in soil, PVC pipes (SN4) with inner diameter of 150 mm for connections between storm gully and manhole, lay bedding layer under gravity pipe line, backfilling above pipe lines and surplus excavation as per specifications and drawings. | Approved
Abo Shanab El Agamien _0195 | CLI.CON-000001 |  |  | Approved
Abo Shanab El Agamien _0195 | CLI.CON-000001 | 8 - 8-Iz. Abd Al-Qawy Salem & Iz. Z.8-Iz. Abd Al-Qawy Salem & Iz. Zaraby-Bill No. 2 - Forcemain-9-2.2-e | Flowmeter chamber | Approved
Abo Shanab El Agamien _0195 | CLI.CON-000001 |  |  | Approved
Abo Shanab El Agamien _0195 | CLI.CON-000001 | 8 - Iz. Abd Al-Qawy Salem & Iz. Zaraby-Bill No.9 Site and Civil Works -46-9.2.6-a. | Type D1, 4,000 mm width x 2,500 mm height | Approved
Abo Shanab El Agamien _0195 | CLI.CON-000001 |  |  | Approved
Abo Shanab El Agamien _0195 | CLI.CON-000001 |  |  | Approved
Abo Shanab El Agamien _0195 | CLI.CON-000001 | 9 - 9-Iz. Seror.9-Iz. Seror-Bill No. 2 - Forcemain-12-2.4.3-b | Wash-out valve chamber | Approved
Abo Shanab El Agamien _0195 | CLI.CON-000001 |  |  | Approved
Abo Shanab El Agamien _0195 | CLI.CON-000001 | 9 - 9-Iz. Seror.9-Iz. Seror-BILL NO. 1: SEWAGE NETWORK-5-1.3-a | IC 60*60 cm | Approved
Abo Shanab El Agamien _0195 | CLI.CON-000001 |  |  | Approved
Abo Shanab El Agamien _0195 | CLI.CON-000001 | 9 - Iz. Seror-Bill No.5 Store Building (Civil Works)-32-5.1.2-a.2 | For roof slopes, 30 mm to 140 mm thick | Approved
Abo Shanab El Agamien _0195 | CLI.CON-000001 |  |  | Approved
Abo Shanab El Agamien _0195 | CLI.CON-000001 | 9 - Iz. Seror-Bill No.9 Site and Civil Works -52--9.3.4 | Circular Manholes: Construction of in-situ cast fair faced plain concrete (Grade C30) manholes. Price includes all supplies, excavation in all types of soil except the rock, removal and disposal of the excavated material, debris and rubble disposal to the designated dump yard, trench shoring and supports, soil replacement if any, sheeting, surface dewatering, forming flexible joints at manhole entrances, including short pieces, benching at the manhole base, internal and external protection, backfilling in compacted layers using approved soil material and testing, reinstatement of ground surface and road pavements of every kind and restoring everything to their original conditions including asphalt and other paved areas, manhole cover and frame D400 made of polymeric material such as (GRP) or alternative, epoxy coated non-slip finish manhole steps and all other accessories and fittings that are required for a complete manhole all as shown and detailed in the Contract Drawings and Specifications | Approved
Abo Shanab El Agamien _0195 | CLI.CON-000001 |  |  | Approved
Abo Shanab El Agamien _0195 | CLI.CON-000001 | 9 - Iz. Seror-Bill No.9 Site and Civil Works -52-9.3.1-b. | 100mm dia. | Approved
Abo Shanab El Agamien _0195 | CLI.CON-000001 |  |  | Approved
Abo Shanab El Agamien _0195 | CLI.CON-000001 | 9 - Iz. Seror-Bill No.8 - Transformer Kiosk (Civil Works)-48--8.1 | Supplying and casting in-place of transformer base and the price includes all the necessary excavation and backfilling works, the removal and disposal of the excavated material to the designated dump, the supply and work of plain concrete Grade C20, reinforced concrete Grade C25, insulation works for the base and all that comes into contact with the soil, including formwork, transporting, mixing, casting, finishing, curing and testing as required by the specifications. provided that the work is completed in full according to the Contract drawings, technical specifications, industry assets and the instructions of the Engineer. | Approved
Abo Shanab El Agamien _0195 | CLI.CON-000001 |  |  | Approved
Abo Shanab El Agamien _0195 | CLI.CON-000001 | 9 - Iz. Seror-Bill No.4 Guard Room (Civil Works)-26-4.1.5-a | Supply and excite cement sand plaster for internal slabs, walls and beams with all metal accessories, the item includes substrate preparation, all required works of completion with the industry standards. As per Specification, Drawings and Engineer instructions. | Approved
Abo Shanab El Agamien _0195 | CLI.CON-000001 |  |  | Approved
Abo Shanab El Agamien _0195 | CLI.CON-000001 | 9 - Seror-Admin Room NO. 6-42-6.3.5-a | Wall Mounted Exhaust Fan Outlet. | Approved
Abo Shanab El Agamien _0195 | CLI.CON-000001 |  |  | Approved
Abo Shanab El Agamien _0195 | CLI.CON-000001 | 9 - 9-Iz. Seror.9-Iz. Seror-Bill No. 2 - Forcemain-13-2.5.3-a | Flange socket with puddle flanged pieces 150mm | Approved
Abo Shanab El Agamien _0195 | CLI.CON-000001 |  |  | Approved
Abo Shanab El Agamien _0195 | CLI.CON-000001 | 3 - Iz.Junaidi Wisa & Iz. Zaki-Bill No. 3 Main Pumping Station (Civil works)-14-3.1.2-a.1 | Un-reinforced lean concrete for sub-structure | Approved
Abo Shanab El Agamien _0195 | CLI.CON-000001 |  |  | Approved
Abo Shanab El Agamien _0195 | CLI.CON-000001 | 3 - 3- Iz.Junaidi Wisa & Iz. Zaki W.3- Iz.Junaidi Wisa & Iz. Zaki Wisa-Bill No.4: Guard room -27-4.2.2-a. | 25mm dia. | Approved
Abo Shanab El Agamien _0195 | CLI.CON-000001 |  |  | Approved
Abo Shanab El Agamien _0195 | CLI.CON-000001 | 3 - Iz.Junaidi Wisa & Iz. Zaki-Bill No.4 Guard Room (Civil Works)-24-4.1.3-b.1 | 250 mm thick. | Approved
Abo Shanab El Agamien _0195 | CLI.CON-000001 |  |  | Approved
Abo Shanab El Agamien _0195 | CLI.CON-000001 | 3 - 3- Iz.Junaidi Wisa & Iz. Zaki W.3- Iz.Junaidi Wisa & Iz. Zaki Wisa-Bill No. 2 - Forcemain-12-2.5- | Supply and filling by clean sand between the existing covered waterways and the forcemain pipe covered by concrete encasement | Approved
Abo Shanab El Agamien _0195 | CLI.CON-000001 |  |  | Approved
Abo Shanab El Agamien _0195 | CLI.CON-000001 | 3 - Iz.Junaidi Wisa & Iz. Zaki-Bill No. 3 Main Pumping Station (Civil works)-17-3.1.7.b- | Supply and installation of abrasion, friction, acids and shock resistant ceramic tiles for wall, pattern as shown on drawings including cement mortar, setting bed, grouting, fixing, support and all required accessories. Complete as shown on drawings, specified in the Contract documents, recommended by manufacturer and approved by the Engineer prior to installation | Approved
Abo Shanab El Agamien _0195 | CLI.CON-000001 |  |  | Approved
Abo Shanab El Agamien _0195 | CLI.CON-000001 | 3 - 3- Iz.Junaidi Wisa & Iz. Zaki W.3- Iz.Junaidi Wisa & Iz. Zaki Wisa-BILL NO. 1: SEWAGE NETWORK-8-1.9- | Excavation in rock as specified in the Contract Documents. | Approved
Abo Shanab El Agamien _0195 | CLI.CON-000001 |  |  | Approved
Abo Shanab El Agamien _0195 | CLI.CON-000001 | 3 - 3- Iz.Junaidi Wisa & Iz. Zaki W.3- Iz.Junaidi Wisa & Iz. Zaki Wisa-Bill No.3.4 - Iz. Junaidi Wisa & Iz. Zaki Wisa Pump Station (Mechanical works)-21-3.4.2-d. | Dismantling joint, dia. 100 mm. | Approved
Abo Shanab El Agamien _0195 | CLI.CON-000001 |  |  | Approved
Abo Shanab El Agamien _0195 | CLI.CON-000001 | 3 - 3- Iz.Junaidi Wisa & Iz. Zaki W.3- Iz.Junaidi Wisa & Iz. Zaki Wisa-BILL NO. 1: SEWAGE NETWORK-5-1.2-b.5 | Ditto, depth to invert between 3.51 m and 4.00 m | Approved
Abo Shanab El Agamien _0195 | CLI.CON-000001 |  |  | Approved
Abo Shanab El Agamien _0195 | CLI.CON-000001 | 3 - Junaidi Wisa Iz. Zaki Wisa-PUMP STATION NO. 3-18-3.2.2-a | Rated Wall Mounted luminaire IP65, with 60W LED lamp, watertight. | Approved
Abo Shanab El Agamien _0195 | CLI.CON-000001 |  |  | Approved
Abo Shanab El Agamien _0195 | CLI.CON-000001 | 3 - Junaidi Wisa Iz. Zaki Wisa-PUMP STATION NO. 3-18-3.2.1- | Supply, install, connect, test and commission of complete L.V. distribution boards (LP-PS) the price include selectvity study, termination, Identifications, labling, glands, copper luggs as specified and as indicating drawings. System shall be lump sum complete in every respect with all necessary accessories and ancillary works. | Approved
Abo Shanab El Agamien _0195 | CLI.CON-000001 |  |  | Approved
Abo Shanab El Agamien _0195 | CLI.CON-000001 | 3 - 3- Iz.Junaidi Wisa & Iz. Zaki W.3- Iz.Junaidi Wisa & Iz. Zaki Wisa-BILL NO. 1: SEWAGE NETWORK-4-1.1.1-a.1 | Depth to invert not exceeding 1.2 m | Approved
Abo Shanab El Agamien _0195 | CLI.CON-000001 |  |  | Approved
Abo Shanab El Agamien _0195 | CLI.CON-000001 | 3 - Junaidi Wisa Iz. Zaki Wisa-PUMP STATION NO. 3-20-3.3.19- | Supply, install, connect and test a complete closed circuit surveillance TV (CCTV) system complete with Weatherproof fixed camera HD, Weatherproof Motorized cameras HD, DVR, Rack, UPS, Joystick, remote controller, color photos printer, conduits, Coaxial cables, control cables, LED screen, boxes between devices, UPS....etc. and all necessary works to complete works as per specifications and contract documents. | Approved
Abo Shanab El Agamien _0195 | CLI.CON-000001 |  |  | Approved
Abo Shanab El Agamien _0195 | CLI.CON-000001 | 4 - IZ. AL BILTAJI-Bill No. 3 Main Pumping Station (Civil works)-14-3.1.2-b | Supplying and casting unreinforced concrete (Grade C30) for dicophyl by sulfate- resistant cement below underground water and up to the required level, and it includes the supply, installation and installation of galvanized iron injection pipes as required by Drawings and Specifications. | Approved
Abo Shanab El Agamien _0195 | CLI.CON-000001 |  |  | Approved
Abo Shanab El Agamien _0195 | CLI.CON-000001 | 4 - 4-Iz. Al Biltaji.4-Iz. Al Biltaji-Bill No.3.4 - Iz. Al Biltaji Pump Station (Mechanical works)-21-3.4.10- | Maintenance tools as per tendered documents. | Approved
Abo Shanab El Agamien _0195 | CLI.CON-000001 |  |  | Approved
Abo Shanab El Agamien _0195 | CLI.CON-000001 | 4 - IZ. AL BILTAJI-Bill No.5 Store Building (Civil Works)-30-5.1.6-a.1 | Type D1, Size 2,500mmx2,500mm | Approved
Abo Shanab El Agamien _0195 | CLI.CON-000001 |  |  | Approved
Abo Shanab El Agamien _0195 | CLI.CON-000001 | 4 - IZ. AL BILTAJI-Bill No.5 Store Building (Civil Works)-29-5.1.2-a.2 | For roof slopes, 30 mm to 140 mm thick | Approved
Abo Shanab El Agamien _0195 | CLI.CON-000001 |  |  | Approved
Abo Shanab El Agamien _0195 | CLI.CON-000001 | 4 - Al Biltaji-Pumping Station NO. 3-19-3.3.5- | Supply, installation, calibration, connection and testing of the electromagnetic flow meter on the main discharge line (200mm diameter) (consists of separate sensor and transmitter with digital indicator) including all necessary accessories required for installation and operation requirements. | Approved
Abo Shanab El Agamien _0195 | CLI.CON-000001 |  |  | Approved
Abo Shanab El Agamien _0195 | CLI.CON-000001 | 4 - IZ. AL BILTAJI-Bill No.6Admin Room - Civil Works-34-6.1.2-c.2 | RC protection layer | Approved
Abo Shanab El Agamien _0195 | CLI.CON-000001 |  |  | Approved
Abo Shanab El Agamien _0195 | CLI.CON-000001 | 4 - IZ. AL BILTAJI-Bill No.9 Site and Civil Works -46-9.2.2.b- | Supply and casting of in-place reinforced concrete Grade C25 with Sulfate- resistant cement for footing, column pedestal and grade beams including: formwork, scaffolding, expansion and construction joints, Steel bar reinforcement, joint filler and sealant, accessories, transporting, mixing, casting, finishing, compaction by vibratory, spraying, curing, and testing as required by the specifications. | Approved
Abo Shanab El Agamien _0195 | CLI.CON-000001 |  |  | Approved
Abo Shanab El Agamien _0195 | CLI.CON-000001 | 4 - Al Biltaji-Pumping Station NO. 3-20-3.3.12- | Supply, installation, termination and testing of control cables (12 x 2 mm2) from valve actuators, water hammering system, generators, transformers, Low Voltage Main Distribution Board (LVMDB), Motor Control Centers (MCC) to the PLC panel complete with conduits, pull boxes, junction boxes, accessories, duct bank...etc. | Approved
Abo Shanab El Agamien _0195 | CLI.CON-000001 |  |  | Approved
Abo Shanab El Agamien _0195 | CLI.CON-000001 | 4 - Al Biltaji-Pumping Station NO. 3-20-3.3.15- | Prime Power Diesel Generator 65 KVA (at least) (Canopy Type - Under Shed) complete with outgoing circuit breaker (MCCB) and fully equipped with all accessories as per Contract Documents and complete with all accessories required for erection and good working conditions. | Approved
Abo Shanab El Agamien _0195 | CLI.CON-000001 |  |  | Approved
Abo Shanab El Agamien _0195 | CLI.CON-000001 | 4 - 4-Iz. Al Biltaji.4-Iz. Al Biltaji-Bill No. 2 - Forcemain-12-2.5.5-b | 90� (150mm) | Approved
Abo Shanab El Agamien _0195 | CLI.CON-000001 |  |  | Approved
Abo Shanab El Agamien _0195 | CLI.CON-000001 | 4 - IZ. AL BILTAJI-Bill No. 3 Main Pumping Station (Civil works)-15-3.1.4.d- | Supply and installation of horizontal prefabricated moisture Insulation membrane to the wet areas with 4mm thick for floor and roof, including joints, fixtures, overlaps not less than 100 mm and item include all surface preparation steps, coating with 2 layers of primer bitumen coat, metal flashing, internal angle fillets, upstand to vertical surfaces and waterproofing to all openings and around pipes and water drains, Polystyrene sheet 1mm, protection Sand-cement mortar screed, 30 mm thick as per manufacturer's instructions, Contract Drawing, recommendations and Specification. | Approved
Abo Shanab El Agamien _0195 | CLI.CON-000001 |  |  | Approved
Abo Shanab El Agamien _0195 | CLI.CON-000001 | 4 - IZ. AL BILTAJI-Bill No.4 Guard Room (Civil Works)-25-4.1.6-b.1 | Type W1, 1,000 mm width x 1,000 mm height | Approved
Abo Shanab El Agamien _0195 | CLI.CON-000001 |  |  | Approved
Abo Shanab El Agamien _0195 | CLI.CON-000001 | 4 - 4-Iz. Al Biltaji.4-Iz. Al Biltaji-Bill No. 2 - Forcemain-12-2.9- | Excavation in rock according to soil and as specified in the Contract Documents. | Approved
Abo Shanab El Agamien _0195 | CLI.CON-000001 |  |  | Approved
Abo Shanab El Agamien _0195 | CLI.CON-000001 | 4 - IZ. AL BILTAJI-Bill No.9 Site and Civil Works -46-9.2.2.a- | Under foundations | Approved
Abo Shanab El Agamien _0195 | CLI.CON-000001 |  |  | Approved
Abo Shanab El Agamien _0195 | CLI.CON-000001 | 4 - Al Biltaji-Guard Room NO. 4-27-4.3.5-a | Wall Mounted Exhaust Fan Outlet. | Approved
Abo Shanab El Agamien _0195 | CLI.CON-000001 |  |  | Approved
Abo Shanab El Agamien _0195 | CLI.CON-000001 | 4 - IZ. AL BILTAJI-Bill No. 3 Main Pumping Station (Civil works)-17-3.1.7-a.2 | Cement tiles for roof | Approved
Abo Shanab El Agamien _0195 | CLI.CON-000001 |  |  | Approved
Abo Shanab El Agamien _0195 | CLI.CON-000001 | 4 - IZ. AL BILTAJI-Bill No. 3 Main Pumping Station (Civil works)-14-3.1.1-b | Submersible Excavation | Approved
Abo Shanab El Agamien _0195 | CLI.CON-000001 |  |  | Approved
Abo Shanab El Agamien _0195 | CLI.CON-000001 | 4 - IZ. AL BILTAJI-Bill No.6Admin Room - Civil Works-34-6.1.1-b. | Extra over for excavation in rock. | Approved
Abo Shanab El Agamien _0195 | CLI.CON-000001 |  |  | Approved
Abo Shanab El Agamien _0195 | CLI.CON-000001 | 4 - IZ. AL BILTAJI-Bill No.5 Store Building (Civil Works)-29-5.1.1.a- | Excavation from ground level to required depth and grades in all types of soil except the rock, including support system, floading with water, dewatering, compacting bottom of excavation using dynamic roller, transporting excavated materials to the approved off-Site disposal area as per drawings, specifications and geotechnical report. | Approved
Abo Shanab El Agamien _0195 | CLI.CON-000001 |  |  | Approved
Abo Shanab El Agamien _0195 | CLI.CON-000001 | 4 - IZ. AL BILTAJI-Bill No.4 Guard Room (Civil Works)-24-4.1.3-b.2 | 120 mm thick. | Approved
Abo Shanab El Agamien _0195 | CLI.CON-000001 |  |  | Approved
Abo Shanab El Agamien _0195 | CLI.CON-000001 | 4 - IZ. AL BILTAJI-Bill No.5 Store Building (Civil Works)-29-5.1.3.b- | 250 mm thick. | Approved
Abo Shanab El Agamien _0195 | CLI.CON-000001 |  |  | Approved
Abo Shanab El Agamien _0195 | CLI.CON-000001 | 4 - Al Biltaji-Guard Room NO. 4-27-4.3.2-b | Ditto As Above But For Maintained Electricity Duration. Provided With Emergency Unit For 3 Hours | Approved
Abo Shanab El Agamien _0195 | CLI.CON-000001 |  |  | Approved
Abo Shanab El Agamien _0195 | CLI.CON-000001 | 4 - IZ. AL BILTAJI-Bill No.9 Site and Civil Works -46--9.1.b | Furnish and install of Interlock tiles for walkways including preparation and compaction of bed, 150mm thick aggregate base course, sand for leveling and accessories. All required works of completion with the industry standards, as per specification, drawings and Engineer instructions. | Approved
Abo Shanab El Agamien _0195 | CLI.CON-000001 |  |  | Approved
Abo Shanab El Agamien _0195 | CLI.CON-000001 |  |  | Approved
Abo Shanab El Agamien _0195 | CLI.CON-000001 | 5 - Tahawi-Pumping Station NO. 3-18-3.3.15- | Prime Power Diesel Generator 65 KVA (at least) (Canopy Type - Under Shed) complete with outgoing circuit breaker (MCCB) and fully equipped with all accessories as per Contract Documents and complete with all accessories required for erection and good working conditions. | Approved
Abo Shanab El Agamien _0195 | CLI.CON-000001 |  |  | Approved
Abo Shanab El Agamien _0195 | CLI.CON-000001 | 5 - 5-Tahawi Village.5-Tahawi Village-Bill No. 3.1 - Tahawi Village Main Pumping Station (Mechanical works)-19-3.4.1- | Submersible Pump 20 L/s, 12 m head coupled with Electric Motor complete with (mating bend, guide rails, coupling, submersible cable, all protection items?.etc) and all accessories required for a good working condition, as per Contract Documents. | Approved
Abo Shanab El Agamien _0195 | CLI.CON-000001 |  |  | Approved
Abo Shanab El Agamien _0195 | CLI.CON-000001 | 5 - Tahawi Village-Bill No.4 Guard Room (Civil Works)-21-4.1.2-b.2 | For grade slabs, 100 mm thick | Approved
Abo Shanab El Agamien _0195 | CLI.CON-000001 |  |  | Approved
Abo Shanab El Agamien _0195 | CLI.CON-000001 | 5 - Tahawi Village-Bill No.5 Store Building (Civil Works)-27-5.1.2-b.1 | for foundation | Approved
Abo Shanab El Agamien _0195 | CLI.CON-000001 |  |  | Approved
Abo Shanab El Agamien _0195 | CLI.CON-000001 | 5 - Tahawi Village-Bill No.6Admin Room - Civil Works-33-6.1.3-b.1 | 250 mm thick. | Approved
Abo Shanab El Agamien _0195 | CLI.CON-000001 |  |  | Approved
Abo Shanab El Agamien _0195 | CLI.CON-000001 | 5 - 5-Tahawi Village.5-Tahawi Village-Bill No. 3.1 - Tahawi Village Main Pumping Station (Mechanical works)-19-3.4.3-g. | Flanged Reducer, dia 150/Pump outlet diameter | Approved
Abo Shanab El Agamien _0195 | CLI.CON-000001 |  |  | Approved
Abo Shanab El Agamien _0195 | CLI.CON-000001 | 5 - Tahawi Village-Bill No.6Admin Room - Civil Works-34-6.1.7-a.3 | cement tiling, for roof | Approved
Abo Shanab El Agamien _0195 | CLI.CON-000001 |  |  | Approved
Abo Shanab El Agamien _0195 | CLI.CON-000001 | 5 - 5-Tahawi Village.5-Tahawi Village-BILL NO. 1: SEWAGE NETWORK-7-1.6-c | Concrete encasement 25cm (300mm) | Approved
Abo Shanab El Agamien _0195 | CLI.CON-000001 |  |  | Approved
Abo Shanab El Agamien _0195 | CLI.CON-000001 | 5 - Tahawi Village-Bill No.9 Site and Civil Works -44--9.1.b | Furnish and install of Interlock tiles for walkways including preparation and compaction of bed, 150mm thick aggregate base course, sand for leveling and accessories. All required works of completion with the industry standards, as per specification, drawings and Engineer instructions. | Approved
Abo Shanab El Agamien _0195 | CLI.CON-000001 |  |  | Approved
Abo Shanab El Agamien _0195 | CLI.CON-000001 | 5 - Tahawi-Pumping Station NO. 3-16-3.2.5-b | Lighting outlets. Supply, Test, Delivery, Erection, Commissioning and putting into Operation of the following items (including all accessories) as per Contract Documents: | Approved
Abo Shanab El Agamien _0195 | CLI.CON-000001 |  |  | Approved
Abo Shanab El Agamien _0195 | CLI.CON-000001 | 5 - Tahawi Village-Bill No.9 Site and Civil Works -44-9.2.2.a- | Under foundations | Approved
Abo Shanab El Agamien _0195 | CLI.CON-000001 |  |  | Approved
Abo Shanab El Agamien _0195 | CLI.CON-000001 | 5 - 5-Tahawi Village.5-Tahawi Village-BILL NO. 1: SEWAGE NETWORK-6-1.5.3-b | Dismantling joints | Approved
Abo Shanab El Agamien _0195 | CLI.CON-000001 |  |  | Approved
Abo Shanab El Agamien _0195 | CLI.CON-000001 | 5 - 5-Tahawi Village.5-Tahawi Village-Bill No. 3.1 - Tahawi Village Main Pumping Station (Mechanical works)-19-3.4.10- | Fire fighting equipment as per tendered documents. Bill No.4: Guard room | Approved
Abo Shanab El Agamien _0195 | CLI.CON-000001 |  |  | Approved
Abo Shanab El Agamien _0195 | CLI.CON-000001 |  |  | Approved
Abo Shanab El Agamien _0195 | CLI.CON-000001 | 5 - Tahawi-Pumping Station NO. 3-16-3.2.3-a | One Way, One-gang Lighting Switch 10A. | Approved
Abo Shanab El Agamien _0195 | CLI.CON-000001 |  |  | Approved
Abo Shanab El Agamien _0195 | CLI.CON-000001 | 5 - 5-Tahawi Village.5-Tahawi Village-BILL NO. 1: SEWAGE NETWORK-7-1.8- | Deep Dewatering according to soil investigation, specification and Engineer instruction. | Approved
Abo Shanab El Agamien _0195 | CLI.CON-000001 |  |  | Approved
Abo Shanab El Agamien _0195 | CLI.CON-000001 | 5 - 5-Tahawi Village.5-Tahawi Village-BILL NO. 1: SEWAGE NETWORK-4-1.1.1-c.4 | Ditto, depth to invert between 3.51 m and 4.50 m | Approved
Abo Shanab El Agamien _0195 | CLI.CON-000001 |  |  | Approved
Abo Shanab El Agamien _0195 | CLI.CON-000001 | 5 - 5-Tahawi Village.5-Tahawi Village-Bill No. 3.1 - Tahawi Village Main Pumping Station (Mechanical works)-19-3.4.8- | Basket screen including all accessories as specified in technical specifications. | Approved
Abo Shanab El Agamien _0195 | CLI.CON-000001 |  |  | Approved
Abo Shanab El Agamien _0195 | CLI.CON-000001 | 5 - Tahawi Village-Bill No. 3 Main Pumping Station (Civil works)-15-3.1.7-c | Supply and lay marble / granite steps the riser 20 mm thick and the tread 40 mm thick including skirting & anti slip braking width 3 cm, as parallel lines as per drawings, specifications and approved sample. | Approved
Abo Shanab El Agamien _0195 | CLI.CON-000001 |  |  | Approved
Abo Shanab El Agamien _0195 | CLI.CON-000001 | 5 - 5-Tahawi Village.5-Tahawi Village-Bill No. 3.1 - Tahawi Village Main Pumping Station (Mechanical works)-19-3.4.3-a. | D.C.I, K9, flanged pipes, dia. 150 mm. | Approved
Abo Shanab El Agamien _0195 | CLI.CON-000001 |  |  | Approved
Abo Shanab El Agamien _0195 | CLI.CON-000001 | 5 - 5-Tahawi Village.5-Tahawi Village-Bill No. 2 - Forcemain-10-2.3.4-b | Dismantling joint 150mm | Approved
Abo Shanab El Agamien _0195 | CLI.CON-000001 |  |  | Approved
Abo Shanab El Agamien _0195 | CLI.CON-000001 | 5 - 5-Tahawi Village.5-Tahawi Village-Bill No. 2 - Forcemain-10-2.3.2-b | Tee 200/100 | Approved
Abo Shanab El Agamien _0195 | CLI.CON-000001 |  |  | Approved
Abo Shanab El Agamien _0195 | CLI.CON-000001 | 5 - Tahawi Village-Bill No.9 Site and Civil Works -44--9.1.c | Supply and install pre-cast concrete kerbs, the price includes excavation, backfilling, mortar bed, lean concrete, concrete haunching, including ends, angles, provision of curb opening for drainage, and painting. All required works of completion with the industry standards, as per specification, drawings and Engineer instructions. | Approved
Abo Shanab El Agamien _0195 | CLI.CON-000001 |  |  | Approved
Abo Shanab El Agamien _0195 | CLI.CON-000001 | 5 - Tahawi Village-Bill No.5 Store Building (Civil Works)-27-5.1.2-b.2 | For grade slabs, 100 mm thick | Approved
Abo Shanab El Agamien _0195 | CLI.CON-000001 |  |  | Approved
Abo Shanab El Agamien _0195 | CLI.CON-000001 | 5 - Tahawi Village-Bill No.4 Guard Room (Civil Works)-21-4.1.2-a.1 | Under foundations | Approved
Abo Shanab El Agamien _0195 | CLI.CON-000001 |  |  | Approved
Abo Shanab El Agamien _0195 | CLI.CON-000001 | 5 - 5-Tahawi Village.5-Tahawi Village-BILL NO. 1: SEWAGE NETWORK-5-1.4-b | HC 60*90 cm | Approved
Abo Shanab El Agamien _0195 | CLI.CON-000001 |  |  | Approved
Abo Shanab El Agamien _0195 | CLI.CON-000001 | 5 - Tahawi Village-Bill No.6Admin Room - Civil Works-34-6.1.5-a | Supply and excite cement sand plaster for internal slabs, walls and beams with all metal accessories, the item includes substrate preparation, all required works of completion with the industry standards. As per Specification, Drawings and Engineer instructions. | Approved
Abo Shanab El Agamien _0195 | CLI.CON-000001 |  |  | Approved
Abo Shanab El Agamien _0195 | CLI.CON-000001 | 5 - Tahawi-Admin Room NO. 6-37-6.3.5-a | Wall Mounted Exhaust Fan Outlet. | Approved
Abo Shanab El Agamien _0195 | CLI.CON-000001 |  |  | Approved
Abo Shanab El Agamien _0195 | CLI.CON-000001 | 5 - Tahawi Village-Bill No.5 Store Building (Civil Works)-29-5.1.8.c- | Supply and apply of 60 cm high dry mix for skirting including substrate preparation, scaffoldings, grooves, and all required accessories as shown on Contract Drawings, recommended by manufacturer and approved by the Engineer prior to installation. | Approved
Abo Shanab El Agamien _0195 | CLI.CON-000001 |  |  | Approved
Abo Shanab El Agamien _0195 | CLI.CON-000001 | 5 - 5-Tahawi Village.5-Tahawi Village-Bill No. 2 - Forcemain-10-2.3.3-b | Flange spigot with puddle flanged pieces 200mm | Approved
Abo Shanab El Agamien _0195 | CLI.CON-000001 |  |  | Approved
Abo Shanab El Agamien _0195 | CLI.CON-000001 | 5 - 5-Tahawi Village.5-Tahawi Village-Bill No.4: Guard room -24-4.2.4-a. | 75mm | Approved
Abo Shanab El Agamien _0195 | CLI.CON-000001 |  |  | Approved
Abo Shanab El Agamien _0195 | CLI.CON-000001 | 5 - Tahawi Village-Bill No. 3 Main Pumping Station (Civil works)-13-3.1.4.d- | Supply and installation of horizontal prefabricated moisture Insulation membrane to the wet areas with 4mm thick for floor and roof, including joints, fixtures, overlaps not less than 100 mm and item include all surface preparation steps, coating with 2 layers of primer bitumen coat, metal flashing, internal angle fillets, upstand to vertical surfaces and waterproofing to all openings and around pipes and water drains, Polystyrene sheet 1mm, protection Sand-cement mortar screed, 30 mm thick as per manufacturer's instructions, Contract Drawing, recommendations and Specification. | Approved
Abo Shanab El Agamien _0195 | CLI.CON-000001 |  |  | Approved
Abo Shanab El Agamien _0195 | CLI.CON-000001 | 5 - Tahawi Village-Bill No.4 Guard Room (Civil Works)-22-4.1.3-b.2 | 120 mm thick. | Approved
Abo Shanab El Agamien _0195 | CLI.CON-000001 |  |  | Approved
Abo Shanab El Agamien _0195 | CLI.CON-000001 | 5 - 5-Tahawi Village.5-Tahawi Village-BILL NO. 1: SEWAGE NETWORK-5-1.3-a | IC 60*60 cm | Approved
Abo Shanab El Agamien _0195 | CLI.CON-000001 |  |  | Approved
Abo Shanab El Agamien _0195 | CLI.CON-000001 | 5 - Tahawi-Pumping Station NO. 3-16-3.2.2-f | Enclosed Polycarbonate, Wall Mounting Luminaire IP65 With 20 Watt LED Lamp. | Approved
Abo Shanab El Agamien _0195 | CLI.CON-000001 |  |  | Approved
Abo Shanab El Agamien _0195 | CLI.CON-000001 | 5 - 5-Tahawi Village.5-Tahawi Village-Bill No. 2 - Forcemain-10-2.6- | Deep Dewatering according to soil investigation, specification and Engineer instruction. | Approved
Abo Shanab El Agamien _0195 | CLI.CON-000001 |  |  | Approved
Abo Shanab El Agamien _0195 | CLI.CON-000001 | 5 - 5-Tahawi Village.5-Tahawi Village-Bill No. 3.1 - Tahawi Village Main Pumping Station (Mechanical works)-19-3.4.6-a. | Rotary crane 2 ton, complete with all accessories as specified by Contract Documents. | Approved
Abo Shanab El Agamien _0195 | CLI.CON-000001 |  |  | Approved
Abo Shanab El Agamien _0195 | CLI.CON-000001 | 5 - 5-Tahawi Village.5-Tahawi Village-Bill No. 2 - Forcemain-9-2.2-b | Wash-out valve chamber | Approved
Abo Shanab El Agamien _0195 | CLI.CON-000001 |  |  | Approved
Abo Shanab El Agamien _0195 | CLI.CON-000001 | 5 - Tahawi Village-Bill No.6Admin Room - Civil Works-34-6.1.7-a.1 | Ceramic floor, glazed ceramic | Approved
Abo Shanab El Agamien _0195 | CLI.CON-000001 |  |  | Approved
Abo Shanab El Agamien _0195 | CLI.CON-000001 | 5 - Tahawi Village-Bill No.4 Guard Room (Civil Works)-21-4.1.2-a.2 | For roof slopes, 30 mm to 140 mm thick | Approved
Abo Shanab El Agamien _0195 | CLI.CON-000001 |  |  | Approved
Abo Shanab El Agamien _0195 | CLI.CON-000001 | 5 - Tahawi Village-Bill No.9 Site and Civil Works -44-9.2.1.c- | Supply, backfilling and compaction to the required grades with approved clean sand on layers not more than 25 cm thick. The layers are to be compacted by means of vibratory type equipment to obtain 95% of maximum dry density as per specifications. | Approved
Abo Shanab El Agamien _0195 | CLI.CON-000001 |  |  | Approved
Abo Shanab El Agamien _0195 | CLI.CON-000001 | 6 - Huwaydi Village-Bill No. 3 Main Pumping Station (Civil works)-14-3.1.6-d | Supply, fabrication and erection of galvanized steel ladder wall mounted with safety cage including all required steel members, galvanizing, formulation, painting, welding, jointing, all fixings and accessories. Complete as shown on drawings, Detailed shop drawings must be submitted by the contractor and approved by the Engineer prior to fabrication. | Approved
Abo Shanab El Agamien _0195 | CLI.CON-000001 |  |  | Approved
Abo Shanab El Agamien _0195 | CLI.CON-000001 | 6 - Huwaydi Village-Pumping Station NO. 3-17-3.3.2- | Outdoor Kiosk power transformer package 100 KVA, 11/0.4KV complete with Ring Main Unit, Bus-Bar, Breakers, Protection, Measuring, Low Voltage accumulated energy meter and all required accessories for medium voltage, as per tendered documents, and shall be supplied and erected according to the requirements of the Egyptian Electric Authority (E.E.A), the contractor shall take the approval of the (E.E.A) before supplying. | Approved
Abo Shanab El Agamien _0195 | CLI.CON-000001 |  |  | Approved
Abo Shanab El Agamien _0195 | CLI.CON-000001 | 6 - Huwaydi Village-Bill No.4 Guard Room (Civil Works)-21-4.1.1-b | Extra over for excavation in rock. | Approved
Abo Shanab El Agamien _0195 | CLI.CON-000001 |  |  | Approved
Abo Shanab El Agamien _0195 | CLI.CON-000001 | 6 - Huwaydi Village-Bill No.7 Generator Shed (Civil Works)-39--7.1.b | Supplying, install and fabrication Pre-Engineered Steel Shade Structures. The price includes all the necessary steel section, bolts, C- channel and corrugated sheet , fixing, paints, fitting and accessories as required by the specifications. provided that the work is completed in full according to the Contract Drawings, Technical Specifications, industry assets and the instructions of the Engineer. | Approved
Abo Shanab El Agamien _0195 | CLI.CON-000001 |  |  | Approved
Abo Shanab El Agamien _0195 | CLI.CON-000001 | 6 - Huwaydi Village- Admin Room NO. 6-37-6.3.3-a | One Way, Two-gang Lighting Switch 10A. | Approved
Abo Shanab El Agamien _0195 | CLI.CON-000001 |  |  | Approved
Abo Shanab El Agamien _0195 | CLI.CON-000001 | 6 - Huwaydi Village-Pumping Station NO. 3-16-3.2.2-e | Enclosed Polycarbonate, Wall Mounting Luminaire IP65 With 40 Watt LED Lamp. | Approved
Abo Shanab El Agamien _0195 | CLI.CON-000001 |  |  | Approved
Abo Shanab El Agamien _0195 | CLI.CON-000001 | 6 - 6-Huwaydi Village.6-Huwaydi Village-BILL NO. 1: SEWAGE NETWORK-5-1.3-a | IC 60*60 cm | Approved
Abo Shanab El Agamien _0195 | CLI.CON-000001 |  |  | Approved
Abo Shanab El Agamien _0195 | CLI.CON-000001 | 6 - Huwaydi Village-Bill No.6Admin Room - Civil Works-33-6.1.3-b.2 | 120 mm thick. | Approved
Abo Shanab El Agamien _0195 | CLI.CON-000001 |  |  | Approved
Abo Shanab El Agamien _0195 | CLI.CON-000001 | 6 - Huwaydi Village-Bill No.9 Site and Civil Works -44--9.1.b | Furnish and install of Interlock tiles for walkways including preparation and compaction of bed, 150mm thick aggregate base course, sand for leveling and accessories. All required works of completion with the industry standards, as per specification, drawings and Engineer instructions. | Approved
Abo Shanab El Agamien _0195 | CLI.CON-000001 |  |  | Approved
Abo Shanab El Agamien _0195 | CLI.CON-000001 | 6 - Huwaydi Village-Bill No.5 Store Building (Civil Works)-28-5.1.4.c- | Supply and installation of 50 mm extruded polystyrene boards for roof heat insulation with minimum density 35 kg/cm�; the work include Polystyrene sheet 1mm layer. Sample shall be approved before execution and all required works shall be as per manufacturer's instructions, recommendations and Specification. | Approved
Abo Shanab El Agamien _0195 | CLI.CON-000001 |  |  | Approved
Abo Shanab El Agamien _0195 | CLI.CON-000001 | 6 - Huwaydi Village- Admin Room NO. 6-37-6.3.4-b | Single Phase Switched waterproof Socket, 220V, 16A, 3 Pin Complete With Cover (IP55) | Approved
Abo Shanab El Agamien _0195 | CLI.CON-000001 |  |  | Approved
Abo Shanab El Agamien _0195 | CLI.CON-000001 | 6 - Huwaydi Village-Store Building NO. 5-30-5.2.2-c | Enclosed Polycarbonate, Wall Mounting Luminaire IP65 With 20 Watt LED Lamp. | Approved
Abo Shanab El Agamien _0195 | CLI.CON-000001 |  |  | Approved
Abo Shanab El Agamien _0195 | CLI.CON-000001 | 6 - 6-Huwaydi Village.6-Huwaydi Village-Bill No. 3.1 - Huwaydi Village Main Pumping Station (Mechanical works)-19-3.4.5-a. | D.C.I, Socket and spigot Wall piece, dia. 400 mm. | Approved
Abo Shanab El Agamien _0195 | CLI.CON-000001 |  |  | Approved
Abo Shanab El Agamien _0195 | CLI.CON-000001 | 6 - Huwaydi Village-Bill No.9 Site and Civil Works -45-9.2.6-a. | Type D1, 4,000 mm width x 2,500 mm height | Approved
Abo Shanab El Agamien _0195 | CLI.CON-000001 |  |  | Approved
Abo Shanab El Agamien _0195 | CLI.CON-000001 | 6 - Huwaydi Village-Pumping Station NO. 3-18-3.3.11- | Supply, installation, termination and testing of instrumentation shielded cables (2 x 1.5 mm2) from field instrumentation to control panel complete with conduits, pull boxes, junction boxes, accessories, duct bank...etc. | Approved
Abo Shanab El Agamien _0195 | CLI.CON-000001 |  |  | Approved
Abo Shanab El Agamien _0195 | CLI.CON-000001 | 6 - 6-Huwaydi Village.6-Huwaydi Village-BILL NO. 1: SEWAGE NETWORK-5-1.2-b.6 | Ditto, depth to invert between 4.01 m and 4.5 m | Approved
Abo Shanab El Agamien _0195 | CLI.CON-000001 |  |  | Approved
Abo Shanab El Agamien _0195 | CLI.CON-000001 | 6 - 6-Huwaydi Village.6-Huwaydi Village-Bill No. 3.1 - Huwaydi Village Main Pumping Station (Mechanical works)-19-3.4.4-a. | D.C.I, K9, flanged pipes, dia. 250 mm. | Approved
Abo Shanab El Agamien _0195 | CLI.CON-000001 |  |  | Approved
Abo Shanab El Agamien _0195 | CLI.CON-000001 | 6 - Huwaydi Village-Guard Room NO. 4-25-4.3.4-b | Single Phase Switched waterproof Socket, 220V, 16A, 3 Pin Complete With Cover (IP55) | Approved
Abo Shanab El Agamien _0195 | CLI.CON-000001 |  |  | Approved
Abo Shanab El Agamien _0195 | CLI.CON-000001 | 6 - Huwaydi Village-Guard Room NO. 4-25-4.3.2-b | Ditto As Above But For Maintained Electricity Duration. Provided With Emergency Unit For 3 Hours | Approved
Abo Shanab El Agamien _0195 | CLI.CON-000001 |  |  | Approved
Abo Shanab El Agamien _0195 | CLI.CON-000001 | 6 - Huwaydi Village-Bill No.5 Store Building (Civil Works)-29-5.1.8.c- | Supply and apply of 60 cm high dry mix for skirting including substrate preparation, scaffoldings, grooves, and all required accessories as shown on Contract Drawings, recommended by manufacturer and approved by the Engineer prior to installation. | Approved
Abo Shanab El Agamien _0195 | CLI.CON-000001 |  |  | Approved
Abo Shanab El Agamien _0195 | CLI.CON-000001 | 6 - Huwaydi Village-Generator Shed NO. 7 -40-7.2.2-a | Surface mounted luminaire with 1x60 watt led lamps, With (IP54) | Approved
Abo Shanab El Agamien _0195 | CLI.CON-000001 |  |  | Approved
Abo Shanab El Agamien _0195 | CLI.CON-000001 | 6 - Huwaydi Village-Bill No. 3 Main Pumping Station (Civil works)-15-3.1.9-a | 75mm dia. | Approved
Abo Shanab El Agamien _0195 | CLI.CON-000001 |  |  | Approved
Abo Shanab El Agamien _0195 | CLI.CON-000001 | 6 - 6-Huwaydi Village.6-Huwaydi Village-BILL NO. 1: SEWAGE NETWORK-4-1.1.1-e.3 | Ditto, depth to invert between 4.51 m and 5.50 m | Approved
Abo Shanab El Agamien _0195 | CLI.CON-000001 |  |  | Approved
Abo Shanab El Agamien _0195 | CLI.CON-000001 | 6 - 6-Huwaydi Village.6-Huwaydi Village-BILL NO. 1: SEWAGE NETWORK-6-1.4-a | HC 60*60 cm | Approved
Abo Shanab El Agamien _0195 | CLI.CON-000001 |  |  | Approved
Abo Shanab El Agamien _0195 | CLI.CON-000001 | 6 - 6-Huwaydi Village.6-Huwaydi Village-Bill No. 3.1 - Huwaydi Village Main Pumping Station (Mechanical works)-19-3.4.4-c. | Tee, 250/150 mm. | Approved
Abo Shanab El Agamien _0195 | CLI.CON-000001 |  |  | Approved
Abo Shanab El Agamien _0195 | CLI.CON-000001 | 7 - 7-Iz. Raslan & Iz. Mokhtar Eiss.7-Iz. Raslan & Iz. Mokhtar Eissa-Bill No. 2 - Forcemain-11-2.3.5- | Supplying, installing, connecting and testing of ductile iron pipes with diameter 150 mm for wash-out chamber and inlet pipe (in the case of chamber Type-A) , the item includes all pipes, fittings, gaskets, flexible joint, bolts, nut, washers, non-shrink mortar and all required works for completion and performance of the work item in accordance with the Contract Drawings, Specifications, the Ministerial Decree No. (277 / 2000) and its annexes No. 14 /2002) and the Engineer's instructions. | Approved
Abo Shanab El Agamien _0195 | CLI.CON-000001 |  |  | Approved
Abo Shanab El Agamien _0195 | CLI.CON-000001 | 7 - Iz. Raslan & Iz. Mokhtar Eiss-Bill No. 3 Main Pumping Station (Civil works)-15-3.1.4.c- | Supply and apply of waterproofing for the internal surfaces resistant to acids for internal surfaces of the pump structure (floors, walls, ceilings, etc.) including epoxy paints, screed, hardener and all required accessories all necessary works (contractor should submit samples for approval by the engineer) . according to drawings, specifications and recommended by the manufacturer and approved by the Engineer prior to installation. | Approved
Abo Shanab El Agamien _0195 | CLI.CON-000001 |  |  | Approved
Abo Shanab El Agamien _0195 | CLI.CON-000001 | 7 - 7-Iz. Raslan & Iz. Mokhtar Eiss.7-Iz. Raslan & Iz. Mokhtar Eissa-Bill No. 3.1 - Iz. Raslan & Iz. Mokhtar Eissa Main Pumping Station (Mechanical works)-23-3.4.7-a. | Ventilation system complete comprising of Fans with capacity of 1000 m3/hr., outlets, conduits, wires?.etc for pump building, complete with all accessories As per Contract Documents | Approved
Abo Shanab El Agamien _0195 | CLI.CON-000001 |  |  | Approved
Abo Shanab El Agamien _0195 | CLI.CON-000001 | 7 - Iz. Raslan & Iz. Mokhtar Eiss-Bill No.9 Site and Civil Works -39-7.3.2-b. | DN/ID 200 mm dia | Approved
Abo Shanab El Agamien _0195 | CLI.CON-000001 |  |  | Approved
Abo Shanab El Agamien _0195 | CLI.CON-000001 | 7 - Iz. Raslan & Iz. Mokhtar Eiss-Bill No. 3 Main Pumping Station (Civil works)-14-3.1.2-b | Supplying and casting unreinforced concrete (Grade C30) for dicophyl by sulfate-resistant cement below underground water and up to the required level, and it includes the supply, installation and installation of galvanized iron injection pipes as required by Drawings and Specifications. | Approved
Abo Shanab El Agamien _0195 | CLI.CON-000001 |  |  | Approved
Abo Shanab El Agamien _0195 | CLI.CON-000001 | 7 - Iz. Raslan & Iz. Mokhtar Eiss-Bill No.9 Site and Civil Works -37-7.2.2.c- | Supply and casting of in-place reinforced concrete Grade C25 in super structure for column and capping, including: formwork, scaffolding, expansion and construction joints, Steel bar reinforcement, joint filler and sealant, accessories, transporting, mixing, casting, finishing, compaction by vibratory, spraying, curing, and testing as required by the specifications. | Approved
Abo Shanab El Agamien _0195 | CLI.CON-000001 |  |  | Approved
Abo Shanab El Agamien _0195 | CLI.CON-000001 | 7 - Iz. Raslan & Iz. Mokhtar Eiss-Bill No.4 Guard Room (Civil Works)-27-4.1.6-a.1 | Type D1, size 800mmx2,200mm | Approved
Abo Shanab El Agamien _0195 | CLI.CON-000001 |  |  | Approved
Abo Shanab El Agamien _0195 | CLI.CON-000001 | 7 - Raslan & Mokhtar Eissa-Pumping Station NO. 3-20-3.3.10- | Supply, installation, termination and testing of instrumentation shielded cables (2 x 1.5 mm2) from field instrumentation to control panel complete with conduits, pull boxes, junction boxes, accessories, duct bank...etc. | Approved
Abo Shanab El Agamien _0195 | CLI.CON-000001 |  |  | Approved
Abo Shanab El Agamien _0195 | CLI.CON-000001 | 7 - 7-Iz. Raslan & Iz. Mokhtar Eiss.7-Iz. Raslan & Iz. Mokhtar Eissa-Bill No.4: Guard room -29-4.2.5-a | 75mm dia | Approved
Abo Shanab El Agamien _0195 | CLI.CON-000001 |  |  | Approved
Abo Shanab El Agamien _0195 | CLI.CON-000001 | 7 - Iz. Raslan & Iz. Mokhtar Eiss-Bill No. 3 Main Pumping Station (Civil works)-15-3.1.4.d- | Supply and installation of horizontal prefabricated moisture Insulation membrane to the wet areas with 4mm thick for floor and roof, including joints, fixtures, overlaps not less than 100 mm and item include all surface preparation steps, coating with 2 layers of primer bitumen coat, metal flashing, internal angle fillets, upstand to vertical surfaces and waterproofing to all openings and around pipes and water drains, Polystyrene sheet 1mm, protection Sand-cement mortar screed, 30 mm thick as per manufacturer's instructions, Contract Drawing, recommendations and Specification. | Approved
Abo Shanab El Agamien _0195 | CLI.CON-000001 |  |  | Approved
Abo Shanab El Agamien _0195 | CLI.CON-000001 | 7 - Iz. Raslan & Iz. Mokhtar Eiss-Bill No. 3 Main Pumping Station (Civil works)-15-3.1.3.b- | 250 mm thick. | Approved
Abo Shanab El Agamien _0195 | CLI.CON-000001 |  |  | Approved
Abo Shanab El Agamien _0195 | CLI.CON-000001 | 7 - Raslan & Mokhtar Eissa-Pumping Station NO. 3-18-3.2.4-b | Industrial Single Phase Switched Power Socket 220v, 25A, 2-pin Type Complete With Earthing Contact And Cover. | Approved
Abo Shanab El Agamien _0195 | CLI.CON-000001 |  |  | Approved
Abo Shanab El Agamien _0195 | CLI.CON-000001 | 7 - Iz. Raslan & Iz. Mokhtar Eiss-Bill No.9 Site and Civil Works -37-7.2.1-b | Extra over for excavation in rock. | Approved
Abo Shanab El Agamien _0195 | CLI.CON-000001 |  |  | Approved
Abo Shanab El Agamien _0195 | CLI.CON-000001 | 7 - 7-Iz. Raslan & Iz. Mokhtar Eiss.7-Iz. Raslan & Iz. Mokhtar Eissa-Bill No. 3.1 - Iz. Raslan & Iz. Mokhtar Eissa Main Pumping Station (Mechanical works)-23-3.4.3-f. | Blind flange, dia. 150 mm. | Approved
Abo Shanab El Agamien _0195 | CLI.CON-000001 |  |  | Approved
Abo Shanab El Agamien _0195 | CLI.CON-000001 | 7 - Raslan & Mokhtar Eissa-Pumping Station NO. 3-18-3.2.2-e | Enclosed Polycarbonate, Wall Mounting Luminaire IP65 With 40 Watt LED Lamp. | Approved
Abo Shanab El Agamien _0195 | CLI.CON-000001 |  |  | Approved
Abo Shanab El Agamien _0195 | CLI.CON-000001 | 7 - Iz. Raslan & Iz. Mokhtar Eiss-Bill No.9 Site and Civil Works -37--7.1.c | Supply and install pre-cast concrete kerbs, the price includes excavation, backfilling, mortar bed, lean concrete, concrete haunching, including ends, angles, provision of curb opening for drainage, and painting. All required works of completion with the industry standards, as per specification, drawings and Engineer instructions. | Approved
Abo Shanab El Agamien _0195 | CLI.CON-000001 |  |  | Approved
Abo Shanab El Agamien _0195 | CLI.CON-000001 | 7 - 7-Iz. Raslan & Iz. Mokhtar Eiss.7-Iz. Raslan & Iz. Mokhtar Eissa-Bill No. 3.1 - Iz. Raslan & Iz. Mokhtar Eissa Main Pumping Station (Mechanical works)-23-3.4.4-b. | Collar, dia. 250 mm. | Approved
Abo Shanab El Agamien _0195 | CLI.CON-000001 |  |  | Approved
Abo Shanab El Agamien _0195 | CLI.CON-000001 | 7 - 7-Iz. Raslan & Iz. Mokhtar Eiss.7-Iz. Raslan & Iz. Mokhtar Eissa-Bill No.4: Guard room -29-4.2.4-a | 75mm | Approved
Abo Shanab El Agamien _0195 | CLI.CON-000001 |  |  | Approved
Abo Shanab El Agamien _0195 | CLI.CON-000001 | 7 - Raslan & Mokhtar Eissa-Guard Room NO. 4-30-4.3.2-a | Surface mounted luminaire with 1x60 watt led lamps, With (IP20) | Approved
Abo Shanab El Agamien _0195 | CLI.CON-000001 |  |  | Approved
Abo Shanab El Agamien _0195 | CLI.CON-000001 | 7 - 7-Iz. Raslan & Iz. Mokhtar Eiss.7-Iz. Raslan & Iz. Mokhtar Eissa-BILL NO. 1: SEWAGE NETWORK-5-1.2-b.5 | Ditto, depth to invert between 4.01 m and 4.5 m | Approved
Abo Shanab El Agamien _0195 | CLI.CON-000001 |  |  | Approved
Abo Shanab El Agamien _0195 | CLI.CON-000001 | 7 - Raslan & Mokhtar Eissa-Pumping Station NO. 3-18-3.2.4-c | Industrial Three Phase Switched Socket 380v, 32A, 4-pin Type Complete With Earthing Contact And Plug, Totally Enclosed (IP54). | Approved
Abo Shanab El Agamien _0195 | CLI.CON-000001 |  |  | Approved
Abo Shanab El Agamien _0195 | CLI.CON-000001 | 8 - 8-Iz. Abd Al-Qawy Salem & Iz. Z.8-Iz. Abd Al-Qawy Salem & Iz. Zaraby-Bill No. 2 - Forcemain-10-2.3.5-a | 45� (200mm) | Approved
Abo Shanab El Agamien _0195 | CLI.CON-000001 |  |  | Approved
Abo Shanab El Agamien _0195 | CLI.CON-000001 | 8 - Iz. Abd Al-Qawy Salem & Iz. Zaraby-Bill No.9 Site and Civil Works -45-9.2.1-b | Extra over for excavation in rock. | Approved
Abo Shanab El Agamien _0195 | CLI.CON-000001 |  |  | Approved
Abo Shanab El Agamien _0195 | CLI.CON-000001 | 8 - Iz. Abd Al-Qawy Salem & Iz. Zaraby-Bill No.5 Store Building (Civil Works)-30-5.1.7-a.1 | Abrasion, friction and shock resistant ceramic | Approved
Abo Shanab El Agamien _0195 | CLI.CON-000001 |  |  | Approved
Abo Shanab El Agamien _0195 | CLI.CON-000001 | 8 - Abd Al-Qawy Salem&Zaraby-PUMP STATION NO. 3-19-3.3.18- | Fire alarm system complete with Conventional fire alarm control panel, smoke detectors, heat detectors, manual call point, bell, fire alarm siren and wire and all necessary components (internal wires and outlets, etc) required to complete the system in perfect case, the fire alarm control panel shall be erected in pump operating room. | Approved
Abo Shanab El Agamien _0195 | CLI.CON-000001 |  |  | Approved
Abo Shanab El Agamien _0195 | CLI.CON-000001 | 8 - Iz. Abd Al-Qawy Salem & Iz. Zaraby-Bill No.4 Guard Room (Civil Works)-22-4.1.2-a.2 | For roof slopes, 30 mm to 140 mm thick | Approved
Abo Shanab El Agamien _0195 | CLI.CON-000001 |  |  | Approved
Abo Shanab El Agamien _0195 | CLI.CON-000001 | 8 - Iz. Abd Al-Qawy Salem & Iz. Zaraby-Bill No.9 Site and Civil Works -47-9.3.1-b. | 100mm dia. | Approved
Abo Shanab El Agamien _0195 | CLI.CON-000001 |  |  | Approved
Abo Shanab El Agamien _0195 | CLI.CON-000001 | 8 - Iz. Abd Al-Qawy Salem & Iz. Zaraby-Bill No.6Admin Room - Civil Works-34-6.1.4.c- | Supply and installation of 50 mm extruded polystyrene boards for roof heat insulation with minimum density 35 kg/cm�; the work include Polystyrene sheet 1mm layer. Sample shall be approved before execution and all required works shall be as per manufacturer's instructions, recommendations and Specification. | Approved
Abo Shanab El Agamien _0195 | CLI.CON-000001 |  |  | Approved
Abo Shanab El Agamien _0195 | CLI.CON-000001 | 8 - Abd Al-Qawy Salem&Zaraby-Guard Room NO. 4-26-4.3.2-b | Ditto As Above But For Maintained Electricity Duration. Provided With Emergency Unit For 3 Hours | Approved
Abo Shanab El Agamien _0195 | CLI.CON-000001 |  |  | Approved
Abo Shanab El Agamien _0195 | CLI.CON-000001 | 8 - Iz. Abd Al-Qawy Salem & Iz. Zaraby-Bill No.9 Site and Civil Works -45-9.2.1.a- | Excavation from ground level to required depth and grades in all types of soil except the rock, including support system, floading with water, dewatering, compacting bottom of excavation using dynamic roller, transporting excavated materials to the approved off-Site disposal area as per drawings, specifications and geotechnical report. | Approved
Abo Shanab El Agamien _0195 | CLI.CON-000001 |  |  | Approved
Abo Shanab El Agamien _0195 | CLI.CON-000001 | 8 - Iz. Abd Al-Qawy Salem & Iz. Zaraby-Bill No.5 Store Building (Civil Works)-29-5.1.4.b- | Supply and installation of horizontal prefabricated moisture Insulation membrane to the wet areas with 4mm thick for floor and roof, including joints, fixtures, overlaps not less than 100 mm and item include all surface preparation steps, coating with 2 layers of primer bitumen coat, metal flashing, internal angle fillets, upstand to vertical surfaces and waterproofing to all openings and around pipes and water drains, Polystyrene sheet 1mm, protection Sand-cement mortar screed, 30 mm thick as per manufacturer's instructions, Contract Drawing, recommendations and Specification. | Approved
Abo Shanab El Agamien _0195 | CLI.CON-000001 |  |  | Approved
Abo Shanab El Agamien _0195 | CLI.CON-000001 | 8 - 8-Iz. Abd Al-Qawy Salem & Iz. Z.8-Iz. Abd Al-Qawy Salem & Iz. Zaraby-BILL NO. 1: SEWAGE NETWORK-4-1.1.1-b.3 | Ditto, depth to invert between 2.51 m and 3.50 m | Approved
Abo Shanab El Agamien _0195 | CLI.CON-000001 | 8 - Iz. Abd Al-Qawy Salem & Iz. Zaraby-Bill No.6Admin Room - Civil Works-35-6.1.5-a | Supply and excite cement sand plaster for internal slabs, walls and beams with all metal accessories, the item includes substrate preparation, all required works of completion with the industry standards. As per Specification, Drawings and Engineer instructions. | Approved
Abo Shanab El Agamien _0195 | CLI.CON-000001 |  |  | Approved
Abo Shanab El Agamien _0195 | CLI.CON-000001 | 8 - Iz. Abd Al-Qawy Salem & Iz. Zaraby-Bill No.9 Site and Civil Works -47-9.3.3-a. | Inspection Chamber 600 x 600 with cover and frame | Approved
Abo Shanab El Agamien _0195 | CLI.CON-000001 |  |  | Approved
Abo Shanab El Agamien _0195 | CLI.CON-000001 | 8 - 8-Iz. Abd Al-Qawy Salem & Iz. Z.8-Iz. Abd Al-Qawy Salem & Iz. Zaraby-Bill No. 3.1 - Iz. Abd Al-Qawy & Iz. Zaraby Salem Main Pumping Station (Mechanical works)-20-3.4.2-a. | D.C.I, K9, flanged pipes, dia. 150 mm. | Approved
Abo Shanab El Agamien _0195 | CLI.CON-000001 |  |  | Approved
Abo Shanab El Agamien _0195 | CLI.CON-000001 | 8 - Iz. Abd Al-Qawy Salem & Iz. Zaraby-Bill No.4 Guard Room (Civil Works)-23-4.1.4.c- | Supply and installation of 50 mm extruded polystyrene boards for roof heat insulation with minimum density 35 kg/cm�; the work include Polystyrene sheet 1mm layer. Sample shall be approved before execution and all required works shall be as per manufacturer's instructions, recommendations and Specification. | Approved
Abo Shanab El Agamien _0195 | CLI.CON-000001 |  |  | Approved
Abo Shanab El Agamien _0195 | CLI.CON-000001 | 8 - Iz. Abd Al-Qawy Salem & Iz. Zaraby-Bill No.5 Store Building (Civil Works)-30-5.1.7-a.2 | cement tiling, for roof | Approved
Abo Shanab El Agamien _0195 | CLI.CON-000001 |  |  | Approved
Abo Shanab El Agamien _0195 | CLI.CON-000001 | 8 - Abd Al-Qawy Salem&Zaraby-PUMP STATION NO. 3-17-3.2.2-f | Enclosed Polycarbonate, Wall Mounting Luminaire IP65 With 20 Watt LED Lamp. | Approved
Abo Shanab El Agamien _0195 | CLI.CON-000001 |  |  | Approved
Abo Shanab El Agamien _0195 | CLI.CON-000001 | 8 - Iz. Abd Al-Qawy Salem & Iz. Zaraby-Bill No.5 Store Building (Civil Works)-30-5.1.9-a. | 75mm dia. | Approved
Abo Shanab El Agamien _0195 | CLI.CON-000001 |  |  | Approved
Abo Shanab El Agamien _0195 | CLI.CON-000001 | 8 - Abd Al-Qawy Salem&Zaraby-PUMP STATION NO. 3-17-3.2.2-c | Surface mounted luminaire with 1x60 watt led lamps, With (IP20) | Approved
Abo Shanab El Agamien _0195 | CLI.CON-000001 |  |  | Approved
Abo Shanab El Agamien _0195 | CLI.CON-000001 | 8 - Abd Al-Qawy Salem&Zaraby-Guard Room NO. 4-26-4.3.4-a | Single Phase Switched Socket 220v, 16A, 2-pin Type Complete With Earthing Contact. | Approved
Abo Shanab El Agamien _0195 | CLI.CON-000001 |  |  | Approved
Abo Shanab El Agamien _0195 | CLI.CON-000001 | 8 - Iz. Abd Al-Qawy Salem & Iz. Zaraby-Bill No.6Admin Room - Civil Works-34-6.1.4.a- | Supply and apply two coats of oxidized bituminous paint insulation to surfaces under ground contact with soil such as footings, ground beam, columns pedestal and masonry work to 15 cm upper the GL, sample shall be approved before execution and all required works shall be as per manufacturer's instructions, recommendations and Specification. | Approved
Abo Shanab El Agamien _0195 | CLI.CON-000001 |  |  | Approved
Abo Shanab El Agamien _0195 | CLI.CON-000001 | 8 - Iz. Abd Al-Qawy Salem & Iz. Zaraby-Bill No.6Admin Room - Civil Works-33-6.1.1.a- | Excavation from ground level to required depth and grades in all types of soil except the rock, including support system, floading with water, dewatering, compacting bottom of excavation using dynamic roller, transporting excavated materials to the approved off-Site disposal area as per drawings, specifications and geotechnical report. | Approved
Abo Shanab El Agamien _0195 | CLI.CON-000001 |  |  | Approved
Abo Shanab El Agamien _0195 | CLI.CON-000001 | 8 - Iz. Abd Al-Qawy Salem & Iz. Zaraby-Bill No.6Admin Room - Civil Works-33-6.1.2-b.2 | For grade slabs, 100 mm thick | Approved
Abo Shanab El Agamien _0195 | CLI.CON-000001 |  |  | Approved
Abo Shanab El Agamien _0195 | CLI.CON-000001 | 8 - Abd Al-Qawy Salem&Zaraby-Guard Room NO. 4-26-4.3.1-a | Supply, install, connect, test and commission of complete L.V. distribution boards (LP-GUR-EXT.) the price include circuit breakers, contactors, relays, timers , photocells, push buttons, selectvity study, termination, Identifications ,labling, glands, copper luggs as specified and as indicating drawings. System shall be lump sum complete in every respect with all necessary accessories and ancillary works. | Approved
Abo Shanab El Agamien _0195 | CLI.CON-000001 |  |  | Approved
Abo Shanab El Agamien _0195 | CLI.CON-000001 | 8 - 8-Iz. Abd Al-Qawy Salem & Iz. Z.8-Iz. Abd Al-Qawy Salem & Iz. Zaraby-BILL NO. 1: SEWAGE NETWORK-5-1.2-b.3 | Ditto, depth to invert between 2.51 m and 3.00 m | Approved
Abo Shanab El Agamien _0195 | CLI.CON-000001 |  |  | Approved
Abo Shanab El Agamien _0195 | CLI.CON-000001 | 8 - Abd Al-Qawy Salem&Zaraby-Admin Room NO. 6-38-6.3.3-a | One Way, Two-gang Lighting Switch 10A. | Approved
Abo Shanab El Agamien _0195 | CLI.CON-000001 |  |  | Approved
Abo Shanab El Agamien _0195 | CLI.CON-000001 | 8 - Iz. Abd Al-Qawy Salem & Iz. Zaraby-Bill No. 3 Main Pumping Station (Civil works)-13-3.1.2.e- | Supply and casting of in-place reinforced concrete in super structure, including: formwork, scaffolding, expansion, construction joints, Steel bar reinforcement, joint filler, sealant, transporting, fixation, mixing, pouring, leveling, finishing, compaction by vibratory, curing of reinforced concrete and testing as set out in the specifications. | Approved
Abo Shanab El Agamien _0195 | CLI.CON-000001 |  |  | Approved
Abo Shanab El Agamien _0195 | CLI.CON-000001 | 8 - 8-Iz. Abd Al-Qawy Salem & Iz. Z.8-Iz. Abd Al-Qawy Salem & Iz. Zaraby-Bill No. 2 - Forcemain-9-2.3.1-b | Gate valve 200 mm dia. | Approved
Abo Shanab El Agamien _0195 | CLI.CON-000001 |  |  | Approved
Abo Shanab El Agamien _0195 | CLI.CON-000001 | 8 - Iz. Abd Al-Qawy Salem & Iz. Zaraby-Bill No. 3 Main Pumping Station (Civil works)-15-3.1.6.b- | Type W1, 4.8500 mm width x 1,500 mm height | Approved
Abo Shanab El Agamien _0195 | CLI.CON-000001 |  |  | Approved
Abo Shanab El Agamien _0195 | CLI.CON-000001 | 8 - 8-Iz. Abd Al-Qawy Salem & Iz. Z.8-Iz. Abd Al-Qawy Salem & Iz. Zaraby-BILL NO. 1: SEWAGE NETWORK-5-1.2-b.8 | Ditto, depth to invert between 5.01 m and 5.50 m | Approved
Abo Shanab El Agamien _0195 | CLI.CON-000001 |  |  | Approved
Abo Shanab El Agamien _0195 | CLI.CON-000001 | 8 - Abd Al-Qawy Salem&Zaraby-Guard Room NO. 4-26-4.3.5-a | Wall Mounted Exhaust Fan Outlet. | Approved
Abo Shanab El Agamien _0195 | CLI.CON-000001 |  |  | Approved
Abo Shanab El Agamien _0195 | CLI.CON-000001 | 8 - Iz. Abd Al-Qawy Salem & Iz. Zaraby-Bill No.4 Guard Room (Civil Works)-24-4.1.7-a.3 | cement tiling, for roof | Approved
Abo Shanab El Agamien _0195 | CLI.CON-000001 |  |  | Approved
Abo Shanab El Agamien _0195 | CLI.CON-000001 | 8 - 8-Iz. Abd Al-Qawy Salem & Iz. Z.8-Iz. Abd Al-Qawy Salem & Iz. Zaraby-Bill No. 3.1 - Iz. Abd Al-Qawy & Iz. Zaraby Salem Main Pumping Station (Mechanical works)-20-3.4.4-a. | D.C.I, Socket and spigot Wall piece, dia. 300 mm. | Approved
Abo Shanab El Agamien _0195 | CLI.CON-000001 |  |  | Approved
Abo Shanab El Agamien _0195 | CLI.CON-000001 | 8 - 8-Iz. Abd Al-Qawy Salem & Iz. Z.8-Iz. Abd Al-Qawy Salem & Iz. Zaraby-Bill No. 3.1 - Iz. Abd Al-Qawy & Iz. Zaraby Salem Main Pumping Station (Mechanical works)-20-3.4.3-c. | Tee, 200/150 mm. | Approved
Abo Shanab El Agamien _0195 | CLI.CON-000001 |  |  | Approved
Abo Shanab El Agamien _0195 | CLI.CON-000001 | 8 - Iz. Abd Al-Qawy Salem & Iz. Zaraby-Bill No.4 Guard Room (Civil Works)-24-4.1.8-a | Supply and apply of acrylic paint for internal walls and ceiling including substrate preparation, applying three coats of paint as per required colors and all required accessories as shown on drawings, specified in the Contract documents, recommended by manufacturer and approved by the Engineer prior to installation. | Approved
Abo Shanab El Agamien _0195 | CLI.CON-000001 |  |  | Approved
Abo Shanab El Agamien _0195 | CLI.CON-000001 | 8 - Iz. Abd Al-Qawy Salem & Iz. Zaraby-Bill No.7 Generator Shed (Civil Works)-40--7.1.b | Supplying, install and fabrication Pre-Engineered Steel Shade Structures. The price includes all the necessary steel section, bolts, C- channel and corrugated sheet , fixing, paints, fitting and accessories as required by the specifications. provided that the work is completed in full according to the Contract Drawings, Technical Specifications, industry assets and the instructions of the Engineer. | Approved
Abo Shanab El Agamien _0195 | CLI.CON-000001 |  |  | Approved
Abo Shanab El Agamien _0195 | CLI.CON-000001 | 8 - 8-Iz. Abd Al-Qawy Salem & Iz. Z.8-Iz. Abd Al-Qawy Salem & Iz. Zaraby-BILL NO. 1: SEWAGE NETWORK-5-1.2-b.7 | Ditto, depth to invert between 4.51 m and 5.00 m | Approved
Abo Shanab El Agamien _0195 | CLI.CON-000001 |  |  | Approved
Abo Shanab El Agamien _0195 | CLI.CON-000001 | 8 - Iz. Abd Al-Qawy Salem & Iz. Zaraby-Bill No. 3 Main Pumping Station (Civil works)-13-3.1.2-a.2 | PC Slope concrete for floor with hardener | Approved
Abo Shanab El Agamien _0195 | CLI.CON-000001 |  |  | Approved
Abo Shanab El Agamien _0195 | CLI.CON-000001 | 8 - 8-Iz. Abd Al-Qawy Salem & Iz. Z.8-Iz. Abd Al-Qawy Salem & Iz. Zaraby-Bill No. 2 - Forcemain-10-2.3.3-a | Flange socket with puddle flanged pieces 200mm | Approved
Abo Shanab El Agamien _0195 | CLI.CON-000001 |  |  | Approved
Abo Shanab El Agamien _0195 | CLI.CON-000001 | 8 - 8-Iz. Abd Al-Qawy Salem & Iz. Z.8-Iz. Abd Al-Qawy Salem & Iz. Zaraby-Bill No. 3.1 - Iz. Abd Al-Qawy & Iz. Zaraby Salem Main Pumping Station (Mechanical works)-20-3.4.3-a. | D.C.I, K9, flanged pipes, dia. 200 mm. | Approved
Abo Shanab El Agamien _0195 | CLI.CON-000001 |  |  | Approved
Abo Shanab El Agamien _0195 | CLI.CON-000001 | 8 - 8-Iz. Abd Al-Qawy Salem & Iz. Z.8-Iz. Abd Al-Qawy Salem & Iz. Zaraby-Bill No. 2 - Forcemain-9-2.2-b | Washout valve chamber type (A) | Approved
Abo Shanab El Agamien _0195 | CLI.CON-000001 |  |  | Approved
Abo Shanab El Agamien _0195 | CLI.CON-000001 | 8 - Iz. Abd Al-Qawy Salem & Iz. Zaraby-Bill No.9 Site and Civil Works -46-9.2.4.a- | Supply and apply two coats of oxidized bituminous paint insulation to reinforced concrete in contact with soil such as footings, ground beam, columns pedestal and masonry work to 15 cm upper the GL, sample shall be approved before execution and all required works shall be as per manufacturer's instructions, recommendations and Specification. | Approved
Abo Shanab El Agamien _0195 | CLI.CON-000001 |  |  | Approved
Abo Shanab El Agamien _0195 | CLI.CON-000001 | 8 - Iz. Abd Al-Qawy Salem & Iz. Zaraby-Bill No.6Admin Room - Civil Works-33-6.1.2-b.1 | for foundation | Approved
Abo Shanab El Agamien _0195 | CLI.CON-000001 |  |  | Approved
Abo Shanab El Agamien _0195 | CLI.CON-000001 | 8 - Iz. Abd Al-Qawy Salem & Iz. Zaraby-Bill No.6Admin Room - Civil Works-35-6.1.7-a.3 | cement tiling, for roof | Approved
Abo Shanab El Agamien _0195 | CLI.CON-000001 |  |  | Approved
Abo Shanab El Agamien _0195 | CLI.CON-000001 | 8 - Abd Al-Qawy Salem&Zaraby-Admin Room NO. 6-38-6.3.5-b | Lighting outlets. | Approved
Abo Shanab El Agamien _0195 | CLI.CON-000001 |  |  | Approved
Abo Shanab El Agamien _0195 | CLI.CON-000001 | 8 - 8-Iz. Abd Al-Qawy Salem & Iz. Z.8-Iz. Abd Al-Qawy Salem & Iz. Zaraby-Bill No. 2 - Forcemain-10-2.3.4-b | Dismantling joint 150mm | Approved
Abo Shanab El Agamien _0195 | CLI.CON-000001 |  |  | Approved
Abo Shanab El Agamien _0195 | CLI.CON-000001 | 8 - Iz. Abd Al-Qawy Salem & Iz. Zaraby-Bill No. 3 Main Pumping Station (Civil works)-14-3.1.4.c- | Supply and apply of waterproofing for the internal surfaces resistant to acids for internal surfaces of the pump structure (floors, walls, ceilings, etc.) including epoxy paints, screed, hardener and all required accessories all necessary works (contractor should submit samples for approval by the engineer) . according to drawings, specifications and recommended by the manufacturer and approved by the Engineer prior to installation. | Approved
Abo Shanab El Agamien _0195 | CLI.CON-000001 |  |  | Approved
Abo Shanab El Agamien _0195 | CLI.CON-000001 | 9 - Iz. Seror-Bill No.4 Guard Room (Civil Works)-27-4.1.8-a | Supply and apply of acrylic paint for internal walls and ceiling including substrate preparation, applying three coats of paint as per required colors and all required accessories as shown on drawings, specified in the Contract documents, recommended by manufacturer and approved by the Engineer prior to installation. | Approved
Abo Shanab El Agamien _0195 | CLI.CON-000001 |  |  | Approved
Abo Shanab El Agamien _0195 | CLI.CON-000001 | 9 - Iz. Seror-Bill No.4 Guard Room (Civil Works)-27-4.1.7-c | Supply and lay marble / granite steps the riser 20 mm thick and the tread 40 mm thick including skirting & anti slip braking width 3 cm, as parallel lines as per drawings, specifications and approved sample. | Approved
Abo Shanab El Agamien _0195 | CLI.CON-000001 |  |  | Approved
Abo Shanab El Agamien _0195 | CLI.CON-000001 | 9 - Iz. Seror-Bill No. 3 Main Pumping Station (Civil works)-16-3.1.1-b | Submersible Excavation | Approved
Abo Shanab El Agamien _0195 | CLI.CON-000001 |  |  | Approved
Abo Shanab El Agamien _0195 | CLI.CON-000001 | 9 - Seror-Pumping Station NO. 3-22-3.3.14- | Low voltage cables (0.6/1kV) complete with (UPVC Conduits, lugs, ..etc) and all accessories, as per Contract Documents. | Approved
Abo Shanab El Agamien _0195 | CLI.CON-000001 |  |  | Approved
Abo Shanab El Agamien _0195 | CLI.CON-000001 | 9 - Iz. Seror-Bill No.5 Store Building (Civil Works)-32-5.1.1.a- | Excavation from ground level to required depth and grades in all types of soil except the rock, including support system, floading with water, dewatering, compacting bottom of excavation using dynamic roller, transporting excavated materials to the approved off-Site disposal area as per drawings, specifications and geotechnical report. | Approved
Abo Shanab El Agamien _0195 | CLI.CON-000001 |  |  | Approved
Abo Shanab El Agamien _0195 | CLI.CON-000001 | 9 - Iz. Seror-Bill No.6Admin Room - Civil Works-39-6.1.6-b.1 | Type W1, 1,000 mm width x 1,000 mm height | Approved
Abo Shanab El Agamien _0195 | CLI.CON-000001 |  |  | Approved
Abo Shanab El Agamien _0195 | CLI.CON-000001 | 9 - Seror-Pumping Station NO. 3-20-3.2.5-b | Lighting outlets. | Approved
Abo Shanab El Agamien _0195 | CLI.CON-000001 |  |  | Approved
Abo Shanab El Agamien _0195 | CLI.CON-000001 | 9 - Iz. Seror-Bill No.6Admin Room - Civil Works-39-6.1.7.b- | Supply and installation of ceramic tiles, pattern as shown on drawings including cement mortar, setting bed, grouting, pointing, fixing, support and all required accessories. Complete as shown on drawings, specified in the Contract documents, recommended by manufacturer and approved by the Engineer prior to installation. | Approved
Abo Shanab El Agamien _0195 | CLI.CON-000001 |  |  | Approved
Abo Shanab El Agamien _0195 | CLI.CON-000001 | 9 - 9-Iz. Seror.9-Iz. Seror-Bill No. 2 - Forcemain-12-2.4.1-a | Crossing under TORAD CANAL inside concrete encasement of 25cm thick. | Approved
Abo Shanab El Agamien _0195 | CLI.CON-000001 |  |  | Approved
Abo Shanab El Agamien _0195 | CLI.CON-000001 | 9 - 9-Iz. Seror.9-Iz. Seror-BILL NO. 1: SEWAGE NETWORK-4-1.1.1-c.1 | Depth to invert not exceeding 1.5 m | Approved
Abo Shanab El Agamien _0195 | CLI.CON-000001 |  |  | Approved
Abo Shanab El Agamien _0195 | CLI.CON-000001 | 9 - Seror-Pumping Station NO. 3-20-3.2.4-c | Industrial Three Phase Switched Socket 380v, 32A, 4-pin Type Complete With Earthing Contact And Plug, Totally Enclosed (IP54). | Approved
Abo Shanab El Agamien _0195 | CLI.CON-000001 |  |  | Approved
Abo Shanab El Agamien _0195 | CLI.CON-000001 | 9 - Iz. Seror-Bill No.5 Store Building (Civil Works)-33-5.1.6-a.1 | Type D1, Size 2,500mmx2,500mm | Approved
Abo Shanab El Agamien _0195 | CLI.CON-000001 |  |  | Approved
Abo Shanab El Agamien _0195 | CLI.CON-000001 | 3 - 3- Iz.Junaidi Wisa & Iz. Zaki W.3- Iz.Junaidi Wisa & Iz. Zaki Wisa-BILL NO. 1: SEWAGE NETWORK-4-1.1.1-b.5 | Ditto, depth to invert between 4.51 m and 5.50 m | Approved
Abo Shanab El Agamien _0195 | CLI.CON-000001 |  |  | Approved
Abo Shanab El Agamien _0195 | CLI.CON-000001 | 3 - Iz.Junaidi Wisa & Iz. Zaki-Bill No.4 Guard Room (Civil Works)-25-4.1.7-a.3 | cement tiling, for roof | Approved
Abo Shanab El Agamien _0195 | CLI.CON-000001 |  |  | Approved
Abo Shanab El Agamien _0195 | CLI.CON-000001 | 3 - Iz.Junaidi Wisa & Iz. Zaki-Bill No.4 Guard Room (Civil Works)-25-4.1.6-a.2 | Type D2, size 700mmx2,200mm | Approved
Abo Shanab El Agamien _0195 | CLI.CON-000001 |  |  | Approved
Abo Shanab El Agamien _0195 | CLI.CON-000001 | 3 - 3- Iz.Junaidi Wisa & Iz. Zaki W.3- Iz.Junaidi Wisa & Iz. Zaki Wisa-Bill No. 2 - Forcemain-10-2.2-b | Flowmeter chamber | Approved
Abo Shanab El Agamien _0195 | CLI.CON-000001 |  |  | Approved
Abo Shanab El Agamien _0195 | CLI.CON-000001 | 3 - Iz.Junaidi Wisa & Iz. Zaki-Bill No.4 Guard Room (Civil Works)-23-4.1.2-b.2 | For grade slabs, 100 mm thick | Approved
Abo Shanab El Agamien _0195 | CLI.CON-000001 |  |  | Approved
Abo Shanab El Agamien _0195 | CLI.CON-000001 | 3 - 3- Iz.Junaidi Wisa & Iz. Zaki W.3- Iz.Junaidi Wisa & Iz. Zaki Wisa-Bill No.3.4 - Iz. Junaidi Wisa & Iz. Zaki Wisa Pump Station (Mechanical works)-21-3.4.7- | Basket screen including all accessories as specified in technical specifications. | Approved
Abo Shanab El Agamien _0195 | CLI.CON-000001 |  |  | Approved
Abo Shanab El Agamien _0195 | CLI.CON-000001 | 3 - 3- Iz.Junaidi Wisa & Iz. Zaki W.3- Iz.Junaidi Wisa & Iz. Zaki Wisa-Bill No.3.4 - Iz. Junaidi Wisa & Iz. Zaki Wisa Pump Station (Mechanical works)-21-3.4.3-a. | D.C.I, K9, flanged pipes, dia. 150 mm. | Approved
Abo Shanab El Agamien _0195 | CLI.CON-000001 |  |  | Approved
Abo Shanab El Agamien _0195 | CLI.CON-000001 | 3 - Iz.Junaidi Wisa & Iz. Zaki-Bill No.4 Guard Room (Civil Works)-25-4.1.7-a.2 | Ceramic floor, non-slip ceramic for toilet | Approved
Abo Shanab El Agamien _0195 | CLI.CON-000001 |  |  | Approved
Abo Shanab El Agamien _0195 | CLI.CON-000001 | 3 - Iz.Junaidi Wisa & Iz. Zaki-Bill No. 3 Main Pumping Station (Civil works)-16-3.1.6-e | Supply, install of GRP net covers. including frames, painting, welding, jointing, all fixings and accessories. Complete as shown on drawings, specification, and recommended by the manufacturer. | Approved
Abo Shanab El Agamien _0195 | CLI.CON-000001 |  |  | Approved
Abo Shanab El Agamien _0195 | CLI.CON-000001 | 3 - 3- Iz.Junaidi Wisa & Iz. Zaki W.3- Iz.Junaidi Wisa & Iz. Zaki Wisa-Bill No. 2 - Forcemain-11-2.3.5- | Supplying, installing, connecting and testing of ductile iron pipes with diameter 150 mm for wash-out chamber and inlet pipe (in the case of chamber Type-A) , the item includes all pipes, fittings, gaskets, flexible joint, bolts, nut, washers, non-shrink mortar and all required works for completion and performance of the work item in accordance with the Contract Drawings, Specifications, the Ministerial Decree No. (277 / 2000) and its annexes No. 14 /2002) and the Engineer's instructions. | Approved
Abo Shanab El Agamien _0195 | CLI.CON-000001 |  |  | Approved
Abo Shanab El Agamien _0195 | CLI.CON-000001 | 3 - Iz.Junaidi Wisa & Iz. Zaki-Bill No.9 Site and Civil Works -34-7.2.1-b | Extra over for excavation in rock. | Approved
Abo Shanab El Agamien _0195 | CLI.CON-000001 |  |  | Approved
Abo Shanab El Agamien _0195 | CLI.CON-000001 | 3 - 3- Iz.Junaidi Wisa & Iz. Zaki W.3- Iz.Junaidi Wisa & Iz. Zaki Wisa-BILL NO. 1: SEWAGE NETWORK-4-1.1.1-b.2 | Ditto, depth to invert between 1.51 m and 2.50 m | Approved
Abo Shanab El Agamien _0195 | CLI.CON-000001 |  |  | Approved
Abo Shanab El Agamien _0195 | CLI.CON-000001 | 3 - 3- Iz.Junaidi Wisa & Iz. Zaki W.3- Iz.Junaidi Wisa & Iz. Zaki Wisa-Bill No. 2 - Forcemain-11-2.3.3-b | Flange spigot with puddle flanged pieces 150mm | Approved
Abo Shanab El Agamien _0195 | CLI.CON-000001 |  |  | Approved
Abo Shanab El Agamien _0195 | CLI.CON-000001 | 4 - IZ. AL BILTAJI-Bill No. 3 Main Pumping Station (Civil works)-16-3.1.5-a | Supply and excite cement sand plaster for internal slabs, walls and beams with all metal accessories, the item includes substrate preparation, all required works of completion with the industry standards. As per Specification, Drawings and Engineer instructions. | Approved
Abo Shanab El Agamien _0195 | CLI.CON-000001 |  |  | Approved
Abo Shanab El Agamien _0195 | CLI.CON-000001 | 4 - IZ. AL BILTAJI-Bill No. 3 Main Pumping Station (Civil works)-16-3.1.6-e | Supply, install of GRP net covers. including frames, painting, welding, jointing, all fixings and accessories. Complete as shown on drawings, specification, and recommended by the manufacturer. | Approved
Abo Shanab El Agamien _0195 | CLI.CON-000001 |  |  | Approved
Abo Shanab El Agamien _0195 | CLI.CON-000001 | 4 - Al Biltaji-Pumping Station NO. 3-20-3.3.9- | Supply, installation, calibration, connection and testing of Pressure Switch with a range of 0 to 10 bar and all necessary accessories required for installation and operation requirements. | Approved
Abo Shanab El Agamien _0195 | CLI.CON-000001 |  |  | Approved
Abo Shanab El Agamien _0195 | CLI.CON-000001 | 4 - 4-Iz. Al Biltaji.4-Iz. Al Biltaji-Bill No. 2 - Forcemain-10-2.3.4-b | Dismantling joint 150mm | Approved
Abo Shanab El Agamien _0195 | CLI.CON-000001 |  |  | Approved
Abo Shanab El Agamien _0195 | CLI.CON-000001 | 4 - 4-Iz. Al Biltaji.4-Iz. Al Biltaji-Bill No. 2 - Forcemain-11-2.4.2-a | Crossing under KHOR AL SHEIKH ALLAM DRAIN by pipe jacking or macro- tunneling . | Approved
Abo Shanab El Agamien _0195 | CLI.CON-000001 |  |  | Approved
Abo Shanab El Agamien _0195 | CLI.CON-000001 | 4 - IZ. AL BILTAJI-Bill No.5 Store Building (Civil Works)-29-5.1.3.c- | 250 mm thick. | Approved
Abo Shanab El Agamien _0195 | CLI.CON-000001 |  |  | Approved
Abo Shanab El Agamien _0195 | CLI.CON-000001 | 4 - IZ. AL BILTAJI-Bill No.5 Store Building (Civil Works)-30-5.1.5-b | Supply and apply external cement plastering to facades with all metal accessories, base and finish coat, thickness 2cm striped with 2 cm groove render for facades. all required works of completion with the industry standards. As per Specification, Drawings and the Engineer's instructions. | Approved
Abo Shanab El Agamien _0195 | CLI.CON-000001 |  |  | Approved
Abo Shanab El Agamien _0195 | CLI.CON-000001 | 4 - IZ. AL BILTAJI-Bill No.6Admin Room - Civil Works-36-6.1.6-a.2 | Type D2, size 700mmx2,200mm | Approved
Abo Shanab El Agamien _0195 | CLI.CON-000001 |  |  | Approved
Abo Shanab El Agamien _0195 | CLI.CON-000001 | 4 - Al Biltaji-Pumping Station NO. 3-18-3.2.1- | Supply, install, connect, test and commission of complete L.V. distribution boards (LP-PS) the price include selectvity study, termination, Identifications, labling, glands, copper luggs as specified and as indicating drawings. System shall be lump sum complete in every respect with all necessary accessories and ancillary works. | Approved
Abo Shanab El Agamien _0195 | CLI.CON-000001 |  |  | Approved
Abo Shanab El Agamien _0195 | CLI.CON-000001 | 4 - IZ. AL BILTAJI-Bill No.5 Store Building (Civil Works)-31-5.1.8-a | Supply and apply of acrylic paint for internal walls and ceiling including substrate preparation, applying three coats of paint as per required colors and all required accessories as shown on drawings, specified in the Contract documents, recommended by manufacturer and approved by the Engineer prior to installation. | Approved
Abo Shanab El Agamien _0195 | CLI.CON-000001 |  |  | Approved
Abo Shanab El Agamien _0195 | CLI.CON-000001 |  |  | Approved
Abo Shanab El Agamien _0195 | CLI.CON-000001 | 1 - Sharaf Al Deen-Store NO. 5-38-5.2.5-a | Wall Mounted Exhaust Fan Outlet. | Approved
Abo Shanab El Agamien _0195 | CLI.CON-000001 |  |  | Approved
Abo Shanab El Agamien _0195 | CLI.CON-000001 | 1 - Sharaf Al Deen Village-Bill No.4 Guard Room (Civil Works)-28-4.1.1.c- | Supply, backfilling and compaction to the required grades with approved clean sand on layers not more than 25 cm thick. The layers are to be compacted by means of vibratory type equipment to obtain 95% of maximum dry density as per specifications. | Approved
Abo Shanab El Agamien _0195 | CLI.CON-000001 |  |  | Approved
Abo Shanab El Agamien _0195 | CLI.CON-000001 | 1 - 1-Sharaf Al Deen Village.a | HC 60*60 cm | Approved
Abo Shanab El Agamien _0195 | CLI.CON-000001 |  |  | Approved
Abo Shanab El Agamien _0195 | CLI.CON-000001 | 1 - Sharaf Al Deen-Main Pump Station NO. 3-25-43893- | Supply and Delivery spare parts of the following equipment as per tendered documents: - Pump unit. - Main Low-Tension Switchboard. - Generator unit. | Approved
Abo Shanab El Agamien _0195 | CLI.CON-000001 |  |  | Approved
Abo Shanab El Agamien _0195 | CLI.CON-000001 | 1 - 1-Sharaf Al Deen Village.b.2 | Ditto, depth to invert between 1.51 m and 2.50 m | Approved
Abo Shanab El Agamien _0195 | CLI.CON-000001 |  |  | Approved
Abo Shanab El Agamien _0195 | CLI.CON-000001 | 1 - 1-Sharaf Al Deen Village.a. | 25mm dia. | Approved
Abo Shanab El Agamien _0195 | CLI.CON-000001 |  |  | Approved
Abo Shanab El Agamien _0195 | CLI.CON-000001 | 1 - Sharaf Al Deen Village-Bill No.4 Guard Room (Civil Works)-29-4.1.4.b- | Supply and installation of horizontal prefabricated moisture Insulation membrane to the wet areas with 4mm thick for floor and roof, including joints, fixtures, overlaps not less than 100 mm and item include all surface preparation steps, coating with 2 layers of primer bitumen coat, metal flashing, internal angle fillets, upstand to vertical surfaces and waterproofing to all openings and around pipes and water drains, Polystyrene sheet 1mm, protection Sand-cement mortar screed, 30 mm thick as per manufacturer's instructions, Contract Drawing, recommendations and Specification. | Approved
Abo Shanab El Agamien _0195 | CLI.CON-000001 |  |  | Approved
Abo Shanab El Agamien _0195 | CLI.CON-000001 | 1 - Sharaf Al Deen Village-Bill No.5 Store Building (Civil Works)-35-5.1.3.b- | 250 mm thick. | Approved
Abo Shanab El Agamien _0195 | CLI.CON-000001 |  |  | Approved
Abo Shanab El Agamien _0195 | CLI.CON-000001 | 1 - Sharaf Al Deen-Main Pump Station NO. 3-24-3.3.8- | Supply, installation, calibration, connection and testing of Pressure Transmitter with a range of 0 to 10 bar including all necessary accessories required for installation and operation requirements. | Approved
Abo Shanab El Agamien _0195 | CLI.CON-000001 |  |  | Approved
Abo Shanab El Agamien _0195 | CLI.CON-000001 | 1 - Sharaf Al Deen Village-Bill No. 3 Main Pumping Station (Civil works)-19-3.1.2-b | Supplying and casting unreinforced concrete (Grade C30) for dicophyl by sulfate- resistant cement below underground water and up to the required level, and it includes the supply, installation and installation of galvanized iron injection pipes as required by Drawings and Specifications. | Approved
Abo Shanab El Agamien _0195 | CLI.CON-000001 |  |  | Approved
Abo Shanab El Agamien _0195 | CLI.CON-000001 | 1 - Sharaf Al Deen Village-Bill No. 3 Main Pumping Station (Civil works)-19-3.1.2-c | Supply and install the steel structure for the edge of the wet well to support the concrete structure of the wet well includes the steel reinforcement for walls of the pit, steel SIB for pit floor, beam of dicophyl, plates, angles, bolts, nuts and washers as required by drawings, specifications and Engineer instructions. | Approved
Abo Shanab El Agamien _0195 | CLI.CON-000001 |  |  | Approved
Abo Shanab El Agamien _0195 | CLI.CON-000001 |  |  | Approved
Abo Shanab El Agamien _0195 | CLI.CON-000001 | 1 - Sharaf Al Deen Village-Bill No.8 Site and Civil Works -45--8.1.b | Furnish and install of Interlock tiles for walkways including preparation and compaction of bed, 150mm thick aggregate base course, sand for leveling and accessories. All required works of completion with the industry standards, as per specification, drawings and Engineer instructions. | Approved
Abo Shanab El Agamien _0195 | CLI.CON-000001 |  |  | Approved
Abo Shanab El Agamien _0195 | CLI.CON-000001 | 1 - Sharaf Al Deen Village-Bill No. 3 Main Pumping Station (Civil works)-22-3.1.7.b- | Supply and installation of abrasion, friction, acids and shock resistant ceramic tiles for wall, pattern as shown on drawings including cement mortar, setting bed, grouting, fixing, support and all required accessories. Complete as shown on drawings, specified in the Contract documents, recommended by manufacturer and approved by the Engineer prior to installation | Approved
Abo Shanab El Agamien _0195 | CLI.CON-000001 |  |  | Approved
Abo Shanab El Agamien _0195 | CLI.CON-000001 | 1 - Sharaf Al Deen Village-Bill No.4 Guard Room (Civil Works)-30-4.1.7-a.1 | Ceramic floor, glazed ceramic | Approved
Abo Shanab El Agamien _0195 | CLI.CON-000001 |  |  | Approved
Abo Shanab El Agamien _0195 | CLI.CON-000001 | 1 - Sharaf Al Deen Village-Bill No.4 Guard Room (Civil Works)-30-4.1.6-b.1 | Type W1, 1,000 mm width x 1,000 mm height | Approved
Abo Shanab El Agamien _0195 | CLI.CON-000001 |  |  | Approved
Abo Shanab El Agamien _0195 | CLI.CON-000001 | 1 - 1-Sharaf Al Deen Village | Fire fighting equipment as per tendered documents. Bill No.4: Guard room (M.PS) | Approved
Abo Shanab El Agamien _0195 | CLI.CON-000001 |  |  | Approved
Abo Shanab El Agamien _0195 | CLI.CON-000001 | 1 - Sharaf Al Deen-Guard room NO. 4-33-4.3.3-a | One Way, Two-gang Lighting Switch 10A. | Approved
Abo Shanab El Agamien _0195 | CLI.CON-000001 |  |  | Approved
Abo Shanab El Agamien _0195 | CLI.CON-000001 | 1 - 1-Sharaf Al Deen Village.c | washout 150 mm dia. | Approved
Abo Shanab El Agamien _0195 | CLI.CON-000001 |  |  | Approved
Abo Shanab El Agamien _0195 | CLI.CON-000001 | 1 - Sharaf Al Deen Village-Bill No.4 Guard Room (Civil Works)-31-4.1.8.c- | Supply and apply of 90 cm high dry mix for skirting including substrate preparation, scaffoldings, grooves, and all required accessories as shown on Contract Drawings, recommended by manufacturer and approved by the Engineer prior to installation. | Approved
Abo Shanab El Agamien _0195 | CLI.CON-000001 |  |  | Approved
Abo Shanab El Agamien _0195 | CLI.CON-000001 | 1 - 1-Sharaf Al Deen Village.b.5 | Ditto, depth to invert between 3.51 m and 4.00 m | Approved
Abo Shanab El Agamien _0195 | CLI.CON-000001 |  |  | Approved
Abo Shanab El Agamien _0195 | CLI.CON-000001 | 1 - Sharaf Al Deen-Guard room NO. 4-33-4.3.2-b | Ditto As Above But For Maintained Electricity Duration. Provided With Emergency Unit For 3 Hours | Approved
Abo Shanab El Agamien _0195 | CLI.CON-000001 |  |  | Approved
Abo Shanab El Agamien _0195 | CLI.CON-000001 | 1 - Sharaf Al Deen Village-Bill No. 3 Main Pumping Station (Civil works)-19-3.1.2-a.3 | For roof slopes, 30 mm to 140 mm thick | Approved
Abo Shanab El Agamien _0195 | CLI.CON-000001 |  |  | Approved
Abo Shanab El Agamien _0195 | CLI.CON-000001 | 1 - Sharaf Al Deen Village-Bill No. 3 Main Pumping Station (Civil works)-19-3.1.2.e- | Supply and casting of in-place reinforced concrete in super structure, including: formwork, scaffolding, expansion, construction joints, Steel bar reinforcement, joint filler, sealant, transporting, fixation, mixing, pouring, leveling, finishing, compaction by vibratory, curing of reinforced concrete and testing as set out in the specifications. | Approved
Abo Shanab El Agamien _0195 | CLI.CON-000001 |  |  | Approved
Abo Shanab El Agamien _0195 | CLI.CON-000001 |  |  | Approved
Abo Shanab El Agamien _0195 | CLI.CON-000001 | 11 | Bill No. A1: GENERAL ITEMS | Approved
Abo Shanab El Agamien _0195 | CLI.CON-000001 |  |  | Approved
Abo Shanab El Agamien _0195 | CLI.CON-000001 | 11 - Bill No.A1 - GENERAL ITEMS-2--A1.1 | Implementation of the Health and Safety Plan and compliance with Health and safety requirements | Approved
Abo Shanab El Agamien _0195 | CLI.CON-000001 |  |  | Approved
Abo Shanab El Agamien _0195 | CLI.CON-000001 | 11 - Bill No.A1 - GENERAL ITEMS-2--A1.1 | As-built documentation and Operation and Maintenance manuals | Approved
Abo Shanab El Agamien _0195 | CLI.CON-000001 |  |  | Approved
Abo Shanab El Agamien _0195 | CLI.CON-000001 | 11 - Bill No.A1 - GENERAL ITEMS-2--A1.1 | Project Signboards | Approved
Abo Shanab El Agamien _0195 | CLI.CON-000001 |  |  | Approved
Abo Shanab El Agamien _0195 | CLI.CON-000001 | 12 | PROVISIONAL SUM (5% OF SUB-TOTAL AMOUNT (ITEM 12)) | Approved
Abo Shanab El Agamien _0195 | CLI.CON-000001 |  |  | Approved
Abo Shanab El Agamien _0195 | CLI.CON-000001 | 12 | PROVISIONAL SUM (5% OF SUB-TOTAL AMOUNT (ITEM 12)) | Approved
Abo Shanab El Agamien _0195 | CLI.CON-000001 |  |  | Approved
Abo Shanab El Agamien _0195 | CLI.CON-000001 | 13 | Indirect | Approved
Abo Shanab El Agamien _0195 | CLI.CON-000001 |  |  | Approved
Abo Shanab El Agamien _0195 | CLI.CON-000001 | 13 | Indirect cost | Approved
Abo Shanab El Agamien _0195 | CLI.CON-000001 |  |  | Approved
Abo Shanab El Agamien _0195 | CLI.CON-000001 | 2 | Iz. Kariman Sednaoui | Approved
Abo Shanab El Agamien _0195 | CLI.CON-000001 |  |  | Approved
Abo Shanab El Agamien _0195 | CLI.CON-000001 | 2 - 2- Iz. Kariman Sednaoui.2- Iz. Kariman Sednaoui-Bill No. 2 - Forcemain-9-2.2-i | Flowmeter chamber | Approved
Abo Shanab El Agamien _0195 | CLI.CON-000001 |  |  | Approved
Abo Shanab El Agamien _0195 | CLI.CON-000001 | 2 - 2- Iz. Kariman Sednaoui.2- Iz. Kariman Sednaoui-BILL NO. 1: SEWAGE NETWORK-6-1.5.3-d | Pipe coupler | Approved
Abo Shanab El Agamien _0195 | CLI.CON-000001 |  |  | Approved
Abo Shanab El Agamien _0195 | CLI.CON-000001 | 2 - 2- Iz. Kariman Sednaoui.2- Iz. Kariman Sednaoui-Bill No.3.4 - Iz. Kariman Sednaoui Pump Station (Mechanical works)-20-3.4.1- | Submersible Pump 16 L/s, 20 m head coupled with Electric Motor complete with (mating bend, guide rails, coupling, submersible cable, all protection items?.etc) and all accessories required for a good working condition, as per Contract Documents. | Approved
Abo Shanab El Agamien _0195 | CLI.CON-000001 |  |  | Approved
Abo Shanab El Agamien _0195 | CLI.CON-000001 | 2 - 2- Iz. Kariman Sednaoui.2- Iz. Kariman Sednaoui-BILL NO. 1: SEWAGE NETWORK-4-1.1.1-a.3 | Ditto, depth to invert between 2.51 m and 3.50 m | Approved
Abo Shanab El Agamien _0195 | CLI.CON-000001 |  |  | Approved
Abo Shanab El Agamien _0195 | CLI.CON-000001 | 2 - Kariman Sednaoui-Admin Building NO. 6 -39-6.3.2-d | Surface Mounted Luminaire (IP54) With 20W LED lamp. | Approved
Abo Shanab El Agamien _0195 | CLI.CON-000001 |  |  | Approved
Abo Shanab El Agamien _0195 | CLI.CON-000001 | 2 - Kariman Sednaoui-Store NO. 5-32-5.2.4-a | Single Phase Switched Socket 220v, 16A, 2-pin Type Complete With Earthing Contact. | Approved
Abo Shanab El Agamien _0195 | CLI.CON-000001 |  |  | Approved
Abo Shanab El Agamien _0195 | CLI.CON-000001 | 2 - 2- Iz. Kariman Sednaoui.2- Iz. Kariman Sednaoui-Bill No. 2 - Forcemain-10-2.3.2-a | Tee 250/150 | Approved
Abo Shanab El Agamien _0195 | CLI.CON-000001 |  |  | Approved
Abo Shanab El Agamien _0195 | CLI.CON-000001 | 2 - Kariman Sednaoui-Admin Building NO. 6 -39-6.3.4-a | Single Phase Switched Socket 220v, 16A, 2-pin Type Complete With Earthing Contact. | Approved
Abo Shanab El Agamien _0195 | CLI.CON-000001 |  |  | Approved
Abo Shanab El Agamien _0195 | CLI.CON-000001 |  |  | Approved
Abo Shanab El Agamien _0195 | CLI.CON-000001 | 2 - Kariman sednaoui-Bill No. 3 Main Pumping Station (Civil works)-13-3.1.2-a.3 | For roof slopes, 30 mm to 140 mm thick | Approved
Abo Shanab El Agamien _0195 | CLI.CON-000001 |  |  | Approved
Abo Shanab El Agamien _0195 | CLI.CON-000001 | 2 - Kariman Sednaoui-Guard room NO. 4-27-4.3.4-a | Single Phase Switched Socket 220v, 16A, 2-pin Type Complete With Earthing Contact. | Approved
Abo Shanab El Agamien _0195 | CLI.CON-000001 |  |  | Approved
Abo Shanab El Agamien _0195 | CLI.CON-000001 | 2 - Kariman sednaoui-Bill No.4 Guard Room (Civil Works)-25-4.1.8.b- | Supply and apply of Dry mix paint for facades including substrate preparation, scaffoldings, grooves, applying three coats of paint as per required colors and all required accessories as shown on the Contract Drawings, recommended by manufacturer and approved by the Engineer prior to installation. | Approved
Abo Shanab El Agamien _0195 | CLI.CON-000001 |  |  | Approved
Abo Shanab El Agamien _0195 | CLI.CON-000001 | 2 - 2- Iz. Kariman Sednaoui.2- Iz. Kariman Sednaoui-Bill No. 2 - Forcemain-10-2.3.4-c | Dismantling joint 150mm | Approved
Abo Shanab El Agamien _0195 | CLI.CON-000001 |  |  | Approved
Abo Shanab El Agamien _0195 | CLI.CON-000001 | 2 - Kariman sednaoui-Bill No.9 Site and Civil Works -46-9.2.1-b | Extra over for excavation in rock. | Approved
Abo Shanab El Agamien _0195 | CLI.CON-000001 |  |  | Approved
Abo Shanab El Agamien _0195 | CLI.CON-000001 | 2 - Kariman sednaoui-Bill No.7 Generator Shed (Civil Works)-41--7.1.a | Supplying and casting in-place of generator base and the price includes all the necessary excavation and backfilling works, the removal and disposal of the excavated material to the designated dump, the supply and work of plain concrete Grade C20, reinforced concrete Grade C25, insulation works for the base and all that comes into contact with the soil, including formwork, transporting, mixing, casting, finishing, curing and testing as required by the specifications. provided that the work is completed in full according to the Contract drawings, technical specifications, industry assets and the instructions of the Engineer. | Approved
Abo Shanab El Agamien _0195 | CLI.CON-000001 |  |  | Approved
Abo Shanab El Agamien _0195 | CLI.CON-000001 | 2 - 2- Iz. Kariman Sednaoui.2- Iz. Kariman Sednaoui-BILL NO. 1: SEWAGE NETWORK-5-1.4-a | HC 60*60 cm | Approved
Abo Shanab El Agamien _0195 | CLI.CON-000001 |  |  | Approved
Abo Shanab El Agamien _0195 | CLI.CON-000001 | 2 - Kariman sednaoui-Bill No.6Admin Room - Civil Works-36-6.1.6-a.1 | Type D1, size 800mmx2,200mm | Approved
Abo Shanab El Agamien _0195 | CLI.CON-000001 |  |  | Approved
Abo Shanab El Agamien _0195 | CLI.CON-000001 | 2 - 2- Iz. Kariman Sednaoui.2- Iz. Kariman Sednaoui-BILL NO. 1: SEWAGE NETWORK-5-1.2-b.6 | Ditto, depth to invert between 4.01 m and 4.5 m | Approved
Abo Shanab El Agamien _0195 | CLI.CON-000001 |  |  | Approved
Abo Shanab El Agamien _0195 | CLI.CON-000001 | 2 - Kariman Sednaoui-Main Pump Station NO. 3-19-3.3.14- | Low voltage cables (0.6/1kV) complete with (UPVC Conduits, lugs, ..etc) and all accessories, as per Contract Documents. | Approved
Abo Shanab El Agamien _0195 | CLI.CON-000001 |  |  | Approved
Abo Shanab El Agamien _0195 | CLI.CON-000001 | 2 - 2- Iz. Kariman Sednaoui.2- Iz. Kariman Sednaoui-Bill No. 2 - Forcemain-9-2.3.1-e | Air Relief valve 100 mm dia.(include gate valve 100mm) | Approved
Abo Shanab El Agamien _0195 | CLI.CON-000001 |  |  | Approved
Abo Shanab El Agamien _0195 | CLI.CON-000001 | 2 - Kariman sednaoui-Bill No.9 Site and Civil Works -46--9.1.c | Supply and install pre-cast concrete kerbs, the price includes excavation, backfilling, mortar bed, lean concrete, concrete haunching, including ends, angles, provision of curb opening for drainage, and painting. All required works of completion with the industry standards, as per specification, drawings and Engineer instructions. | Approved
Abo Shanab El Agamien _0195 | CLI.CON-000001 |  |  | Approved
Abo Shanab El Agamien _0195 | CLI.CON-000001 |  |  | Approved
Abo Shanab El Agamien _0195 | CLI.CON-000001 | 2 - Kariman sednaoui-Bill No. 3 Main Pumping Station (Civil works)-16-3.1.7-a.2 | Cement tiles for roof | Approved
Abo Shanab El Agamien _0195 | CLI.CON-000001 |  |  | Approved
Abo Shanab El Agamien _0195 | CLI.CON-000001 | 2 - Kariman sednaoui-Bill No.6Admin Room - Civil Works-36-6.1.5-b | Supply and apply external cement plastering to facades with all metal accessories, base and finish coat, thickness 2cm striped with 2 cm groove render for facades. all required works of completion with the industry standards. As per Specification, Drawings and Engineer's instructions. | Approved
Abo Shanab El Agamien _0195 | CLI.CON-000001 |  |  | Approved
Abo Shanab El Agamien _0195 | CLI.CON-000001 | 2 - Kariman sednaoui-Bill No.6Admin Room - Civil Works-35-6.1.4.b- | Supply and installation of horizontal prefabricated moisture Insulation membrane to the wet areas with 4mm thick for floor and roof, including joints, fixtures, overlaps not less than 100 mm and item include all surface preparation steps, coating with 2 layers of primer bitumen coat, metal flashing, internal angle fillets, upstand to vertical surfaces and waterproofing to all openings and around pipes and water drains, Polystyrene sheet 1mm, protection Sand-cement mortar screed, 30 mm thick as per manufacturer's instructions, Contract Drawing, recommendations and Specification. Roof thermal insulation | Approved
Abo Shanab El Agamien _0195 | CLI.CON-000001 |  |  | Approved
Abo Shanab El Agamien _0195 | CLI.CON-000001 | 2 - Kariman sednaoui-Bill No.9 Site and Civil Works -48-9.3.2-a. | DN/ID 150 mm dia | Approved
Abo Shanab El Agamien _0195 | CLI.CON-000001 |  |  | Approved
Abo Shanab El Agamien _0195 | CLI.CON-000001 | 2 - Kariman Sednaoui-Main Pump Station NO. 3-17-3.2.2-e | Enclosed Polycarbonate, Wall Mounting Luminaire IP65 with 40-Watt LED Lamp. | Approved
Abo Shanab El Agamien _0195 | CLI.CON-000001 |  |  | Approved
Abo Shanab El Agamien _0195 | CLI.CON-000001 | 2 - 2- Iz. Kariman Sednaoui.2- Iz. Kariman Sednaoui-Bill No. 2 - Forcemain-10-2.3.3-d | Flange spigot with puddle flanged pieces 300mm | Approved
Abo Shanab El Agamien _0195 | CLI.CON-000001 |  |  | Approved
Abo Shanab El Agamien _0195 | CLI.CON-000001 | 2 - Kariman sednaoui-Bill No.5 Store Building (Civil Works)-29-5.1.2-c.1 | structure | Approved
Abo Shanab El Agamien _0195 | CLI.CON-000001 |  |  | Approved
Abo Shanab El Agamien _0195 | CLI.CON-000001 | 2 - 2- Iz. Kariman Sednaoui.2- Iz. Kariman Sednaoui-Bill No.3.4 - Iz. Kariman Sednaoui Pump Station (Mechanical works)-20-3.4.5-b. | Collar, dia. 400 mm. | Approved
Abo Shanab El Agamien _0195 | CLI.CON-000001 |  |  | Approved
Abo Shanab El Agamien _0195 | CLI.CON-000001 | 2 - 2- Iz. Kariman Sednaoui.2- Iz. Kariman Sednaoui-Bill No.3.4 - Iz. Kariman Sednaoui Pump Station (Mechanical works)-21-3.4.8-3.4.9 | Basket screen including all accessories as specified in technical specifications. | Approved
Abo Shanab El Agamien _0195 | CLI.CON-000001 |  |  | Approved
Abo Shanab El Agamien _0195 | CLI.CON-000001 | 2 - Kariman Sednaoui-Main Pump Station NO. 3-17-3.2.2-b | Ditto As Above But For Maintained Electricity Duration. Provided With Emergency Unit For 3 Hours. | Approved
Abo Shanab El Agamien _0195 | CLI.CON-000001 |  |  | Approved
Abo Shanab El Agamien _0195 | CLI.CON-000001 | 2 - Kariman sednaoui-Bill No.4 Guard Room (Civil Works)-25-4.1.6-a.1 | Type D1, size 800mmx2,200mm | Approved
Abo Shanab El Agamien _0195 | CLI.CON-000001 |  |  | Approved
Abo Shanab El Agamien _0195 | CLI.CON-000001 | 2 - Kariman sednaoui-Bill No.6Admin Room - Civil Works-34-6.1.2-c.1 | structure | Approved
Abo Shanab El Agamien _0195 | CLI.CON-000001 |  |  | Approved
Abo Shanab El Agamien _0195 | CLI.CON-000001 | 2 - 2- Iz. Kariman Sednaoui.2- Iz. Kariman Sednaoui-Bill No.4: Guard room -26-4.2.3-a. | gully trap 30 x 30 | Approved
Abo Shanab El Agamien _0195 | CLI.CON-000001 |  |  | Approved
Abo Shanab El Agamien _0195 | CLI.CON-000001 | 2 - Kariman sednaoui-Bill No. 3 Main Pumping Station (Civil works)-13-3.1.1-c | Extra over for excavation in rock. | Approved
Abo Shanab El Agamien _0195 | CLI.CON-000001 | 2 - Kariman sednaoui-Bill No.5 Store Building (Civil Works)-31-5.1.7-a.1 | Abrasion, friction and shock resistant ceramic | Approved
Abo Shanab El Agamien _0195 | CLI.CON-000001 |  |  | Approved
Abo Shanab El Agamien _0195 | CLI.CON-000001 | 2 - Kariman sednaoui-Bill No.4 Guard Room (Civil Works)-25-4.1.7.b- | Supply and installation of ceramic tiles, pattern as shown on drawings including cement mortar, setting bed, grouting, pointing, fixing, support and all required accessories. Complete as shown on drawings, specified in the Contract documents, recommended by manufacturer and approved by the Engineer prior to installation. | Approved
Abo Shanab El Agamien _0195 | CLI.CON-000001 |  |  | Approved
Abo Shanab El Agamien _0195 | CLI.CON-000001 | 3 | Iz.Junaidi Wisa & Iz. Zaki Wisa | Approved
Abo Shanab El Agamien _0195 | CLI.CON-000001 |  |  | Approved
Abo Shanab El Agamien _0195 | CLI.CON-000001 | 3 - Iz.Junaidi Wisa & Iz. Zaki-Bill No. 3 Main Pumping Station (Civil works)-14-3.1.1-b | Submersible Excavation | Approved
Abo Shanab El Agamien _0195 | CLI.CON-000001 |  |  | Approved
Abo Shanab El Agamien _0195 | CLI.CON-000001 | 3 - 3- Iz.Junaidi Wisa & Iz. Zaki W.3- Iz.Junaidi Wisa & Iz. Zaki Wisa-BILL NO. 1: SEWAGE NETWORK-5-1.2-b.3 | Ditto, depth to invert between 2.51 m and 3.00 m | Approved
Abo Shanab El Agamien _0195 | CLI.CON-000001 |  |  | Approved
Abo Shanab El Agamien _0195 | CLI.CON-000001 | 3 - Junaidi Wisa Iz. Zaki Wisa-Guard Room NO. 4-28-4.3.2-b | Ditto As Above But For Maintained Electricity Duration. Provided With Emergency Unit For 3 Hours | Approved
Abo Shanab El Agamien _0195 | CLI.CON-000001 |  |  | Approved
Abo Shanab El Agamien _0195 | CLI.CON-000001 | 3 - Iz.Junaidi Wisa & Iz. Zaki-Bill No. 3 Main Pumping Station (Civil works)-14-3.1.1-c | Extra over for excavation in rock. | Approved
Abo Shanab El Agamien _0195 | CLI.CON-000001 |  |  | Approved
Abo Shanab El Agamien _0195 | CLI.CON-000001 | 3 - 3- Iz.Junaidi Wisa & Iz. Zaki W.3- Iz.Junaidi Wisa & Iz. Zaki Wisa-Bill No.4: Guard room -27-4.2.1-a. | Water closet with flush tank floor mounted water closet with flush tank (European type) shall be provided with a toilet paper holder and all its required accessories and fittings with approved sample. All required works of completion with the industry standards. | Approved
Abo Shanab El Agamien _0195 | CLI.CON-000001 |  |  | Approved
Abo Shanab El Agamien _0195 | CLI.CON-000001 | 3 - Iz.Junaidi Wisa & Iz. Zaki-Bill No.4 Guard Room (Civil Works)-23-4.1.2-a.2 | For roof slopes, 30 mm to 140 mm thick | Approved
Abo Shanab El Agamien _0195 | CLI.CON-000001 |  |  | Approved
Abo Shanab El Agamien _0195 | CLI.CON-000001 | 3 - Junaidi Wisa Iz. Zaki Wisa-PUMP STATION NO. 3-18-3.2.4-c | Industrial Three Phase Switched Socket 380v, 32A, 4-pin Type Complete With Earthing Contact And Plug, Totally Enclosed (IP54). | Approved
Abo Shanab El Agamien _0195 | CLI.CON-000001 |  |  | Approved
Abo Shanab El Agamien _0195 | CLI.CON-000001 | 3 - 3- Iz.Junaidi Wisa & Iz. Zaki W.3- Iz.Junaidi Wisa & Iz. Zaki Wisa-BILL NO. 1: SEWAGE NETWORK-5-1.2-b.2 | Ditto, depth to invert between 2.01 m and 2.50 m | Approved
Abo Shanab El Agamien _0195 | CLI.CON-000001 |  |  | Approved
Abo Shanab El Agamien _0195 | CLI.CON-000001 | 3 - 3- Iz.Junaidi Wisa & Iz. Zaki W.3- Iz.Junaidi Wisa & Iz. Zaki Wisa-BILL NO. 1: SEWAGE NETWORK-6-1.4-a | IC 60*60 cm | Approved
Abo Shanab El Agamien _0195 | CLI.CON-000001 |  |  | Approved
Abo Shanab El Agamien _0195 | CLI.CON-000001 | 3 - Junaidi Wisa Iz. Zaki Wisa-PUMP STATION NO. 3-18-3.2.2-f | Enclosed Polycarbonate, Wall Mounting Luminaire IP65 With 20 Watt LED Lamp. | Approved
Abo Shanab El Agamien _0195 | CLI.CON-000001 |  |  | Approved
Abo Shanab El Agamien _0195 | CLI.CON-000001 |  |  | Approved
Abo Shanab El Agamien _0195 | CLI.CON-000001 | 3 - 3- Iz.Junaidi Wisa & Iz. Zaki W.3- Iz.Junaidi Wisa & Iz. Zaki Wisa-Bill No.4: Guard room -27-4.2.1-b. | Supply and install hand wash sink with soap dish and holder, with all its required accessories, water mixer, faucets, floor and siphon chrome 1.5 inch, include cold and hot water supply connections, sewage pipes with 2 corner stopcocks with approved sample. All required works of completion with the industry standards. | Approved
Abo Shanab El Agamien _0195 | CLI.CON-000001 |  |  | Approved
Abo Shanab El Agamien _0195 | CLI.CON-000001 | 3 - Iz.Junaidi Wisa & Iz. Zaki-Bill No.9 Site and Civil Works -35-7.2.5- | Supply and apply external cement plastering to facades with all metal accessories,, base and finish coat, thickness 2cm striped with 2 cm groove render for facades. all required works of completion with the industry standards. As per Specification, Drawings and Engineer's instructions. | Approved
Abo Shanab El Agamien _0195 | CLI.CON-000001 |  |  | Approved
Abo Shanab El Agamien _0195 | CLI.CON-000001 | 3 - 3- Iz.Junaidi Wisa & Iz. Zaki W.3- Iz.Junaidi Wisa & Iz. Zaki Wisa-Bill No.3.4 - Iz. Junaidi Wisa & Iz. Zaki Wisa Pump Station (Mechanical works)-21-3.4.3-d. | Flanged Wall piece, dia. 150 mm. | Approved
Abo Shanab El Agamien _0195 | CLI.CON-000001 |  |  | Approved
Abo Shanab El Agamien _0195 | CLI.CON-000001 | 3 - 3- Iz.Junaidi Wisa & Iz. Zaki W.3- Iz.Junaidi Wisa & Iz. Zaki Wisa-Bill No. 2 - Forcemain-10-2.3.1-b | Gate valve 150 mm dia. | Approved
Abo Shanab El Agamien _0195 | CLI.CON-000001 |  |  | Approved
Abo Shanab El Agamien _0195 | CLI.CON-000001 | 3 - Iz.Junaidi Wisa & Iz. Zaki-Bill No.5 Portable unit (Civil Works)-30-5.1- | Supplying and casting in-place of Portable Unit base and the price includes all the necessary excavation and backfilling works, the removal and disposal of the excavated material to the designated dump, the supply and work of plain concrete Grade C20, reinforced concrete Grade C25, insulation works for the base and all that comes into contact with the soil, including formwork, transporting, mixing, casting, finishing, curing and testing as required by the specifications. provided that the work is completed in full according to the Contract drawings, technical specifications, industry assets and the instructions of the Engineer. | Approved
Abo Shanab El Agamien _0195 | CLI.CON-000001 |  |  | Approved
Abo Shanab El Agamien _0195 | CLI.CON-000001 | 3 - 3- Iz.Junaidi Wisa & Iz. Zaki W.3- Iz.Junaidi Wisa & Iz. Zaki Wisa-BILL NO. 1: SEWAGE NETWORK-6-1.5-b | HC 60*90 cm | Approved
Abo Shanab El Agamien _0195 | CLI.CON-000001 |  |  | Approved
Abo Shanab El Agamien _0195 | CLI.CON-000001 | 3 - Junaidi Wisa Iz. Zaki Wisa-PUMP STATION NO. 3-20-3.3.10- | Supply, installation, calibration, connection and testing of Pressure gauge with a range of 0 to 10 bar and all necessary accessories required for installation and operation requirements. | Approved
Abo Shanab El Agamien _0195 | CLI.CON-000001 |  |  | Approved
Abo Shanab El Agamien _0195 | CLI.CON-000001 | 3 - Iz.Junaidi Wisa & Iz. Zaki-Bill No. 3 Main Pumping Station (Civil works)-15-3.1.4.e- | Supply and installation of 50 mm extruded polystyrene boards for roof heat insulation with minimum density 35 kg/cm�; the work include Polystyrene sheet 1mm layer. Sample shall be approved before execution and all required works shall be as per manufacturer's instructions, recommendations and Specification. | Approved
Abo Shanab El Agamien _0195 | CLI.CON-000001 |  |  | Approved
Abo Shanab El Agamien _0195 | CLI.CON-000001 | 3 - 3- Iz.Junaidi Wisa & Iz. Zaki W.3- Iz.Junaidi Wisa & Iz. Zaki Wisa-Bill No.3.4 - Iz. Junaidi Wisa & Iz. Zaki Wisa Pump Station (Mechanical works)-21-3.4.3-f. | Blind flange, dia. 150 mm. | Approved
Abo Shanab El Agamien _0195 | CLI.CON-000001 |  |  | Approved
Abo Shanab El Agamien _0195 | CLI.CON-000001 | 3 - Iz.Junaidi Wisa & Iz. Zaki-Bill No.4 Guard Room (Civil Works)-25-4.1.6-b.1 | Type W1, 1,000 mm width x 1,000 mm height | Approved
Abo Shanab El Agamien _0195 | CLI.CON-000001 | 3 - Iz.Junaidi Wisa & Iz. Zaki-Bill No.6 Pole Mounted (Civil Works)-32-6.1- | Supplying and casting in-place of Pole Mounted base and the price includes all the necessary excavation and backfilling works, the removal and disposal of the excavated material to the designated dump, the supply and work of plain concrete Grade C20, reinforced concrete Grade C25, insulation works for the base and all that comes into contact with the soil, including formwork, transporting, mixing, casting, finishing, curing and testing as required by the specifications. provided that the work is completed in full according to the Contract drawings, technical specifications, industry assets and the instructions of the Engineer. | Approved
Abo Shanab El Agamien _0195 | CLI.CON-000001 |  |  | Approved
Abo Shanab El Agamien _0195 | CLI.CON-000001 | 3 - Iz.Junaidi Wisa & Iz. Zaki-Bill No.4 Guard Room (Civil Works)-24-4.1.4.b- | Supply and installation of horizontal prefabricated moisture Insulation membrane to the wet areas with 4mm thick for floor and roof, including joints, fixtures, overlaps not less than 100 mm and item include all surface preparation steps, coating with 2 layers of primer bitumen coat, metal flashing, internal angle fillets, upstand to vertical surfaces and waterproofing to all openings and around pipes and water drains, Polystyrene sheet 1mm, protection Sand-cement mortar screed, 30 mm thick as per manufacturer's instructions, Contract Drawing, recommendations and Specification. | Approved
Abo Shanab El Agamien _0195 | CLI.CON-000001 |  |  | Approved
Abo Shanab El Agamien _0195 | CLI.CON-000001 | 3 - 3- Iz.Junaidi Wisa & Iz. Zaki W.3- Iz.Junaidi Wisa & Iz. Zaki Wisa-Bill No.3.4 - Iz. Junaidi Wisa & Iz. Zaki Wisa Pump Station (Mechanical works)-21-3.4.2-c. | Flanged non-return valve, dia. 100 mm. | Approved
Abo Shanab El Agamien _0195 | CLI.CON-000001 |  |  | Approved
Abo Shanab El Agamien _0195 | CLI.CON-000001 | 3 - Iz.Junaidi Wisa & Iz. Zaki-Bill No.9 Site and Civil Works -34-7.2.2.a- | Under foundations | Approved
Abo Shanab El Agamien _0195 | CLI.CON-000001 |  |  | Approved
Abo Shanab El Agamien _0195 | CLI.CON-000001 | 3 - Junaidi Wisa Iz. Zaki Wisa-PUMP STATION NO. 3-20-3.3.12- | Supply, installation, termination and testing of control cables (12 x 2 mm2) from valve actuators, water hammering system, generators, transformers, Low Voltage Main Distribution Board (LVMDB), Motor Control Centers (MCC) to the PLC panel complete with conduits, pull boxes, junction boxes, accessories, duct bank...etc. | Approved
Abo Shanab El Agamien _0195 | CLI.CON-000001 |  |  | Approved
Abo Shanab El Agamien _0195 | CLI.CON-000001 | 3 - Iz.Junaidi Wisa & Iz. Zaki-Bill No.9 Site and Civil Works -35-7.2.4.b- | Supply and installation of foam Expansion joints outdoor type joint sealant Complete as shown on drawings, and recommended by the manufacturer and Specification. | Approved
Abo Shanab El Agamien _0195 | CLI.CON-000001 |  |  | Approved
Abo Shanab El Agamien _0195 | CLI.CON-000001 | 3 - Junaidi Wisa Iz. Zaki Wisa-PUMP STATION NO. 3-18-3.2.2-b | Ditto As Above But For Maintained Electricity Duration. Provided With Emergency Unit For 3 Hours. | Approved
Abo Shanab El Agamien _0195 | CLI.CON-000001 |  |  | Approved
Abo Shanab El Agamien _0195 | CLI.CON-000001 | 3 - Iz.Junaidi Wisa & Iz. Zaki-Bill No. 3 Main Pumping Station (Civil works)-15-3.1.4.c- | Supply and apply of waterproofing for the internal surfaces resistant to acids for internal surfaces of the pump structure (floors, walls, ceilings, etc.) including epoxy paints, screed, hardener and all required accessories all necessary works (contractor should submit samples for approval by the engineer) . according to drawings, specifications and recommended by the manufacturer and approved by the Engineer prior to installation. | Approved
Abo Shanab El Agamien _0195 | CLI.CON-000001 |  |  | Approved
Abo Shanab El Agamien _0195 | CLI.CON-000001 | 4 - IZ. AL BILTAJI-Bill No. 3 Main Pumping Station (Civil works)-14-3.1.2-c | Supply and install the steel structure for the edge of the wet well to support the concrete structure of the wet well includes the steel reinforcement for walls of the pit, steel SIB for pit floor, beam of dicophyl, plates, angles, bolts, nuts and washers as required by drawings, specifications and Engineer instructions. | Approved
Abo Shanab El Agamien _0195 | CLI.CON-000001 |  |  | Approved
Abo Shanab El Agamien _0195 | CLI.CON-000001 | 4 - Al Biltaji-Pumping Station NO. 3-18-3.2.2-a | Rated Wall Mounted luminaire IP65, with 60W LED lamp, watertight. | Approved
Abo Shanab El Agamien _0195 | CLI.CON-000001 |  |  | Approved
Abo Shanab El Agamien _0195 | CLI.CON-000001 | 4 - 4-Iz. Al Biltaji.4-Iz. Al Biltaji-BILL NO. 1: SEWAGE NETWORK-5-1.2-b.2 | Ditto, depth to invert between 2.01 m and 2.50 m | Approved
Abo Shanab El Agamien _0195 | CLI.CON-000001 |  |  | Approved
Abo Shanab El Agamien _0195 | CLI.CON-000001 | 4 - Al Biltaji-Store Building NO. 5-32-5.2.1- | Supply, install, connect, test and commission of complete L.V. distribution boards (LP-ST) the price include selectvity study, termination, Identifications, labling, glands, copper luggs as specified and as indicating drawings. System shall be lump sum complete in every respect with all necessary accessories and ancillary works. | Approved
Abo Shanab El Agamien _0195 | CLI.CON-000001 |  |  | Approved
Abo Shanab El Agamien _0195 | CLI.CON-000001 | 4 - IZ. AL BILTAJI-Bill No.4 Guard Room (Civil Works)-23-4.1.1.c- | Supply, backfilling and compaction to the required grades with approved clean sand on layers not more than 25 cm thick. The layers are to be compacted by means of vibratory type equipment to obtain 95% of maximum dry density as per specifications. | Approved
Abo Shanab El Agamien _0195 | CLI.CON-000001 |  |  | Approved
Abo Shanab El Agamien _0195 | CLI.CON-000001 | 4 - IZ. AL BILTAJI-Bill No.4 Guard Room (Civil Works)-24-4.1.4.c- | Supply and installation of 50 mm extruded polystyrene boards for roof heat insulation with minimum density 35 kg/cm�; the work include Polystyrene sheet 1mm layer. Sample shall be approved before execution and all required works shall be as per manufacturer's instructions, recommendations and Specification. | Approved
Abo Shanab El Agamien _0195 | CLI.CON-000001 |  |  | Approved
Abo Shanab El Agamien _0195 | CLI.CON-000001 | 4 - IZ. AL BILTAJI-Bill No.6Admin Room - Civil Works-35-6.1.3-c.1 | 250 mm thick. | Approved
Abo Shanab El Agamien _0195 | CLI.CON-000001 |  |  | Approved
Abo Shanab El Agamien _0195 | CLI.CON-000001 | 4 - 4-Iz. Al Biltaji.4-Iz. Al Biltaji-Bill No. 2 - Forcemain-12-2.7- | supplying and installing concrete encasement of 25cm around pipe under waterway to protect the pipe. All works required to complete the crossing with concrete encasement in accordance with Specifications 2.2.7.7 Concrete Encasement (Bedding and Surrounding), Contract Drawings and the Engineer's instructions | Approved
Abo Shanab El Agamien _0195 | CLI.CON-000001 |  |  | Approved
Abo Shanab El Agamien _0195 | CLI.CON-000001 | 4 - 4-Iz. Al Biltaji.4-Iz. Al Biltaji-BILL NO. 1: SEWAGE NETWORK-4-1.1.1-b.2 | Ditto, depth to invert between 1.51 m and 2.50 m | Approved
Abo Shanab El Agamien _0195 | CLI.CON-000001 |  |  | Approved
Abo Shanab El Agamien _0195 | CLI.CON-000001 | 4 - 4-Iz. Al Biltaji.4-Iz. Al Biltaji-BILL NO. 1: SEWAGE NETWORK-5-1.3-b | IC 60*90 cm | Approved
Abo Shanab El Agamien _0195 | CLI.CON-000001 |  |  | Approved
Abo Shanab El Agamien _0195 | CLI.CON-000001 | 4 - 4-Iz. Al Biltaji.4-Iz. Al Biltaji-Bill No. 2 - Forcemain-12-2.5.4-a | Dismantling joint 200mm | Approved
Abo Shanab El Agamien _0195 | CLI.CON-000001 |  |  | Approved
Abo Shanab El Agamien _0195 | CLI.CON-000001 | 4 - 4-Iz. Al Biltaji.4-Iz. Al Biltaji-Bill No.3.4 - Iz. Al Biltaji Pump Station (Mechanical works)-21-3.4.3-f. | Flanged Wall piece, dia. 150 mm. | Approved
Abo Shanab El Agamien _0195 | CLI.CON-000001 |  |  | Approved
Abo Shanab El Agamien _0195 | CLI.CON-000001 | 4 - IZ. AL BILTAJI-Bill No.5 Store Building (Civil Works)-31-5.1.7-a.1 | Abrasion, friction and shock resistant ceramic | Approved
Abo Shanab El Agamien _0195 | CLI.CON-000001 |  |  | Approved
Abo Shanab El Agamien _0195 | CLI.CON-000001 | 4 - IZ. AL BILTAJI-Bill No.4 Guard Room (Civil Works)-25-4.1.7.b- | Supply and installation of ceramic tiles, pattern as shown on drawings including cement mortar, setting bed, grouting, pointing, fixing, support and all required accessories. Complete as shown on drawings, specified in the Contract documents, recommended by manufacturer and approved by the Engineer prior to installation. | Approved
Abo Shanab El Agamien _0195 | CLI.CON-000001 |  |  | Approved
Abo Shanab El Agamien _0195 | CLI.CON-000001 | 4 - Al Biltaji-Pumping Station NO. 3-20-3.3.14- | Low voltage cables (0.6/1kV) complete with (UPVC Conduits, lugs, ..etc) and all accessories, as per Contract Documents. | Approved
Abo Shanab El Agamien _0195 | CLI.CON-000001 |  |  | Approved
Abo Shanab El Agamien _0195 | CLI.CON-000001 | 4 - 4-Iz. Al Biltaji.4-Iz. Al Biltaji-BILL NO. 1: SEWAGE NETWORK-5-1.2-b.5 | Ditto, depth to invert between 3.51 m and 4.00 m | Approved
Abo Shanab El Agamien _0195 | CLI.CON-000001 |  |  | Approved
Abo Shanab El Agamien _0195 | CLI.CON-000001 | 4 - 4-Iz. Al Biltaji.4-Iz. Al Biltaji-Bill No. 2 - Forcemain-10-2.3.3-c | Flange spigot with puddle flanged pieces 300mm | Approved
Abo Shanab El Agamien _0195 | CLI.CON-000001 |  |  | Approved
Abo Shanab El Agamien _0195 | CLI.CON-000001 | 4 - IZ. AL BILTAJI-Bill No. 3 Main Pumping Station (Civil works)-16-3.1.5-b | Supply and apply external cement plastering to facades with all metal accessories, base and finish coat, thickness 2cm striped with 2 cm groove render for facades. all required works of completion with the industry standards. As per Specification, Drawings and Engineer's instructions. | Approved
Abo Shanab El Agamien _0195 | CLI.CON-000001 |  |  | Approved
Abo Shanab El Agamien _0195 | CLI.CON-000001 | 4 - Al Biltaji-Guard Room NO. 4-27-4.3.2-d | Surface Mounted Luminaire (IP54) With 20W LED lamp. | Approved
Abo Shanab El Agamien _0195 | CLI.CON-000001 |  |  | Approved
Abo Shanab El Agamien _0195 | CLI.CON-000001 | 4 - 4-Iz. Al Biltaji.4-Iz. Al Biltaji-Bill No. 2 - Forcemain-10-2.3.2-b | Tee 200/100 | Approved
Abo Shanab El Agamien _0195 | CLI.CON-000001 |  |  | Approved
Abo Shanab El Agamien _0195 | CLI.CON-000001 | 4 - 4-Iz. Al Biltaji.4-Iz. Al Biltaji-Bill No.3.4 - Iz. Al Biltaji Pump Station (Mechanical works)-21-3.4.3-c. | Flanged non-return valve, dia. 150 mm. | Approved
Abo Shanab El Agamien _0195 | CLI.CON-000001 |  |  | Approved
Abo Shanab El Agamien _0195 | CLI.CON-000001 | 4 - 4-Iz. Al Biltaji.4-Iz. Al Biltaji-Bill No.3.4 - Iz. Al Biltaji Pump Station (Mechanical works)-26-4.2.3-a. | gully trap 30 x 30 | Approved
Abo Shanab El Agamien _0195 | CLI.CON-000001 |  |  | Approved
Abo Shanab El Agamien _0195 | CLI.CON-000001 | 4 - IZ. AL BILTAJI-Bill No. 3 Main Pumping Station (Civil works)-15-3.1.3.b- | 250 mm thick. | Approved
Abo Shanab El Agamien _0195 | CLI.CON-000001 |  |  | Approved
Abo Shanab El Agamien _0195 | CLI.CON-000001 | 4 - IZ. AL BILTAJI-Bill No.4 Guard Room (Civil Works)-25-4.1.7-a.2 | Ceramic floor, non-slip ceramic for toilet | Approved
Abo Shanab El Agamien _0195 | CLI.CON-000001 |  |  | Approved
Abo Shanab El Agamien _0195 | CLI.CON-000001 | 4 - IZ. AL BILTAJI-Bill No.6Admin Room - Civil Works-35-6.1.3-b.1 | 250 mm thick. | Approved
Abo Shanab El Agamien _0195 | CLI.CON-000001 |  |  | Approved
Abo Shanab El Agamien _0195 | CLI.CON-000001 | 1 - Sharaf Al Deen Village-Bill No.4 Guard Room (Civil Works)-28-4.1.2-b.1 | for foundation | Approved
Abo Shanab El Agamien _0195 | CLI.CON-000001 |  |  | Approved
Abo Shanab El Agamien _0195 | CLI.CON-000001 | 1 - Sharaf Al Deen Village-Bill No.4 Guard Room (Civil Works)-31-4.1.8.b- | Supply and apply of Dry mix paint for facades including substrate preparation, scaffoldings, grooves, applying three coats of paint as per required colors and all required accessories as shown on the Contract Drawings, recommended by manufacturer and approved by the Engineer prior to installation. | Approved
Abo Shanab El Agamien _0195 | CLI.CON-000001 |  |  | Approved
Abo Shanab El Agamien _0195 | CLI.CON-000001 | 1 - 1-Sharaf Al Deen Village.b | Wash-out valve chamber | Approved
Abo Shanab El Agamien _0195 | CLI.CON-000001 |  |  | Approved
Abo Shanab El Agamien _0195 | CLI.CON-000001 | 1 - 1-Sharaf Al Deen Village.f. | Flanged Wall piece, dia. 200 mm. | Approved
Abo Shanab El Agamien _0195 | CLI.CON-000001 |  |  | Approved
Abo Shanab El Agamien _0195 | CLI.CON-000001 | 1 - Sharaf Al Deen Village-Bill No. 3 Main Pumping Station (Civil works)-19-3.1.1-a | Structural excavation | Approved
Abo Shanab El Agamien _0195 | CLI.CON-000001 |  |  | Approved
Abo Shanab El Agamien _0195 | CLI.CON-000001 | 1 - Sharaf Al Deen Village-Bill No.8 Site and Civil Works -47-8.2.7-a. | Supply and apply of Dry mix paint for facades including substrate preparation, scaffoldings, grooves, applying three coats of paint as per required colors and all required accessories as shown on the Contract Drawings, recommended by manufacturer and approved by the Engineer prior to installation. | Approved
Abo Shanab El Agamien _0195 | CLI.CON-000001 |  |  | Approved
Abo Shanab El Agamien _0195 | CLI.CON-000001 | 1 - Sharaf Al Deen Village-Bill No.4 Guard Room (Civil Works)-30-4.1.7.b- | Supply and installation of ceramic tiles, pattern as shown on drawings including cement mortar, setting bed, grouting, pointing, fixing, support and all required accessories. Complete as shown on drawings, specified in the Contract documents, recommended by manufacturer and approved by the Engineer prior to installation. | Approved
Abo Shanab El Agamien _0195 | CLI.CON-000001 |  |  | Approved
Abo Shanab El Agamien _0195 | CLI.CON-000001 | 1 - Sharaf Al Deen-Main Pump Station NO. 3-25-43527- | Supply, install, connect and test a complete closed circuit surveillance TV (CCTV) system complete with Weatherproof fixed camera HD, Weatherproof Motorized cameras HD, DVR, Rack, UPS, Joystick, remote controller, color photos printer, conduits, Coaxial cables, control cables, LED screen, boxes between devices, UPS....etc. and all necessary works to complete works as per specifications and contract documents. | Approved
Abo Shanab El Agamien _0195 | CLI.CON-000001 |  |  | Approved
Abo Shanab El Agamien _0195 | CLI.CON-000001 | 1 - Sharaf Al Deen Village-Bill No.5 Store Building (Civil Works)-37-5.1.7-a.2 | cement tiling, for roof | Approved
Abo Shanab El Agamien _0195 | CLI.CON-000001 |  |  | Approved
Abo Shanab El Agamien _0195 | CLI.CON-000001 | 1 - Sharaf Al Deen-Guard room NO. 4-33-4.3.2-d | Surface Mounted Luminaire (IP54) With 20W LED lamp. | Approved
Abo Shanab El Agamien _0195 | CLI.CON-000001 |  |  | Approved
Abo Shanab El Agamien _0195 | CLI.CON-000001 | 1 - 1-Sharaf Al Deen Village | Excavation in rock as specified in the Contract Documents. | Approved
Abo Shanab El Agamien _0195 | CLI.CON-000001 |  |  | Approved
Abo Shanab El Agamien _0195 | CLI.CON-000001 | 1 - Sharaf Al Deen Village-Bill No.4 Guard Room (Civil Works)-29-4.1.3-b.1 | 250 mm thick. | Approved
Abo Shanab El Agamien _0195 | CLI.CON-000001 |  |  | Approved
Abo Shanab El Agamien _0195 | CLI.CON-000001 | 1 - 1-Sharaf Al Deen Village.a | Flange socket with puddle flanged pieces 300mm | Approved
Abo Shanab El Agamien _0195 | CLI.CON-000001 |  |  | Approved
Abo Shanab El Agamien _0195 | CLI.CON-000001 | 1 - 1-Sharaf Al Deen Village.e.1 | Ditto, depth to invert between 2.51 m and 3.50 m | Approved
Abo Shanab El Agamien _0195 | CLI.CON-000001 |  |  | Approved
Abo Shanab El Agamien _0195 | CLI.CON-000001 | 1 | "Supplying, fixing and testing fixtures, hot and cold pipes, fittings, mixer and valves complete with all accessories. � All fixtures should be approved by the Engineer. � Connections to services and wastes with all pipes (polypropylene for cold and hot water inside buildings), materials, fittings and sealants required. � Rate for pipe work shall include cutting, joining, sealants, special pieces and all other fittings on pipes - including isolation tape wrapping to concealed pipes. � Painting with primer and finishing coats to all exposed pipes as instructed by the Engineer. � Rate of fixture shall include all water and drained pipes and valves required � All fixture are first class (ideal standard type ) as per specification, drawings and Engineer instructions." | Approved
Abo Shanab El Agamien _0195 | CLI.CON-000001 |  |  | Approved
Abo Shanab El Agamien _0195 | CLI.CON-000001 | 1 - Sharaf Al Deen-Guard room NO. 4-33-4.3.5-b | Lighting outlets. | Approved
Abo Shanab El Agamien _0195 | CLI.CON-000001 |  |  | Approved
Abo Shanab El Agamien _0195 | CLI.CON-000001 | 1 - Sharaf Al Deen Village-Bill No. 3 Main Pumping Station (Civil works)-21-3.1.5-a | Supply and excite cement sand plaster for internal slabs, walls and beams with all metal accessories, the item includes substrate preparation, all required works of completion with the industry standards. As per Specification, Drawings and Engineer instructions. | Approved
Abo Shanab El Agamien _0195 | CLI.CON-000001 |  |  | Approved
Abo Shanab El Agamien _0195 | CLI.CON-000001 | 1 - 1-Sharaf Al Deen Village.a. | 75mm dia | Approved
Abo Shanab El Agamien _0195 | CLI.CON-000001 |  |  | Approved
Abo Shanab El Agamien _0195 | CLI.CON-000001 | 1 - 1-Sharaf Al Deen Village.e. | Flanged Elbow 90o, dia. 200 mm. | Approved
Abo Shanab El Agamien _0195 | CLI.CON-000001 |  |  | Approved
Abo Shanab El Agamien _0195 | CLI.CON-000001 | 1 - Sharaf Al Deen Village-Bill No.8 Site and Civil Works -47-8.3.2-a. | DN/ID 150 mm dia | Approved
Abo Shanab El Agamien _0195 | CLI.CON-000001 |  |  | Approved
Abo Shanab El Agamien _0195 | CLI.CON-000001 | 1 - Sharaf Al Deen-Main Pump Station NO. 3-23-3.2.6-b | Lighting outlets. Supply, Test, Delivery, Erection, Commissioning and putting into Operation of the following items (including all accessories) as per Contract Documents: | Approved
Abo Shanab El Agamien _0195 | CLI.CON-000001 |  |  | Approved
Abo Shanab El Agamien _0195 | CLI.CON-000001 | 1 - 1-Sharaf Al Deen Village.a. | D.C.I, K9, flanged pipes, dia. 300 mm. | Approved
Abo Shanab El Agamien _0195 | CLI.CON-000001 |  |  | Approved
Abo Shanab El Agamien _0195 | CLI.CON-000001 | 1 - Sharaf Al Deen Village-Bill No.4 Guard Room (Civil Works)-28-4.1.2-c.1 | structure | Approved
Abo Shanab El Agamien _0195 | CLI.CON-000001 |  |  | Approved
Abo Shanab El Agamien _0195 | CLI.CON-000001 | 1 - Sharaf Al Deen Village-Bill No. 3 Main Pumping Station (Civil works)-22-3.1.7-c | Supply and lay marble / granite steps the riser 20 mm thick and the tread 40 mm thick including skirting & anti slip braking width 3 cm, as parallel lines as per drawings, specifications and approved sample. | Approved
Abo Shanab El Agamien _0195 | CLI.CON-000001 |  |  | Approved
Abo Shanab El Agamien _0195 | CLI.CON-000001 | 1 - 1-Sharaf Al Deen Village.b.3 | Ditto, depth to invert between 2.51 m and 3.50 m | Approved
Abo Shanab El Agamien _0195 | CLI.CON-000001 |  |  | Approved
Abo Shanab El Agamien _0195 | CLI.CON-000001 | 2 - Kariman sednaoui-Bill No.9 Site and Civil Works -49--9.3.4 | Circular Manholes: Construction of in-situ cast fair faced plain concrete (Grade C30) manholes. Price includes all supplies, excavation in all types of soil except the rock, removal and disposal of the excavated material, debris and rubble disposal to the designated dump yard, trench shoring and supports, soil replacement if any,sheeting, surface dewatering, forming flexible joints at manhole entrances, including short pieces, benching at the manhole base, internal and external protection, backfilling in compacted layers using approved soil material and testing, reinstatement of ground surface and road pavements of every kind and restoring every thing to their original conditions including asphalt and other paved areas, manhole cover and frame D400 made of polymeric material such as (GRP) or alternative, epoxy coated non-slip finish manhole steps and all other accessories and fittings that are required for a complete manhole all as shown and detailed in the Contract Drawings and Specifications | Approved
Abo Shanab El Agamien _0195 | CLI.CON-000001 |  |  | Approved
Abo Shanab El Agamien _0195 | CLI.CON-000001 | 2 - Kariman sednaoui-Bill No. 3 Main Pumping Station (Civil works)-13-3.1.2-a.1 | Un-reinforced lean concrete for sub-structure | Approved
Abo Shanab El Agamien _0195 | CLI.CON-000001 |  |  | Approved
Abo Shanab El Agamien _0195 | CLI.CON-000001 | 2 - Kariman sednaoui-Bill No.6Admin Room - Civil Works-35-6.1.3-b.1 | 250 mm thick. | Approved
Abo Shanab El Agamien _0195 | CLI.CON-000001 |  |  | Approved
Abo Shanab El Agamien _0195 | CLI.CON-000001 | 2 - 2- Iz. Kariman Sednaoui.2- Iz. Kariman Sednaoui-Bill No.3.4 - Iz. Kariman Sednaoui Pump Station (Mechanical works)-20-3.4.4-a. | D.C.I, K9, flanged pipes, dia. 250 mm. | Approved
Abo Shanab El Agamien _0195 | CLI.CON-000001 |  |  | Approved
Abo Shanab El Agamien _0195 | CLI.CON-000001 | 2 - Kariman Sednaoui-Main Pump Station NO. 3-18-3.3.3- | Main Low tension switchboard (0.38kV) complete with all component (C.B, contactors,Electrcal and mechanical interlock, measuring and protection devices ?etc), as per Single Line Diagram and Contract Documents (to be erected in pump building). | Approved
Abo Shanab El Agamien _0195 | CLI.CON-000001 |  |  | Approved
Abo Shanab El Agamien _0195 | CLI.CON-000001 | 2 - Kariman Sednaoui-Store NO. 5-32-5.2.2-b | Ditto As Above But For Maintained Electricity Duration. Provided With Emergency Unit For 3 Hours | Approved
Abo Shanab El Agamien _0195 | CLI.CON-000001 |  |  | Approved
Abo Shanab El Agamien _0195 | CLI.CON-000001 | 2 - Kariman sednaoui-Bill No.6Admin Room - Civil Works-34-6.1.2-b.2 | For grade slabs, 100 mm thick | Approved
Abo Shanab El Agamien _0195 | CLI.CON-000001 |  |  | Approved
Abo Shanab El Agamien _0195 | CLI.CON-000001 | 2 - Kariman Sednaoui-Admin Building NO. 6 -39-6.3.1-a | Supply, install, connect, test and commission of complete L.V. distribution boards (LP-ADMIN.) the price include selectvity study, termination, Identifications, labling, glands, copper luggs as specified and as indicating drawings. System shall be lump sum complete in every respect with all necessary accessories and ancillary works. | Approved
Abo Shanab El Agamien _0195 | CLI.CON-000001 |  |  | Approved
Abo Shanab El Agamien _0195 | CLI.CON-000001 | 2 - Kariman Sednaoui-Generator Shed NO. 7 -42-7.2.1-a | Supply, install, connect, test and commission of complete L.V. distribution boards (LP-GEN. SHED) the price include selectvity study, termination, Identifications, labling, glands, copper luggs as specified and as indicating drawings. System shall be lump sum complete in every respect with all necessary accessories and ancillary works. | Approved
Abo Shanab El Agamien _0195 | CLI.CON-000001 |  |  | Approved
Abo Shanab El Agamien _0195 | CLI.CON-000001 | 2 - Kariman Sednaoui-Main Pump Station NO. 3-19-3.3.12- | Supply, installation, termination and testing of control cables (12 x 2 mm2) from valve actuators, water hammering system, generators, transformers, Low Voltage Main Distribution Board (LVMDB), Motor Control Centers (MCC) to the PLC panel complete with conduits, pull boxes, junction boxes, accessories, duct bank...etc. | Approved
Abo Shanab El Agamien _0195 | CLI.CON-000001 |  |  | Approved
Abo Shanab El Agamien _0195 | CLI.CON-000001 | 2 - Kariman Sednaoui-Store NO. 5-32-5.2.5-b | Lighting outlets. | Approved
Abo Shanab El Agamien _0195 | CLI.CON-000001 |  |  | Approved
Abo Shanab El Agamien _0195 | CLI.CON-000001 | 2 - Kariman sednaoui-Bill No. 3 Main Pumping Station (Civil works)-13-3.1.2-c | Supply and install the steel structure for the edge of the wet well to support the concrete structure of the wet well includes the steel reinforcement for walls of the pit, steel SIB for pit floor, beam of dicophyl, plates, angles, bolts, nuts and washers as required by drawings, specifications and Engineer instructions. | Approved
Abo Shanab El Agamien _0195 | CLI.CON-000001 |  |  | Approved
Abo Shanab El Agamien _0195 | CLI.CON-000001 | 2 - Kariman Sednaoui-Main Pump Station NO. 3-17-3.2.3-a | One Way, One-gang Lighting Switch 10A. | Approved
Abo Shanab El Agamien _0195 | CLI.CON-000001 |  |  | Approved
Abo Shanab El Agamien _0195 | CLI.CON-000001 | 2 - 2- Iz. Kariman Sednaoui.2- Iz. Kariman Sednaoui-Bill No. 2 - Forcemain-10-2.3.3-e | Flange socket with puddle flanged pieces 200mm | Approved
Abo Shanab El Agamien _0195 | CLI.CON-000001 |  |  | Approved
Abo Shanab El Agamien _0195 | CLI.CON-000001 | 2 - Kariman sednaoui-Bill No.5 Store Building (Civil Works)-30-5.1.5-a | Supply and excite cement sand plaster for internal slabs, walls and beams with all metal accessories, the item includes substrate preparation, all required works of completion with the industry standards. As per specification, drawings and the Engineer's instructions. | Approved
Abo Shanab El Agamien _0195 | CLI.CON-000001 |  |  | Approved
Abo Shanab El Agamien _0195 | CLI.CON-000001 | 2 - Kariman sednaoui-Bill No.4 Guard Room (Civil Works)-25-4.1.8.c- | Supply and apply of 90 cm high dry mix for skirting including substrate preparation, scaffoldings, grooves, and all required accessories as shown on Contract Drawings, recommended by manufacturer and approved by the Engineer prior to installation. | Approved
Abo Shanab El Agamien _0195 | CLI.CON-000001 |  |  | Approved
Abo Shanab El Agamien _0195 | CLI.CON-000001 | 2 - Kariman sednaoui-Bill No. 3 Main Pumping Station (Civil works)-15-3.1.6-d | Supply, fabrication and erection of galvanized steel ladder wall mounted with safety cage including all required steel members, galvanizing, formulation, painting, welding, jointing, all fixings and accessories. Complete as shown on drawings, Detailed shop drawings must be submitted by the contractor and approved by the Engineer prior to fabrication. | Approved
Abo Shanab El Agamien _0195 | CLI.CON-000001 |  |  | Approved
Abo Shanab El Agamien _0195 | CLI.CON-000001 | 2 - Kariman sednaoui-Bill No. 3 Main Pumping Station (Civil works)-15-3.1.6-e | Supply, install of GRP net covers. including frames, painting, welding, jointing, all fixings and accessories. Complete as shown on drawings, specification, and recommended by the manufacturer. | Approved
Abo Shanab El Agamien _0195 | CLI.CON-000001 |  |  | Approved
Abo Shanab El Agamien _0195 | CLI.CON-000001 | 2 - Kariman sednaoui-Bill No.9 Site and Civil Works -47-9.2.4.b- | Supply and installation of foam Expansion joints outdoor type joint sealant Complete as shown on drawings, and recommended by the manufacturer and Specification. | Approved
Abo Shanab El Agamien _0195 | CLI.CON-000001 |  |  | Approved
Abo Shanab El Agamien _0195 | CLI.CON-000001 |  |  | Approved
Abo Shanab El Agamien _0195 | CLI.CON-000001 | 2 - Kariman Sednaoui-Store NO. 5-32-5.2.2-c | Enclosed Polycarbonate, Wall Mounting Luminaire IP65 With 20 Watt LED Lamp. | Approved
Abo Shanab El Agamien _0195 | CLI.CON-000001 |  |  | Approved
Abo Shanab El Agamien _0195 | CLI.CON-000001 | 2 - Kariman sednaoui-Bill No.4 Guard Room (Civil Works)-25-4.1.5-b | Supply and apply external cement plastering to facades with all metal accessories, base and finish coat, thickness 2cm striped with 2 cm groove render for facades. all required works of completion with the industry standards. As per Specification, Drawings and Engineer's instructions. | Approved
Abo Shanab El Agamien _0195 | CLI.CON-000001 |  |  | Approved
Abo Shanab El Agamien _0195 | CLI.CON-000001 | 2 - Kariman Sednaoui-Main Pump Station NO. 3-17-3.2.5-b | Lighting outlets. | Approved
Abo Shanab El Agamien _0195 | CLI.CON-000001 |  |  | Approved
Abo Shanab El Agamien _0195 | CLI.CON-000001 | 2 - Kariman sednaoui-Bill No.5 Store Building (Civil Works)-31-5.1.9-a. | 75mm dia. | Approved
Abo Shanab El Agamien _0195 | CLI.CON-000001 |  |  | Approved
Abo Shanab El Agamien _0195 | CLI.CON-000001 | 2 - Kariman sednaoui-Bill No.4 Guard Room (Civil Works)-23-4.1.2-a.1 | Under foundations | Approved
Abo Shanab El Agamien _0195 | CLI.CON-000001 |  |  | Approved
Abo Shanab El Agamien _0195 | CLI.CON-000001 | 2 - Kariman sednaoui-Bill No.4 Guard Room (Civil Works)-23-4.1.2-b.1 | for foundation | Approved
Abo Shanab El Agamien _0195 | CLI.CON-000001 |  |  | Approved
Abo Shanab El Agamien _0195 | CLI.CON-000001 | 2 - Kariman sednaoui-Bill No.7 Generator Shed (Civil Works)-41--7.1.b | Supplying, install and fabrication Pre-Engineered Steel Shade Structures. The price includes all the necessary steel section, bolts, C- channel and corrugated sheet , fixing, paints, fitting and accessories as required by the specifications. provided that the work is completed in full according to the Contract Drawings, Technical Specifications, industry assets and the instructions of the Engineer. | Approved
Abo Shanab El Agamien _0195 | CLI.CON-000001 |  |  | Approved
Abo Shanab El Agamien _0195 | CLI.CON-000001 | 2 - Kariman sednaoui-Bill No. 3 Main Pumping Station (Civil works)-13-3.1.1-b | Submersible Excavation | Approved
Abo Shanab El Agamien _0195 | CLI.CON-000001 |  |  | Approved
Abo Shanab El Agamien _0195 | CLI.CON-000001 | 2 - 2- Iz. Kariman Sednaoui.2- Iz. Kariman Sednaoui-BILL NO. 1: SEWAGE NETWORK-5-1.2-a.1 | Depth to invert not exceeding 1.5 m | Approved
Abo Shanab El Agamien _0195 | CLI.CON-000001 |  |  | Approved
Abo Shanab El Agamien _0195 | CLI.CON-000001 | 2 - Kariman sednaoui-Bill No. 3 Main Pumping Station (Civil works)-14-3.1.4-b | Supply and installation of PVC water stop 25 cm width including fixing, fittings, jointing and accessories. Complete as shown on Contract Drawings and all required works shall be as per manufacturer's instructions, recommendations and Specification. | Approved
Abo Shanab El Agamien _0195 | CLI.CON-000001 |  |  | Approved
Abo Shanab El Agamien _0195 | CLI.CON-000001 | 2 - 2- Iz. Kariman Sednaoui.2- Iz. Kariman Sednaoui-BILL NO. 1: SEWAGE NETWORK-4-1.1.1-c.3 | Ditto, depth to invert between 3.51 m and 4.50 m | Approved
Abo Shanab El Agamien _0195 | CLI.CON-000001 |  |  | Approved
Abo Shanab El Agamien _0195 | CLI.CON-000001 | 2 - Kariman sednaoui-Bill No.4 Guard Room (Civil Works)-23-4.1.2-a.2 | For roof slopes, 30 mm to 140 mm thick | Approved
Abo Shanab El Agamien _0195 | CLI.CON-000001 |  |  | Approved
Abo Shanab El Agamien _0195 | CLI.CON-000001 | 2 - Kariman sednaoui-Bill No. 3 Main Pumping Station (Civil works)-16-3.1.8.a- | Supply and apply of Acrylic paint for internal walls and ceiling including substrate preparation, applying primer, 2 layer of plastic paint over 2 putty coats as per required colors and all required accessories as shown on drawings, recommended by manufacturer and approved by the Engineer prior to installation. | Approved
Abo Shanab El Agamien _0195 | CLI.CON-000001 | 3 - Iz.Junaidi Wisa & Iz. Zaki-Bill No.4 Guard Room (Civil Works)-25-4.1.7.b- | Supply and installation of ceramic tiles, pattern as shown on drawings including cement mortar, setting bed, grouting, pointing, fixing, support and all required accessories. Complete as shown on drawings, specified in the Contract documents, recommended by manufacturer and approved by the Engineer prior to installation. | Approved
Abo Shanab El Agamien _0195 | CLI.CON-000001 |  |  | Approved
Abo Shanab El Agamien _0195 | CLI.CON-000001 | 3 - Iz.Junaidi Wisa & Iz. Zaki-Bill No.9 Site and Civil Works -34-7.2.2.c- | Supply and casting of in-place reinforced concrete Grade C25 in super structure for column and capping, including: formwork, scaffolding, expansion and construction joints, Steel bar reinforcement, joint filler and sealant, accessories, transporting, mixing, casting, finishing, compaction by vibratory, spraying, curing, and testing as required by the specifications. | Approved
Abo Shanab El Agamien _0195 | CLI.CON-000001 |  |  | Approved
Abo Shanab El Agamien _0195 | CLI.CON-000001 | 3 - Junaidi Wisa Iz. Zaki Wisa-PUMP STATION NO. 3-18-3.2.2-c | Surface mounted luminaire with 1x60 watt led lamps, With (IP20) | Approved
Abo Shanab El Agamien _0195 | CLI.CON-000001 |  |  | Approved
Abo Shanab El Agamien _0195 | CLI.CON-000001 | 3 - Iz.Junaidi Wisa & Iz. Zaki-Bill No. 3 Main Pumping Station (Civil works)-17-3.1.7-c | Supply and lay marble / granite steps the riser 20 mm thick and the tread 40 mm thick including skirting & anti slip braking width 3 cm, as parallel lines as per drawings, specifications and approved sample. | Approved
Abo Shanab El Agamien _0195 | CLI.CON-000001 |  |  | Approved
Abo Shanab El Agamien _0195 | CLI.CON-000001 | 3 - Iz.Junaidi Wisa & Iz. Zaki-Bill No.9 Site and Civil Works -34--7.1.a | Supply and install and test Reinforced concrete pavement (20 cm thick) inside the plant including formwork and steel reinforcement mesh, 15 cm gravel as base, leveling, helicopter finish and coated by screed and all its requirement for completion the work. As per Specification, Drawings and Engineer's instructions | Approved
Abo Shanab El Agamien _0195 | CLI.CON-000001 |  |  | Approved
Abo Shanab El Agamien _0195 | CLI.CON-000001 | 3 - Iz.Junaidi Wisa & Iz. Zaki-Bill No.4 Guard Room (Civil Works)-23-4.1.2-c.1 | structure | Approved
Abo Shanab El Agamien _0195 | CLI.CON-000001 |  |  | Approved
Abo Shanab El Agamien _0195 | CLI.CON-000001 | 3 - Junaidi Wisa Iz. Zaki Wisa-Guard Room NO. 4-28-4.3.2-c | Enclosed Polycarbonate, Wall Mounting Luminaire IP65 With 20 Watt LED Lamp. | Approved
Abo Shanab El Agamien _0195 | CLI.CON-000001 |  |  | Approved
Abo Shanab El Agamien _0195 | CLI.CON-000001 | 3 - Iz.Junaidi Wisa & Iz. Zaki-Bill No.4 Guard Room (Civil Works)-24-4.1.3-b.2 | 120 mm thick. | Approved
Abo Shanab El Agamien _0195 | CLI.CON-000001 |  |  | Approved
Abo Shanab El Agamien _0195 | CLI.CON-000001 | 3 - 3- Iz.Junaidi Wisa & Iz. Zaki W.3- Iz.Junaidi Wisa & Iz. Zaki Wisa-BILL NO. 1: SEWAGE NETWORK-4-1.1.1-c.2 | Depth to invert between 1.51 m and 2.50 m | Approved
Abo Shanab El Agamien _0195 | CLI.CON-000001 |  |  | Approved
Abo Shanab El Agamien _0195 | CLI.CON-000001 | 3 - Junaidi Wisa Iz. Zaki Wisa-PUMP STATION NO. 3-20-3.3.11- | Supply, installation, termination and testing of instrumentation shielded cables (2 x 1.5 mm2) from field instrumentation to control panel complete with conduits, pull boxes, junction boxes, accessories, duct bank...etc. | Approved
Abo Shanab El Agamien _0195 | CLI.CON-000001 |  |  | Approved
Abo Shanab El Agamien _0195 | CLI.CON-000001 | 3 - 3- Iz.Junaidi Wisa & Iz. Zaki W.3- Iz.Junaidi Wisa & Iz. Zaki Wisa-Bill No. 2 - Forcemain-10-2.3.1-a | Non- return valve 150 mm dia. | Approved
Abo Shanab El Agamien _0195 | CLI.CON-000001 |  |  | Approved
Abo Shanab El Agamien _0195 | CLI.CON-000001 | 3 - Junaidi Wisa Iz. Zaki Wisa-PUMP STATION NO. 3-18-3.2.2-e | Enclosed Polycarbonate, Wall Mounting Luminaire IP65 With 40 Watt LED Lamp. | Approved
Abo Shanab El Agamien _0195 | CLI.CON-000001 |  |  | Approved
Abo Shanab El Agamien _0195 | CLI.CON-000001 | 3 - Junaidi Wisa Iz. Zaki Wisa-PUMP STATION NO. 3-19-3.3.6- | Supply, installation, calibration, connection and testing of Non-contact Radar level transmitter with range from 0 to 20 meters and beem angle not more than 5 degree (consists of separate sensor and transmitter with digital indicator) including all necessary accessories required for installation and operation requirements. | Approved
Abo Shanab El Agamien _0195 | CLI.CON-000001 |  |  | Approved
Abo Shanab El Agamien _0195 | CLI.CON-000001 | 3 - Junaidi Wisa Iz. Zaki Wisa-PUMP STATION NO. 3-18-3.2.2-d | Ditto as Above But For Maintained Electricity Duration. Provided With Emergency Unit For 3 Hours | Approved
Abo Shanab El Agamien _0195 | CLI.CON-000001 |  |  | Approved
Abo Shanab El Agamien _0195 | CLI.CON-000001 | 3 - 3- Iz.Junaidi Wisa & Iz. Zaki W.3- Iz.Junaidi Wisa & Iz. Zaki Wisa-BILL NO. 1: SEWAGE NETWORK-6-1.3-a | Tank with external Dimensions (6.1*4.1*5) m | Approved
Abo Shanab El Agamien _0195 | CLI.CON-000001 |  |  | Approved
Abo Shanab El Agamien _0195 | CLI.CON-000001 | 3 - Iz.Junaidi Wisa & Iz. Zaki-Bill No. 3 Main Pumping Station (Civil works)-14-3.1.2-c | Supply and install the steel structure for the edge of the wet well to support the concrete structure of the wet well includes the steel reinforcement for walls of the pit, steel SIB for pit floor, beam of dicophyl, plates, angles, bolts, nuts and washers as required by drawings, specifications and Engineer instructions. | Approved
Abo Shanab El Agamien _0195 | CLI.CON-000001 |  |  | Approved
Abo Shanab El Agamien _0195 | CLI.CON-000001 | 4 | Iz. Al Biltaji | Approved
Abo Shanab El Agamien _0195 | CLI.CON-000001 |  |  | Approved
Abo Shanab El Agamien _0195 | CLI.CON-000001 | 4 - 4-Iz. Al Biltaji.4-Iz. Al Biltaji-BILL NO. 1: SEWAGE NETWORK-5-1.2-b.1 | Ditto, depth to invert between 1.51 m and 2.00 m | Approved
Abo Shanab El Agamien _0195 | CLI.CON-000001 |  |  | Approved
Abo Shanab El Agamien _0195 | CLI.CON-000001 | 4 - IZ. AL BILTAJI-Bill No.5 Store Building (Civil Works)-31-5.1.7-a.2 | cement tiling, for roof | Approved
Abo Shanab El Agamien _0195 | CLI.CON-000001 |  |  | Approved
Abo Shanab El Agamien _0195 | CLI.CON-000001 | 4 - Al Biltaji-Pumping Station NO. 3-18-3.2.3-a | One Way, One-gang Lighting Switch 10A. | Approved
Abo Shanab El Agamien _0195 | CLI.CON-000001 |  |  | Approved
Abo Shanab El Agamien _0195 | CLI.CON-000001 | 4 - IZ. AL BILTAJI-Bill No.9 Site and Civil Works -46--9..1.d | Supply and install and planting of grass including base, supbase and irrigation system include irrigation hydrant, valves and pipes. All required works of completion with the industry standards, as per specification and Engineer instructions. | Approved
Abo Shanab El Agamien _0195 | CLI.CON-000001 |  |  | Approved
Abo Shanab El Agamien _0195 | CLI.CON-000001 | 4 - Al Biltaji-Admin Room NO. 6-39-6.3.4-b | Single Phase Switched waterproof Socket, 220V, 16A, 3 Pin Complete With Cover (IP55) | Approved
Abo Shanab El Agamien _0195 | CLI.CON-000001 |  |  | Approved
Abo Shanab El Agamien _0195 | CLI.CON-000001 | 4 - IZ. AL BILTAJI-Bill No.4 Guard Room (Civil Works)-25-4.1.6-b.2 | Type W2, 600 mm width x 600 mm height | Approved
Abo Shanab El Agamien _0195 | CLI.CON-000001 |  |  | Approved
Abo Shanab El Agamien _0195 | CLI.CON-000001 | 4 - 4-Iz. Al Biltaji.4-Iz. Al Biltaji-BILL NO. 1: SEWAGE NETWORK-7-1.6-a | Concrete encasement 25cm (200mm) | Approved
Abo Shanab El Agamien _0195 | CLI.CON-000001 |  |  | Approved
Abo Shanab El Agamien _0195 | CLI.CON-000001 | 4 - IZ. AL BILTAJI-Bill No. 3 Main Pumping Station (Civil works)-17-3.1.8.b- | Supply and apply of Dry mix paint for facades including substrate preparation, scaffoldings, grooves, applying three coats of paint as per required colors and all required accessories as shown on the Contract Drawings, recommended by manufacturer and approved by the Engineer prior to installation. | Approved
Abo Shanab El Agamien _0195 | CLI.CON-000001 |  |  | Approved
Abo Shanab El Agamien _0195 | CLI.CON-000001 | 4 - IZ. AL BILTAJI-Bill No. 3 Main Pumping Station (Civil works)-15-3.1.3.a- | 250 mm thick. | Approved
Abo Shanab El Agamien _0195 | CLI.CON-000001 |  |  | Approved
Abo Shanab El Agamien _0195 | CLI.CON-000001 | 4 - IZ. AL BILTAJI-Bill No.4 Guard Room (Civil Works)-24-4.1.3-c.1 | 250 mm thick. | Approved
Abo Shanab El Agamien _0195 | CLI.CON-000001 |  |  | Approved
Abo Shanab El Agamien _0195 | CLI.CON-000001 | 4 - IZ. AL BILTAJI-Bill No. 3 Main Pumping Station (Civil works)-14-3.1.1-d | Supply, backfilling and compaction to the required grades with approved clean sand on layers not more than 25 cm thick. The layers are to be compacted by means of vibratory type equipment to obtain 95% of maximum dry density as per specifications. | Approved
Abo Shanab El Agamien _0195 | CLI.CON-000001 |  |  | Approved
Abo Shanab El Agamien _0195 | CLI.CON-000001 | 4 - 4-Iz. Al Biltaji.4-Iz. Al Biltaji-Bill No. 2 - Forcemain-10-2.3.2-a | Tee 200/150 | Approved
Abo Shanab El Agamien _0195 | CLI.CON-000001 |  |  | Approved
Abo Shanab El Agamien _0195 | CLI.CON-000001 | 4 - 4-Iz. Al Biltaji.4-Iz. Al Biltaji-Bill No.3.4 - Iz. Al Biltaji Pump Station (Mechanical works)-21-3.4.3-g. | Flanged Reducer, dia 150/Pump outlet diameter | Approved
Abo Shanab El Agamien _0195 | CLI.CON-000001 |  |  | Approved
Abo Shanab El Agamien _0195 | CLI.CON-000001 | 4 - IZ. AL BILTAJI-Bill No.4 Guard Room (Civil Works)-24-4.1.3-a.1 | 250 mm thick. | Approved
Abo Shanab El Agamien _0195 | CLI.CON-000001 |  |  | Approved
Abo Shanab El Agamien _0195 | CLI.CON-000001 | 4 - IZ. AL BILTAJI-Bill No.4 Guard Room (Civil Works)-24-4.1.4.a- | Supply and apply two coats of oxidized bituminous paint insulation to surfaces underground contact with soil such as footings, ground beam, columns pedestal and masonry work to 15 cm upper the GL, sample shall be approved before execution and all required works shall be as per manufacturer's instructions, recommendations and Specification. | Approved
Abo Shanab El Agamien _0195 | CLI.CON-000001 |  |  | Approved
Abo Shanab El Agamien _0195 | CLI.CON-000001 | 4 - 4-Iz. Al Biltaji.4-Iz. Al Biltaji-BILL NO. 1: SEWAGE NETWORK-4-1.1.1-c.1 | Depth to invert not exceeding 1.5 m | Approved
Abo Shanab El Agamien _0195 | CLI.CON-000001 |  |  | Approved
Abo Shanab El Agamien _0195 | CLI.CON-000001 | 4 - IZ. AL BILTAJI-Bill No.9 Site and Civil Works -46--9.1.a | Supply and install and test Reinforced concrete pavement (20 cm thick) inside the plant including formwork and steel reinforcement mesh, 15 cm gravel as base, leveling, helicopter finish and coated by screed and all its requirement for completion the work. As per Specification, Drawings and Engineer's instructions | Approved
Abo Shanab El Agamien _0195 | CLI.CON-000001 |  |  | Approved
Abo Shanab El Agamien _0195 | CLI.CON-000001 | 4 - IZ. AL BILTAJI-Bill No. 3 Main Pumping Station (Civil works)-14-3.1.2.d- | Supply and casting of in-place reinforced concrete (Grade C30) with Sulfate- resistant cement, including: formwork, scaffolding, expansion and construction joints, Steel bar reinforcement, joint filler and sealant, accessories, transporting, mixing, casting, finishing, compaction by vibratory, curing and testing as required by the specifications. | Approved
Abo Shanab El Agamien _0195 | CLI.CON-000001 |  |  | Approved
Abo Shanab El Agamien _0195 | CLI.CON-000001 | 4 - 4-Iz. Al Biltaji.4-Iz. Al Biltaji-Bill No.3.4 - Iz. Al Biltaji Pump Station (Mechanical works)-26-4.2.1-a. | Water closet with flush tank floor mounted water closet with flush tank (European type) shall be provided with a toilet paper holder and all its required accessories and fittings with approved sample. All required works of completion with the industry standards. | Approved
Abo Shanab El Agamien _0195 | CLI.CON-000001 |  |  | Approved
Abo Shanab El Agamien _0195 | CLI.CON-000001 | 4 - Al Biltaji-Generator Shed NO. 7 -42-7.2.4-a | Lighting outlets. | Approved
Abo Shanab El Agamien _0195 | CLI.CON-000001 |  |  | Approved
Abo Shanab El Agamien _0195 | CLI.CON-000001 | 4 - IZ. AL BILTAJI-Bill No.6Admin Room - Civil Works-35-6.1.3-b.2 | 120 mm thick. | Approved
Abo Shanab El Agamien _0195 | CLI.CON-000001 |  |  | Approved
Abo Shanab El Agamien _0195 | CLI.CON-000001 | 4 - Al Biltaji-Admin Room NO. 6-39-6.3.5-b | Lighting outlets. | Approved
Abo Shanab El Agamien _0195 | CLI.CON-000001 |  |  | Approved
Abo Shanab El Agamien _0195 | CLI.CON-000001 | 4 - Al Biltaji-Pumping Station NO. 3-19-3.3.3- | Main Low tension switchboard (0.38kV) complete with all component (C.B, contactors,Electrcal and mechanical interlock, measuring and protection devices ?etc), as per Single Line Diagram and Contract Documents (to be erected in pump building). | Approved
Abo Shanab El Agamien _0195 | CLI.CON-000001 |  |  | Approved
Abo Shanab El Agamien _0195 | CLI.CON-000001 | 4 - IZ. AL BILTAJI-Bill No.9 Site and Civil Works -47-9.2.7-a. | Supply and apply of Dry mix paint for facades including substrate preparation, scaffoldings, grooves, applying three coats of paint as per required colors and all required accessories as shown on the Contract Drawings, recommended by manufacturer and approved by the Engineer prior to installation. | Approved
Abo Shanab El Agamien _0195 | CLI.CON-000001 |  |  | Approved
Abo Shanab El Agamien _0195 | CLI.CON-000001 | 4 - Al Biltaji-Guard Room NO. 4-27-4.3.5-b | Lighting outlets. | Approved
Abo Shanab El Agamien _0195 | CLI.CON-000001 |  |  | Approved
Abo Shanab El Agamien _0195 | CLI.CON-000001 | 4 - 4-Iz. Al Biltaji.4-Iz. Al Biltaji-Bill No. 2 - Forcemain-12-2.5.1-a | Gate valve 200mm dia. | Approved
Abo Shanab El Agamien _0195 | CLI.CON-000001 |  |  | Approved
Abo Shanab El Agamien _0195 | CLI.CON-000001 | 4 - IZ. AL BILTAJI-Bill No.5 Store Building (Civil Works)-29-5.1.1.c- | Supply, backfilling and compaction to the required grades with approved clean sand on layers not more than 25 cm thick. The layers are to be compacted by means of vibratory type equipment to obtain 95% of maximum dry density as per specifications. | Approved
Abo Shanab El Agamien _0195 | CLI.CON-000001 |  |  | Approved
Abo Shanab El Agamien _0195 | CLI.CON-000001 | 4 - 4-Iz. Al Biltaji.4-Iz. Al Biltaji-BILL NO. 1: SEWAGE NETWORK-5-1.2-b.4 | Ditto, depth to invert between 3.01 m and 3.50 m | Approved
Abo Shanab El Agamien _0195 | CLI.CON-000001 |  |  | Approved
Abo Shanab El Agamien _0195 | CLI.CON-000001 | 4 - 4-Iz. Al Biltaji.4-Iz. Al Biltaji-BILL NO. 1: SEWAGE NETWORK-6-1.5.3-b | Dismantling joints | Approved
Abo Shanab El Agamien _0195 | CLI.CON-000001 |  |  | Approved
Abo Shanab El Agamien _0195 | CLI.CON-000001 | 4 - IZ. AL BILTAJI-Bill No.5 Store Building (Civil Works)-31-5.1.8.c- | Supply and apply of 60 cm high dry mix for skirting including substrate preparation, scaffoldings, grooves, and all required accessories as shown on Contract Drawings, recommended by manufacturer and approved by the Engineer prior to installation. | Approved
Abo Shanab El Agamien _0195 | CLI.CON-000001 |  |  | Approved
Abo Shanab El Agamien _0195 | CLI.CON-000001 | 5 - Tahawi Village-Bill No. 3 Main Pumping Station (Civil works)-12-3.1.2-c | Supply and install the steel structure for the edge of the wet well to support the concrete structure of the wet well includes the steel reinforcement for walls of the pit, steel SIB for pit floor, beam of dicophyl, plates, angles, bolts, nuts and washers as required by drawings, specifications and Engineer instructions. | Approved
Abo Shanab El Agamien _0195 | CLI.CON-000001 |  |  | Approved
Abo Shanab El Agamien _0195 | CLI.CON-000001 | 5 - Tahawi Village-Bill No.6Admin Room - Civil Works-34-6.1.5-b | Supply and apply external cement plastering to facades with all metal accessories, base and finish coat, thickness 2cm striped with 2 cm groove render for facades. all required works of completion with the industry standards. As per Specification, Drawings and Engineer's instructions. | Approved
Abo Shanab El Agamien _0195 | CLI.CON-000001 |  |  | Approved
Abo Shanab El Agamien _0195 | CLI.CON-000001 | 5 - Tahawi-Pumping Station NO. 3-18-3.3.19- | Supply, install, connect and test a complete closed circuit surveillance TV (CCTV) system complete with Weatherproof fixed camera HD, Weatherproof Motorized cameras HD, DVR, Rack, UPS, Joystick, remote controller, color photos printer, conduits, Coaxial cables, control cables, LED screen, boxes between devices, UPS....etc. and all necessary works to complete works as per specifications and contract documents. | Approved
Abo Shanab El Agamien _0195 | CLI.CON-000001 |  |  | Approved
Abo Shanab El Agamien _0195 | CLI.CON-000001 | 5 - Tahawi Village-Bill No.4 Guard Room (Civil Works)-23-4.1.7-a.1 | Ceramic floor, glazed ceramic | Approved
Abo Shanab El Agamien _0195 | CLI.CON-000001 |  |  | Approved
Abo Shanab El Agamien _0195 | CLI.CON-000001 | 5 - Tahawi Village-Bill No.9 Site and Civil Works -46--9.3.4 | Circular Manholes: Construction of in-situ cast fair faced plain concrete (Grade C30) manholes. Price includes all supplies, excavation in all types of soil except the rock, removal and disposal of the excavated material, debris and rubble disposal to the designated dump yard, trench shoring and supports, soil replacement if any, sheeting, surface dewatering, forming flexible joints at manhole entrances, including short pieces, benching at the manhole base, internal and external protection, backfilling in compacted layers using approved soil material and testing, reinstatement of ground surface and road pavements of every kind and restoring everything to their original conditions including asphalt and other paved areas, manhole cover and frame D400 made of polymeric material such as (GRP) or alternative, epoxy coated non-slip finish manhole steps and all other accessories and fittings that are required for a complete manhole all as shown and detailed in the Contract Drawings and Specifications | Approved
Abo Shanab El Agamien _0195 | CLI.CON-000001 |  |  | Approved
Abo Shanab El Agamien _0195 | CLI.CON-000001 | 5 - Tahawi Village-Bill No.6Admin Room - Civil Works-32-6.1.1.c- | Supply, backfilling and compaction to the required grades with approved clean sand on layers not more than 25 cm thick. The layers are to be compacted by means of vibratory type equipment to obtain 95% of maximum dry density as per specifications. | Approved
Abo Shanab El Agamien _0195 | CLI.CON-000001 |  |  | Approved
Abo Shanab El Agamien _0195 | CLI.CON-000001 | 1 | Sharaf Al Deen Village | Approved
Abo Shanab El Agamien _0195 | CLI.CON-000001 |  |  | Approved
Abo Shanab El Agamien _0195 | CLI.CON-000001 | 1 - Sharaf Al Deen Village-Bill No.7 - Transformer Kiosk (Civil Works)-43--7.1 | Supplying and casting in-place of transformer base and the price includes all the necessary excavation and backfilling works, the removal and disposal of the excavated material to the designated dump, the supply and work of plain concrete Grade C20, reinforced concrete Grade C25, insulation works for the base and all that comes into contact with the soil, including formwork, transporting, mixing, casting, finishing, curing and testing as required by the specifications. provided that the work is completed in full according to the Contract drawings, technical specifications, industry assets and the instructions of the Engineer. | Approved
Abo Shanab El Agamien _0195 | CLI.CON-000001 |  |  | Approved
Abo Shanab El Agamien _0195 | CLI.CON-000001 | 1 - Sharaf Al Deen-Store NO. 5-38-5.2.2-b | Ditto As Above But For Maintained Electricity Duration. Provided With Emergency Unit For 3 Hours | Approved
Abo Shanab El Agamien _0195 | CLI.CON-000001 |  |  | Approved
Abo Shanab El Agamien _0195 | CLI.CON-000001 | 1 - 1-Sharaf Al Deen Village.c. | Tee, 300/200 mm. | Approved
Abo Shanab El Agamien _0195 | CLI.CON-000001 |  |  | Approved
Abo Shanab El Agamien _0195 | CLI.CON-000001 | 1 - 1-Sharaf Al Deen Village.c.3 | Ditto, depth to invert between 2.51 m and 3.50 m | Approved
Abo Shanab El Agamien _0195 | CLI.CON-000001 |  |  | Approved
Abo Shanab El Agamien _0195 | CLI.CON-000001 | 1 - Sharaf Al Deen Village-Bill No.8 Site and Civil Works -45--8.1.a | Supply and install and test Reinforced concrete pavement (20 cm thick) inside the plant including formwork and steel reinforcement mesh, 15 cm gravel as base, leveling, helicopter finish and coated by screed and all its requirement for completion the work. As per Specification, Drawings and Engineer's instructions | Approved
Abo Shanab El Agamien _0195 | CLI.CON-000001 |  |  | Approved
Abo Shanab El Agamien _0195 | CLI.CON-000001 | 1 - 1-Sharaf Al Deen Village.g. | Flanged Reducer, dia 200/Pump outlet diameter | Approved
Abo Shanab El Agamien _0195 | CLI.CON-000001 |  |  | Approved
Abo Shanab El Agamien _0195 | CLI.CON-000001 | 1 - Sharaf Al Deen Village-Bill No.8 Site and Civil Works -45-8.2.1.a- | Excavation from ground level to required depth and grades in all types of soil except the rock, including support system, floading with water, dewatering, compacting bottom of excavation using dynamic roller, transporting excavated materials to the approved off-Site disposal area as per drawings, specifications and geotechnical report. | Approved
Abo Shanab El Agamien _0195 | CLI.CON-000001 |  |  | Approved
Abo Shanab El Agamien _0195 | CLI.CON-000001 | 1 - 1-Sharaf Al Deen Village.a | DI gate valve 500 mm, | Approved
Abo Shanab El Agamien _0195 | CLI.CON-000001 |  |  | Approved
Abo Shanab El Agamien _0195 | CLI.CON-000001 | 1 - 1-Sharaf Al Deen Village.a | IC 60*60 cm | Approved
Abo Shanab El Agamien _0195 | CLI.CON-000001 |  |  | Approved
Abo Shanab El Agamien _0195 | CLI.CON-000001 | 1 - 1-Sharaf Al Deen Village.a. | D.C.I, K9, flanged pipes, dia. 200 mm. | Approved
Abo Shanab El Agamien _0195 | CLI.CON-000001 |  |  | Approved
Abo Shanab El Agamien _0195 | CLI.CON-000001 | 1 - Sharaf Al Deen Village-Bill No.8 Site and Civil Works -46-8.2.4.b- | Supply and installation of foam Expansion joints outdoor type joint sealant Complete as shown on drawings, and recommended by the manufacturer and Specification. | Approved
Abo Shanab El Agamien _0195 | CLI.CON-000001 |  |  | Approved
Abo Shanab El Agamien _0195 | CLI.CON-000001 | 1 - 1-Sharaf Al Deen Village | Deep Dewatering according to soil investigation, specification and Engineer instruction. | Approved
Abo Shanab El Agamien _0195 | CLI.CON-000001 |  |  | Approved
Abo Shanab El Agamien _0195 | CLI.CON-000001 | 1 - 1-Sharaf Al Deen Village | Basket screen including all accessories as specified in technical specifications. | Approved
Abo Shanab El Agamien _0195 | CLI.CON-000001 |  |  | Approved
Abo Shanab El Agamien _0195 | CLI.CON-000001 | 1 - Sharaf Al Deen Village-Bill No.5 Store Building (Civil Works)-37-5.1.8.c- | Supply and apply of 60 cm high dry mix for skirting including substrate preparation, scaffoldings, grooves, and all required accessories as shown on Contract Drawings, recommended by manufacturer and approved by the Engineer prior to installation. | Approved
Abo Shanab El Agamien _0195 | CLI.CON-000001 |  |  | Approved
Abo Shanab El Agamien _0195 | CLI.CON-000001 | 1 - Sharaf Al Deen Village-Bill No.6 Generator Shed (Civil Works)-40--6.1.b | Supplying, install and fabrication Pre-Engineered Steel Shade Structures. The price includes all the necessary steel section, bolts, C- channel and corrugated sheet , fixing, paints, fitting and accessories as required by the specifications. provided that the work is completed in full according to the Contract Drawings, Technical Specifications, industry assets and the instructions of the Engineer. | Approved
Abo Shanab El Agamien _0195 | CLI.CON-000001 |  |  | Approved
Abo Shanab El Agamien _0195 | CLI.CON-000001 | 1 - Sharaf Al Deen-Main Pump Station NO. 3-24-3.3.3- | Main Low tension switchboard (0.38kV) complete with all component (C.B, contactors,Electrcal and mechanical interlock, measuring and protection devices ?etc), as per Single Line Diagram and Contract Documents (to be erected in pump building). | Approved
Abo Shanab El Agamien _0195 | CLI.CON-000001 |  |  | Approved
Abo Shanab El Agamien _0195 | CLI.CON-000001 | 1 - 1-Sharaf Al Deen Village.a | Dismantling joint 300mm | Approved
Abo Shanab El Agamien _0195 | CLI.CON-000001 |  |  | Approved
Abo Shanab El Agamien _0195 | CLI.CON-000001 | 1 | Wash-out valve chamber | Approved
Abo Shanab El Agamien _0195 | CLI.CON-000001 |  |  | Approved
Abo Shanab El Agamien _0195 | CLI.CON-000001 | 1 - Sharaf Al Deen Village-Bill No.8 Site and Civil Works -45--8.1.d | Supply and install and planting of grass including base, supbase and irrigation system include irrigation hydrant, valves and pipes. All required works of completion with the industry standards, as per specification and Engineer instructions. | Approved
Abo Shanab El Agamien _0195 | CLI.CON-000001 |  |  | Approved
Abo Shanab El Agamien _0195 | CLI.CON-000001 | 1 - 1-Sharaf Al Deen Village.b | Concrete encasement 25cm (250mm) | Approved
Abo Shanab El Agamien _0195 | CLI.CON-000001 |  |  | Approved
Abo Shanab El Agamien _0195 | CLI.CON-000001 | 1 - 1-Sharaf Al Deen Village | Excavation in rock according to soil and as specified in the Contract Documents. | Approved
Abo Shanab El Agamien _0195 | CLI.CON-000001 |  |  | Approved
Abo Shanab El Agamien _0195 | CLI.CON-000001 | 1 - 1-Sharaf Al Deen Village.b.3 | Ditto, depth to invert between 2.51 m and 3.00 m | Approved
Abo Shanab El Agamien _0195 | CLI.CON-000001 |  |  | Approved
Abo Shanab El Agamien _0195 | CLI.CON-000001 | 1 - 1-Sharaf Al Deen Village.c | Flange spigot with puddle flanged pieces 150mm | Approved
Abo Shanab El Agamien _0195 | CLI.CON-000001 |  |  | Approved
Abo Shanab El Agamien _0195 | CLI.CON-000001 | 1 - 1-Sharaf Al Deen Village.f. | Blind flange, dia. 300 mm. | Approved
Abo Shanab El Agamien _0195 | CLI.CON-000001 |  |  | Approved
Abo Shanab El Agamien _0195 | CLI.CON-000001 | 1 |  | Approved
Abo Shanab El Agamien _0195 | CLI.CON-000001 |  |  | Approved
Abo Shanab El Agamien _0195 | CLI.CON-000001 | 1 - Sharaf Al Deen Village-Bill No.8 Site and Civil Works -46-8.2.3.a- | 250 mm thick. | Approved
Abo Shanab El Agamien _0195 | CLI.CON-000001 |  |  | Approved
Abo Shanab El Agamien _0195 | CLI.CON-000001 | 1 - Sharaf Al Deen Village-Bill No.8 Site and Civil Works -46-8.2.4.a- | Supply and apply two coats of oxidized bituminous paint insulation to reinforced concrete in contact with soil such as footings, ground beam, columns pedestal and masonry work to 15 cm upper the GL, sample shall be approved before execution and all required works shall be as per manufacturer's instructions, recommendations and Specification. | Approved
Abo Shanab El Agamien _0195 | CLI.CON-000001 |  |  | Approved
Abo Shanab El Agamien _0195 | CLI.CON-000001 | 1 - 1-Sharaf Al Deen Village.b | Dismantling joint 150mm | Approved
Abo Shanab El Agamien _0195 | CLI.CON-000001 |  |  | Approved
Abo Shanab El Agamien _0195 | CLI.CON-000001 | 1 - 1-Sharaf Al Deen Village.b.4 | Ditto, depth to invert between 3.01 m and 3.50 m | Approved
Abo Shanab El Agamien _0195 | CLI.CON-000001 |  |  | Approved
Abo Shanab El Agamien _0195 | CLI.CON-000001 | 1 - 1-Sharaf Al Deen Village.b | IC 60*90 cm | Approved
Abo Shanab El Agamien _0195 | CLI.CON-000001 |  |  | Approved
Abo Shanab El Agamien _0195 | CLI.CON-000001 | 1 - 1-Sharaf Al Deen Village.d. | Flanged Wall piece, dia. 300 mm. | Approved
Abo Shanab El Agamien _0195 | CLI.CON-000001 |  |  | Approved
Abo Shanab El Agamien _0195 | CLI.CON-000001 | 1 - Sharaf Al Deen-Guard room NO. 4-33-4.3.2-a | Surface mounted luminaire with 1x60 watt led lamps, With (IP20) | Approved
Abo Shanab El Agamien _0195 | CLI.CON-000001 |  |  | Approved
Abo Shanab El Agamien _0195 | CLI.CON-000001 | 2 - Kariman sednaoui-Bill No.5 Store Building (Civil Works)-29-5.1.3.c- | 250 mm thick. | Approved
Abo Shanab El Agamien _0195 | CLI.CON-000001 |  |  | Approved
Abo Shanab El Agamien _0195 | CLI.CON-000001 | 2 - 2- Iz. Kariman Sednaoui.2- Iz. Kariman Sednaoui-Bill No.4: Guard room -26-4.2.1-a. | Water closet with flush tank floor mounted water closet with flush tank (European type) shall be provided with a toilet paper holder and all its required accessories and fittings with approved sample. All required works of completion with the industry standards. | Approved
Abo Shanab El Agamien _0195 | CLI.CON-000001 |  |  | Approved
Abo Shanab El Agamien _0195 | CLI.CON-000001 | 2 - Kariman sednaoui-Bill No.5 Store Building (Civil Works)-29-5.1.2-a.1 | Under foundations | Approved
Abo Shanab El Agamien _0195 | CLI.CON-000001 |  |  | Approved
Abo Shanab El Agamien _0195 | CLI.CON-000001 | 2 - 2- Iz. Kariman Sednaoui.2- Iz. Kariman Sednaoui-BILL NO. 1: SEWAGE NETWORK-5-1.2-b.5 | Ditto, depth to invert between 3.51 m and 4.00 m | Approved
Abo Shanab El Agamien _0195 | CLI.CON-000001 |  |  | Approved
Abo Shanab El Agamien _0195 | CLI.CON-000001 | 2 - 2- Iz. Kariman Sednaoui.2- Iz. Kariman Sednaoui-Bill No. 2 - Forcemain-9-2.2-d | Wash-out valve chamber (300 mm) | Approved
Abo Shanab El Agamien _0195 | CLI.CON-000001 |  |  | Approved
Abo Shanab El Agamien _0195 | CLI.CON-000001 | 2 - Kariman sednaoui-Bill No.5 Store Building (Civil Works)-29-5.1.1.a- | Excavation from ground level to required depth and grades in all types of soil except the rock, including support system, floading with water, dewatering, compacting bottom of excavation using dynamic roller, transporting excavated materials to the approved off-Site disposal area as per drawings, specifications and geotechnical report. | Approved
Abo Shanab El Agamien _0195 | CLI.CON-000001 |  |  | Approved
Abo Shanab El Agamien _0195 | CLI.CON-000001 | 2 - 2- Iz. Kariman Sednaoui.2- Iz. Kariman Sednaoui-BILL NO. 1: SEWAGE NETWORK-7-1.6-c | Concrete encasement 25cm (400mm) | Approved
Abo Shanab El Agamien _0195 | CLI.CON-000001 |  |  | Approved
Abo Shanab El Agamien _0195 | CLI.CON-000001 | 2 - 2- Iz. Kariman Sednaoui.2- Iz. Kariman Sednaoui-Bill No.3.4 - Iz. Kariman Sednaoui Pump Station (Mechanical works)-20-3.4.4-d. | Flanged Wall piece, dia. 250 mm. | Approved
Abo Shanab El Agamien _0195 | CLI.CON-000001 |  |  | Approved
Abo Shanab El Agamien _0195 | CLI.CON-000001 | 2 - Kariman sednaoui-Bill No.6Admin Room - Civil Works-37-6.1.8.c- | Supply and apply of 90 cm high dry mix for skirting including substrate preparation, scaffoldings, grooves, and all required accessories as shown on Contract Drawings, recommended by manufacturer and approved by the Engineer prior to installation. | Approved
Abo Shanab El Agamien _0195 | CLI.CON-000001 |  |  | Approved
Abo Shanab El Agamien _0195 | CLI.CON-000001 | 2 - 2- Iz. Kariman Sednaoui.2- Iz. Kariman Sednaoui-BILL NO. 1: SEWAGE NETWORK-4-1.1.1-b.1 | Depth to invert not exceeding 1.5 m | Approved
Abo Shanab El Agamien _0195 | CLI.CON-000001 |  |  | Approved
Abo Shanab El Agamien _0195 | CLI.CON-000001 | 2 - Kariman Sednaoui-Guard room NO. 4-27-4.3.2-d | Surface Mounted Luminaire (IP54) With 20W LED lamp. | Approved
Abo Shanab El Agamien _0195 | CLI.CON-000001 |  |  | Approved
Abo Shanab El Agamien _0195 | CLI.CON-000001 | 2 - 2- Iz. Kariman Sednaoui.2- Iz. Kariman Sednaoui-BILL NO. 1: SEWAGE NETWORK-4-1.1.1-c.2 | Ditto, depth to invert between 2.51 m and 3.50 m | Approved
Abo Shanab El Agamien _0195 | CLI.CON-000001 |  |  | Approved
Abo Shanab El Agamien _0195 | CLI.CON-000001 | 2 - 2- Iz. Kariman Sednaoui.2- Iz. Kariman Sednaoui-Bill No.3.4 - Iz. Kariman Sednaoui Pump Station (Mechanical works)-20-3.4.3-a. | D.C.I, K9, flanged pipes, dia. 150 mm. | Approved
Abo Shanab El Agamien _0195 | CLI.CON-000001 |  |  | Approved
Abo Shanab El Agamien _0195 | CLI.CON-000001 | 2 - Kariman sednaoui-Bill No.6Admin Room - Civil Works-36-6.1.6-b.1 | Type W1, 1,000 mm width x 1,000 mm height | Approved
Abo Shanab El Agamien _0195 | CLI.CON-000001 |  |  | Approved
Abo Shanab El Agamien _0195 | CLI.CON-000001 | 2 - Kariman sednaoui-Bill No.4 Guard Room (Civil Works)-25-4.1.8-a | Supply and apply of acrylic paint for internal walls and ceiling including substrate preparation, applying three coats of paint as per required colors and all required accessories as shown on drawings, specified in the Contract documents, recommended by manufacturer and approved by the Engineer prior to installation. | Approved
Abo Shanab El Agamien _0195 | CLI.CON-000001 |  |  | Approved
Abo Shanab El Agamien _0195 | CLI.CON-000001 | 2 - 2- Iz. Kariman Sednaoui.2- Iz. Kariman Sednaoui-Bill No. 2 - Forcemain-9-2.2-e | Air Release valve chamber (300 mm) | Approved
Abo Shanab El Agamien _0195 | CLI.CON-000001 |  |  | Approved
Abo Shanab El Agamien _0195 | CLI.CON-000001 | 2 - 2- Iz. Kariman Sednaoui.2- Iz. Kariman Sednaoui-Bill No. 2 - Forcemain-10-2.3.4-b | Dismantling joint 300mm | Approved
Abo Shanab El Agamien _0195 | CLI.CON-000001 |  |  | Approved
Abo Shanab El Agamien _0195 | CLI.CON-000001 | 2 - 2- Iz. Kariman Sednaoui.2- Iz. Kariman Sednaoui-Bill No.6.2: Admin Building-38-6.2.3-a. | gully trap 30 x 30 | Approved
Abo Shanab El Agamien _0195 | CLI.CON-000001 |  |  | Approved
Abo Shanab El Agamien _0195 | CLI.CON-000001 | 2 - Kariman sednaoui-Bill No. 3 Main Pumping Station (Civil works)-13-3.1.1-d | Supply, backfilling and compaction to the required grades with approved clean sand on layers not more than 25 cm thick. The layers are to be compacted by means of vibratory type equipment to obtain 95% of maximum dry density as per specifications. | Approved
Abo Shanab El Agamien _0195 | CLI.CON-000001 |  |  | Approved
Abo Shanab El Agamien _0195 | CLI.CON-000001 | 2 - Kariman Sednaoui-Main Pump Station NO. 3-17-3.2.3-c | One Way, Two-gang Lighting Switch 10A. | Approved
Abo Shanab El Agamien _0195 | CLI.CON-000001 |  |  | Approved
Abo Shanab El Agamien _0195 | CLI.CON-000001 | 2 - Kariman sednaoui-Bill No.9 Site and Civil Works -46-9.2.2.b- | Supply and casting of in-place reinforced concrete Grade C25 with Sulfate-resistant cement for footing, column pedestal and grade beams including: formwork, scaffolding, expansion and construction joints, Steel bar reinforcement, joint filler and sealant, accessories, transporting, mixing, casting, finishing, compaction by vibratory, spraying, curing, and testing as required by the specifications. | Approved
Abo Shanab El Agamien _0195 | CLI.CON-000001 |  |  | Approved
Abo Shanab El Agamien _0195 | CLI.CON-000001 | 2 - Kariman sednaoui-Bill No.6Admin Room - Civil Works-36-6.1.7.c- | Supply and lay marble / granite steps the riser 20 mm thick and the tread 40 mm thick including skirting & anti slip braking width 3 cm, as parallel lines as per drawings, specifications and approved sample. | Approved
Abo Shanab El Agamien _0195 | CLI.CON-000001 |  |  | Approved
Abo Shanab El Agamien _0195 | CLI.CON-000001 | 2 - Kariman Sednaoui-Generator Shed NO. 7 -42-7.2.4-a | Lighting outlets. | Approved
Abo Shanab El Agamien _0195 | CLI.CON-000001 |  |  | Approved
Abo Shanab El Agamien _0195 | CLI.CON-000001 | 2 - Kariman Sednaoui-Guard room NO. 4-27-4.3.2-b | Ditto As Above But For Maintained Electricity Duration. Provided With Emergency Unit For 3 Hours | Approved
Abo Shanab El Agamien _0195 | CLI.CON-000001 |  |  | Approved
Abo Shanab El Agamien _0195 | CLI.CON-000001 | 2 - Kariman sednaoui-Bill No.6Admin Room - Civil Works-34-6.1.2-c.2 | RC protection layer | Approved
Abo Shanab El Agamien _0195 | CLI.CON-000001 |  |  | Approved
Abo Shanab El Agamien _0195 | CLI.CON-000001 | 2 - Kariman Sednaoui-Main Pump Station NO. 3-19-3.3.10- | Supply, installation, calibration, connection and testing of Pressure gauge with a range of 0 to 10 bar and all necessary accessories required for installation and operation requirements. | Approved
Abo Shanab El Agamien _0195 | CLI.CON-000001 |  |  | Approved
Abo Shanab El Agamien _0195 | CLI.CON-000001 | 2 - 2- Iz. Kariman Sednaoui.2- Iz. Kariman Sednaoui-Bill No.4: Guard room -26-4.2.1-b. | Supply and install hand wash sink with soap dish and holder, with all its required accessories, water mixer, faucets, floor and siphon chrome 1.5 inch, include cold and hot water supply connections, sewage pipes with 2 corner stopcocks with approved sample. All required works of completion with the industry standards. | Approved
Abo Shanab El Agamien _0195 | CLI.CON-000001 |  |  | Approved
Abo Shanab El Agamien _0195 | CLI.CON-000001 | 2 - Kariman sednaoui-Bill No.9 Site and Civil Works -46-9.2.2.a- | Under foundations | Approved
Abo Shanab El Agamien _0195 | CLI.CON-000001 |  |  | Approved
Abo Shanab El Agamien _0195 | CLI.CON-000001 | 2 - Kariman Sednaoui-Main Pump Station NO. 3-18-3.3.6- | Supply, installation, calibration, connection and testing of Non-contact Radar level transmitter with range from 0 to 20 meters and beem angle not more than 5 degree (consists of separate sensor and transmitter with digital indicator) including all necessary accessories required for installation and operation requirements. | Approved
Abo Shanab El Agamien _0195 | CLI.CON-000001 |  |  | Approved
Abo Shanab El Agamien _0195 | CLI.CON-000001 | 2 - 2- Iz. Kariman Sednaoui.2- Iz. Kariman Sednaoui-Bill No. 2 - Forcemain-10-2.3.2-c | Tee 300/150 | Approved
Abo Shanab El Agamien _0195 | CLI.CON-000001 |  |  | Approved
Abo Shanab El Agamien _0195 | CLI.CON-000001 | 2 - Kariman Sednaoui-Admin Building NO. 6 -39-6.3.2-a | Surface mounted luminaire with 1x60 watt led lamps, With (IP20) | Approved
Abo Shanab El Agamien _0195 | CLI.CON-000001 |  |  | Approved
Abo Shanab El Agamien _0195 | CLI.CON-000001 | 2 - Kariman sednaoui-Bill No.6Admin Room - Civil Works-34-6.1.2-a.2 | For roof slopes, 30 mm to 140 mm thick | Approved
Abo Shanab El Agamien _0195 | CLI.CON-000001 |  |  | Approved
Abo Shanab El Agamien _0195 | CLI.CON-000001 | 2 - Kariman Sednaoui-Generator Shed NO. 7 -42-7.2.2-a | Surface mounted luminaire with 1x60 watt led lamps, With (IP54) | Approved
Abo Shanab El Agamien _0195 | CLI.CON-000001 |  |  | Approved
Abo Shanab El Agamien _0195 | CLI.CON-000001 | 2 - Kariman Sednaoui-Main Pump Station NO. 3-19-3.3.9- | Supply, installation, calibration, connection and testing of Pressure Switch with a range of 0 to 10 bar and all necessary accessories required for installation and operation requirements. | Approved
Abo Shanab El Agamien _0195 | CLI.CON-000001 |  |  | Approved
Abo Shanab El Agamien _0195 | CLI.CON-000001 | 2 - Kariman Sednaoui-Store NO. 5-32-5.2.3-0 | One Way, Three-gang Lighting Switch 10A. | Approved
Abo Shanab El Agamien _0195 | CLI.CON-000001 |  |  | Approved
Abo Shanab El Agamien _0195 | CLI.CON-000001 | 2 - Kariman sednaoui-Bill No.4 Guard Room (Civil Works)-24-4.1.3-b.2 | 120 mm thick. | Approved
Abo Shanab El Agamien _0195 | CLI.CON-000001 |  |  | Approved
Abo Shanab El Agamien _0195 | CLI.CON-000001 | 2 - 2- Iz. Kariman Sednaoui.2- Iz. Kariman Sednaoui-Bill No.3.4 - Iz. Kariman Sednaoui Pump Station (Mechanical works)-20-3.4.7-a. | Rotary crane 2 ton, complete with all accessories as specified by Contract Documents. | Approved
Abo Shanab El Agamien _0195 | CLI.CON-000001 |  |  | Approved
Abo Shanab El Agamien _0195 | CLI.CON-000001 | 2 - 2- Iz. Kariman Sednaoui.2- Iz. Kariman Sednaoui-BILL NO. 1: SEWAGE NETWORK-7-1.8- | Deep Dewatering according to soil investigation, specification and Engineer instruction. | Approved
Abo Shanab El Agamien _0195 | CLI.CON-000001 |  |  | Approved
Abo Shanab El Agamien _0195 | CLI.CON-000001 | 2 - Kariman Sednaoui-Generator Shed NO. 7 -42-7.2.3-a | One Way, One-gang Lighting Switch 10A. | Approved
Abo Shanab El Agamien _0195 | CLI.CON-000001 |  |  | Approved
Abo Shanab El Agamien _0195 | CLI.CON-000001 | 2 - 2- Iz. Kariman Sednaoui.2- Iz. Kariman Sednaoui-BILL NO. 1: SEWAGE NETWORK-4-1.1.1-a.2 | Ditto, depth to invert between 1.51 m and 2.50 m | Approved
Abo Shanab El Agamien _0195 | CLI.CON-000001 |  |  | Approved
Abo Shanab El Agamien _0195 | CLI.CON-000001 | 3 - Iz.Junaidi Wisa & Iz. Zaki-Bill No.4 Guard Room (Civil Works)-23-4.1.1.d- | Supplying and installing of replacement soil using clean graded sand in layers not exceeding 250 mm thickness, the layers are to be compacted by equipment to reach 95% maximum dry density determined according to the modified Proctor compaction test, all as per drawings, specifications and geotechnical report. | Approved
Abo Shanab El Agamien _0195 | CLI.CON-000001 |  |  | Approved
Abo Shanab El Agamien _0195 | CLI.CON-000001 | 3 - Iz.Junaidi Wisa & Iz. Zaki-Bill No.4 Guard Room (Civil Works)-26-4.1.8-a | Supply and apply of acrylic paint for internal walls and ceiling including substrate preparation, applying three coats of paint as per required colors and all required accessories as shown on drawings, specified in the Contract documents, recommended by manufacturer and approved by the Engineer prior to installation. | Approved
Abo Shanab El Agamien _0195 | CLI.CON-000001 |  |  | Approved
Abo Shanab El Agamien _0195 | CLI.CON-000001 | 3 - Iz.Junaidi Wisa & Iz. Zaki-Bill No. 3 Main Pumping Station (Civil works)-17-3.1.7-a.1 | Abrasion, friction, acids and shock resistant ceramic | Approved
Abo Shanab El Agamien _0195 | CLI.CON-000001 |  |  | Approved
Abo Shanab El Agamien _0195 | CLI.CON-000001 | 3 - 3- Iz.Junaidi Wisa & Iz. Zaki W.3- Iz.Junaidi Wisa & Iz. Zaki Wisa-BILL NO. 1: SEWAGE NETWORK-4-1.1.1-b.1 | Depth to invert not exceeding 1.5 m | Approved
Abo Shanab El Agamien _0195 | CLI.CON-000001 |  |  | Approved
Abo Shanab El Agamien _0195 | CLI.CON-000001 | 3 - 3- Iz.Junaidi Wisa & Iz. Zaki W.3- Iz.Junaidi Wisa & Iz. Zaki Wisa-BILL NO. 1: SEWAGE NETWORK-4-1.1.1-c.4 | Ditto, depth to invert between 3.51 m and 4.50 m | Approved
Abo Shanab El Agamien _0195 | CLI.CON-000001 |  |  | Approved
Abo Shanab El Agamien _0195 | CLI.CON-000001 | 3 - 3- Iz.Junaidi Wisa & Iz. Zaki W.3- Iz.Junaidi Wisa & Iz. Zaki Wisa-Bill No.3.4 - Iz. Junaidi Wisa & Iz. Zaki Wisa Pump Station (Mechanical works)-21-3.4.6-a. | Ventilation system complete comprising of Fans with capacity of 1000 m3/hr., outlets, conduits, wires?.etc for pump building, complete with all accessories As per Contract Documents | Approved
Abo Shanab El Agamien _0195 | CLI.CON-000001 |  |  | Approved
Abo Shanab El Agamien _0195 | CLI.CON-000001 | 3 - 3- Iz.Junaidi Wisa & Iz. Zaki W.3- Iz.Junaidi Wisa & Iz. Zaki Wisa-Bill No.3.4 - Iz. Junaidi Wisa & Iz. Zaki Wisa Pump Station (Mechanical works)-21-3.4.5-a. | Rotary crane 1 ton, complete with all accessories as specified by Contract Documents. | Approved
Abo Shanab El Agamien _0195 | CLI.CON-000001 |  |  | Approved
Abo Shanab El Agamien _0195 | CLI.CON-000001 | 3 - Iz.Junaidi Wisa & Iz. Zaki-Bill No.9 Site and Civil Works -35-7.2.4.a- | Supply and apply two coats of oxidized bituminous paint insulation to reinforced concrete in contact with soil such as footings, ground beam, columns pedestal and masonry work to 15 cm upper the GL, sample shall be approved before execution and all required works shall be as per manufacturer's instructions, recommendations and Specification. | Approved
Abo Shanab El Agamien _0195 | CLI.CON-000001 |  |  | Approved
Abo Shanab El Agamien _0195 | CLI.CON-000001 | 3 - Iz.Junaidi Wisa & Iz. Zaki-Bill No. 3 Main Pumping Station (Civil works)-14-3.1.2-a.2 | PC Slope concrete for floor with hardener | Approved
Abo Shanab El Agamien _0195 | CLI.CON-000001 |  |  | Approved
Abo Shanab El Agamien _0195 | CLI.CON-000001 | 3 - Iz.Junaidi Wisa & Iz. Zaki-Bill No. 3 Main Pumping Station (Civil works)-15-3.1.3.b- | 250 mm thick. | Approved
Abo Shanab El Agamien _0195 | CLI.CON-000001 |  |  | Approved
Abo Shanab El Agamien _0195 | CLI.CON-000001 | 3 - 3- Iz.Junaidi Wisa & Iz. Zaki W.3- Iz.Junaidi Wisa & Iz. Zaki Wisa-Bill No.4: Guard room -27-4.2.5-a. | 75mm dia | Approved
Abo Shanab El Agamien _0195 | CLI.CON-000001 |  |  | Approved
Abo Shanab El Agamien _0195 | CLI.CON-000001 | 3 - 3- Iz.Junaidi Wisa & Iz. Zaki W.3- Iz.Junaidi Wisa & Iz. Zaki Wisa-Bill No.3.4 - Iz. Junaidi Wisa & Iz. Zaki Wisa Pump Station (Mechanical works)-21-3.4.3-b. | Dismantling joint, dia. 150 mm. | Approved
Abo Shanab El Agamien _0195 | CLI.CON-000001 |  |  | Approved
Abo Shanab El Agamien _0195 | CLI.CON-000001 | 4 - Al Biltaji-Pumping Station NO. 3-18-3.2.4-c | Industrial Three Phase Switched Socket 380v, 32A, 4-pin Type Complete With Earthing Contact And Plug, Totally Enclosed (IP54). | Approved
Abo Shanab El Agamien _0195 | CLI.CON-000001 |  |  | Approved
Abo Shanab El Agamien _0195 | CLI.CON-000001 | 4 - 4-Iz. Al Biltaji.4-Iz. Al Biltaji-Bill No.6.2: Admin Building-38-6.2.1-b. | Supply and install hand wash sink with soap dish and holder, with all its required accessories, water mixer, faucets, floor and siphon chrome 1.5 inch, include cold and hot water supply connections, sewage pipes with 2 corner stopcocks with approved sample. All required works of completion with the industry standards. | Approved
Abo Shanab El Agamien _0195 | CLI.CON-000001 |  |  | Approved
Abo Shanab El Agamien _0195 | CLI.CON-000001 | 4 - IZ. AL BILTAJI-Bill No.9 Site and Civil Works -47-9.2.3.a- | 250 mm thick. | Approved
Abo Shanab El Agamien _0195 | CLI.CON-000001 |  |  | Approved
Abo Shanab El Agamien _0195 | CLI.CON-000001 | 4 - 4-Iz. Al Biltaji.4-Iz. Al Biltaji-BILL NO. 1: SEWAGE NETWORK-6-1.5.3-a | DI gate valve 300 mm, | Approved
Abo Shanab El Agamien _0195 | CLI.CON-000001 |  |  | Approved
Abo Shanab El Agamien _0195 | CLI.CON-000001 | 4 - Al Biltaji-Pumping Station NO. 3-19-3.3.8- | Supply, installation, calibration, connection and testing of Pressure Transmitter with a range of 0 to 10 bar including all necessary accessories required for installation and operation requirements. | Approved
Abo Shanab El Agamien _0195 | CLI.CON-000001 |  |  | Approved
Abo Shanab El Agamien _0195 | CLI.CON-000001 | 4 - IZ. AL BILTAJI-Bill No. 3 Main Pumping Station (Civil works)-16-3.1.6-d | Supply, fabrication and erection of galvanized steel ladder wall mounted with safety cage including all required steel members, galvanizing, formulation, painting, welding, jointing, all fixings and accessories. Complete as shown on drawings, Detailed shop drawings must be submitted by the contractor and approved by the Engineer prior to fabrication. | Approved
Abo Shanab El Agamien _0195 | CLI.CON-000001 |  |  | Approved
Abo Shanab El Agamien _0195 | CLI.CON-000001 | 4 - Al Biltaji-Store Building NO. 5-32-5.2.5-a | Wall Mounted Exhaust Fan Outlet. | Approved
Abo Shanab El Agamien _0195 | CLI.CON-000001 |  |  | Approved
Abo Shanab El Agamien _0195 | CLI.CON-000001 | 4 - IZ. AL BILTAJI-Bill No.5 Store Building (Civil Works)-30-5.1.6-b.1 | Type W1, 2,800 mm width x 1,000 mm height | Approved
Abo Shanab El Agamien _0195 | CLI.CON-000001 |  |  | Approved
Abo Shanab El Agamien _0195 | CLI.CON-000001 | 4 - Al Biltaji-Generator Shed NO. 7 -42-7.2.1-a | Supply, install, connect, test and commission of complete L.V. distribution boards (LP-GEN. SHED) the price include selectvity study, termination, Identifications, labling, glands, copper luggs as specified and as indicating drawings. System shall be lump sum complete in every respect with all necessary accessories and ancillary works. | Approved
Abo Shanab El Agamien _0195 | CLI.CON-000001 |  |  | Approved
Abo Shanab El Agamien _0195 | CLI.CON-000001 | 4 - 4-Iz. Al Biltaji.4-Iz. Al Biltaji-Bill No. 2 - Forcemain-12-2.5.5-a | 90� (200mm) | Approved
Abo Shanab El Agamien _0195 | CLI.CON-000001 |  |  | Approved
Abo Shanab El Agamien _0195 | CLI.CON-000001 | 4 - IZ. AL BILTAJI-Bill No.6Admin Room - Civil Works-34-6.1.1.a- | Excavation from ground level to required depth and grades in all types of soil except the rock, including support system, floading with water, dewatering, compacting bottom of excavation using dynamic roller, transporting excavated materials to the approved off-Site disposal area as per drawings, specifications and geotechnical report. | Approved
Abo Shanab El Agamien _0195 | CLI.CON-000001 |  |  | Approved
Abo Shanab El Agamien _0195 | CLI.CON-000001 | 4 - IZ. AL BILTAJI-Bill No.6Admin Room - Civil Works-35-6.1.3-a.1 | 250 mm thick. | Approved
Abo Shanab El Agamien _0195 | CLI.CON-000001 | 4 - IZ. AL BILTAJI-Bill No.4 Guard Room (Civil Works)-25-4.1.8.b- | Supply and apply of Dry mix paint for facades including substrate preparation, scaffoldings, grooves, applying three coats of paint as per required colors and all required accessories as shown on the Contract Drawings, recommended by manufacturer and approved by the Engineer prior to installation. | Approved
Abo Shanab El Agamien _0195 | CLI.CON-000001 |  |  | Approved
Abo Shanab El Agamien _0195 | CLI.CON-000001 | 4 - IZ. AL BILTAJI-Bill No.4 Guard Room (Civil Works)-23-4.1.2-a.2 | For roof slopes, 30 mm to 140 mm thick | Approved
Abo Shanab El Agamien _0195 | CLI.CON-000001 |  |  | Approved
Abo Shanab El Agamien _0195 | CLI.CON-000001 | 4 - 4-Iz. Al Biltaji.4-Iz. Al Biltaji-BILL NO. 1: SEWAGE NETWORK-6-1.5.3-c | Puddle flanged pipe | Approved
Abo Shanab El Agamien _0195 | CLI.CON-000001 |  |  | Approved
Abo Shanab El Agamien _0195 | CLI.CON-000001 | 4 - IZ. AL BILTAJI-Bill No. 3 Main Pumping Station (Civil works)-14-3.1.2-a.2 | PC Slope concrete for floor with hardener | Approved
Abo Shanab El Agamien _0195 | CLI.CON-000001 |  |  | Approved
Abo Shanab El Agamien _0195 | CLI.CON-000001 | 4 - 4-Iz. Al Biltaji.4-Iz. Al Biltaji-Bill No. 2 - Forcemain-9-2.1-a | Inner diameter DN/ID 200 mm | Approved
Abo Shanab El Agamien _0195 | CLI.CON-000001 |  |  | Approved
Abo Shanab El Agamien _0195 | CLI.CON-000001 | 4 - 4-Iz. Al Biltaji.4-Iz. Al Biltaji-Bill No.3.4 - Iz. Al Biltaji Pump Station (Mechanical works)-21-3.4.8-a. | Ventilation system complete comprising of Fans with capacity of 1000 m3/hr., outlets, conduits, wires?.etc for pump building, complete with all accessories As per Contract Documents | Approved
Abo Shanab El Agamien _0195 | CLI.CON-000001 |  |  | Approved
Abo Shanab El Agamien _0195 | CLI.CON-000001 | 4 - IZ. AL BILTAJI-Bill No.5 Store Building (Civil Works)-29-5.1.3.a- | 250 mm thick. | Approved
Abo Shanab El Agamien _0195 | CLI.CON-000001 |  |  | Approved
Abo Shanab El Agamien _0195 | CLI.CON-000001 | 4 - IZ. AL BILTAJI-Bill No.6Admin Room - Civil Works-36-6.1.7.c- | Supply and lay marble / granite steps the riser 20 mm thick and the tread 40 mm thick including skirting & anti slip braking width 3 cm, as parallel lines as per drawings, specifications and approved sample. | Approved
Abo Shanab El Agamien _0195 | CLI.CON-000001 |  |  | Approved
Abo Shanab El Agamien _0195 | CLI.CON-000001 | 4 - 4-Iz. Al Biltaji.4-Iz. Al Biltaji-BILL NO. 1: SEWAGE NETWORK-4-1.1.1-d.3 | Ditto, depth to invert between 3.51 m and 4.50 m | Approved
Abo Shanab El Agamien _0195 | CLI.CON-000001 |  |  | Approved
Abo Shanab El Agamien _0195 | CLI.CON-000001 | 4 - 4-Iz. Al Biltaji.4-Iz. Al Biltaji-Bill No.3.4 - Iz. Al Biltaji Pump Station (Mechanical works)-21-3.4.3-b. | Flanged manually gate valve, dia. 150 mm. | Approved
Abo Shanab El Agamien _0195 | CLI.CON-000001 |  |  | Approved
Abo Shanab El Agamien _0195 | CLI.CON-000001 | 4 - Al Biltaji-Pumping Station NO. 3-18-3.2.4-b | Industrial Single Phase Switched Power Socket 220v, 25A, 2-pin Type Complete With Earthing Contact And Cover. | Approved
Abo Shanab El Agamien _0195 | CLI.CON-000001 |  |  | Approved
Abo Shanab El Agamien _0195 | CLI.CON-000001 | 4 - Al Biltaji-Pumping Station NO. 3-18-3.2.3-b | Ditto As Above Item, But Of Weatherproof Type. | Approved
Abo Shanab El Agamien _0195 | CLI.CON-000001 |  |  | Approved
Abo Shanab El Agamien _0195 | CLI.CON-000001 | 4 - Al Biltaji-Pumping Station NO. 3-18-3.2.4-a | Single Phase Switched Socket 220v, 16A, 2-pin Type Complete With Earthing Contact. | Approved
Abo Shanab El Agamien _0195 | CLI.CON-000001 |  |  | Approved
Abo Shanab El Agamien _0195 | CLI.CON-000001 | 4 - 4-Iz. Al Biltaji.4-Iz. Al Biltaji-BILL NO. 1: SEWAGE NETWORK-5-1.3-a | IC 60*60 cm | Approved
Abo Shanab El Agamien _0195 | CLI.CON-000001 |  |  | Approved
Abo Shanab El Agamien _0195 | CLI.CON-000001 | 4 - 4-Iz. Al Biltaji.4-Iz. Al Biltaji-Bill No. 2 - Forcemain-10-2.3.3-a | Flange socket with puddle flanged pieces 200mm | Approved
Abo Shanab El Agamien _0195 | CLI.CON-000001 |  |  | Approved
Abo Shanab El Agamien _0195 | CLI.CON-000001 | 5 - Tahawi Village-Bill No.6Admin Room - Civil Works-33-6.1.4.b- | Supply and installation of horizontal prefabricated moisture Insulation membrane to the wet areas with 4mm thick for floor and roof, including joints, fixtures, overlaps not less than 100 mm and item include all surface preparation steps, coating with 2 layers of primer bitumen coat, metal flashing, internal angle fillets, upstand to vertical surfaces and waterproofing to all openings and around pipes and water drains, Polystyrene sheet 1mm, protection Sand-cement mortar screed, 30 mm thick as per manufacturer's instructions, Contract Drawing, recommendations and Specification. Roof thermal insulation | Approved
Abo Shanab El Agamien _0195 | CLI.CON-000001 |  |  | Approved
Abo Shanab El Agamien _0195 | CLI.CON-000001 | 5 - Tahawi-Pumping Station NO. 3-17-3.3.4- | Supply, installation, programming, connecting, commissioning and testing of the control panel (2mm thickness) including the(Conformal coated) Programmable Logic Controller (PLC) consists of: Power supply Module CPU Module Digital Input Modules Digital Output Modules Analog Input Modules Analog Output Modules (If required) Complete with programming software, electrical protection devices, input and output isolation units, industrial switch, electrical feed, insulation transformer, lighting bulb, connection with main control system and all necessary accessories and devices. | Approved
Abo Shanab El Agamien _0195 | CLI.CON-000001 |  |  | Approved
Abo Shanab El Agamien _0195 | CLI.CON-000001 | 5 - Tahawi-Guard Room NO. 4-25-4.3.2-c | Enclosed Polycarbonate, Wall Mounting Luminaire IP65 With 20 Watt LED Lamp. | Approved
Abo Shanab El Agamien _0195 | CLI.CON-000001 |  |  | Approved
Abo Shanab El Agamien _0195 | CLI.CON-000001 | 5 - Tahawi-Guard Room NO. 4-25-4.3.4-b | Single Phase Switched waterproof Socket, 220V, 16A, 3 Pin Complete With Cover (IP55) | Approved
Abo Shanab El Agamien _0195 | CLI.CON-000001 |  |  | Approved
Abo Shanab El Agamien _0195 | CLI.CON-000001 | 5 - Tahawi Village-Bill No.4 Guard Room (Civil Works)-23-4.1.8-a | Supply and apply of acrylic paint for internal walls and ceiling including substrate preparation, applying three coats of paint as per required colors and all required accessories as shown on drawings, specified in the Contract documents, recommended by manufacturer and approved by the Engineer prior to installation. | Approved
Abo Shanab El Agamien _0195 | CLI.CON-000001 |  |  | Approved
Abo Shanab El Agamien _0195 | CLI.CON-000001 | 5 - 5-Tahawi Village.5-Tahawi Village-BILL NO. 1: SEWAGE NETWORK-5-1.2-b.4 | Ditto, depth to invert between 3.01 m and 3.50 m | Approved
Abo Shanab El Agamien _0195 | CLI.CON-000001 |  |  | Approved
Abo Shanab El Agamien _0195 | CLI.CON-000001 | 5 - Tahawi-Pumping Station NO. 3-18-3.3.10- | Supply, installation, calibration, connection and testing of Pressure gauge with a range of 0 to 10 bar and all necessary accessories required for installation and operation requirements. | Approved
Abo Shanab El Agamien _0195 | CLI.CON-000001 |  |  | Approved
Abo Shanab El Agamien _0195 | CLI.CON-000001 | 5 - Tahawi-Store Building NO. 5-30-5.2.2-a | Surface mounted luminaire with 1x60 watt led lamps, With (IP20) | Approved
Abo Shanab El Agamien _0195 | CLI.CON-000001 |  |  | Approved
Abo Shanab El Agamien _0195 | CLI.CON-000001 | 5 - Tahawi Village-Bill No.4 Guard Room (Civil Works)-22-4.1.4.a- | Supply and apply two coats of oxidized bituminous paint insulation to surfaces underground contact with soil such as footings, ground beam, columns pedestal and masonry work to 15 cm upper the GL, sample shall be approved before execution and all required works shall be as per manufacturer's instructions, recommendations and Specification. | Approved
Abo Shanab El Agamien _0195 | CLI.CON-000001 | 5 - Tahawi Village-Bill No.6Admin Room - Civil Works-34-6.1.7.c- | Supply and lay marble / granite steps the riser 20 mm thick and the tread 40 mm thick including skirting & anti slip braking width 3 cm, as parallel lines as per drawings, specifications and approved sample. | Approved
Abo Shanab El Agamien _0195 | CLI.CON-000001 |  |  | Approved
Abo Shanab El Agamien _0195 | CLI.CON-000001 | 5 - 5-Tahawi Village.5-Tahawi Village-Bill No. 2 - Forcemain-10-2.3.3-a | Flange socket with puddle flanged pieces 200mm | Approved
Abo Shanab El Agamien _0195 | CLI.CON-000001 |  |  | Approved
Abo Shanab El Agamien _0195 | CLI.CON-000001 | 5 - Tahawi Village-Bill No.6Admin Room - Civil Works-33-6.1.3-a.2 | 120 mm thick. | Approved
Abo Shanab El Agamien _0195 | CLI.CON-000001 |  |  | Approved
Abo Shanab El Agamien _0195 | CLI.CON-000001 | 5 - Tahawi Village-Bill No.5 Store Building (Civil Works)-27-5.1.2-c.2 | RC protection layer | Approved
Abo Shanab El Agamien _0195 | CLI.CON-000001 |  |  | Approved
Abo Shanab El Agamien _0195 | CLI.CON-000001 | 5 - Tahawi Village-Bill No.6Admin Room - Civil Works-33-6.1.3-c.1 | 250 mm thick. | Approved
Abo Shanab El Agamien _0195 | CLI.CON-000001 |  |  | Approved
Abo Shanab El Agamien _0195 | CLI.CON-000001 | 5 - Tahawi Village-Bill No. 3 Main Pumping Station (Civil works)-14-3.1.6.b- | Type W1, 4.8500 mm width x 1,500 mm height | Approved
Abo Shanab El Agamien _0195 | CLI.CON-000001 |  |  | Approved
Abo Shanab El Agamien _0195 | CLI.CON-000001 | 5 - Tahawi Village-Bill No.9 Site and Civil Works -44-9.2.1-b | Extra over for excavation in rock. | Approved
Abo Shanab El Agamien _0195 | CLI.CON-000001 |  |  | Approved
Abo Shanab El Agamien _0195 | CLI.CON-000001 | 5 - 5-Tahawi Village.5-Tahawi Village-BILL NO. 1: SEWAGE NETWORK-5-1.4-a | HC 60*60 cm | Approved
Abo Shanab El Agamien _0195 | CLI.CON-000001 |  |  | Approved
Abo Shanab El Agamien _0195 | CLI.CON-000001 | 5 - Tahawi-Guard Room NO. 4-25-4.3.5-b | Lighting outlets. | Approved
Abo Shanab El Agamien _0195 | CLI.CON-000001 |  |  | Approved
Abo Shanab El Agamien _0195 | CLI.CON-000001 | 5 - 5-Tahawi Village.5-Tahawi Village-BILL NO. 1: SEWAGE NETWORK-5-1.2-b.1 | Ditto, depth to invert between 1.51 m and 2.00 m | Approved
Abo Shanab El Agamien _0195 | CLI.CON-000001 |  |  | Approved
Abo Shanab El Agamien _0195 | CLI.CON-000001 | 5 - 5-Tahawi Village.5-Tahawi Village-BILL NO. 1: SEWAGE NETWORK-6-1.5.2-a | DN 300mm, DI pipe, K9 | Approved
Abo Shanab El Agamien _0195 | CLI.CON-000001 |  |  | Approved
Abo Shanab El Agamien _0195 | CLI.CON-000001 | 5 - Tahawi Village-Bill No.9 Site and Civil Works -45-9.2.3.b- | 250 mm thick. | Approved
Abo Shanab El Agamien _0195 | CLI.CON-000001 |  |  | Approved
Abo Shanab El Agamien _0195 | CLI.CON-000001 | 5 - Tahawi Village-Bill No. 3 Main Pumping Station (Civil works)-15-3.1.9-a | 75mm dia. | Approved
Abo Shanab El Agamien _0195 | CLI.CON-000001 |  |  | Approved
Abo Shanab El Agamien _0195 | CLI.CON-000001 | 5 - Tahawi Village-Bill No.4 Guard Room (Civil Works)-23-4.1.6-a.2 | Type D2, size 700mmx2,200mm | Approved
Abo Shanab El Agamien _0195 | CLI.CON-000001 |  |  | Approved
Abo Shanab El Agamien _0195 | CLI.CON-000001 | 5 - Tahawi-Generator Shed NO. 7 -40-7.2.3-a | One Way, One-gang Lighting Switch 10A. | Approved
Abo Shanab El Agamien _0195 | CLI.CON-000001 |  |  | Approved
Abo Shanab El Agamien _0195 | CLI.CON-000001 | 5 - 5-Tahawi Village.5-Tahawi Village-Bill No. 3.1 - Tahawi Village Main Pumping Station (Mechanical works)-19-3.4.7-a. | Ventilation system complete comprising of Fans with capacity of 1000 m3/hr., outlets, conduits, wires?.etc for pump building, complete with all accessories As per Contract Documents | Approved
Abo Shanab El Agamien _0195 | CLI.CON-000001 |  |  | Approved
Abo Shanab El Agamien _0195 | CLI.CON-000001 | 5 - Tahawi Village-Bill No.6Admin Room - Civil Works-32-6.1.2-a.1 | Under foundations | Approved
Abo Shanab El Agamien _0195 | CLI.CON-000001 |  |  | Approved
Abo Shanab El Agamien _0195 | CLI.CON-000001 | 1 - Sharaf Al Deen-Main Pump Station NO. 3-23-3.2.2-b | Ditto As Above But For Maintained Electricity Duration. Provided With Emergency Unit For 3 Hours. | Approved
Abo Shanab El Agamien _0195 | CLI.CON-000001 |  |  | Approved
Abo Shanab El Agamien _0195 | CLI.CON-000001 | 1 - Sharaf Al Deen-Store NO. 5-38-5.2.4-a | Single Phase Switched Socket 220v, 16A, 2-pin Type Complete With Earthing Contact. | Approved
Abo Shanab El Agamien _0195 | CLI.CON-000001 |  |  | Approved
Abo Shanab El Agamien _0195 | CLI.CON-000001 | 1 - Sharaf Al Deen Village-Bill No.5 Store Building (Civil Works)-36-5.1.5-a | Supply and excite cement sand plaster for internal slabs, walls and beams with all metal accessories, the item includes substrate preparation, all required works of completion with the industry standards. As per specification, drawings and the Engineer's instructions. | Approved
Abo Shanab El Agamien _0195 | CLI.CON-000001 |  |  | Approved
Abo Shanab El Agamien _0195 | CLI.CON-000001 | 1 - 1-Sharaf Al Deen Village.c | Air Release valve chamber | Approved
Abo Shanab El Agamien _0195 | CLI.CON-000001 |  |  | Approved
Abo Shanab El Agamien _0195 | CLI.CON-000001 | 1 - Sharaf Al Deen Village-Bill No.4 Guard Room (Civil Works)-30-4.1.7-c | Supply and lay marble / granite steps the riser 20 mm thick and the tread 40 mm thick including skirting & anti slip braking width 3 cm, as parallel lines as per drawings, specifications and approved sample. | Approved
Abo Shanab El Agamien _0195 | CLI.CON-000001 |  |  | Approved
Abo Shanab El Agamien _0195 | CLI.CON-000001 | 1 - Sharaf Al Deen-Main Pump Station NO. 3-23-3.2.3-a | One Way, One-gang Lighting Switch 10A. | Approved
Abo Shanab El Agamien _0195 | CLI.CON-000001 |  |  | Approved
Abo Shanab El Agamien _0195 | CLI.CON-000001 | 1 - Sharaf Al Deen-Main Pump Station NO. 3-23-3.2.5-a | Wall Mounted Exhaust Fan Outlet. | Approved
Abo Shanab El Agamien _0195 | CLI.CON-000001 |  |  | Approved
Abo Shanab El Agamien _0195 | CLI.CON-000001 | 1 - 1-Sharaf Al Deen Village | Supply only Submersible Pump in store 46 L/s, 32 m head coupled with Electric Motor complete with submersible cable, all protection items?.etc) and all accessories required for a good working condition, as per Contract Documents. | Approved
Abo Shanab El Agamien _0195 | CLI.CON-000001 |  |  | Approved
Abo Shanab El Agamien _0195 | CLI.CON-000001 | 1 - Sharaf Al Deen Village-Bill No.8 Site and Civil Works -47-8.2.7.b- | Supply and apply of 50 cm high dry mix for skirting including substrate preparation, scaffoldings, grooves, and all required accessories as shown on Contract Drawings, recommended by manufacturer and approved by the Engineer prior to installation. | Approved
Abo Shanab El Agamien _0195 | CLI.CON-000001 |  |  | Approved
Abo Shanab El Agamien _0195 | CLI.CON-000001 | 1 - Sharaf Al Deen Village-Bill No.4 Guard Room (Civil Works)-29-4.1.3-b.2 | 120 mm thick. | Approved
Abo Shanab El Agamien _0195 | CLI.CON-000001 |  |  | Approved
Abo Shanab El Agamien _0195 | CLI.CON-000001 | 1 - Sharaf Al Deen Village-Bill No. 3 Main Pumping Station (Civil works)-19-3.1.1-d | Supply, backfilling and compaction to the required grades with approved clean sand on layers not more than 25 cm thick. The layers are to be compacted by means of vibratory type equipment to obtain 95% of maximum dry density as per specifications. | Approved
Abo Shanab El Agamien _0195 | CLI.CON-000001 |  |  | Approved
Abo Shanab El Agamien _0195 | CLI.CON-000001 | 1 - 1-Sharaf Al Deen Village | Wooden formwork left in their places after the construction and backfilling works completed as approved and instructed by the Engineer | Approved
Abo Shanab El Agamien _0195 | CLI.CON-000001 |  |  | Approved
Abo Shanab El Agamien _0195 | CLI.CON-000001 | 1 - 1-Sharaf Al Deen Village.b.1 | Depth to invert not exceeding 1.5 m | Approved
Abo Shanab El Agamien _0195 | CLI.CON-000001 |  |  | Approved
Abo Shanab El Agamien _0195 | CLI.CON-000001 | 1 - Sharaf Al Deen Village-Bill No.6 Generator Shed (Civil Works)-40--6.1.a | Supplying and casting in-place of generator base and the price includes all the necessary excavation and backfilling works, the removal and disposal of the excavated material to the designated dump, the supply and work of plain concrete Grade C20, reinforced concrete Grade C25, insulation works for the base and all that comes into contact with the soil, including formwork, transporting, mixing, casting, finishing, curing and testing as required by the specifications. provided that the work is completed in full according to the Contract drawings, technical specifications, industry assets and the instructions of the Engineer. | Approved
Abo Shanab El Agamien _0195 | CLI.CON-000001 |  |  | Approved
Abo Shanab El Agamien _0195 | CLI.CON-000001 | 1 - Sharaf Al Deen Village-Bill No.4 Guard Room (Civil Works)-28-4.1.1-b | Extra over for excavation in rock. | Approved
Abo Shanab El Agamien _0195 | CLI.CON-000001 |  |  | Approved
Abo Shanab El Agamien _0195 | CLI.CON-000001 | 1 - 1-Sharaf Al Deen Village | Maintenance tools as per tendered documents. | Approved
Abo Shanab El Agamien _0195 | CLI.CON-000001 |  |  | Approved
Abo Shanab El Agamien _0195 | CLI.CON-000001 | 1 - Sharaf Al Deen-Main Pump Station NO. 3-24-3.3.2- | Outdoor Kiosk power transformer package 500 KVA, 11/0.4KV complete with Ring Main Unit, Bus-Bar, Breakers, Protection, Measuring, Low Voltage accumulated energy meter and all required accessories for medium voltage, as per tendered documents, and shall be supplied and erected according to the requirements of the Egyptian Electric Authority (E.E.A), the contractor shall take the approval of the (E.E.A) before supplying. | Approved
Abo Shanab El Agamien _0195 | CLI.CON-000001 |  |  | Approved
Abo Shanab El Agamien _0195 | CLI.CON-000001 | 1 - Sharaf Al Deen Village-Bill No.4 Guard Room (Civil Works)-28-4.1.1.a- | Excavation from ground level to required depth and grades in all types of soil except the rock, including support system, floading with water, dewatering, compacting bottom of excavation using dynamic roller, transporting excavated materials to the approved off-Site disposal area as per drawings, specifications and geotechnical report. | Approved
Abo Shanab El Agamien _0195 | CLI.CON-000001 |  |  | Approved
Abo Shanab El Agamien _0195 | CLI.CON-000001 | 1 - Sharaf Al Deen Village-Bill No.4 Guard Room (Civil Works)-31-4.1.8-a | Supply and apply of acrylic paint for internal walls and ceiling including substrate preparation, applying three coats of paint as per required colors and all required accessories as shown on drawings, specified in the Contract documents, recommended by manufacturer and approved by the Engineer prior to installation. | Approved
Abo Shanab El Agamien _0195 | CLI.CON-000001 |  |  | Approved
Abo Shanab El Agamien _0195 | CLI.CON-000001 | 1 - Sharaf Al Deen-Main Pump Station NO. 3-23-3.2.2-c | Surface mounted luminaire with 1x60 watt led lamps, With (IP20) | Approved
Abo Shanab El Agamien _0195 | CLI.CON-000001 |  |  | Approved
Abo Shanab El Agamien _0195 | CLI.CON-000001 | 1 - Sharaf Al Deen Village-Bill No.4 Guard Room (Civil Works)-29-4.1.5-a | Supply and excite cement sand plaster for internal slabs, walls and beams with all metal accessories, the item includes substrate preparation, all required works of completion with the industry standards. As per Specification, Drawings and Engineer instructions. | Approved
Abo Shanab El Agamien _0195 | CLI.CON-000001 |  |  | Approved
Abo Shanab El Agamien _0195 | CLI.CON-000001 | 1 - Sharaf Al Deen Village-Bill No. 3 Main Pumping Station (Civil works)-22-3.1.7-a.1 | Abrasion, friction, acids and shock resistant ceramic | Approved
Abo Shanab El Agamien _0195 | CLI.CON-000001 |  |  | Approved
Abo Shanab El Agamien _0195 | CLI.CON-000001 | 1 - Sharaf Al Deen Village-Bill No.8 Site and Civil Works -48-8.3.6- | Supply and Install catsh basin including all necessary fittings, the rate shall include excavation in soil, PVC pipes (SN4) with inner diameter of 150 mm for connections between storm gully and manhole, lay bedding layer under gravity pipe line, backfilling above pipe lines and surplus excavation as per specifications and drawings. | Approved
Abo Shanab El Agamien _0195 | CLI.CON-000001 |  |  | Approved
Abo Shanab El Agamien _0195 | CLI.CON-000001 | 1 - Sharaf Al Deen Village-Bill No.5 Store Building (Civil Works)-36-5.1.6-b.1 | Type W1, 2,800 mm width x 1,000 mm height | Approved
Abo Shanab El Agamien _0195 | CLI.CON-000001 |  |  | Approved
Abo Shanab El Agamien _0195 | CLI.CON-000001 | 1 - Sharaf Al Deen Village-Bill No.8 Site and Civil Works -45-8.2.1-b | Extra over for excavation in rock. | Approved
Abo Shanab El Agamien _0195 | CLI.CON-000001 |  |  | Approved
Abo Shanab El Agamien _0195 | CLI.CON-000001 | 1 - Sharaf Al Deen-Main Pump Station NO. 3-25-40971- | Supply, installation, termination and testing of control cables (12 x 2 mm2) from valve actuators, water hammering system, generators, transformers, Low Voltage Main Distribution Board (LVMDB), Motor Control Centers (MCC) to the PLC panel complete with conduits, pull boxes, junction boxes, accessories, duct bank...etc. | Approved
Abo Shanab El Agamien _0195 | CLI.CON-000001 |  |  | Approved
Abo Shanab El Agamien _0195 | CLI.CON-000001 | 1 - 1-Sharaf Al Deen Village.a | Non- return valve 300 mm dia. | Approved
Abo Shanab El Agamien _0195 | CLI.CON-000001 |  |  | Approved
Abo Shanab El Agamien _0195 | CLI.CON-000001 | 1 - Sharaf Al Deen-Guard room NO. 4-33-4.3.4-b | Single Phase Switched waterproof Socket, 220V, 16A, 3 Pin Complete With Cover (IP55) | Approved
Abo Shanab El Agamien _0195 | CLI.CON-000001 |  |  | Approved
Abo Shanab El Agamien _0195 | CLI.CON-000001 | 1 - Sharaf Al Deen Village-Bill No.8 Site and Civil Works -47-8.3.1-a. | 25mm dia. | Approved
Abo Shanab El Agamien _0195 | CLI.CON-000001 |  |  | Approved
Abo Shanab El Agamien _0195 | CLI.CON-000001 | 1 - Sharaf Al Deen-Main Pump Station NO. 3-25-40240- | Supply, installation, calibration, connection and testing of Pressure gauge with a range of 0 to 10 bar and all necessary accessories required for installation and operation requirements. | Approved
Abo Shanab El Agamien _0195 | CLI.CON-000001 |  |  | Approved
Abo Shanab El Agamien _0195 | CLI.CON-000001 | 1 - Sharaf Al Deen Village-Bill No.4 Guard Room (Civil Works)-30-4.1.6-a.2 | Type D2, size 700mmx2,200mm | Approved
Abo Shanab El Agamien _0195 | CLI.CON-000001 |  |  | Approved
Abo Shanab El Agamien _0195 | CLI.CON-000001 | 1 - Sharaf Al Deen Village-Bill No. 3 Main Pumping Station (Civil works)-22-3.1.8.b- | Supply and apply of Dry mix paint for facades including substrate preparation, scaffoldings, grooves, applying three coats of paint as per required colors and all required accessories as shown on the Contract Drawings, recommended by manufacturer and approved by the Engineer prior to installation. | Approved
Abo Shanab El Agamien _0195 | CLI.CON-000001 |  |  | Approved
Abo Shanab El Agamien _0195 | CLI.CON-000001 | 1 - 1-Sharaf Al Deen Village | Wooden formwork are left in their places after the excavation, construction and backfilling works over them, as approved from the Engineer Bill No.3.4 - Sharaf Al Deen Pump Station (Mechanical works) | Approved
Abo Shanab El Agamien _0195 | CLI.CON-000001 |  |  | Approved
Abo Shanab El Agamien _0195 | CLI.CON-000001 | 1 - Sharaf Al Deen Village-Bill No.8 Site and Civil Works -47-8.3.2-b. | DN/ID 200 mm dia | Approved
Abo Shanab El Agamien _0195 | CLI.CON-000001 |  |  | Approved
Abo Shanab El Agamien _0195 | CLI.CON-000001 | 1 - 1-Sharaf Al Deen Village.b. | Collar, dia. 500 mm. | Approved
Abo Shanab El Agamien _0195 | CLI.CON-000001 |  |  | Approved
Abo Shanab El Agamien _0195 | CLI.CON-000001 | 2 - Kariman sednaoui-Bill No. 3 Main Pumping Station (Civil works)-13-3.1.2.e- | Supply and casting of in-place reinforced concrete in super structure, including: formwork, scaffolding, expansion, construction joints, Steel bar reinforcement, joint filler, sealant, transporting, fixation, mixing, pouring, leveling, finishing, compaction by vibratory, curing of reinforced concrete and testing as set out in the specifications. | Approved
Abo Shanab El Agamien _0195 | CLI.CON-000001 |  |  | Approved
Abo Shanab El Agamien _0195 | CLI.CON-000001 | 2 - 2- Iz. Kariman Sednaoui.2- Iz. Kariman Sednaoui-BILL NO. 1: SEWAGE NETWORK-7-1.6-a | Concrete encasement 25cm (200mm) | Approved
Abo Shanab El Agamien _0195 | CLI.CON-000001 |  |  | Approved
Abo Shanab El Agamien _0195 | CLI.CON-000001 | 2 - Kariman sednaoui-Bill No.4 Guard Room (Civil Works)-23-4.1.2-c.1 | structure | Approved
Abo Shanab El Agamien _0195 | CLI.CON-000001 |  |  | Approved
Abo Shanab El Agamien _0195 | CLI.CON-000001 | 2 - Kariman sednaoui-Bill No.6Admin Room - Civil Works-34-6.1.2-a.1 | Under foundations | Approved
Abo Shanab El Agamien _0195 | CLI.CON-000001 |  |  | Approved
Abo Shanab El Agamien _0195 | CLI.CON-000001 | 2 - Kariman sednaoui-Bill No.6Admin Room - Civil Works-35-6.1.3-b.2 | 120 mm thick. | Approved
Abo Shanab El Agamien _0195 | CLI.CON-000001 |  |  | Approved
Abo Shanab El Agamien _0195 | CLI.CON-000001 | 2 - Kariman Sednaoui-Main Pump Station NO. 3-19-3.3.18- | Fire alarm system complete with Conventional fire alarm control panel, smoke detectors, heat detectors, manual call point, bell, fire alarm siren and wire and all necessary components (internal wires and outlets, etc) required to complete the system in perfect case, the fire alarm control panel shall be erected in pump operating room. | Approved
Abo Shanab El Agamien _0195 | CLI.CON-000001 |  |  | Approved
Abo Shanab El Agamien _0195 | CLI.CON-000001 | 2 - Kariman sednaoui-Bill No.9 Site and Civil Works -48-9.3.2-b. | DN/ID 200 mm dia | Approved
Abo Shanab El Agamien _0195 | CLI.CON-000001 |  |  | Approved
Abo Shanab El Agamien _0195 | CLI.CON-000001 | 2 - 2- Iz. Kariman Sednaoui.2- Iz. Kariman Sednaoui-Bill No. 2 - Forcemain-11-2.4-a | 400 mm dia sewer pipes | Approved
Abo Shanab El Agamien _0195 | CLI.CON-000001 |  |  | Approved
Abo Shanab El Agamien _0195 | CLI.CON-000001 | 2 - Kariman Sednaoui-Guard room NO. 4-27-4.3.5-b | Lighting outlets. | Approved
Abo Shanab El Agamien _0195 | CLI.CON-000001 |  |  | Approved
Abo Shanab El Agamien _0195 | CLI.CON-000001 | 2 - 2- Iz. Kariman Sednaoui.2- Iz. Kariman Sednaoui-Bill No. 2 - Forcemain-9-2.3.1-c | Gate valve 300 mm dia. | Approved
Abo Shanab El Agamien _0195 | CLI.CON-000001 |  |  | Approved
Abo Shanab El Agamien _0195 | CLI.CON-000001 | 2 - Kariman sednaoui-Bill No.4 Guard Room (Civil Works)-24-4.1.4.b- | Supply and installation of horizontal prefabricated moisture Insulation membrane to the wet areas with 4mm thick for floor and roof, including joints, fixtures, overlaps not less than 100 mm and item include all surface preparation steps, coating with 2 layers of primer bitumen coat, metal flashing, internal angle fillets, upstand to vertical surfaces and waterproofing to all openings and around pipes and water drains, Polystyrene sheet 1mm, protection Sand-cement mortar screed, 30 mm thick as per manufacturer's instructions, Contract Drawing, recommendations and Specification. | Approved
Abo Shanab El Agamien _0195 | CLI.CON-000001 |  |  | Approved
Abo Shanab El Agamien _0195 | CLI.CON-000001 | 2 - Kariman Sednaoui-Main Pump Station NO. 3-19-3.3.11- | Supply, installation, termination and testing of instrumentation shielded cables (2 x 1.5 mm2) from field instrumentation to control panel complete with conduits, pull boxes, junction boxes, accessories, duct bank...etc. | Approved
Abo Shanab El Agamien _0195 | CLI.CON-000001 |  |  | Approved
Abo Shanab El Agamien _0195 | CLI.CON-000001 |  |  | Approved
Abo Shanab El Agamien _0195 | CLI.CON-000001 | 2 - 2- Iz. Kariman Sednaoui.2- Iz. Kariman Sednaoui-BILL NO. 1: SEWAGE NETWORK-7-1.7- | Excavation in rock as specified in the Contract Documents. | Approved
Abo Shanab El Agamien _0195 | CLI.CON-000001 |  |  | Approved
Abo Shanab El Agamien _0195 | CLI.CON-000001 | 2 - 2- Iz. Kariman Sednaoui.2- Iz. Kariman Sednaoui-Bill No.3.4 - Iz. Kariman Sednaoui Pump Station (Mechanical works)-20-3.4.3-d. | Dismantling joint, dia. 150 mm. | Approved
Abo Shanab El Agamien _0195 | CLI.CON-000001 |  |  | Approved
Abo Shanab El Agamien _0195 | CLI.CON-000001 | 2 - Kariman Sednaoui-Generator Shed NO. 7 -42-7.2.2-b | Ditto As Above But For Maintained Electricity Duration. Provided With Emergency Unit For 3 Hours | Approved
Abo Shanab El Agamien _0195 | CLI.CON-000001 |  |  | Approved
Abo Shanab El Agamien _0195 | CLI.CON-000001 | 2 - 2- Iz. Kariman Sednaoui.2- Iz. Kariman Sednaoui-Bill No. 2 - Forcemain-9-2.2-g | Slowdown chamber (300 mm) | Approved
Abo Shanab El Agamien _0195 | CLI.CON-000001 |  |  | Approved
Abo Shanab El Agamien _0195 | CLI.CON-000001 | 2 - Kariman sednaoui-Bill No.6Admin Room - Civil Works-34-6.1.1-b. | Extra over for excavation in rock. | Approved
Abo Shanab El Agamien _0195 | CLI.CON-000001 |  |  | Approved
Abo Shanab El Agamien _0195 | CLI.CON-000001 | 2 - 2- Iz. Kariman Sednaoui.2- Iz. Kariman Sednaoui-Bill No. 2 - Forcemain-11-2.7- | Excavation in rock according to soil and as specified in the Contract Documents. | Approved
Abo Shanab El Agamien _0195 | CLI.CON-000001 |  |  | Approved
Abo Shanab El Agamien _0195 | CLI.CON-000001 | 2 - Kariman sednaoui-Bill No.4 Guard Room (Civil Works)-23-4.1.2-b.2 | For grade slabs, 100 mm thick | Approved
Abo Shanab El Agamien _0195 | CLI.CON-000001 |  |  | Approved
Abo Shanab El Agamien _0195 | CLI.CON-000001 | 2 - Kariman sednaoui-Bill No.5 Store Building (Civil Works)-30-5.1.5-b | Supply and apply external cement plastering to facades with all metal accessories, base and finish coat, thickness 2cm striped with 2 cm groove render for facades. all required works of completion with the industry standards. As per Specification, Drawings and the Engineer's instructions. | Approved
Abo Shanab El Agamien _0195 | CLI.CON-000001 |  |  | Approved
Abo Shanab El Agamien _0195 | CLI.CON-000001 | 2 - Kariman sednaoui-Bill No.9 Site and Civil Works -47-9.2.5- | Supply and apply external cement plastering to facades with all metal accessories,, base and finish coat, thickness 2cm striped with 2 cm groove render for facades. all required works of completion with the industry standards. As per Specification, Drawings and Engineer's instructions. | Approved
Abo Shanab El Agamien _0195 | CLI.CON-000001 |  |  | Approved
Abo Shanab El Agamien _0195 | CLI.CON-000001 | 2 - Kariman sednaoui-Bill No. 3 Main Pumping Station (Civil works)-15-3.1.5-a | Supply and excite cement sand plaster for internal slabs, walls and beams with all metal accessories, the item includes substrate preparation, all required works of completion with the industry standards. As per Specification, Drawings and Engineer instructions. | Approved
Abo Shanab El Agamien _0195 | CLI.CON-000001 |  |  | Approved
Abo Shanab El Agamien _0195 | CLI.CON-000001 | 2 - Kariman Sednaoui-Main Pump Station NO. 3-19-3.3.20- | Supply and Delivery spare parts of the following equipment as per tendered documents: - Pump unit. - Main Low Tension Switchboard. - Generator unit. | Approved
Abo Shanab El Agamien _0195 | CLI.CON-000001 |  |  | Approved
Abo Shanab El Agamien _0195 | CLI.CON-000001 | 2 - Kariman Sednaoui-Guard room NO. 4-27-4.3.3-a | One Way, Two-gang Lighting Switch 10A. | Approved
Abo Shanab El Agamien _0195 | CLI.CON-000001 |  |  | Approved
Abo Shanab El Agamien _0195 | CLI.CON-000001 | 2 - Kariman Sednaoui-Main Pump Station NO. 3-19-3.3.17- | Earthing system network complete with (Inspection pit, rods, bare copper conductor ...etc) and all accessories, as per Contract documents. | Approved
Abo Shanab El Agamien _0195 | CLI.CON-000001 | 2 - 2- Iz. Kariman Sednaoui.2- Iz. Kariman Sednaoui-Bill No. 2 - Forcemain-9-2.1-b | Inner diameter DN/ID 300 mm | Approved
Abo Shanab El Agamien _0195 | CLI.CON-000001 |  |  | Approved
Abo Shanab El Agamien _0195 | CLI.CON-000001 | 2 - Kariman sednaoui-Bill No. 3 Main Pumping Station (Civil works)-14-3.1.3.a- | 250 mm thick. | Approved
Abo Shanab El Agamien _0195 | CLI.CON-000001 |  |  | Approved
Abo Shanab El Agamien _0195 | CLI.CON-000001 | 2 - Kariman sednaoui-Bill No. 3 Main Pumping Station (Civil works)-16-3.1.9-a | 75mm dia. | Approved
Abo Shanab El Agamien _0195 | CLI.CON-000001 |  |  | Approved
Abo Shanab El Agamien _0195 | CLI.CON-000001 | 2 - 2- Iz. Kariman Sednaoui.2- Iz. Kariman Sednaoui-Bill No. 2 - Forcemain-9-2.2-a | Valve chamber type (A) (250 mm) | Approved
Abo Shanab El Agamien _0195 | CLI.CON-000001 |  |  | Approved
Abo Shanab El Agamien _0195 | CLI.CON-000001 | 2 - Kariman sednaoui-Bill No. 3 Main Pumping Station (Civil works)-16-3.1.8.b- | Supply and apply of Dry mix paint for facades including substrate preparation, scaffoldings, grooves, applying three coats of paint as per required colors and all required accessories as shown on the Contract Drawings, recommended by manufacturer and approved by the Engineer prior to installation. | Approved
Abo Shanab El Agamien _0195 | CLI.CON-000001 |  |  | Approved
Abo Shanab El Agamien _0195 | CLI.CON-000001 | 2 - Kariman Sednaoui-Guard room NO. 4-27-4.3.2-c | Enclosed Polycarbonate, Wall Mounting Luminaire IP65 With 20 Watt LED Lamp. | Approved
Abo Shanab El Agamien _0195 | CLI.CON-000001 |  |  | Approved
Abo Shanab El Agamien _0195 | CLI.CON-000001 | 2 - 2- Iz. Kariman Sednaoui.2- Iz. Kariman Sednaoui-BILL NO. 1: SEWAGE NETWORK-4-1.1.1-c.1 | Ditto, depth to invert between 1.51 m and 2.50 m | Approved
Abo Shanab El Agamien _0195 | CLI.CON-000001 |  |  | Approved
Abo Shanab El Agamien _0195 | CLI.CON-000001 | 2 - Kariman sednaoui-Bill No.5 Store Building (Civil Works)-29-5.1.3.b- | 250 mm thick. | Approved
Abo Shanab El Agamien _0195 | CLI.CON-000001 |  |  | Approved
Abo Shanab El Agamien _0195 | CLI.CON-000001 | 2 - 2- Iz. Kariman Sednaoui.2- Iz. Kariman Sednaoui-BILL NO. 1: SEWAGE NETWORK-5-1.2-b.2 | Ditto, depth to invert between 2.01 m and 2.50 m | Approved
Abo Shanab El Agamien _0195 | CLI.CON-000001 |  |  | Approved
Abo Shanab El Agamien _0195 | CLI.CON-000001 | 2 - Kariman Sednaoui-Store NO. 5-32-5.2.2-a | Surface mounted luminaire with 1x60 watt led lamps, With (IP20) | Approved
Abo Shanab El Agamien _0195 | CLI.CON-000001 |  |  | Approved
Abo Shanab El Agamien _0195 | CLI.CON-000001 | 2 - Kariman sednaoui-Bill No.6Admin Room - Civil Works-36-6.1.5-a | Supply and excite cement sand plaster for internal slabs, walls and beams with all metal accessories, the item includes substrate preparation, all required works of completion with the industry standards. As per Specification, Drawings and Engineer instructions. | Approved
Abo Shanab El Agamien _0195 | CLI.CON-000001 |  |  | Approved
Abo Shanab El Agamien _0195 | CLI.CON-000001 | 2 - 2- Iz. Kariman Sednaoui.2- Iz. Kariman Sednaoui-Bill No.3.4 - Iz. Kariman Sednaoui Pump Station (Mechanical works)-20-3.4.4-f. | Blind flange, dia. 250 mm. | Approved
Abo Shanab El Agamien _0195 | CLI.CON-000001 |  |  | Approved
Abo Shanab El Agamien _0195 | CLI.CON-000001 | 2 - 2- Iz. Kariman Sednaoui.2- Iz. Kariman Sednaoui-BILL NO. 1: SEWAGE NETWORK-7-1.1- | Wooden formwork left in their places after the construction and backfilling works completed as approved and instructed by the Engineer | Approved
Abo Shanab El Agamien _0195 | CLI.CON-000001 |  |  | Approved
Abo Shanab El Agamien _0195 | CLI.CON-000001 | 2 - Kariman sednaoui-Bill No.6Admin Room - Civil Works-35-6.1.4.c- | Supply and installation of 50 mm extruded polystyrene boards for roof heat insulation with minimum density 35 kg/cm�; the work include Polystyrene sheet 1mm layer. Sample shall be approved before execution and all required works shall be as per manufacturer's instructions, recommendations and Specification. | Approved
Abo Shanab El Agamien _0195 | CLI.CON-000001 |  |  | Approved
Abo Shanab El Agamien _0195 | CLI.CON-000001 | 3 - Iz.Junaidi Wisa & Iz. Zaki-Bill No. 3 Main Pumping Station (Civil works)-15-3.1.4.d- | Supply and installation of horizontal prefabricated moisture Insulation membrane to the wet areas with 4mm thick for floor and roof, including joints, fixtures, overlaps not less than 100 mm and item include all surface preparation steps, coating with 2 layers of primer bitumen coat, metal flashing, internal angle fillets, upstand to vertical surfaces and waterproofing to all openings and around pipes and water drains, Polystyrene sheet 1mm, protection Sand-cement mortar screed, 30 mm thick as per manufacturer's instructions, Contract Drawing, recommendations and Specification. | Approved
Abo Shanab El Agamien _0195 | CLI.CON-000001 |  |  | Approved
Abo Shanab El Agamien _0195 | CLI.CON-000001 | 3 - Iz.Junaidi Wisa & Iz. Zaki-Bill No. 3 Main Pumping Station (Civil works)-17-3.1.8.b- | Supply and apply of Dry mix paint for facades including substrate preparation, scaffoldings, grooves, applying three coats of paint as per required colors and all required accessories as shown on the Contract Drawings, recommended by manufacturer and approved by the Engineer prior to installation. | Approved
Abo Shanab El Agamien _0195 | CLI.CON-000001 |  |  | Approved
Abo Shanab El Agamien _0195 | CLI.CON-000001 | 3 - Iz.Junaidi Wisa & Iz. Zaki-Bill No.9 Site and Civil Works -34--7.1.b | Furnish and install of Interlock tiles for walkways including preparation and compaction of bed, 150mm thick aggregate base course, sand for leveling and accessories. All required works of completion with the industry standards, as per specification, drawings and Engineer instructions. | Approved
Abo Shanab El Agamien _0195 | CLI.CON-000001 |  |  | Approved
Abo Shanab El Agamien _0195 | CLI.CON-000001 | 3 - 3- Iz.Junaidi Wisa & Iz. Zaki W.3- Iz.Junaidi Wisa & Iz. Zaki Wisa-BILL NO. 1: SEWAGE NETWORK-5-1.2-b.7 | Ditto, depth to invert between 4.51 m and 5.00 m | Approved
Abo Shanab El Agamien _0195 | CLI.CON-000001 |  |  | Approved
Abo Shanab El Agamien _0195 | CLI.CON-000001 | 3 - 3- Iz.Junaidi Wisa & Iz. Zaki W.3- Iz.Junaidi Wisa & Iz. Zaki Wisa-Bill No.3.4 - Iz. Junaidi Wisa & Iz. Zaki Wisa Pump Station (Mechanical works)-21-3.4.2-f. | Flanged Wall piece, dia. 100 mm. | Approved
Abo Shanab El Agamien _0195 | CLI.CON-000001 |  |  | Approved
Abo Shanab El Agamien _0195 | CLI.CON-000001 | 3 - Junaidi Wisa Iz. Zaki Wisa-PUMP STATION NO. 3-20-3.3.16- | Layout external lighting complete with (Solar lighting poles (solar panels, battery, LED light, charger), boundary wall lighting, wires, UPVC and PVC Conduits,?..etc) and all accessories as per Contract documents. | Approved
Abo Shanab El Agamien _0195 | CLI.CON-000001 |  |  | Approved
Abo Shanab El Agamien _0195 | CLI.CON-000001 | 3 - Iz.Junaidi Wisa & Iz. Zaki-Bill No. 3 Main Pumping Station (Civil works)-14-3.1.2-b | Supplying and casting unreinforced concrete (Grade C30) for dicophyl by sulfate-resistant cement below underground water and up to the required level, and it includes the supply, installation and installation of galvanized iron injection pipes as required by Drawings and Specifications. | Approved
Abo Shanab El Agamien _0195 | CLI.CON-000001 |  |  | Approved
Abo Shanab El Agamien _0195 | CLI.CON-000001 | 3 - Iz.Junaidi Wisa & Iz. Zaki-Bill No.9 Site and Civil Works -34-7.2.1.d- | Supplying and installing of replacement soil using clean graded sand in layers not exceeding 250 mm thickness, the layers are to be compacted by equipment to reach 95% maximum dry density determined according to the modified Proctor compaction test, all as per drawings, specifications and geotechnical report. | Approved
Abo Shanab El Agamien _0195 | CLI.CON-000001 |  |  | Approved
Abo Shanab El Agamien _0195 | CLI.CON-000001 | 4 - Al Biltaji-Store Building NO. 5-32-5.2.2-b | Ditto As Above But For Maintained Electricity Duration. Provided With Emergency Unit For 3 Hours | Approved
Abo Shanab El Agamien _0195 | CLI.CON-000001 |  |  | Approved
Abo Shanab El Agamien _0195 | CLI.CON-000001 | 4 - Al Biltaji-Pumping Station NO. 3-20-3.3.13- | Instrumentation and Control System Spare Parts as per specifications. | Approved
Abo Shanab El Agamien _0195 | CLI.CON-000001 |  |  | Approved
Abo Shanab El Agamien _0195 | CLI.CON-000001 | 4 - IZ. AL BILTAJI-Bill No.6Admin Room - Civil Works-34-6.1.2-a.1 | Under foundations | Approved
Abo Shanab El Agamien _0195 | CLI.CON-000001 |  |  | Approved
Abo Shanab El Agamien _0195 | CLI.CON-000001 | 4 - 4-Iz. Al Biltaji.4-Iz. Al Biltaji-Bill No.3.4 - Iz. Al Biltaji Pump Station (Mechanical works)-21-3.4.5-a. | D.C.I, Socket and spigot Wall piece, dia. 300 mm. | Approved
Abo Shanab El Agamien _0195 | CLI.CON-000001 |  |  | Approved
Abo Shanab El Agamien _0195 | CLI.CON-000001 | 4 - 4-Iz. Al Biltaji.4-Iz. Al Biltaji-Bill No. 2 - Forcemain-11-2.4.3-a | Inception chamber | Approved
Abo Shanab El Agamien _0195 | CLI.CON-000001 |  |  | Approved
Abo Shanab El Agamien _0195 | CLI.CON-000001 | 4 - 4-Iz. Al Biltaji.4-Iz. Al Biltaji-BILL NO. 1: SEWAGE NETWORK-4-1.1.1-c.3 | Ditto, depth to invert between 2.51 m and 3.50 m | Approved
Abo Shanab El Agamien _0195 | CLI.CON-000001 |  |  | Approved
Abo Shanab El Agamien _0195 | CLI.CON-000001 | 4 - 4-Iz. Al Biltaji.4-Iz. Al Biltaji-Bill No. 2 - Forcemain-9-2.2-c | Slowdown chamber | Approved
Abo Shanab El Agamien _0195 | CLI.CON-000001 |  |  | Approved
Abo Shanab El Agamien _0195 | CLI.CON-000001 | 4 - 4-Iz. Al Biltaji.4-Iz. Al Biltaji-Bill No.6.2: Admin Building-38-6.2.2-a. | 25mm dia. | Approved
Abo Shanab El Agamien _0195 | CLI.CON-000001 |  |  | Approved
Abo Shanab El Agamien _0195 | CLI.CON-000001 | 4 - IZ. AL BILTAJI-Bill No.4 Guard Room (Civil Works)-24-4.1.3-b.1 | 250 mm thick. | Approved
Abo Shanab El Agamien _0195 | CLI.CON-000001 |  |  | Approved
Abo Shanab El Agamien _0195 | CLI.CON-000001 | 4 - IZ. AL BILTAJI-Bill No.7 Generator Shed (Civil Works)-41--7.1.a | Supplying and casting in-place of generator base and the price includes all the necessary excavation and backfilling works, the removal and disposal of the excavated material to the designated dump, the supply and work of plain concrete Grade C20, reinforced concrete Grade C25, insulation works for the base and all that comes into contact with the soil, including formwork, transporting, mixing, casting, finishing, curing and testing as required by the specifications. provided that the work is completed in full according to the Contract drawings, technical specifications, industry assets and the instructions of the Engineer. | Approved
Abo Shanab El Agamien _0195 | CLI.CON-000001 |  |  | Approved
Abo Shanab El Agamien _0195 | CLI.CON-000001 | 4 - Al Biltaji-Admin Room NO. 6-39-6.3.5-a | Wall Mounted Exhaust Fan Outlet. | Approved
Abo Shanab El Agamien _0195 | CLI.CON-000001 |  |  | Approved
Abo Shanab El Agamien _0195 | CLI.CON-000001 | 4 - Al Biltaji-Pumping Station NO. 3-20-3.3.17- | Earthing system network complete with (Inspection pit, rods, bare copper conductor ...etc) and all accessories, as per Contract documents. | Approved
Abo Shanab El Agamien _0195 | CLI.CON-000001 |  |  | Approved
Abo Shanab El Agamien _0195 | CLI.CON-000001 | 4 - IZ. AL BILTAJI-Bill No.5 Store Building (Civil Works)-29-5.1.2-a.1 | Under foundations | Approved
Abo Shanab El Agamien _0195 | CLI.CON-000001 |  |  | Approved
Abo Shanab El Agamien _0195 | CLI.CON-000001 | 4 - IZ. AL BILTAJI-Bill No.5 Store Building (Civil Works)-30-5.1.4.a- | Supply and apply two coats of oxidized bituminous paint insulation to reinforced concrete in contact with soil such as footings, ground beam, columns pedestal and masonry work to 15 cm upper the GL, sample shall be approved before execution and all required works shall be as per manufacturer's instructions, recommendations and Specification. | Approved
Abo Shanab El Agamien _0195 | CLI.CON-000001 |  |  | Approved
Abo Shanab El Agamien _0195 | CLI.CON-000001 | 5 - Tahawi Village-Bill No. 3 Main Pumping Station (Civil works)-14-3.1.5-b | Supply and apply external cement plastering to facades with all metal accessories, base and finish coat, thickness 2cm striped with 2 cm groove render for facades. all required works of completion with the industry standards. As per Specification, Drawings and Engineer's instructions. | Approved
Abo Shanab El Agamien _0195 | CLI.CON-000001 |  |  | Approved
Abo Shanab El Agamien _0195 | CLI.CON-000001 | 5 - Tahawi Village-Bill No.4 Guard Room (Civil Works)-23-4.1.6-b.1 | Type W1, 1,000 mm width x 1,000 mm height | Approved
Abo Shanab El Agamien _0195 | CLI.CON-000001 |  |  | Approved
Abo Shanab El Agamien _0195 | CLI.CON-000001 | 5 - 5-Tahawi Village.5-Tahawi Village-Bill No. 2 - Forcemain-10-2.3.5-a | 90� (150mm) | Approved
Abo Shanab El Agamien _0195 | CLI.CON-000001 |  |  | Approved
Abo Shanab El Agamien _0195 | CLI.CON-000001 | 5 - 5-Tahawi Village.5-Tahawi Village-BILL NO. 1: SEWAGE NETWORK-7-1.7- | Excavation in rock as specified in the Contract Documents. | Approved
Abo Shanab El Agamien _0195 | CLI.CON-000001 |  |  | Approved
Abo Shanab El Agamien _0195 | CLI.CON-000001 | 5 - Tahawi Village-Bill No. 3 Main Pumping Station (Civil works)-13-3.1.3.b- | 250 mm thick. | Approved
Abo Shanab El Agamien _0195 | CLI.CON-000001 |  |  | Approved
Abo Shanab El Agamien _0195 | CLI.CON-000001 | 5 - Tahawi Village-Bill No.6Admin Room - Civil Works-32-6.1.1-b. | Extra over for excavation in rock. | Approved
Abo Shanab El Agamien _0195 | CLI.CON-000001 |  |  | Approved
Abo Shanab El Agamien _0195 | CLI.CON-000001 | 5 - Tahawi Village-Bill No. 3 Main Pumping Station (Civil works)-15-3.1.7-a.1 | Abrasion, friction, acids and shock resistant ceramic | Approved
Abo Shanab El Agamien _0195 | CLI.CON-000001 |  |  | Approved
Abo Shanab El Agamien _0195 | CLI.CON-000001 | 5 - Tahawi-Pumping Station NO. 3-18-3.3.12- | Supply, installation, termination and testing of control cables (12 x 2 mm2) from valve actuators, water hammering system, generators, transformers, Low Voltage Main Distribution Board (LVMDB), Motor Control Centers (MCC) to the PLC panel complete with conduits, pull boxes, junction boxes, accessories, duct bank...etc. | Approved
Abo Shanab El Agamien _0195 | CLI.CON-000001 |  |  | Approved
Abo Shanab El Agamien _0195 | CLI.CON-000001 | 5 - Tahawi-Pumping Station NO. 3-18-3.3.11- | Supply, installation, termination and testing of instrumentation shielded cables (2 x 1.5 mm2) from field instrumentation to control panel complete with conduits, pull boxes, junction boxes, accessories, duct bank...etc. | Approved
Abo Shanab El Agamien _0195 | CLI.CON-000001 |  |  | Approved
Abo Shanab El Agamien _0195 | CLI.CON-000001 | 5 - Tahawi Village-Bill No. 3 Main Pumping Station (Civil works)-12-3.1.2.d- | Supply and casting of in-place reinforced concrete (Grade C30) with Sulfate- resistant cement, including: formwork, scaffolding, expansion and construction joints, Steel bar reinforcement, joint filler and sealant, accessories, transporting, mixing, casting, finishing, compaction by vibratory, curing and testing as required by the specifications. | Approved
Abo Shanab El Agamien _0195 | CLI.CON-000001 |  |  | Approved
Abo Shanab El Agamien _0195 | CLI.CON-000001 | 5 - Tahawi Village-Bill No.5 Store Building (Civil Works)-27-5.1.1.c- | Supply, backfilling and compaction to the required grades with approved clean sand on layers not more than 25 cm thick. The layers are to be compacted by means of vibratory type equipment to obtain 95% of maximum dry density as per specifications. | Approved
Abo Shanab El Agamien _0195 | CLI.CON-000001 |  |  | Approved
Abo Shanab El Agamien _0195 | CLI.CON-000001 | 5 - Tahawi-Store Building NO. 5-30-5.2.1- | Supply, install, connect, test and commission of complete L.V. distribution boards (LP-ST) the price include selectvity study, termination, Identifications, labling, glands, copper luggs as specified and as indicating drawings. System shall be lump sum complete in every respect with all necessary accessories and ancillary works. | Approved
Abo Shanab El Agamien _0195 | CLI.CON-000001 |  |  | Approved
Abo Shanab El Agamien _0195 | CLI.CON-000001 | 5 - 5-Tahawi Village.5-Tahawi Village-BILL NO. 1: SEWAGE NETWORK-7-1.6-a | Concrete encasement 25cm (200mm) | Approved
Abo Shanab El Agamien _0195 | CLI.CON-000001 |  |  | Approved
Abo Shanab El Agamien _0195 | CLI.CON-000001 | 5 - Tahawi Village-Bill No.5 Store Building (Civil Works)-28-5.1.6-b.1 | Type W1, 2,800 mm width x 1,000 mm height | Approved
Abo Shanab El Agamien _0195 | CLI.CON-000001 |  |  | Approved
Abo Shanab El Agamien _0195 | CLI.CON-000001 | 5 - Tahawi Village-Bill No.4 Guard Room (Civil Works)-21-4.1.2-b.1 | for foundation | Approved
Abo Shanab El Agamien _0195 | CLI.CON-000001 |  |  | Approved
Abo Shanab El Agamien _0195 | CLI.CON-000001 | 5 - 5-Tahawi Village.5-Tahawi Village-Bill No.6.2: Admin Building-36-6.2.1-b. | Supply and install hand wash sink with soap dish and holder, with all its required accessories, water mixer, faucets, floor and siphon chrome 1.5 inch, include cold and hot water supply connections, sewage pipes with 2 corner stopcocks with approved sample. All required works of completion with the industry standards. | Approved
Abo Shanab El Agamien _0195 | CLI.CON-000001 |  |  | Approved
Abo Shanab El Agamien _0195 | CLI.CON-000001 | 5 - Tahawi Village-Bill No.4 Guard Room (Civil Works)-23-4.1.6-b.2 | Type W2, 600 mm width x 600 mm height | Approved
Abo Shanab El Agamien _0195 | CLI.CON-000001 |  |  | Approved
Abo Shanab El Agamien _0195 | CLI.CON-000001 | 5 - 5-Tahawi Village.5-Tahawi Village-Bill No. 3.1 - Tahawi Village Main Pumping Station (Mechanical works)-19-3.4.3-e. | Flanged Elbow 90o, dia. 150 mm. | Approved
Abo Shanab El Agamien _0195 | CLI.CON-000001 |  |  | Approved
Abo Shanab El Agamien _0195 | CLI.CON-000001 | 5 - 5-Tahawi Village.5-Tahawi Village-Bill No.6.2: Admin Building-36-6.2.2-a. | 25mm dia. | Approved
Abo Shanab El Agamien _0195 | CLI.CON-000001 |  |  | Approved
Abo Shanab El Agamien _0195 | CLI.CON-000001 | 5 - Tahawi Village-Bill No.6Admin Room - Civil Works-35-6.1.8-a | Supply and apply of acrylic paint for internal walls and ceiling including substrate preparation, applying three coats of paint as per required colors and all required accessories as shown on drawings, specified in the Contract documents, recommended by manufacturer and approved by the Engineer prior to installation. | Approved
Abo Shanab El Agamien _0195 | CLI.CON-000001 |  |  | Approved
Abo Shanab El Agamien _0195 | CLI.CON-000001 | 5 - Tahawi-Pumping Station NO. 3-16-3.2.1- | Supply, install, connect, test and commission of complete L.V. distribution boards (LP-PS) the price include selectvity study, termination, Identifications, labling, glands, copper luggs as specified and as indicating drawings. System shall be lump sum complete in every respect with all necessary accessories and ancillary works. | Approved
Abo Shanab El Agamien _0195 | CLI.CON-000001 |  |  | Approved
Abo Shanab El Agamien _0195 | CLI.CON-000001 | 5 - Tahawi-Guard Room NO. 4-25-4.3.4-a | Single Phase Switched Socket 220v, 16A, 2-pin Type Complete With Earthing Contact. | Approved
Abo Shanab El Agamien _0195 | CLI.CON-000001 | 5 - Tahawi Village-Bill No.5 Store Building (Civil Works)-28-5.1.5-a | Supply and excite cement sand plaster for internal slabs, walls and beams with all metal accessories, the item includes substrate preparation, all required works of completion with the industry standards. As per specification, drawings and the Engineer's instructions. | Approved
Abo Shanab El Agamien _0195 | CLI.CON-000001 |  |  | Approved
Abo Shanab El Agamien _0195 | CLI.CON-000001 | 5 - Tahawi-Admin Room NO. 6-37-6.3.2-a | Surface mounted luminaire with 1x60 watt led lamps, With (IP20) | Approved
Abo Shanab El Agamien _0195 | CLI.CON-000001 |  |  | Approved
Abo Shanab El Agamien _0195 | CLI.CON-000001 | 5 - Tahawi Village-Bill No. 3 Main Pumping Station (Civil works)-12-3.1.2-a.1 | Un-reinforced lean concrete for sub-structure | Approved
Abo Shanab El Agamien _0195 | CLI.CON-000001 |  |  | Approved
Abo Shanab El Agamien _0195 | CLI.CON-000001 | 5 - Tahawi Village-Bill No.9 Site and Civil Works -44-9.2.2.c- | Supply and casting of in-place reinforced concrete Grade C25 in super structure for column and capping, including: formwork, scaffolding, expansion and construction joints, Steel bar reinforcement, joint filler and sealant, accessories, transporting, mixing, casting, finishing, compaction by vibratory, spraying, curing,and testing as required by the specifications. | Approved
Abo Shanab El Agamien _0195 | CLI.CON-000001 |  |  | Approved
Abo Shanab El Agamien _0195 | CLI.CON-000001 | 5 - 5-Tahawi Village.5-Tahawi Village-Bill No. 3.1 - Tahawi Village Main Pumping Station (Mechanical works)-19-3.4.9- | Maintenance tools as per tendered documents. | Approved
Abo Shanab El Agamien _0195 | CLI.CON-000001 |  |  | Approved
Abo Shanab El Agamien _0195 | CLI.CON-000001 | 5 - Tahawi-Store Building NO. 5-30-5.2.2-c | Enclosed Polycarbonate, Wall Mounting Luminaire IP65 With 20 Watt LED Lamp. | Approved
Abo Shanab El Agamien _0195 | CLI.CON-000001 |  |  | Approved
Abo Shanab El Agamien _0195 | CLI.CON-000001 | 5 - Tahawi Village-Bill No. 3 Main Pumping Station (Civil works)-12-3.1.1-d | Supply, backfilling and compaction to the required grades with approved clean sand on layers not more than 25 cm thick. The layers are to be compacted by means of vibratory type equipment to obtain 95% of maximum dry density as per specifications. | Approved
Abo Shanab El Agamien _0195 | CLI.CON-000001 |  |  | Approved
Abo Shanab El Agamien _0195 | CLI.CON-000001 | 5 - Tahawi Village-Bill No.4 Guard Room (Civil Works)-22-4.1.3-a.2 | 120 mm thick. | Approved
Abo Shanab El Agamien _0195 | CLI.CON-000001 |  |  | Approved
Abo Shanab El Agamien _0195 | CLI.CON-000001 | 5 - Tahawi Village-Bill No.9 Site and Civil Works -46-9.3.1-b. | 100mm dia. | Approved
Abo Shanab El Agamien _0195 | CLI.CON-000001 |  |  | Approved
Abo Shanab El Agamien _0195 | CLI.CON-000001 | 5 - Tahawi Village-Bill No.6Admin Room - Civil Works-32-6.1.2-c.2 | RC protection layer | Approved
Abo Shanab El Agamien _0195 | CLI.CON-000001 |  |  | Approved
Abo Shanab El Agamien _0195 | CLI.CON-000001 | 5 - 5-Tahawi Village.5-Tahawi Village-Bill No.4: Guard room -24-4.2.2-a. | 25mm dia. | Approved
Abo Shanab El Agamien _0195 | CLI.CON-000001 |  |  | Approved
Abo Shanab El Agamien _0195 | CLI.CON-000001 | 5 - 5-Tahawi Village.5-Tahawi Village-Bill No. 2 - Forcemain-9-2.2-a | Valve chamber type (A) | Approved
Abo Shanab El Agamien _0195 | CLI.CON-000001 |  |  | Approved
Abo Shanab El Agamien _0195 | CLI.CON-000001 | 5 - Tahawi Village-Bill No. 3 Main Pumping Station (Civil works)-14-3.1.6-c | Supply, fabrication and erection of Stainless steel 316L handrail including all required steel members, welding, jointing, all fixings, fittings, painting and accessories. all required works of completion with the industry standards. As per Specification, Drawings and Engineer's instructions. | Approved
Abo Shanab El Agamien _0195 | CLI.CON-000001 |  |  | Approved
Abo Shanab El Agamien _0195 | CLI.CON-000001 | 1 - Sharaf Al Deen Village-Bill No. 3 Main Pumping Station (Civil works)-22-3.1.9-a | 75mm dia. | Approved
Abo Shanab El Agamien _0195 | CLI.CON-000001 |  |  | Approved
Abo Shanab El Agamien _0195 | CLI.CON-000001 | 1 - Sharaf Al Deen-Main Pump Station NO. 3-25-3.3.9- | Supply, installation, calibration, connection and testing of Pressure Switch with a range of 0 to 10 bar and all necessary accessories required for installation and operation requirements. | Approved
Abo Shanab El Agamien _0195 | CLI.CON-000001 |  |  | Approved
Abo Shanab El Agamien _0195 | CLI.CON-000001 | 1 - Sharaf Al Deen Village-Bill No.8 Site and Civil Works -46-8.2.6-a. | Type D1, 4,000 mm width x 2,500 mm height | Approved
Abo Shanab El Agamien _0195 | CLI.CON-000001 |  |  | Approved
Abo Shanab El Agamien _0195 | CLI.CON-000001 | 1 - Sharaf Al Deen Village-Bill No.5 Store Building (Civil Works)-35-5.1.1.c- | Supply, backfilling and compaction to the required grades with approved clean sand on layers not more than 25 cm thick. The layers are to be compacted by means of vibratory type equipment to obtain 95% of maximum dry density as per specifications. | Approved
Abo Shanab El Agamien _0195 | CLI.CON-000001 |  |  | Approved
Abo Shanab El Agamien _0195 | CLI.CON-000001 | 1 - Sharaf Al Deen Village-Bill No.4 Guard Room (Civil Works)-29-4.1.4.c- | Supply and installation of 50 mm extruded polystyrene boards for roof heat insulation with minimum density 35 kg/cm�; the work include Polystyrene sheet 1mm layer. Sample shall be approved before execution and all required works shall be as per manufacturer's instructions, recommendations and Specification. | Approved
Abo Shanab El Agamien _0195 | CLI.CON-000001 |  |  | Approved
Abo Shanab El Agamien _0195 | CLI.CON-000001 | 1 - Sharaf Al Deen Village-Bill No.5 Store Building (Civil Works)-36-5.1.4.a- | Supply and apply two coats of oxidized bituminous paint insulation to reinforced concrete in contact with soil such as footings, ground beam, columns pedestal and masonry work to 15 cm upper the GL, sample shall be approved before execution and all required works shall be as per manufacturer's instructions, recommendations and Specification. | Approved
Abo Shanab El Agamien _0195 | CLI.CON-000001 |  |  | Approved
Abo Shanab El Agamien _0195 | CLI.CON-000001 | 1 - Sharaf Al Deen Village-Bill No.8 Site and Civil Works -45-8.2.2.a- | Under foundations | Approved
Abo Shanab El Agamien _0195 | CLI.CON-000001 |  |  | Approved
Abo Shanab El Agamien _0195 | CLI.CON-000001 | 1 - 1-Sharaf Al Deen Village.a. | Rotary crane 2 ton, complete with all accessories as specified by Contract Documents. | Approved
Abo Shanab El Agamien _0195 | CLI.CON-000001 |  |  | Approved
Abo Shanab El Agamien _0195 | CLI.CON-000001 | 1 - Sharaf Al Deen Village-Bill No.4 Guard Room (Civil Works)-28-4.1.2-c.2 | RC protection layer | Approved
Abo Shanab El Agamien _0195 | CLI.CON-000001 |  |  | Approved
Abo Shanab El Agamien _0195 | CLI.CON-000001 | 1 - 1-Sharaf Al Deen Village.d.1 | Depth to invert between 2.51 m and 3.50 m | Approved
Abo Shanab El Agamien _0195 | CLI.CON-000001 |  |  | Approved
Abo Shanab El Agamien _0195 | CLI.CON-000001 | 1 - Sharaf Al Deen Village-Bill No.4 Guard Room (Civil Works)-28-4.1.2-b.2 | For grade slabs, 100 mm thick | Approved
Abo Shanab El Agamien _0195 | CLI.CON-000001 |  |  | Approved
Abo Shanab El Agamien _0195 | CLI.CON-000001 | 1 - Sharaf Al Deen-Main Pump Station NO. 3-25-42797- | Earthing system network complete with (Inspection pit, rods, bare copper conductor ...etc) and all accessories, as per Contract documents. | Approved
Abo Shanab El Agamien _0195 | CLI.CON-000001 |  |  | Approved
Abo Shanab El Agamien _0195 | CLI.CON-000001 | 1 - Sharaf Al Deen Village-Bill No.5 Store Building (Civil Works)-37-5.1.8-a | Supply and apply of acrylic paint for internal walls and ceiling including substrate preparation, applying three coats of paint as per required colors and all required accessories as shown on drawings, specified in the Contract documents, recommended by manufacturer and approved by the Engineer prior to installation. | Approved
Abo Shanab El Agamien _0195 | CLI.CON-000001 |  |  | Approved
Abo Shanab El Agamien _0195 | CLI.CON-000001 | 1 - Sharaf Al Deen Village-Bill No. 3 Main Pumping Station (Civil works)-20-3.1.3.a- | 250 mm thick. | Approved
Abo Shanab El Agamien _0195 | CLI.CON-000001 |  |  | Approved
Abo Shanab El Agamien _0195 | CLI.CON-000001 | 1 - 1-Sharaf Al Deen Village.b | Dismantling joints | Approved
Abo Shanab El Agamien _0195 | CLI.CON-000001 |  |  | Approved
Abo Shanab El Agamien _0195 | CLI.CON-000001 | 1 - 1-Sharaf Al Deen Village.b | Gate valve 300 mm dia. | Approved
Abo Shanab El Agamien _0195 | CLI.CON-000001 |  |  | Approved
Abo Shanab El Agamien _0195 | CLI.CON-000001 | 1 - 1-Sharaf Al Deen Village.c. | Flanged non-return valve, dia. 200 mm. | Approved
Abo Shanab El Agamien _0195 | CLI.CON-000001 |  |  | Approved
Abo Shanab El Agamien _0195 | CLI.CON-000001 | 1 - Sharaf Al Deen Village-Bill No. 3 Main Pumping Station (Civil works)-19-3.1.1-c | Extra over for excavation in rock. | Approved
Abo Shanab El Agamien _0195 | CLI.CON-000001 |  |  | Approved
Abo Shanab El Agamien _0195 | CLI.CON-000001 | 1 - 1-Sharaf Al Deen Village.c.1 | Depth to invert not exceeding 1.5 m | Approved
Abo Shanab El Agamien _0195 | CLI.CON-000001 |  |  | Approved
Abo Shanab El Agamien _0195 | CLI.CON-000001 | 1 - 1-Sharaf Al Deen Village.c | Puddle flanged pipe | Approved
Abo Shanab El Agamien _0195 | CLI.CON-000001 |  |  | Approved
Abo Shanab El Agamien _0195 | CLI.CON-000001 | 1 - Sharaf Al Deen Village-Bill No.5 Store Building (Civil Works)-35-5.1.3.a- | 250 mm thick. | Approved
Abo Shanab El Agamien _0195 | CLI.CON-000001 |  |  | Approved
Abo Shanab El Agamien _0195 | CLI.CON-000001 | 1 - Sharaf Al Deen-Main Pump Station NO. 3-23-3.2.4-b | Industrial Single Phase Switched Power Socket 220v, 25A, 2-pin Type Complete With Earthing Contact And Cover. | Approved
Abo Shanab El Agamien _0195 | CLI.CON-000001 |  |  | Approved
Abo Shanab El Agamien _0195 | CLI.CON-000001 | 1 - Sharaf Al Deen Village-Bill No.4 Guard Room (Civil Works)-30-4.1.7-a.3 | cement tiling, for roof | Approved
Abo Shanab El Agamien _0195 | CLI.CON-000001 |  |  | Approved
Abo Shanab El Agamien _0195 | CLI.CON-000001 | 1 - Sharaf Al Deen Village-Bill No.5 Store Building (Civil Works)-35-5.1.2-b.1 | for foundation | Approved
Abo Shanab El Agamien _0195 | CLI.CON-000001 |  |  | Approved
Abo Shanab El Agamien _0195 | CLI.CON-000001 | 1 - Sharaf Al Deen Village-Bill No. 3 Main Pumping Station (Civil works)-20-3.1.4.d- | Supply and installation of horizontal prefabricated moisture Insulation membrane to the wet areas with 4mm thick for floor and roof, including joints, fixtures, overlaps not less than 100 mm and item include all surface preparation steps, coating with 2 layers of primer bitumen coat, metal flashing, internal angle fillets, upstand to vertical surfaces and waterproofing to all openings and around pipes and water drains, Polystyrene sheet 1mm, protection Sand-cement mortar screed, 30 mm thick as per manufacturer's instructions, Contract Drawing, recommendations and Specification. | Approved
Abo Shanab El Agamien _0195 | CLI.CON-000001 |  |  | Approved
Abo Shanab El Agamien _0195 | CLI.CON-000001 | 1 - Sharaf Al Deen Village-Bill No. 3 Main Pumping Station (Civil works)-21-3.1.6.a- | Type D1, size 2,500mmx2,500mm | Approved
Abo Shanab El Agamien _0195 | CLI.CON-000001 |  |  | Approved
Abo Shanab El Agamien _0195 | CLI.CON-000001 | 1 - Sharaf Al Deen Village-Bill No.4 Guard Room (Civil Works)-29-4.1.3-a.1 | 250 mm thick. | Approved
Abo Shanab El Agamien _0195 | CLI.CON-000001 |  |  | Approved
Abo Shanab El Agamien _0195 | CLI.CON-000001 | 1 - Sharaf Al Deen-Generator Shed No.6-41-6.2.3-a | One Way, One-gang Lighting Switch 10A. | Approved
Abo Shanab El Agamien _0195 | CLI.CON-000001 |  |  | Approved
Abo Shanab El Agamien _0195 | CLI.CON-000001 | 1 - Sharaf Al Deen-Main Pump Station NO. 3-25-42432- | Layout external lighting complete with (Solar lighting poles (solar panels, battery, LED light, charger), boundary wall lighting, wires, UPVC and PVC Conduits,?..etc) and all accessories as per Contract documents. | Approved
Abo Shanab El Agamien _0195 | CLI.CON-000001 |  |  | Approved
Abo Shanab El Agamien _0195 | CLI.CON-000001 | 1 - Sharaf Al Deen-Guard room NO. 4-33-4.3.2-c | Enclosed Polycarbonate, Wall Mounting Luminaire IP65 With 20 Watt LED Lamp. | Approved
Abo Shanab El Agamien _0195 | CLI.CON-000001 |  |  | Approved
Abo Shanab El Agamien _0195 | CLI.CON-000001 | 1 - Sharaf Al Deen-Generator Shed No.6-41-6.2.4-a | Lighting outlets. | Approved
Abo Shanab El Agamien _0195 | CLI.CON-000001 |  |  | Approved
Abo Shanab El Agamien _0195 | CLI.CON-000001 | 1 - Sharaf Al Deen-Main Pump Station NO. 3-25-41701- | Low voltage cables (0.6/1kV) complete with (UPVC Conduits, lugs, ..etc) and all accessories, as per Contract Documents. | Approved
Abo Shanab El Agamien _0195 | CLI.CON-000001 |  |  | Approved
Abo Shanab El Agamien _0195 | CLI.CON-000001 | 1 - Sharaf Al Deen-Store NO. 5-38-5.2.2-c | Enclosed Polycarbonate, Wall Mounting Luminaire IP65 With 20 Watt LED Lamp. | Approved
Abo Shanab El Agamien _0195 | CLI.CON-000001 |  |  | Approved
Abo Shanab El Agamien _0195 | CLI.CON-000001 | 1 - Sharaf Al Deen Village-Bill No.4 Guard Room (Civil Works)-30-4.1.7-a.2 | Ceramic floor, non-slip ceramic for toilet | Approved
Abo Shanab El Agamien _0195 | CLI.CON-000001 |  |  | Approved
Abo Shanab El Agamien _0195 | CLI.CON-000001 | 1 - 1-Sharaf Al Deen Village.b | HC 60*90 cm | Approved
Abo Shanab El Agamien _0195 | CLI.CON-000001 |  |  | Approved
Abo Shanab El Agamien _0195 | CLI.CON-000001 | 1 - Sharaf Al Deen Village-Bill No. 3 Main Pumping Station (Civil works)-21-3.1.5-b | Supply and apply external cement plastering to facades with all metal accessories, base and finish coat, thickness 2cm striped with 2 cm groove render for facades. all required works of completion with the industry standards. As per Specification, Drawings and Engineer's instructions. | Approved
Abo Shanab El Agamien _0195 | CLI.CON-000001 |  |  | Approved
Abo Shanab El Agamien _0195 | CLI.CON-000001 | 1 - Sharaf Al Deen Village-Bill No.4 Guard Room (Civil Works)-29-4.1.4.a- | Supply and apply two coats of oxidized bituminous paint insulation to surfaces underground contact with soil such as footings, ground beam, columns pedestal and masonry work to 15 cm upper the GL, sample shall be approved before execution and all required works shall be as per manufacturer's instructions, recommendations and Specification. | Approved
Abo Shanab El Agamien _0195 | CLI.CON-000001 |  |  | Approved
Abo Shanab El Agamien _0195 | CLI.CON-000001 | 1 - 1-Sharaf Al Deen Village | Inspection and testing of the installed pipes by CCTV for the network pipes after trench installation, all in accordance with the technical specifications. | Approved
Abo Shanab El Agamien _0195 | CLI.CON-000001 |  |  | Approved
Abo Shanab El Agamien _0195 | CLI.CON-000001 | 2 - Kariman sednaoui-Bill No.6Admin Room - Civil Works-36-6.1.7.b- | Supply and installation of ceramic tiles, pattern as shown on drawings including cement mortar, setting bed, grouting, pointing, fixing, support and all required accessories. Complete as shown on drawings, specified in the Contract documents, recommended by manufacturer and approved by the Engineer prior to installation. | Approved
Abo Shanab El Agamien _0195 | CLI.CON-000001 |  |  | Approved
Abo Shanab El Agamien _0195 | CLI.CON-000001 | 2 - Kariman sednaoui-Bill No.9 Site and Civil Works -47-9.2.4.a- | Supply and apply two coats of oxidized bituminous paint insulation to reinforced concrete in contact with soil such as footings, ground beam, columns pedestal and masonry work to 15 cm upper the GL, sample shall be approved before execution and all required works shall be as per manufacturer's instructions, recommendations and Specification. | Approved
Abo Shanab El Agamien _0195 | CLI.CON-000001 |  |  | Approved
Abo Shanab El Agamien _0195 | CLI.CON-000001 | 2 - 2- Iz. Kariman Sednaoui.2- Iz. Kariman Sednaoui-Bill No. 2 - Forcemain-9-2.2-c | Air Release valve chamber (250 mm) | Approved
Abo Shanab El Agamien _0195 | CLI.CON-000001 |  |  | Approved
Abo Shanab El Agamien _0195 | CLI.CON-000001 | 2 - 2- Iz. Kariman Sednaoui.2- Iz. Kariman Sednaoui-BILL NO. 1: SEWAGE NETWORK-6-1.5.3-b | Dismantling joints | Approved
Abo Shanab El Agamien _0195 | CLI.CON-000001 |  |  | Approved
Abo Shanab El Agamien _0195 | CLI.CON-000001 | 2 - 2- Iz. Kariman Sednaoui.2- Iz. Kariman Sednaoui-BILL NO. 1: SEWAGE NETWORK-4-1.1.1-b.4 | Ditto, depth to invert between 3.51 m and 4.50 m | Approved
Abo Shanab El Agamien _0195 | CLI.CON-000001 |  |  | Approved
Abo Shanab El Agamien _0195 | CLI.CON-000001 | 2 - Kariman sednaoui-Bill No. 3 Main Pumping Station (Civil works)-13-3.1.2.d- | Supply and casting of in-place reinforced concrete (Grade C30) with Sulfate- resistant cement, including: formwork, scaffolding, expansion and construction joints, Steel bar reinforcement, joint filler and sealant, accessories, transporting, mixing, casting, finishing, compaction by vibratory, curing and testing as required by the specifications. | Approved
Abo Shanab El Agamien _0195 | CLI.CON-000001 |  |  | Approved
Abo Shanab El Agamien _0195 | CLI.CON-000001 | 2 - Kariman Sednaoui-Main Pump Station NO. 3-17-3.2.2-f | Enclosed Polycarbonate, Wall Mounting Luminaire IP65 with 20-Watt LED Lamp. | Approved
Abo Shanab El Agamien _0195 | CLI.CON-000001 |  |  | Approved
Abo Shanab El Agamien _0195 | CLI.CON-000001 | 2 - 2- Iz. Kariman Sednaoui.2- Iz. Kariman Sednaoui-Bill No.6.2: Admin Building-38-6.2.2-a. | 25mm dia. | Approved
Abo Shanab El Agamien _0195 | CLI.CON-000001 |  |  | Approved
Abo Shanab El Agamien _0195 | CLI.CON-000001 | 2 - 2- Iz. Kariman Sednaoui.2- Iz. Kariman Sednaoui-Bill No. 2 - Forcemain-10-2.3.5-c | 45� (200mm) | Approved
Abo Shanab El Agamien _0195 | CLI.CON-000001 |  |  | Approved
Abo Shanab El Agamien _0195 | CLI.CON-000001 | 2 - 2- Iz. Kariman Sednaoui.2- Iz. Kariman Sednaoui-Bill No.3.4 - Iz. Kariman Sednaoui Pump Station (Mechanical works)-20-3.4.4-b. | Dismantling joint, dia. 250 mm. | Approved
Abo Shanab El Agamien _0195 | CLI.CON-000001 |  |  | Approved
Abo Shanab El Agamien _0195 | CLI.CON-000001 | 2 - 2- Iz. Kariman Sednaoui.2- Iz. Kariman Sednaoui-BILL NO. 1: SEWAGE NETWORK-6-1.5.3-a | DI gate valve 400 mm, | Approved
Abo Shanab El Agamien _0195 | CLI.CON-000001 |  |  | Approved
Abo Shanab El Agamien _0195 | CLI.CON-000001 | 2 - 2- Iz. Kariman Sednaoui.2- Iz. Kariman Sednaoui-Bill No.3.4 - Iz. Kariman Sednaoui Pump Station (Mechanical works)-20-3.4.3-c. | Flanged non-return valve, dia. 150 mm. | Approved
Abo Shanab El Agamien _0195 | CLI.CON-000001 |  |  | Approved
Abo Shanab El Agamien _0195 | CLI.CON-000001 | 2 - 2- Iz. Kariman Sednaoui.2- Iz. Kariman Sednaoui-BILL NO. 1: SEWAGE NETWORK-4-1.1.1-b.3 | Ditto, depth to invert between 2.51 m and 3.50 m | Approved
Abo Shanab El Agamien _0195 | CLI.CON-000001 |  |  | Approved
Abo Shanab El Agamien _0195 | CLI.CON-000001 |  |  | Approved
Abo Shanab El Agamien _0195 | CLI.CON-000001 | 2 - 2- Iz. Kariman Sednaoui.2- Iz. Kariman Sednaoui-Bill No. 2 - Forcemain-9-2.2-f | Double Slowdown chamber (250&150 mm) | Approved
Abo Shanab El Agamien _0195 | CLI.CON-000001 |  |  | Approved
Abo Shanab El Agamien _0195 | CLI.CON-000001 | 2 - Kariman sednaoui-Bill No.6Admin Room - Civil Works-36-6.1.7-a.1 | Ceramic floor, glazed ceramic | Approved
Abo Shanab El Agamien _0195 | CLI.CON-000001 |  |  | Approved
Abo Shanab El Agamien _0195 | CLI.CON-000001 | 2 - Kariman Sednaoui-Main Pump Station NO. 3-17-3.2.3-b | Ditto As Above Item, But Of Weatherproof Type. | Approved
Abo Shanab El Agamien _0195 | CLI.CON-000001 |  |  | Approved
Abo Shanab El Agamien _0195 | CLI.CON-000001 | 2 - Kariman Sednaoui-Store NO. 5-32-5.2.1- | Supply, install, connect, test and commission of complete L.V. distribution boards (LP-ST) the price include selectvity study, termination, Identifications, labling, glands, copper luggs as specified and as indicating drawings. System shall be lump sum complete in every respect with all necessary accessories and ancillary works. | Approved
Abo Shanab El Agamien _0195 | CLI.CON-000001 |  |  | Approved
Abo Shanab El Agamien _0195 | CLI.CON-000001 | 2 - Kariman Sednaoui-Guard room NO. 4-27-4.3.1-a | Supply, install, connect, test and commission of complete L.V. distribution boards (LP-GUR-EXT.) the price include circuit breakers, contactors, relays, timers , photocells, push buttons, selectvity study, termination, Identifications ,labling, glands, copper luggs as specified and as indicating drawings. System shall be lump sum complete in every respect with all necessary accessories and ancillary works. | Approved
Abo Shanab El Agamien _0195 | CLI.CON-000001 |  |  | Approved
Abo Shanab El Agamien _0195 | CLI.CON-000001 | 2 - 2- Iz. Kariman Sednaoui.2- Iz. Kariman Sednaoui-Bill No. 2 - Forcemain-10-2.3.3-a | Flange socket with puddle flanged pieces 250mm | Approved
Abo Shanab El Agamien _0195 | CLI.CON-000001 |  |  | Approved
Abo Shanab El Agamien _0195 | CLI.CON-000001 | 2 - Kariman sednaoui-Bill No. 3 Main Pumping Station (Civil works)-14-3.1.4.c- | Supply and apply of waterproofing for the internal surfaces resistant to acids for internal surfaces of the pump structure (floors, walls, ceilings, etc.) including epoxy paints, screed, hardener and all required accessories all necessary works (contractor should submit samples for approval by the engineer) . according to drawings, specifications and recommended by the manufacturer and approved by the Engineer prior to installation. | Approved
Abo Shanab El Agamien _0195 | CLI.CON-000001 |  |  | Approved
Abo Shanab El Agamien _0195 | CLI.CON-000001 | 2 - Kariman sednaoui-Bill No.5 Store Building (Civil Works)-29-5.1.2-a.2 | For roof slopes, 30 mm to 140 mm thick | Approved
Abo Shanab El Agamien _0195 | CLI.CON-000001 |  |  | Approved
Abo Shanab El Agamien _0195 | CLI.CON-000001 | 2 - Kariman sednaoui-Bill No.4 Guard Room (Civil Works)-25-4.1.6-b.2 | Type W2, 600 mm width x 600 mm height | Approved
Abo Shanab El Agamien _0195 | CLI.CON-000001 |  |  | Approved
Abo Shanab El Agamien _0195 | CLI.CON-000001 | 2 - Kariman sednaoui-Bill No.5 Store Building (Civil Works)-30-5.1.4.a- | Supply and apply two coats of oxidized bituminous paint insulation to reinforced concrete in contact with soil such as footings, ground beam, columns pedestal and masonry work to 15 cm upper the GL, sample shall be approved before execution and all required works shall be as per manufacturer's instructions, recommendations and Specification. | Approved
Abo Shanab El Agamien _0195 | CLI.CON-000001 |  |  | Approved
Abo Shanab El Agamien _0195 | CLI.CON-000001 | 2 - Kariman Sednaoui-Store NO. 5-32-5.2.5-a | Wall Mounted Exhaust Fan Outlet. | Approved
Abo Shanab El Agamien _0195 | CLI.CON-000001 |  |  | Approved
Abo Shanab El Agamien _0195 | CLI.CON-000001 | 2 - Kariman sednaoui-Bill No.5 Store Building (Civil Works)-30-5.1.6-a.1 | Type D1, Size 2,500mmx2,500mm | Approved
Abo Shanab El Agamien _0195 | CLI.CON-000001 |  |  | Approved
Abo Shanab El Agamien _0195 | CLI.CON-000001 | 2 - 2- Iz. Kariman Sednaoui.2- Iz. Kariman Sednaoui-Bill No. 2 - Forcemain-9-2.2-b | Wash-out valve chamber (250 mm) | Approved
Abo Shanab El Agamien _0195 | CLI.CON-000001 |  |  | Approved
Abo Shanab El Agamien _0195 | CLI.CON-000001 | 2 - Kariman sednaoui-Bill No.5 Store Building (Civil Works)-30-5.1.4.c- | Supply and installation of 50 mm extruded polystyrene boards for roof heat insulation with minimum density 35 kg/cm�; the work include Polystyrene sheet 1mm layer. Sample shall be approved before execution and all required works shall be as per manufacturer's instructions, recommendations and Specification. | Approved
Abo Shanab El Agamien _0195 | CLI.CON-000001 |  |  | Approved
Abo Shanab El Agamien _0195 | CLI.CON-000001 | 2 - Kariman sednaoui-Bill No.6Admin Room - Civil Works-34-6.1.2-b.1 | for foundation | Approved
Abo Shanab El Agamien _0195 | CLI.CON-000001 |  |  | Approved
Abo Shanab El Agamien _0195 | CLI.CON-000001 | 2 - Kariman sednaoui-Bill No.4 Guard Room (Civil Works)-25-4.1.6-b.1 | Type W1, 1,000 mm width x 1,000 mm height | Approved
Abo Shanab El Agamien _0195 | CLI.CON-000001 |  |  | Approved
Abo Shanab El Agamien _0195 | CLI.CON-000001 | 2 - 2- Iz. Kariman Sednaoui.2- Iz. Kariman Sednaoui-BILL NO. 1: SEWAGE NETWORK-5-1.2-b.1 | Ditto, depth to invert between 1.51 m and 2.00 m | Approved
Abo Shanab El Agamien _0195 | CLI.CON-000001 |  |  | Approved
Abo Shanab El Agamien _0195 | CLI.CON-000001 | 2 - 2- Iz. Kariman Sednaoui.2- Iz. Kariman Sednaoui-Bill No.3.4 - Iz. Kariman Sednaoui Pump Station (Mechanical works)-20-3.4.3-b. | Flanged manually gate valve, dia. 150 mm. | Approved
Abo Shanab El Agamien _0195 | CLI.CON-000001 |  |  | Approved
Abo Shanab El Agamien _0195 | CLI.CON-000001 | 2 - Kariman sednaoui-Bill No. 3 Main Pumping Station (Civil works)-14-3.1.4.e- | Supply and installation of 50 mm extruded polystyrene boards for roof heat insulation with minimum density 35 kg/cm�; the work include Polystyrene sheet 1mm layer. Sample shall be approved before execution and all required works shall be as per manufacturer's instructions, recommendations and Specification. | Approved
Abo Shanab El Agamien _0195 | CLI.CON-000001 |  |  | Approved
Abo Shanab El Agamien _0195 | CLI.CON-000001 | 2 - 2- Iz. Kariman Sednaoui.2- Iz. Kariman Sednaoui-BILL NO. 1: SEWAGE NETWORK-7-1.9- | Inspection and testing of the installed pipes by CCTV for the network pipes after trench installation, all in accordance with the technical specifications. | Approved
Abo Shanab El Agamien _0195 | CLI.CON-000001 |  |  | Approved
Abo Shanab El Agamien _0195 | CLI.CON-000001 | 2 - 2- Iz. Kariman Sednaoui.2- Iz. Kariman Sednaoui-Bill No.4: Guard room -26-4.2.4-a. | 75mm | Approved
Abo Shanab El Agamien _0195 | CLI.CON-000001 |  |  | Approved
Abo Shanab El Agamien _0195 | CLI.CON-000001 | 2 - 2- Iz. Kariman Sednaoui.2- Iz. Kariman Sednaoui-Bill No.3.4 - Iz. Kariman Sednaoui Pump Station (Mechanical works)-21-3.4.8-a. | Ventilation system complete comprising of Fans with capacity of 1000 m3/hr., outlets, conduits, wires?.etc for pump building, complete with all accessories As per Contract Documents | Approved
Abo Shanab El Agamien _0195 | CLI.CON-000001 |  |  | Approved
Abo Shanab El Agamien _0195 | CLI.CON-000001 | 2 - Kariman sednaoui-Bill No. 3 Main Pumping Station (Civil works)-13-3.1.1-a | Structural excavation | Approved
Abo Shanab El Agamien _0195 | CLI.CON-000001 |  |  | Approved
Abo Shanab El Agamien _0195 | CLI.CON-000001 | 2 - 2- Iz. Kariman Sednaoui.2- Iz. Kariman Sednaoui-Bill No. 2 - Forcemain-11-2.5- | supplying and installing concrete encasement of 25cm around pipe under waterway to protect the pipe. All works required to complete the crossing with concrete encasement in accordance with Specifications 2.2.7.7 Concrete Encasement (Bedding and Surrounding), Contract Drawings and the Engineer's instructions | Approved
Abo Shanab El Agamien _0195 | CLI.CON-000001 | 3 - Iz.Junaidi Wisa & Iz. Zaki-Bill No. 3 Main Pumping Station (Civil works)-16-3.1.6-c | Supply, fabrication and erection of Stainless steel 316L handrail including all required steel members, welding, jointing, all fixings, fittings, painting and accessories. all required works of completion with the industry standards. As per Specification, Drawings and Engineer's instructions. | Approved
Abo Shanab El Agamien _0195 | CLI.CON-000001 |  |  | Approved
Abo Shanab El Agamien _0195 | CLI.CON-000001 | 3 - 3- Iz.Junaidi Wisa & Iz. Zaki W.3- Iz.Junaidi Wisa & Iz. Zaki Wisa-Bill No.3.4 - Iz. Junaidi Wisa & Iz. Zaki Wisa Pump Station (Mechanical works)-21-3.4.9- | Fire fighting equipment as per tendered documents. Bill No.4: Guard room | Approved
Abo Shanab El Agamien _0195 | CLI.CON-000001 |  |  | Approved
Abo Shanab El Agamien _0195 | CLI.CON-000001 | 3 - Iz.Junaidi Wisa & Iz. Zaki-Bill No.4 Guard Room (Civil Works)-23-4.1.1.c- | Supply, backfilling and compaction to the required grades with approved clean sand on layers not more than 25 cm thick. The layers are to be compacted by means of vibratory type equipment to obtain 95% of maximum dry density as per specifications. | Approved
Abo Shanab El Agamien _0195 | CLI.CON-000001 |  |  | Approved
Abo Shanab El Agamien _0195 | CLI.CON-000001 | 3 - 3- Iz.Junaidi Wisa & Iz. Zaki W.3- Iz.Junaidi Wisa & Iz. Zaki Wisa-Bill No. 2 - Forcemain-12-2.4- | supplying and installing concrete encasement of 25cm around pipe under waterway to protect the pipe. All works required to complete the crossing with concrete encasement in accordance with Specifications 2.2.7.7 Concrete Encasement (Bedding and Surrounding), Contract Drawings and the Engineer's instructions | Approved
Abo Shanab El Agamien _0195 | CLI.CON-000001 |  |  | Approved
Abo Shanab El Agamien _0195 | CLI.CON-000001 | 3 - 3- Iz.Junaidi Wisa & Iz. Zaki W.3- Iz.Junaidi Wisa & Iz. Zaki Wisa-Bill No. 2 - Forcemain-10-2.1-a | Inner diameter DN/ID 150 mm | Approved
Abo Shanab El Agamien _0195 | CLI.CON-000001 |  |  | Approved
Abo Shanab El Agamien _0195 | CLI.CON-000001 | 3 - Junaidi Wisa Iz. Zaki Wisa-PUMP STATION NO. 3-20-3.3.20- | Supply and Delivery spare parts of the following equipment as per tendered documents: - Pump unit. - Main Low Tension Switchboard. - Generator unit. | Approved
Abo Shanab El Agamien _0195 | CLI.CON-000001 |  |  | Approved
Abo Shanab El Agamien _0195 | CLI.CON-000001 | 3 - Junaidi Wisa Iz. Zaki Wisa-PUMP STATION NO. 3-20-3.3.14- | Low voltage cables (0.6/1kV) complete with (UPVC Conduits, lugs, ..etc) and all accessories, as per Contract Documents. | Approved
Abo Shanab El Agamien _0195 | CLI.CON-000001 |  |  | Approved
Abo Shanab El Agamien _0195 | CLI.CON-000001 | 3 - Iz.Junaidi Wisa & Iz. Zaki-Bill No. 3 Main Pumping Station (Civil works)-17-3.1.8.a- | Supply and apply of Acrylic paint for internal walls and ceiling including substrate preparation, applying primer, 2 layers of plastic paint over 2 putty coats as per required colors and all required accessories as shown on drawings, recommended by manufacturer and approved by the Engineer prior to installation. | Approved
Abo Shanab El Agamien _0195 | CLI.CON-000001 |  |  | Approved
Abo Shanab El Agamien _0195 | CLI.CON-000001 | 3 - 3- Iz.Junaidi Wisa & Iz. Zaki W.3- Iz.Junaidi Wisa & Iz. Zaki Wisa-BILL NO. 1: SEWAGE NETWORK-8-1.8-b | Concrete encasement 25cm (250mm) | Approved
Abo Shanab El Agamien _0195 | CLI.CON-000001 |  |  | Approved
Abo Shanab El Agamien _0195 | CLI.CON-000001 | 3 - Junaidi Wisa Iz. Zaki Wisa-Guard Room NO. 4-28-4.3.2-a | Surface mounted luminaire with 1x60 watt led lamps, With (IP20) | Approved
Abo Shanab El Agamien _0195 | CLI.CON-000001 |  |  | Approved
Abo Shanab El Agamien _0195 | CLI.CON-000001 | 3 - Junaidi Wisa Iz. Zaki Wisa-PUMP STATION NO. 3-18-3.2.3-c | One Way, Two-gang Lighting Switch 10A. | Approved
Abo Shanab El Agamien _0195 | CLI.CON-000001 |  |  | Approved
Abo Shanab El Agamien _0195 | CLI.CON-000001 | 5 - Tahawi Village-Bill No.4 Guard Room (Civil Works)-22-4.1.4.b- | Supply and installation of horizontal prefabricated moisture Insulation membrane to the wet areas with 4mm thick for floor and roof, including joints, fixtures, overlaps not less than 100 mm and item include all surface preparation steps, coating with 2 layers of primer bitumen coat, metal flashing, internal angle fillets, upstand to vertical surfaces and waterproofing to all openings and around pipes and water drains, Polystyrene sheet 1mm, protection Sand-cement mortar screed, 30 mm thick as per manufacturer's instructions, Contract Drawing, recommendations and Specification. | Approved
Abo Shanab El Agamien _0195 | CLI.CON-000001 |  |  | Approved
Abo Shanab El Agamien _0195 | CLI.CON-000001 | 5 - Tahawi-Pumping Station NO. 3-17-3.3.8- | Supply, installation, calibration, connection and testing of Pressure Transmitter with a range of 0 to 10 bar including all necessary accessories required for installation and operation requirements. | Approved
Abo Shanab El Agamien _0195 | CLI.CON-000001 |  |  | Approved
Abo Shanab El Agamien _0195 | CLI.CON-000001 | 5 - Tahawi Village-Bill No. 3 Main Pumping Station (Civil works)-15-3.1.8.a- | Supply and apply of Acrylic paint for internal walls and ceiling including substrate preparation, applying primer, 2 layer of plastic paint over 2 putty coats as per required colors and all required accessories as shown on drawings, recommended by manufacturer and approved by the Engineer prior to installation. | Approved
Abo Shanab El Agamien _0195 | CLI.CON-000001 |  |  | Approved
Abo Shanab El Agamien _0195 | CLI.CON-000001 | 5 - Tahawi-Pumping Station NO. 3-18-3.3.13- | Instrumentation and Control System Spare Parts as per specifications. | Approved
Abo Shanab El Agamien _0195 | CLI.CON-000001 |  |  | Approved
Abo Shanab El Agamien _0195 | CLI.CON-000001 | 5 - Tahawi-Pumping Station NO. 3-16-3.2.2-a | Rated Wall Mounted luminaire IP65, with 60W LED lamp, watertight. | Approved
Abo Shanab El Agamien _0195 | CLI.CON-000001 |  |  | Approved
Abo Shanab El Agamien _0195 | CLI.CON-000001 | 5 - Tahawi Village-Bill No. 3 Main Pumping Station (Civil works)-13-3.1.4.e- | Supply and installation of 50 mm extruded polystyrene boards for roof heat insulation with minimum density 35 kg/cm�; the work include Polystyrene sheet 1mm layer. Sample shall be approved before execution and all required works shall be as per manufacturer's instructions, recommendations and Specification. | Approved
Abo Shanab El Agamien _0195 | CLI.CON-000001 |  |  | Approved
Abo Shanab El Agamien _0195 | CLI.CON-000001 | 5 - Tahawi Village-Bill No.5 Store Building (Civil Works)-27-5.1.2-c.1 | structure | Approved
Abo Shanab El Agamien _0195 | CLI.CON-000001 |  |  | Approved
Abo Shanab El Agamien _0195 | CLI.CON-000001 | 5 - Tahawi Village-Bill No. 3 Main Pumping Station (Civil works)-13-3.1.4.a- | Supply and apply two coats of oxidized bituminous paint insulation to reinforced concrete in contact with soil such as footings, ground beam, columns necks and masonry work to 15 cm upper the GL, sample shall be approved before execution and all required works shall be as per manufacturer's instructions, recommendations and Specification. | Approved
Abo Shanab El Agamien _0195 | CLI.CON-000001 |  |  | Approved
Abo Shanab El Agamien _0195 | CLI.CON-000001 | 5 - Tahawi Village-Bill No.4 Guard Room (Civil Works)-22-4.1.3-c.1 | 250 mm thick. | Approved
Abo Shanab El Agamien _0195 | CLI.CON-000001 |  |  | Approved
Abo Shanab El Agamien _0195 | CLI.CON-000001 |  |  | Approved
Abo Shanab El Agamien _0195 | CLI.CON-000001 | 5 - Tahawi-Generator Shed NO. 7 -40-7.2.2-b | Ditto As Above But For Maintained Electricity Duration. Provided With Emergency Unit For 3 Hours | Approved
Abo Shanab El Agamien _0195 | CLI.CON-000001 |  |  | Approved
Abo Shanab El Agamien _0195 | CLI.CON-000001 | 5 - Tahawi-Pumping Station NO. 3-17-3.3.6- | Supply, installation, calibration, connection and testing of Non-contact Radar level transmitter with range from 0 to 20 meters and beem angle not more than 5 degree (consists of separate sensor and transmitter with digital indicator) including all necessary accessories required for installation and operation requirements. | Approved
Abo Shanab El Agamien _0195 | CLI.CON-000001 |  |  | Approved
Abo Shanab El Agamien _0195 | CLI.CON-000001 | 5 - Tahawi Village-Bill No.4 Guard Room (Civil Works)-23-4.1.8.c- | Supply and apply of 90 cm high dry mix for skirting including substrate preparation, scaffoldings, grooves, and all required accessories as shown on Contract Drawings, recommended by manufacturer and approved by the Engineer prior to installation. | Approved
Abo Shanab El Agamien _0195 | CLI.CON-000001 |  |  | Approved
Abo Shanab El Agamien _0195 | CLI.CON-000001 | 5 - Tahawi-Admin Room NO. 6-37-6.3.2-c | Enclosed Polycarbonate, Wall Mounting Luminaire IP65 With 20 Watt LED Lamp. | Approved
Abo Shanab El Agamien _0195 | CLI.CON-000001 |  |  | Approved
Abo Shanab El Agamien _0195 | CLI.CON-000001 | 5 - Tahawi Village-Bill No.9 Site and Civil Works -45-9.2.4.b- | Supply and installation of foam Expansion joints outdoor type joint sealant Complete as shown on drawings, and recommended by the manufacturer and Specification. | Approved
Abo Shanab El Agamien _0195 | CLI.CON-000001 |  |  | Approved
Abo Shanab El Agamien _0195 | CLI.CON-000001 | 5 - Tahawi Village-Bill No.9 Site and Civil Works -44--9..1.d | Supply and install and planting of grass including base, supbase and irrigation system include irrigation hydrant, valves and pipes. All required works of completion with the industry standards, as per specification and Engineer instructions. | Approved
Abo Shanab El Agamien _0195 | CLI.CON-000001 |  |  | Approved
Abo Shanab El Agamien _0195 | CLI.CON-000001 | 5 - Tahawi Village-Bill No.5 Store Building (Civil Works)-28-5.1.6-a.1 | Type D1, Size 2,500mmx2,500mm | Approved
Abo Shanab El Agamien _0195 | CLI.CON-000001 |  |  | Approved
Abo Shanab El Agamien _0195 | CLI.CON-000001 | 5 - 5-Tahawi Village.5-Tahawi Village-Bill No. 2 - Forcemain-9-2.1-a | Inner diameter DN/ID 200 mm | Approved
Abo Shanab El Agamien _0195 | CLI.CON-000001 |  |  | Approved
Abo Shanab El Agamien _0195 | CLI.CON-000001 | 5 - Tahawi Village-Bill No.4 Guard Room (Civil Works)-23-4.1.7-c | Supply and lay marble / granite steps the riser 20 mm thick and the tread 40 mm thick including skirting & anti slip braking width 3 cm, as parallel lines as per drawings, specifications and approved sample. | Approved
Abo Shanab El Agamien _0195 | CLI.CON-000001 |  |  | Approved
Abo Shanab El Agamien _0195 | CLI.CON-000001 | 5 - Tahawi Village-Bill No.5 Store Building (Civil Works)-29-5.1.8.b- | Supply and apply of Dry mix paint for facades including substrate preparation, scaffoldings, grooves, applying three coats of paint as per required colors and all required accessories as shown on the Contract Drawings, recommended by manufacturer and approved by the Engineer prior to installation. | Approved
Abo Shanab El Agamien _0195 | CLI.CON-000001 |  |  | Approved
Abo Shanab El Agamien _0195 | CLI.CON-000001 | 5 - Tahawi Village-Bill No.6Admin Room - Civil Works-32-6.1.2-c.1 | structure | Approved
Abo Shanab El Agamien _0195 | CLI.CON-000001 |  |  | Approved
Abo Shanab El Agamien _0195 | CLI.CON-000001 | 5 - 5-Tahawi Village.5-Tahawi Village-BILL NO. 1: SEWAGE NETWORK-7-1.6-b | Concrete encasement 25cm (250mm) | Approved
Abo Shanab El Agamien _0195 | CLI.CON-000001 | 5 - Tahawi Village-Bill No.9 Site and Civil Works -45-9.2.6-b. | Type D2, 1,000 mm width x 2,500 mm height | Approved
Abo Shanab El Agamien _0195 | CLI.CON-000001 |  |  | Approved
Abo Shanab El Agamien _0195 | CLI.CON-000001 | 5 - Tahawi Village-Bill No. 3 Main Pumping Station (Civil works)-13-3.1.3.a- | 250 mm thick. | Approved
Abo Shanab El Agamien _0195 | CLI.CON-000001 |  |  | Approved
Abo Shanab El Agamien _0195 | CLI.CON-000001 | 5 - Tahawi Village-Bill No.4 Guard Room (Civil Works)-21-4.1.1.c- | Supply, backfilling and compaction to the required grades with approved clean sand on layers not more than 25 cm thick. The layers are to be compacted by means of vibratory type equipment to obtain 95% of maximum dry density as per specifications. | Approved
Abo Shanab El Agamien _0195 | CLI.CON-000001 |  |  | Approved
Abo Shanab El Agamien _0195 | CLI.CON-000001 | 5 - Tahawi-Guard Room NO. 4-25-4.3.2-b | Ditto As Above But For Maintained Electricity Duration. Provided With Emergency Unit For 3 Hours | Approved
Abo Shanab El Agamien _0195 | CLI.CON-000001 |  |  | Approved
Abo Shanab El Agamien _0195 | CLI.CON-000001 | 5 - 5-Tahawi Village.5-Tahawi Village-Bill No.6.2: Admin Building-36-6.2.3-a. | gully trap 30 x 30 | Approved
Abo Shanab El Agamien _0195 | CLI.CON-000001 |  |  | Approved
Abo Shanab El Agamien _0195 | CLI.CON-000001 | 5 - Tahawi-Admin Room NO. 6-37-6.3.3-a | One Way, Two-gang Lighting Switch 10A. | Approved
Abo Shanab El Agamien _0195 | CLI.CON-000001 |  |  | Approved
Abo Shanab El Agamien _0195 | CLI.CON-000001 | 5 - Tahawi Village-Bill No.9 Site and Civil Works -47-9.3.6- | Supply and Install catch basin including all necessary fittings, the rate shall include excavation in soil, PVC pipes (SN4) with inner diameter of 150 mm for connections between storm gully and manhole, lay bedding layer under gravity pipe line, backfilling above pipe lines and surplus excavation as per specifications and drawings. | Approved
Abo Shanab El Agamien _0195 | CLI.CON-000001 |  |  | Approved
Abo Shanab El Agamien _0195 | CLI.CON-000001 | 5 - Tahawi-Pumping Station NO. 3-16-3.2.3-c | One Way, Two-gang Lighting Switch 10A. | Approved
Abo Shanab El Agamien _0195 | CLI.CON-000001 |  |  | Approved
Abo Shanab El Agamien _0195 | CLI.CON-000001 | 5 - Tahawi Village-Bill No.9 Site and Civil Works -44--9.1.a | Supply and install and test Reinforced concrete pavement (20 cm thick) inside the plant including formwork and steel reinforcement mesh, 15 cm gravel as base, leveling, helicopter finish and coated by screed and all its requirement for completion the work. As per Specification, Drawings and Engineer's instructions | Approved
Abo Shanab El Agamien _0195 | CLI.CON-000001 |  |  | Approved
Abo Shanab El Agamien _0195 | CLI.CON-000001 | 5 - Tahawi-Store Building NO. 5-30-5.2.2-b | Ditto As Above But For Maintained Electricity Duration. Provided With Emergency Unit For 3 Hours | Approved
Abo Shanab El Agamien _0195 | CLI.CON-000001 |  |  | Approved
Abo Shanab El Agamien _0195 | CLI.CON-000001 | 5 - 5-Tahawi Village.5-Tahawi Village-BILL NO. 1: SEWAGE NETWORK-5-1.3-b | IC 60*90 cm | Approved
Abo Shanab El Agamien _0195 | CLI.CON-000001 |  |  | Approved
Abo Shanab El Agamien _0195 | CLI.CON-000001 | 5 - 5-Tahawi Village.5-Tahawi Village-BILL NO. 1: SEWAGE NETWORK-5-1.2-b.6 | Ditto, depth to invert between 4.01 m and 4.5 m | Approved
Abo Shanab El Agamien _0195 | CLI.CON-000001 |  |  | Approved
Abo Shanab El Agamien _0195 | CLI.CON-000001 | 6 | Huwaydi Village | Approved
Abo Shanab El Agamien _0195 | CLI.CON-000001 |  |  | Approved
Abo Shanab El Agamien _0195 | CLI.CON-000001 | 6 - Huwaydi Village-Bill No.9 Site and Civil Works -44--9..1.d | Supply and install and planting of grass including base, supbase and irrigation system include irrigation hydrant, valves and pipes. All required works of completion with the industry standards, as per specification and Engineer instructions. | Approved
Abo Shanab El Agamien _0195 | CLI.CON-000001 |  |  | Approved
Abo Shanab El Agamien _0195 | CLI.CON-000001 | 6 - Huwaydi Village-Bill No. 3 Main Pumping Station (Civil works)-14-3.1.6.b- | Type W1, 4.8500 mm width x 1,500 mm height | Approved
Abo Shanab El Agamien _0195 | CLI.CON-000001 |  |  | Approved
Abo Shanab El Agamien _0195 | CLI.CON-000001 | 6 - Huwaydi Village-Bill No. 3 Main Pumping Station (Civil works)-13-3.1.4.e- | Supply and installation of 50 mm extruded polystyrene boards for roof heat insulation with minimum density 35 kg/cm�; the work include Polystyrene sheet 1mm layer. Sample shall be approved before execution and all required works shall be as per manufacturer's instructions, recommendations and Specification. | Approved
Abo Shanab El Agamien _0195 | CLI.CON-000001 |  |  | Approved
Abo Shanab El Agamien _0195 | CLI.CON-000001 | 6 - 6-Huwaydi Village.6-Huwaydi Village-BILL NO. 1: SEWAGE NETWORK-4-1.1.1-c.1 | Depth to invert not exceeding 1.5 m | Approved
Abo Shanab El Agamien _0195 | CLI.CON-000001 |  |  | Approved
Abo Shanab El Agamien _0195 | CLI.CON-000001 | 6 - Huwaydi Village-Store Building NO. 5-30-5.2.5-b | Lighting outlets. | Approved
Abo Shanab El Agamien _0195 | CLI.CON-000001 |  |  | Approved
Abo Shanab El Agamien _0195 | CLI.CON-000001 | 6 - Huwaydi Village-Bill No.4 Guard Room (Civil Works)-23-4.1.6-b.1 | Type W1, 1,000 mm width x 1,000 mm height | Approved
Abo Shanab El Agamien _0195 | CLI.CON-000001 |  |  | Approved
Abo Shanab El Agamien _0195 | CLI.CON-000001 | 6 - Huwaydi Village-Bill No.6Admin Room - Civil Works-34-6.1.7-a.3 | cement tiling, for roof | Approved
Abo Shanab El Agamien _0195 | CLI.CON-000001 |  |  | Approved
Abo Shanab El Agamien _0195 | CLI.CON-000001 | 6 - Huwaydi Village-Bill No.9 Site and Civil Works -44-9.2.1.c- | Supply, backfilling and compaction to the required grades with approved clean sand on layers not more than 25 cm thick. The layers are to be compacted by means of vibratory type equipment to obtain 95% of maximum dry density as per specifications. | Approved
Abo Shanab El Agamien _0195 | CLI.CON-000001 |  |  | Approved
Abo Shanab El Agamien _0195 | CLI.CON-000001 | 6 - 6-Huwaydi Village.6-Huwaydi Village-Bill No. 3.1 - Huwaydi Village Main Pumping Station (Mechanical works)-19-3.4.4-f. | Blind flange, dia. 250 mm. | Approved
Abo Shanab El Agamien _0195 | CLI.CON-000001 |  |  | Approved
Abo Shanab El Agamien _0195 | CLI.CON-000001 | 6 - Huwaydi Village-Bill No. 3 Main Pumping Station (Civil works)-15-3.1.8.b- | Supply and apply of Dry mix paint for facades including substrate preparation, scaffoldings, grooves, applying three coats of paint as per required colors and all required accessories as shown on the Contract Drawings, recommended by manufacturer and approved by the Engineer prior to installation. | Approved
Abo Shanab El Agamien _0195 | CLI.CON-000001 |  |  | Approved
Abo Shanab El Agamien _0195 | CLI.CON-000001 | 6 - Huwaydi Village-Guard Room NO. 4-25-4.3.2-c | Enclosed Polycarbonate, Wall Mounting Luminaire IP65 With 20 Watt LED Lamp. | Approved
Abo Shanab El Agamien _0195 | CLI.CON-000001 |  |  | Approved
Abo Shanab El Agamien _0195 | CLI.CON-000001 | 6 - 6-Huwaydi Village.6-Huwaydi Village-Bill No. 2 - Forcemain-9-2.2-e | Flowmeter chamber | Approved
Abo Shanab El Agamien _0195 | CLI.CON-000001 |  |  | Approved
Abo Shanab El Agamien _0195 | CLI.CON-000001 | 1 - Sharaf Al Deen-Main Pump Station NO. 3-24-3.3.1-3.3.1 | Medium voltage cables feeding the pumping station, this cables include the cables connection from the the Egyptian Electrical Authority (EEA) substation (outside puming station) up to the Ring Main Units (RMUs) inside pumping station. The contractor shall be responsible to coordinate with the EEA for identifying the cable route, size, laying, ..etc. | Approved
Abo Shanab El Agamien _0195 | CLI.CON-000001 |  |  | Approved
Abo Shanab El Agamien _0195 | CLI.CON-000001 | 1 - Sharaf Al Deen-Main Pump Station NO. 3-23-3.2.2-f | Enclosed Polycarbonate, Wall Mounting Luminaire IP65 With 20 Watt LED Lamp. | Approved
Abo Shanab El Agamien _0195 | CLI.CON-000001 |  |  | Approved
Abo Shanab El Agamien _0195 | CLI.CON-000001 | 1 - Sharaf Al Deen Village-Bill No.5 Store Building (Civil Works)-35-5.1.2-c.2 | RC protection layer | Approved
Abo Shanab El Agamien _0195 | CLI.CON-000001 |  |  | Approved
Abo Shanab El Agamien _0195 | CLI.CON-000001 | 1 - 1-Sharaf Al Deen Village.a.1 | Depth to invert not exceeding 1.5 m | Approved
Abo Shanab El Agamien _0195 | CLI.CON-000001 |  |  | Approved
Abo Shanab El Agamien _0195 | CLI.CON-000001 | 1 - Sharaf Al Deen-Main Pump Station NO. 3-25-42066- | Prime Power Diesel Generator 200 KVA (at least) (Canopy Type - Under Shed) complete with outgoing circuit breaker (MCCB) and fully equipped with all accessories as per Contract Documents and complete with all accessories required for erection and good working conditions. | Approved
Abo Shanab El Agamien _0195 | CLI.CON-000001 |  |  | Approved
Abo Shanab El Agamien _0195 | CLI.CON-000001 | 1 - Sharaf Al Deen-Main Pump Station NO. 3-24-3.3.5- | Supply, installation, calibration, connection and testing of the electromagnetic flow meter on the main discharge line (300mm diameter) (consists of separate sensor and transmitter with digital indicator) including all necessary accessories required for installation and operation requirements. | Approved
Abo Shanab El Agamien _0195 | CLI.CON-000001 |  |  | Approved
Abo Shanab El Agamien _0195 | CLI.CON-000001 | 1 - Sharaf Al Deen-Guard room NO. 4-33-4.3.5-a | Wall Mounted Exhaust Fan Outlet. | Approved
Abo Shanab El Agamien _0195 | CLI.CON-000001 |  |  | Approved
Abo Shanab El Agamien _0195 | CLI.CON-000001 | 1 - Sharaf Al Deen Village-Bill No.8 Site and Civil Works -46-8.2.5- | Supply and apply external cement plastering to facades with all metal accessories,, base and finish coat, thickness 2cm striped with 2 cm groove render for facades. all required works of completion with the industry standards. As per Specification, Drawings and Engineer's instructions. | Approved
Abo Shanab El Agamien _0195 | CLI.CON-000001 |  |  | Approved
Abo Shanab El Agamien _0195 | CLI.CON-000001 | 1 - Sharaf Al Deen Village-Bill No.8 Site and Civil Works -45--8.1.c | Supply and install pre-cast concrete kerbs, the price includes excavation, backfilling, mortar bed, lean concrete, concrete haunching, including ends, angles, provision of curb opening for drainage, and painting. All required works of completion with the industry standards, as per specification, drawings and Engineer instructions. | Approved
Abo Shanab El Agamien _0195 | CLI.CON-000001 |  |  | Approved
Abo Shanab El Agamien _0195 | CLI.CON-000001 | 1 - Sharaf Al Deen Village-Bill No.8 Site and Civil Works -45-8.2.1.c- | Supply, backfilling and compaction to the required grades with approved clean sand on layers not more than 25 cm thick. The layers are to be compacted by means of vibratory type equipment to obtain 95% of maximum dry density as per specifications. | Approved
Abo Shanab El Agamien _0195 | CLI.CON-000001 |  |  | Approved
Abo Shanab El Agamien _0195 | CLI.CON-000001 | 1 - Sharaf Al Deen-Store NO. 5-38-5.2.1- | Supply, install, connect, test and commission of complete L.V. distribution boards (LP-ST) the price include selectvity study, termination, Identifications, labling, glands, copper luggs as specified and as indicating drawings. System shall be lump sum complete in every respect with all necessary accessories and ancillary works. | Approved
Abo Shanab El Agamien _0195 | CLI.CON-000001 |  |  | Approved
Abo Shanab El Agamien _0195 | CLI.CON-000001 | 1 - Sharaf Al Deen Village-Bill No. 3 Main Pumping Station (Civil works)-19-3.1.2-a.2 | PC Slope concrete for floor with hardener | Approved
Abo Shanab El Agamien _0195 | CLI.CON-000001 |  |  | Approved
Abo Shanab El Agamien _0195 | CLI.CON-000001 | 1 - 1-Sharaf Al Deen Village | Submersible Pump 46 L/s, 32 m head coupled with Electric Motor complete with (mating bend, guide rails, coupling, submersible cable, all protection items?.etc) and all accessories required for a good working condition, as per Contract Documents. | Approved
Abo Shanab El Agamien _0195 | CLI.CON-000001 |  |  | Approved
Abo Shanab El Agamien _0195 | CLI.CON-000001 | 1 - 1-Sharaf Al Deen Village.b. | Supply and install hand wash sink with soap dish and holder, with all its required accessories, water mixer, faucets, floor and siphon chrome 1.5 inch, include cold and hot water supply connections, sewage pipes with 2 corner stopcocks with approved sample. All required works of completion with the industry standards. | Approved
Abo Shanab El Agamien _0195 | CLI.CON-000001 |  |  | Approved
Abo Shanab El Agamien _0195 | CLI.CON-000001 | 1 - Sharaf Al Deen Village-Bill No. 3 Main Pumping Station (Civil works)-21-3.1.6-e | Supply, install of GRP net covers. including frames, painting, welding, jointing, all fixings and accessories. Complete as shown on drawings, specification, and recommended by the manufacturer. | Approved
Abo Shanab El Agamien _0195 | CLI.CON-000001 |  |  | Approved
Abo Shanab El Agamien _0195 | CLI.CON-000001 | 1 - Sharaf Al Deen Village-Bill No.5 Store Building (Civil Works)-37-5.1.9-a. | 75mm dia. | Approved
Abo Shanab El Agamien _0195 | CLI.CON-000001 |  |  | Approved
Abo Shanab El Agamien _0195 | CLI.CON-000001 | 1 - 1-Sharaf Al Deen Village.a | 90� (150mm) | Approved
Abo Shanab El Agamien _0195 | CLI.CON-000001 |  |  | Approved
Abo Shanab El Agamien _0195 | CLI.CON-000001 | 1 - 1-Sharaf Al Deen Village.a. | Supply, Test, Delivery, Erection of Hammering control systems, complete with compressors all accessories as per Contract documents, the Contractor is responsible for the anti-hammer system .protection system comprises of the following components: - Surge vessel 10 m3 ( d: 1.9 m - 3.6 m height ) | Approved
Abo Shanab El Agamien _0195 | CLI.CON-000001 |  |  | Approved
Abo Shanab El Agamien _0195 | CLI.CON-000001 | 1 - Sharaf Al Deen-Store NO. 5-38-5.2.2-a | Surface mounted luminaire with 1x60 watt led lamps, With (IP20) | Approved
Abo Shanab El Agamien _0195 | CLI.CON-000001 |  |  | Approved
Abo Shanab El Agamien _0195 | CLI.CON-000001 | 1 - 1-Sharaf Al Deen Village.a. | gully trap 30 x 30 | Approved
Abo Shanab El Agamien _0195 | CLI.CON-000001 |  |  | Approved
Abo Shanab El Agamien _0195 | CLI.CON-000001 | 1 - Sharaf Al Deen Village-Bill No. 3 Main Pumping Station (Civil works)-20-3.1.4.c- | Supply and apply of waterproofing for the internal surfaces resistant to acids for internal surfaces of the pump structure (floors, walls, ceilings, etc.) including epoxy paints, screed, hardener and all required accessories all necessary works (contractor should submit samples for approval by the engineer) . according to drawings, specifications and recommended by the manufacturer and approved by the Engineer prior to installation. | Approved
Abo Shanab El Agamien _0195 | CLI.CON-000001 |  |  | Approved
Abo Shanab El Agamien _0195 | CLI.CON-000001 | 1 - Sharaf Al Deen Village-Bill No.5 Store Building (Civil Works)-35-5.1.1.a- | Excavation from ground level to required depth and grades in all types of soil except the rock, including support system, floading with water, dewatering, compacting bottom of excavation using dynamic roller, transporting excavated materials to the approved off-Site disposal area as per drawings, specifications and geotechnical report. | Approved
Abo Shanab El Agamien _0195 | CLI.CON-000001 |  |  | Approved
Abo Shanab El Agamien _0195 | CLI.CON-000001 | 1 - Sharaf Al Deen Village-Bill No.5 Store Building (Civil Works)-35-5.1.3.c- | 250 mm thick. | Approved
Abo Shanab El Agamien _0195 | CLI.CON-000001 |  |  | Approved
Abo Shanab El Agamien _0195 | CLI.CON-000001 | 1 - Sharaf Al Deen-Generator Shed No.6-41-6.2.2-b | Ditto As Above But For Maintained Electricity Duration. Provided With Emergency Unit For 3 Hours | Approved
Abo Shanab El Agamien _0195 | CLI.CON-000001 |  |  | Approved
Abo Shanab El Agamien _0195 | CLI.CON-000001 | 1 - 1-Sharaf Al Deen Village | supplying and installing concrete encasement of 25cm around pipe under waterway to protect the pipe. All works required to complete the crossing with concrete encasement in accordance with Specifications 2.2.7.7 Concrete Encasement (Bedding and Surrounding), Contract Drawings and the Engineer's instructions | Approved
Abo Shanab El Agamien _0195 | CLI.CON-000001 |  |  | Approved
Abo Shanab El Agamien _0195 | CLI.CON-000001 | 1 - 1-Sharaf Al Deen Village.a. | 75mm | Approved
Abo Shanab El Agamien _0195 | CLI.CON-000001 |  |  | Approved
Abo Shanab El Agamien _0195 | CLI.CON-000001 | 1 - Sharaf Al Deen-Guard room NO. 4-33-4.3.1-a | Supply, install, connect, test and commission of complete L.V. distribution boards (LP-GUR-EXT.) the price include circuit breakers, contactors, relays, timers , photocells, push buttons, selectvity study, termination, Identifications ,labling, glands, copper luggs as specified and as indicating drawings. System shall be lump sum complete in every respect with all necessary accessories and ancillary works. | Approved
Abo Shanab El Agamien _0195 | CLI.CON-000001 |  |  | Approved
Abo Shanab El Agamien _0195 | CLI.CON-000001 | 1 - 1-Sharaf Al Deen Village.e.2 | Ditto, depth to invert between 3.51 m and 4.50 m | Approved
Abo Shanab El Agamien _0195 | CLI.CON-000001 |  |  | Approved
Abo Shanab El Agamien _0195 | CLI.CON-000001 | 1 - Sharaf Al Deen Village-Bill No.5 Store Building (Civil Works)-37-5.1.8.b- | Supply and apply of Dry mix paint for facades including substrate preparation, scaffoldings, grooves, applying three coats of paint as per required colors and all required accessories as shown on the Contract Drawings, recommended by manufacturer and approved by the Engineer prior to installation. | Approved
Abo Shanab El Agamien _0195 | CLI.CON-000001 |  |  | Approved
Abo Shanab El Agamien _0195 | CLI.CON-000001 | 1 - Sharaf Al Deen Village-Bill No.4 Guard Room (Civil Works)-29-4.1.3-c.1 | 250 mm thick. | Approved
Abo Shanab El Agamien _0195 | CLI.CON-000001 |  |  | Approved
Abo Shanab El Agamien _0195 | CLI.CON-000001 | 1 - Sharaf Al Deen Village-Bill No.5 Store Building (Civil Works)-35-5.1.2-a.2 | For roof slopes, 30 mm to 140 mm thick | Approved
Abo Shanab El Agamien _0195 | CLI.CON-000001 |  |  | Approved
Abo Shanab El Agamien _0195 | CLI.CON-000001 | 1 - Sharaf Al Deen Village-Bill No. 3 Main Pumping Station (Civil works)-20-3.1.3.b- | 250 mm thick. | Approved
Abo Shanab El Agamien _0195 | CLI.CON-000001 |  |  | Approved
Abo Shanab El Agamien _0195 | CLI.CON-000001 | 2 - Kariman sednaoui-Bill No.9 Site and Civil Works -48-9.3.1-a. | 25mm dia. | Approved
Abo Shanab El Agamien _0195 | CLI.CON-000001 |  |  | Approved
Abo Shanab El Agamien _0195 | CLI.CON-000001 | 2 - 2- Iz. Kariman Sednaoui.2- Iz. Kariman Sednaoui-Bill No. 2 - Forcemain-10-2.3.3-g | Flange spigot with puddle flanged pieces 150mm | Approved
Abo Shanab El Agamien _0195 | CLI.CON-000001 |  |  | Approved
Abo Shanab El Agamien _0195 | CLI.CON-000001 | 2 - 2- Iz. Kariman Sednaoui.2- Iz. Kariman Sednaoui-Bill No.4: Guard room -26-4.2.2-a. | 25mm dia. | Approved
Abo Shanab El Agamien _0195 | CLI.CON-000001 |  |  | Approved
Abo Shanab El Agamien _0195 | CLI.CON-000001 | 2 - Kariman sednaoui-Bill No.6Admin Room - Civil Works-34-6.1.1.c- | Supply, backfilling and compaction to the required grades with approved clean sand on layers not more than 25 cm thick. The layers are to be compacted by means of vibratory type equipment to obtain 95% of maximum dry density as per specifications. | Approved
Abo Shanab El Agamien _0195 | CLI.CON-000001 |  |  | Approved
Abo Shanab El Agamien _0195 | CLI.CON-000001 | 2 - Kariman sednaoui-Bill No.4 Guard Room (Civil Works)-24-4.1.3-b.1 | 250 mm thick. | Approved
Abo Shanab El Agamien _0195 | CLI.CON-000001 |  |  | Approved
Abo Shanab El Agamien _0195 | CLI.CON-000001 | 2 - Kariman sednaoui-Bill No.8 - Transformer Kiosk (Civil Works)-44--8.1 | Supplying and casting in-place of transformer base and the price includes all the necessary excavation and backfilling works, the removal and disposal of the excavated material to the designated dump, the supply and work of plain concrete Grade C20, reinforced concrete Grade C25, insulation works for the base and all that comes into contact with the soil, including formwork, transporting, mixing, casting, finishing, curing and testing as required by the specifications. provided that the work is completed in full according to the Contract drawings, technical specifications, industry assets and the instructions of the Engineer. | Approved
Abo Shanab El Agamien _0195 | CLI.CON-000001 |  |  | Approved
Abo Shanab El Agamien _0195 | CLI.CON-000001 | 2 - Kariman Sednaoui-Main Pump Station NO. 3-18-3.3.5- | Supply, installation, calibration, connection and testing of the electromagnetic flow meter on the main discharge line (250mm diameter) (consists of separate sensor and transmitter with digital indicator) including all necessary accessories required for installation and operation requirements. | Approved
Abo Shanab El Agamien _0195 | CLI.CON-000001 |  |  | Approved
Abo Shanab El Agamien _0195 | CLI.CON-000001 | 2 - Kariman Sednaoui-Admin Building NO. 6 -39-6.3.3-a | One Way, Two-gang Lighting Switch 10A. | Approved
Abo Shanab El Agamien _0195 | CLI.CON-000001 |  |  | Approved
Abo Shanab El Agamien _0195 | CLI.CON-000001 | 2 - 2- Iz. Kariman Sednaoui.2- Iz. Kariman Sednaoui-Bill No. 2 - Forcemain-9-2.1-a | Inner diameter DN/ID 250 mm | Approved
Abo Shanab El Agamien _0195 | CLI.CON-000001 |  |  | Approved
Abo Shanab El Agamien _0195 | CLI.CON-000001 | 2 - Kariman sednaoui-Bill No.6Admin Room - Civil Works-36-6.1.6-b.2 | Type W2, 600 mm width x 600 mm height | Approved
Abo Shanab El Agamien _0195 | CLI.CON-000001 |  |  | Approved
Abo Shanab El Agamien _0195 | CLI.CON-000001 | 2 - Kariman sednaoui-Bill No.9 Site and Civil Works -47-9.2.6-a. | Type D1, 4,000 mm width x 2,500 mm height | Approved
Abo Shanab El Agamien _0195 | CLI.CON-000001 |  |  | Approved
Abo Shanab El Agamien _0195 | CLI.CON-000001 | 2 - Kariman sednaoui-Bill No.4 Guard Room (Civil Works)-24-4.1.4.c- | Supply and installation of 50 mm extruded polystyrene boards for roof heat insulation with minimum density 35 kg/cm�; the work include Polystyrene sheet 1mm layer. Sample shall be approved before execution and all required works shall be as per manufacturer's instructions, recommendations and Specification. | Approved
Abo Shanab El Agamien _0195 | CLI.CON-000001 |  |  | Approved
Abo Shanab El Agamien _0195 | CLI.CON-000001 | 2 - 2- Iz. Kariman Sednaoui.2- Iz. Kariman Sednaoui-Bill No. 2 - Forcemain-9-2.3.1-a | Non- return valve 250 mm dia. | Approved
Abo Shanab El Agamien _0195 | CLI.CON-000001 |  |  | Approved
Abo Shanab El Agamien _0195 | CLI.CON-000001 | 2 - 2- Iz. Kariman Sednaoui.2- Iz. Kariman Sednaoui-Bill No.3.4 - Iz. Kariman Sednaoui Pump Station (Mechanical works)-21-3.4.8-3.4.10 | Maintenance tools as per tendered documents. | Approved
Abo Shanab El Agamien _0195 | CLI.CON-000001 |  |  | Approved
Abo Shanab El Agamien _0195 | CLI.CON-000001 | 2 - Kariman Sednaoui-Main Pump Station NO. 3-17-3.2.4-a | Single Phase Switched Socket 220v, 16A, 2-pin Type Complete With Earthing Contact. | Approved
Abo Shanab El Agamien _0195 | CLI.CON-000001 |  |  | Approved
Abo Shanab El Agamien _0195 | CLI.CON-000001 | 2 - Kariman sednaoui-Bill No.6Admin Room - Civil Works-36-6.1.7-a.2 | Ceramic floor, non-slip ceramic for toilet | Approved
Abo Shanab El Agamien _0195 | CLI.CON-000001 |  |  | Approved
Abo Shanab El Agamien _0195 | CLI.CON-000001 | 2 - 2- Iz. Kariman Sednaoui.2- Iz. Kariman Sednaoui-Bill No. 2 - Forcemain-10-2.3.5-d | 45� (150mm) | Approved
Abo Shanab El Agamien _0195 | CLI.CON-000001 |  |  | Approved
Abo Shanab El Agamien _0195 | CLI.CON-000001 | 2 - Kariman sednaoui-Bill No. 3 Main Pumping Station (Civil works)-15-3.1.6.a- | Type D1, size 1,500mmx2,500mm | Approved
Abo Shanab El Agamien _0195 | CLI.CON-000001 |  |  | Approved
Abo Shanab El Agamien _0195 | CLI.CON-000001 | 2 - Kariman sednaoui-Bill No.9 Site and Civil Works -47-9.2.7-a. | Supply and apply of Dry mix paint for facades including substrate preparation, scaffoldings, grooves, applying three coats of paint as per required colors and all required accessories as shown on the Contract Drawings, recommended by manufacturer and approved by the Engineer prior to installation. | Approved
Abo Shanab El Agamien _0195 | CLI.CON-000001 |  |  | Approved
Abo Shanab El Agamien _0195 | CLI.CON-000001 | 2 - Kariman Sednaoui-Main Pump Station NO. 3-17-3.2.1- | Supply, install, connect, test and commission of complete L.V. distribution boards (LP-PS) the price include selectivity study, termination, Identifications, labling, glands, copper luggs as specified and as indicating drawings. System shall be lump sum complete in every respect with all necessary accessories and ancillary works. | Approved
Abo Shanab El Agamien _0195 | CLI.CON-000001 |  |  | Approved
Abo Shanab El Agamien _0195 | CLI.CON-000001 | 2 - Kariman sednaoui-Bill No. 3 Main Pumping Station (Civil works)-16-3.1.7-a.1 | Abrasion, friction, acids and shock resistant ceramic | Approved
Abo Shanab El Agamien _0195 | CLI.CON-000001 |  |  | Approved
Abo Shanab El Agamien _0195 | CLI.CON-000001 | 2 - Kariman sednaoui-Bill No.5 Store Building (Civil Works)-29-5.1.2-c.2 | RC protection layer | Approved
Abo Shanab El Agamien _0195 | CLI.CON-000001 |  |  | Approved
Abo Shanab El Agamien _0195 | CLI.CON-000001 | 2 - Kariman sednaoui-Bill No.5 Store Building (Civil Works)-29-5.1.2-b.2 | For grade slabs, 100 mm thick | Approved
Abo Shanab El Agamien _0195 | CLI.CON-000001 |  |  | Approved
Abo Shanab El Agamien _0195 | CLI.CON-000001 | 2 - Kariman Sednaoui-Main Pump Station NO. 3-17-3.2.4-b | Industrial Single Phase Switched Power Socket 220v, 25A, 2-pin Type Complete With Earthing Contact And Cover. | Approved
Abo Shanab El Agamien _0195 | CLI.CON-000001 |  |  | Approved
Abo Shanab El Agamien _0195 | CLI.CON-000001 | 2 - Kariman Sednaoui-Admin Building NO. 6 -39-6.3.2-c | Enclosed Polycarbonate, Wall Mounting Luminaire IP65 With 20 Watt LED Lamp. | Approved
Abo Shanab El Agamien _0195 | CLI.CON-000001 |  |  | Approved
Abo Shanab El Agamien _0195 | CLI.CON-000001 | 2 - 2- Iz. Kariman Sednaoui.2- Iz. Kariman Sednaoui-Bill No.3.4 - Iz. Kariman Sednaoui Pump Station (Mechanical works)-20-3.4.3-g. | Flanged Reducer, dia 150/Pump outlet diameter | Approved
Abo Shanab El Agamien _0195 | CLI.CON-000001 |  |  | Approved
Abo Shanab El Agamien _0195 | CLI.CON-000001 |  |  | Approved
Abo Shanab El Agamien _0195 | CLI.CON-000001 | 2 - Kariman sednaoui-Bill No.5 Store Building (Civil Works)-31-5.1.8.b- | Supply and apply of Dry mix paint for facades including substrate preparation, scaffoldings, grooves, applying three coats of paint as per required colors and all required accessories as shown on the Contract Drawings, recommended by manufacturer and approved by the Engineer prior to installation. | Approved
Abo Shanab El Agamien _0195 | CLI.CON-000001 |  |  | Approved
Abo Shanab El Agamien _0195 | CLI.CON-000001 | 2 - Kariman sednaoui-Bill No.9 Site and Civil Works -46-9.2.2.c- | Supply and casting of in-place reinforced concrete Grade C25 in super structure for column and capping, including: formwork, scaffolding, expansion and construction joints, Steel bar reinforcement, joint filler and sealant, accessories, transporting, mixing, casting, finishing, compaction by vibratory, spraying, curing, and testing as required by the specifications. | Approved
Abo Shanab El Agamien _0195 | CLI.CON-000001 |  |  | Approved
Abo Shanab El Agamien _0195 | CLI.CON-000001 | 2 - Kariman sednaoui-Bill No.9 Site and Civil Works -48-9.3.3-a. | Inspection Chamber 600 x 600 with cover and frame | Approved
Abo Shanab El Agamien _0195 | CLI.CON-000001 |  |  | Approved
Abo Shanab El Agamien _0195 | CLI.CON-000001 | 2 - 2- Iz. Kariman Sednaoui-Bill No.6.2: Admin Building-38-6.2.1-b. | "Supply and install hand wash sink with soap dish and holder, with all its required accessories, water mixer, faucets, floor and siphon chrome 1.5 inch, include cold and hot water supply connections, sewage pipes with 2 corner stopcocks with approved sample. All required works of completion with the industry standards." | Approved
Abo Shanab El Agamien _0195 | CLI.CON-000001 |  |  | Approved
Abo Shanab El Agamien _0195 | CLI.CON-000001 | 2 - 2- Iz. Kariman Sednaoui.2- Iz. Kariman Sednaoui-Bill No.6.2: Admin Building-38-6.2.4-a. | 75mm | Approved
Abo Shanab El Agamien _0195 | CLI.CON-000001 |  |  | Approved
Abo Shanab El Agamien _0195 | CLI.CON-000001 | 2 - 2- Iz. Kariman Sednaoui-Bill No.6.2: Admin Building-38-6.2.1-a. | "Water closet with flush tank floor mounted water closet with flush tank (European type) shall be provided with a toilet paper holder and all its required accessories and fittings with approved sample. All required works of completion with the industry standards." | Approved
Abo Shanab El Agamien _0195 | CLI.CON-000001 |  |  | Approved
Abo Shanab El Agamien _0195 | CLI.CON-000001 | 2 - Kariman sednaoui-Bill No.4 Guard Room (Civil Works)-23-4.1.1.c- | Supply, backfilling and compaction to the required grades with approved clean sand on layers not more than 25 cm thick. The layers are to be compacted by means of vibratory type equipment to obtain 95% of maximum dry density as per specifications. | Approved
Abo Shanab El Agamien _0195 | CLI.CON-000001 |  |  | Approved
Abo Shanab El Agamien _0195 | CLI.CON-000001 | 2 - Kariman sednaoui-Bill No.9 Site and Civil Works -46-9.2.1.c- | Supply, backfilling and compaction to the required grades with approved clean sand on layers not more than 25 cm thick. The layers are to be compacted by means of vibratory type equipment to obtain 95% of maximum dry density as per specifications. | Approved
Abo Shanab El Agamien _0195 | CLI.CON-000001 |  |  | Approved
Abo Shanab El Agamien _0195 | CLI.CON-000001 | 2 - 2- Iz. Kariman Sednaoui.2- Iz. Kariman Sednaoui-BILL NO. 1: SEWAGE NETWORK-5-1.4-b | HC 60*90 cm | Approved
Abo Shanab El Agamien _0195 | CLI.CON-000001 |  |  | Approved
Abo Shanab El Agamien _0195 | CLI.CON-000001 | 3 - Iz.Junaidi Wisa & Iz. Zaki-Bill No.4 Guard Room (Civil Works)-25-4.1.7-c | Supply and lay marble / granite steps the riser 20 mm thick and the tread 40 mm thick including skirting & anti slip braking width 3 cm, as parallel lines as per drawings, specifications and approved sample. | Approved
Abo Shanab El Agamien _0195 | CLI.CON-000001 |  |  | Approved
Abo Shanab El Agamien _0195 | CLI.CON-000001 | 3 - 3- Iz.Junaidi Wisa & Iz. Zaki W.3- Iz.Junaidi Wisa & Iz. Zaki Wisa-Bill No.3.4 - Iz. Junaidi Wisa & Iz. Zaki Wisa Pump Station (Mechanical works)-21-3.4.2-a. | D.C.I, K9, flanged pipes, dia. 100 mm. | Approved
Abo Shanab El Agamien _0195 | CLI.CON-000001 |  |  | Approved
Abo Shanab El Agamien _0195 | CLI.CON-000001 | 3 - Junaidi Wisa Iz. Zaki Wisa-Guard Room NO. 4-28-4.3.2-d | Surface Mounted Luminaire (IP54) With 20W LED lamp. | Approved
Abo Shanab El Agamien _0195 | CLI.CON-000001 |  |  | Approved
Abo Shanab El Agamien _0195 | CLI.CON-000001 | 3 - 3- Iz.Junaidi Wisa & Iz. Zaki W.3- Iz.Junaidi Wisa & Iz. Zaki Wisa-Bill No.3.4 - Iz. Junaidi Wisa & Iz. Zaki Wisa Pump Station (Mechanical works)-21-3.4.2-b. | Flanged manually gate valve, dia. 100 mm. | Approved
Abo Shanab El Agamien _0195 | CLI.CON-000001 |  |  | Approved
Abo Shanab El Agamien _0195 | CLI.CON-000001 | 3 - 3- Iz.Junaidi Wisa & Iz. Zaki W.3- Iz.Junaidi Wisa & Iz. Zaki Wisa-Bill No.4: Guard room -27-4.2.3-a. | gully trap 30 x 30 | Approved
Abo Shanab El Agamien _0195 | CLI.CON-000001 |  |  | Approved
Abo Shanab El Agamien _0195 | CLI.CON-000001 | 3 - Iz.Junaidi Wisa & Iz. Zaki-Bill No.9 Site and Civil Works -36-7.2.7.b- | Supply and apply of 50 cm high dry mix for skirting including substrate preparation, scaffoldings, grooves, and all required accessories as shown on Contract Drawings, recommended by manufacturer and approved by the Engineer prior to installation. | Approved
Abo Shanab El Agamien _0195 | CLI.CON-000001 |  |  | Approved
Abo Shanab El Agamien _0195 | CLI.CON-000001 | 3 - Iz.Junaidi Wisa & Iz. Zaki-Bill No. 3 Main Pumping Station (Civil works)-17-3.1.7-a.2 | Cement tiles for roof | Approved
Abo Shanab El Agamien _0195 | CLI.CON-000001 |  |  | Approved
Abo Shanab El Agamien _0195 | CLI.CON-000001 | 3 - Junaidi Wisa Iz. Zaki Wisa-PUMP STATION NO. 3-20-3.3.18- | Fire alarm system complete with Conventional fire alarm control panel, smoke detectors, heat detectors, manual call point, bell, fire alarm siren and wire and all necessary components (internal wires and outlets, etc) required to complete the system in perfect case, the fire alarm control panel shall be erected in pump operating room. | Approved
Abo Shanab El Agamien _0195 | CLI.CON-000001 |  |  | Approved
Abo Shanab El Agamien _0195 | CLI.CON-000001 | 3 - 3- Iz.Junaidi Wisa & Iz. Zaki W.3- Iz.Junaidi Wisa & Iz. Zaki Wisa-Bill No. 2 - Forcemain-12-2.6- | Excavation in rock according to soil and as specified in the Contract Documents. | Approved
Abo Shanab El Agamien _0195 | CLI.CON-000001 |  |  | Approved
Abo Shanab El Agamien _0195 | CLI.CON-000001 | 3 - Iz.Junaidi Wisa & Iz. Zaki-Bill No. 3 Main Pumping Station (Civil works)-15-3.1.4-b | Supply and installation of PVC water stop 25 cm width including fixing, fittings, jointing and accessories. Complete as shown on Contract Drawings and all required works shall be as per manufacturer's instructions, recommendations and Specification. | Approved
Abo Shanab El Agamien _0195 | CLI.CON-000001 |  |  | Approved
Abo Shanab El Agamien _0195 | CLI.CON-000001 | 3 - Iz.Junaidi Wisa & Iz. Zaki-Bill No.4 Guard Room (Civil Works)-24-4.1.3-c.1 | 250 mm thick. | Approved
Abo Shanab El Agamien _0195 | CLI.CON-000001 |  |  | Approved
Abo Shanab El Agamien _0195 | CLI.CON-000001 | 3 - Junaidi Wisa Iz. Zaki Wisa-Guard Room NO. 4-28-4.3.5-b | Lighting outlets. | Approved
Abo Shanab El Agamien _0195 | CLI.CON-000001 |  |  | Approved
Abo Shanab El Agamien _0195 | CLI.CON-000001 |  |  | Approved
Abo Shanab El Agamien _0195 | CLI.CON-000001 | 5 - Tahawi Village-Bill No.9 Site and Civil Works -45-9.2.7-a. | Supply and apply of Dry mix paint for facades including substrate preparation, scaffoldings, grooves, applying three coats of paint as per required colors and all required accessories as shown on the Contract Drawings, recommended by manufacturer and approved by the Engineer prior to installation. | Approved
Abo Shanab El Agamien _0195 | CLI.CON-000001 |  |  | Approved
Abo Shanab El Agamien _0195 | CLI.CON-000001 | 5 - Tahawi Village-Bill No. 3 Main Pumping Station (Civil works)-12-3.1.2-a.3 | For roof slopes, 30 mm to 140 mm thick | Approved
Abo Shanab El Agamien _0195 | CLI.CON-000001 |  |  | Approved
Abo Shanab El Agamien _0195 | CLI.CON-000001 | 5 - 5-Tahawi Village.5-Tahawi Village-BILL NO. 1: SEWAGE NETWORK-4-1.1.1-c.3 | Ditto, depth to invert between 2.51 m and 3.50 m | Approved
Abo Shanab El Agamien _0195 | CLI.CON-000001 |  |  | Approved
Abo Shanab El Agamien _0195 | CLI.CON-000001 | 5 - Tahawi Village-Bill No. 3 Main Pumping Station (Civil works)-12-3.1.2.e- | Supply and casting of in-place reinforced concrete in super structure, including: formwork, scaffolding, expansion, construction joints, Steel bar reinforcement, joint filler, sealant, transporting, fixation, mixing, pouring, leveling, finishing, compaction by vibratory, curing of reinforced concrete and testing as set out in the specifications. | Approved
Abo Shanab El Agamien _0195 | CLI.CON-000001 |  |  | Approved
Abo Shanab El Agamien _0195 | CLI.CON-000001 | 5 - 5-Tahawi Village.5-Tahawi Village-Bill No. 2 - Forcemain-10-2.5- | Excavation in rock according to soil and as specified in the Contract Documents. | Approved
Abo Shanab El Agamien _0195 | CLI.CON-000001 |  |  | Approved
Abo Shanab El Agamien _0195 | CLI.CON-000001 | 5 - Tahawi Village-Bill No.5 Store Building (Civil Works)-28-5.1.4.a- | Supply and apply two coats of oxidized bituminous paint insulation to reinforced concrete in contact with soil such as footings, ground beam, columns pedestal and masonry work to 15 cm upper the GL, sample shall be approved before execution and all required works shall be as per manufacturer's instructions, recommendations and Specification. | Approved
Abo Shanab El Agamien _0195 | CLI.CON-000001 |  |  | Approved
Abo Shanab El Agamien _0195 | CLI.CON-000001 | 5 - 5-Tahawi Village.5-Tahawi Village-Bill No. 2 - Forcemain-10-2.3.3-c | Flange spigot with puddle flanged pieces 150mm | Approved
Abo Shanab El Agamien _0195 | CLI.CON-000001 |  |  | Approved
Abo Shanab El Agamien _0195 | CLI.CON-000001 | 5 - Tahawi Village-Bill No. 3 Main Pumping Station (Civil works)-14-3.1.5-a | Supply and excite cement sand plaster for internal slabs, walls and beams with all metal accessories, the item includes substrate preparation, all required works of completion with the industry standards. As per Specification, Drawings and Engineer instructions. | Approved
Abo Shanab El Agamien _0195 | CLI.CON-000001 |  |  | Approved
Abo Shanab El Agamien _0195 | CLI.CON-000001 | 5 - Tahawi Village-Bill No. 3 Main Pumping Station (Civil works)-15-3.1.8.b- | Supply and apply of Dry mix paint for facades including substrate preparation, scaffoldings, grooves, applying three coats of paint as per required colors and all required accessories as shown on the Contract Drawings, recommended by manufacturer and approved by the Engineer prior to installation. | Approved
Abo Shanab El Agamien _0195 | CLI.CON-000001 |  |  | Approved
Abo Shanab El Agamien _0195 | CLI.CON-000001 | 5 - 5-Tahawi Village.5-Tahawi Village-BILL NO. 1: SEWAGE NETWORK-7-1.9- | Inspection and testing of the installed pipes by CCTV for the network pipes after trench installation, all in accordance with the technical specifications. | Approved
Abo Shanab El Agamien _0195 | CLI.CON-000001 |  |  | Approved
Abo Shanab El Agamien _0195 | CLI.CON-000001 | 6 - Huwaydi Village- Admin Room NO. 6-37-6.3.1-a | Supply, install, connect, test and commission of complete L.V. distribution boards (LP-ADMIN.) the price include selectvity study, termination, Identifications, labling, glands, copper luggs as specified and as indicating drawings. System shall be lump sum complete in every respect with all necessary accessories and ancillary works. | Approved
Abo Shanab El Agamien _0195 | CLI.CON-000001 |  |  | Approved
Abo Shanab El Agamien _0195 | CLI.CON-000001 | 6 - Huwaydi Village-Bill No.5 Store Building (Civil Works)-27-5.1.2-c.2 | RC protection layer | Approved
Abo Shanab El Agamien _0195 | CLI.CON-000001 |  |  | Approved
Abo Shanab El Agamien _0195 | CLI.CON-000001 | 6 - 6-Huwaydi Village.6-Huwaydi Village-Bill No. 2 - Forcemain-10-2.3.2-a | Tee 250/150 | Approved
Abo Shanab El Agamien _0195 | CLI.CON-000001 |  |  | Approved
Abo Shanab El Agamien _0195 | CLI.CON-000001 | 6 - Huwaydi Village-Bill No.5 Store Building (Civil Works)-28-5.1.6-a.1 | Type D1, Size 2,500mmx2,500mm | Approved
Abo Shanab El Agamien _0195 | CLI.CON-000001 |  |  | Approved
Abo Shanab El Agamien _0195 | CLI.CON-000001 | 6 - 6-Huwaydi Village.6-Huwaydi Village-Bill No. 3.1 - Huwaydi Village Main Pumping Station (Mechanical works)-19-3.4.8-a. | Ventilation system complete comprising of Fans with capacity of 1000 m3/hr., outlets, conduits, wires?.etc for pump building, complete with all accessories As per Contract Documents | Approved
Abo Shanab El Agamien _0195 | CLI.CON-000001 |  |  | Approved
Abo Shanab El Agamien _0195 | CLI.CON-000001 | 6 - Huwaydi Village-Bill No.6Admin Room - Civil Works-34-6.1.6-b.1 | Type W1, 1,000 mm width x 1,000 mm height | Approved
Abo Shanab El Agamien _0195 | CLI.CON-000001 |  |  | Approved
Abo Shanab El Agamien _0195 | CLI.CON-000001 | 6 - 6-Huwaydi Village.6-Huwaydi Village-Bill No. 3.1 - Huwaydi Village Main Pumping Station (Mechanical works)-19-3.4.1- | Submersible Pump 20 L/s, 15 m head coupled with Electric Motor complete with (mating bend, guide rails, coupling, submersible cable, all protection items?.etc) and all accessories required for a good working condition, as per Contract Documents. | Approved
Abo Shanab El Agamien _0195 | CLI.CON-000001 |  |  | Approved
Abo Shanab El Agamien _0195 | CLI.CON-000001 | 6 - 6-Huwaydi Village.6-Huwaydi Village-BILL NO. 1: SEWAGE NETWORK-7-1.6.1-a | (Crossing under HDOD EBSHWAY DRAIN inside concrete encasement 25cm (400mm) | Approved
Abo Shanab El Agamien _0195 | CLI.CON-000001 |  |  | Approved
Abo Shanab El Agamien _0195 | CLI.CON-000001 | 6 - Huwaydi Village-Bill No.5 Store Building (Civil Works)-29-5.1.7-a.2 | cement tiling, for roof | Approved
Abo Shanab El Agamien _0195 | CLI.CON-000001 |  |  | Approved
Abo Shanab El Agamien _0195 | CLI.CON-000001 | 6 - 6-Huwaydi Village.6-Huwaydi Village-BILL NO. 1: SEWAGE NETWORK-7-1.6.3-a | Concrete encasement 25cm (200mm) | Approved
Abo Shanab El Agamien _0195 | CLI.CON-000001 |  |  | Approved
Abo Shanab El Agamien _0195 | CLI.CON-000001 | 6 - 6-Huwaydi Village.6-Huwaydi Village-Bill No.4: Guard room -24-4.2.1-a. | Water closet with flush tank floor mounted water closet with flush tank (European type) shall be provided with a toilet paper holder and all its required accessories and fittings with approved sample. All required works of completion with the industry standards. | Approved
Abo Shanab El Agamien _0195 | CLI.CON-000001 |  |  | Approved
Abo Shanab El Agamien _0195 | CLI.CON-000001 | 6 - 6-Huwaydi Village.6-Huwaydi Village-BILL NO. 1: SEWAGE NETWORK-7-1.6.1-b | (Crossing under HDOD EBSHWAY DRAIN inside concrete encasement 25cm (400mm) | Approved
Abo Shanab El Agamien _0195 | CLI.CON-000001 |  |  | Approved
Abo Shanab El Agamien _0195 | CLI.CON-000001 | 6 - Huwaydi Village-Bill No.4 Guard Room (Civil Works)-22-4.1.3-b.1 | 250 mm thick. | Approved
Abo Shanab El Agamien _0195 | CLI.CON-000001 |  |  | Approved
Abo Shanab El Agamien _0195 | CLI.CON-000001 | 6 - Huwaydi Village-Pumping Station NO. 3-16-3.2.1- | Supply, install, connect, test and commission of complete L.V. distribution boards (LP-PS) the price include selectvity study, termination, Identifications, labling, glands, copper luggs as specified and as indicating drawings. System shall be lump sum complete in every respect with all necessary accessories and ancillary works. | Approved
Abo Shanab El Agamien _0195 | CLI.CON-000001 |  |  | Approved
Abo Shanab El Agamien _0195 | CLI.CON-000001 | 6 - Huwaydi Village-Bill No. 3 Main Pumping Station (Civil works)-12-3.1.2-a.1 | Un-reinforced lean concrete for sub-structure | Approved
Abo Shanab El Agamien _0195 | CLI.CON-000001 |  |  | Approved
Abo Shanab El Agamien _0195 | CLI.CON-000001 | 6 - Huwaydi Village-Pumping Station NO. 3-18-3.3.13- | Instrumentation and Control System Spare Parts as per specifications. | Approved
Abo Shanab El Agamien _0195 | CLI.CON-000001 |  |  | Approved
Abo Shanab El Agamien _0195 | CLI.CON-000001 | 6 - Huwaydi Village-Bill No.9 Site and Civil Works -45-9.2.7-a. | Supply and apply of Dry mix paint for facades including substrate preparation, scaffoldings, grooves, applying three coats of paint as per required colors and all required accessories as shown on the Contract Drawings, recommended by manufacturer and approved by the Engineer prior to installation. | Approved
Abo Shanab El Agamien _0195 | CLI.CON-000001 |  |  | Approved
Abo Shanab El Agamien _0195 | CLI.CON-000001 | 6 - Huwaydi Village-Pumping Station NO. 3-16-3.2.3-c | One Way, Two-gang Lighting Switch 10A. | Approved
Abo Shanab El Agamien _0195 | CLI.CON-000001 |  |  | Approved
Abo Shanab El Agamien _0195 | CLI.CON-000001 | 6 - 6-Huwaydi Village.6-Huwaydi Village-BILL NO. 1: SEWAGE NETWORK-5-1.2-b.8 | Ditto, depth to invert between 5.01 m and 5.50 m | Approved
Abo Shanab El Agamien _0195 | CLI.CON-000001 |  |  | Approved
Abo Shanab El Agamien _0195 | CLI.CON-000001 | 6 - 6-Huwaydi Village.6-Huwaydi Village-Bill No.4: Guard room -24-4.2.5-a. | 75mm dia Bill No.6.2: Admin Building | Approved
Abo Shanab El Agamien _0195 | CLI.CON-000001 |  |  | Approved
Abo Shanab El Agamien _0195 | CLI.CON-000001 | 6 - Huwaydi Village-Bill No.4 Guard Room (Civil Works)-22-4.1.3-c.1 | 250 mm thick. | Approved
Abo Shanab El Agamien _0195 | CLI.CON-000001 |  |  | Approved
Abo Shanab El Agamien _0195 | CLI.CON-000001 | 6 - 6-Huwaydi Village.6-Huwaydi Village-BILL NO. 1: SEWAGE NETWORK-5-1.2-b.1 | Ditto, depth to invert between 1.51 m and 2.00 m | Approved
Abo Shanab El Agamien _0195 | CLI.CON-000001 |  |  | Approved
Abo Shanab El Agamien _0195 | CLI.CON-000001 | 6 - 6-Huwaydi Village.6-Huwaydi Village-Bill No. 2 - Forcemain-10-2.5- | Supply and filling by clean sand between the existing covered waterways and the forcemain pipe covered by concrete encasement | Approved
Abo Shanab El Agamien _0195 | CLI.CON-000001 |  |  | Approved
Abo Shanab El Agamien _0195 | CLI.CON-000001 | 6 - 6-Huwaydi Village.6-Huwaydi Village-Bill No. 3.1 - Huwaydi Village Main Pumping Station (Mechanical works)-19-3.4.9- | Basket screen including all accessories as specified in technical specifications. | Approved
Abo Shanab El Agamien _0195 | CLI.CON-000001 |  |  | Approved
Abo Shanab El Agamien _0195 | CLI.CON-000001 | 6 - Huwaydi Village-Bill No.6Admin Room - Civil Works-33-6.1.3-a.1 | 250 mm thick. | Approved
Abo Shanab El Agamien _0195 | CLI.CON-000001 |  |  | Approved
Abo Shanab El Agamien _0195 | CLI.CON-000001 | 6 - Huwaydi Village-Pumping Station NO. 3-16-3.2.5-a | Wall Mounted Exhaust Fan Outlet. | Approved
Abo Shanab El Agamien _0195 | CLI.CON-000001 |  |  | Approved
Abo Shanab El Agamien _0195 | CLI.CON-000001 | 6 - 6-Huwaydi Village.6-Huwaydi Village-BILL NO. 1: SEWAGE NETWORK-6-1.5.3-b | Dismantling joints | Approved
Abo Shanab El Agamien _0195 | CLI.CON-000001 |  |  | Approved
Abo Shanab El Agamien _0195 | CLI.CON-000001 | 6 - Huwaydi Village-Guard Room NO. 4-25-4.3.5-b | Lighting outlets. | Approved
Abo Shanab El Agamien _0195 | CLI.CON-000001 |  |  | Approved
Abo Shanab El Agamien _0195 | CLI.CON-000001 | 6 - Huwaydi Village-Bill No.6Admin Room - Civil Works-34-6.1.6-a.1 | Type D1, size 800mmx2,200mm | Approved
Abo Shanab El Agamien _0195 | CLI.CON-000001 |  |  | Approved
Abo Shanab El Agamien _0195 | CLI.CON-000001 | 6 - 6-Huwaydi Village.6-Huwaydi Village-Bill No.6.2: Admin Building-36-6.2.1-b. | Supply and install hand wash sink with soap dish and holder, with all its required accessories, water mixer, faucets, floor and siphon chrome 1.5 inch, include cold and hot water supply connections, sewage pipes with 2 corner stopcocks with approved sample. All required works of completion with the industry standards. | Approved
Abo Shanab El Agamien _0195 | CLI.CON-000001 |  |  | Approved
Abo Shanab El Agamien _0195 | CLI.CON-000001 | 6 - 6-Huwaydi Village.6-Huwaydi Village-Bill No.6.2: Admin Building-36-6.2.2-a. | 25mm dia. | Approved
Abo Shanab El Agamien _0195 | CLI.CON-000001 |  |  | Approved
Abo Shanab El Agamien _0195 | CLI.CON-000001 | 6 - Huwaydi Village-Bill No.4 Guard Room (Civil Works)-22-4.1.5-b | Supply and apply external cement plastering to facades with all metal accessories, base and finish coat, thickness 2cm striped with 2 cm groove render for facades. all required works of completion with the industry standards. As per Specification, Drawings and Engineer's instructions. | Approved
Abo Shanab El Agamien _0195 | CLI.CON-000001 |  |  | Approved
Abo Shanab El Agamien _0195 | CLI.CON-000001 | 6 - Huwaydi Village-Bill No.9 Site and Civil Works -45-9.2.4.b- | Supply and installation of foam Expansion joints outdoor type joint sealant Complete as shown on drawings, and recommended by the manufacturer and Specification. | Approved
Abo Shanab El Agamien _0195 | CLI.CON-000001 |  |  | Approved
Abo Shanab El Agamien _0195 | CLI.CON-000001 | 6 - 6-Huwaydi Village.6-Huwaydi Village-Bill No. 2 - Forcemain-10-2.3.4-a | Dismantling joint 250mm | Approved
Abo Shanab El Agamien _0195 | CLI.CON-000001 |  |  | Approved
Abo Shanab El Agamien _0195 | CLI.CON-000001 | 6 - Huwaydi Village-Bill No.4 Guard Room (Civil Works)-22-4.1.4.c- | Supply and installation of 50 mm extruded polystyrene boards for roof heat insulation with minimum density 35 kg/cm�; the work include Polystyrene sheet 1mm layer. Sample shall be approved before execution and all required works shall be as per manufacturer's instructions, recommendations and Specification. | Approved
Abo Shanab El Agamien _0195 | CLI.CON-000001 |  |  | Approved
Abo Shanab El Agamien _0195 | CLI.CON-000001 | 6 - Huwaydi Village-Bill No.4 Guard Room (Civil Works)-22-4.1.3-a.1 | 250 mm thick. | Approved
Abo Shanab El Agamien _0195 | CLI.CON-000001 |  |  | Approved
Abo Shanab El Agamien _0195 | CLI.CON-000001 | 6 - 6-Huwaydi Village.6-Huwaydi Village-Bill No. 2 - Forcemain-9-2.3.1-b | Gate valve 250 mm dia. | Approved
Abo Shanab El Agamien _0195 | CLI.CON-000001 |  |  | Approved
Abo Shanab El Agamien _0195 | CLI.CON-000001 | 6 - Huwaydi Village-Bill No.9 Site and Civil Works -45-9.2.5- | Supply and apply external cement plastering to facades with all metal accessories,, base and finish coat, thickness 2cm striped with 2 cm groove render for facades. all required works of completion with the industry standards. As per Specification, Drawings and Engineer's instructions. | Approved
Abo Shanab El Agamien _0195 | CLI.CON-000001 |  |  | Approved
Abo Shanab El Agamien _0195 | CLI.CON-000001 | 6 - Huwaydi Village-Pumping Station NO. 3-16-3.2.3-a | One Way, One-gang Lighting Switch 10A. | Approved
Abo Shanab El Agamien _0195 | CLI.CON-000001 |  |  | Approved
Abo Shanab El Agamien _0195 | CLI.CON-000001 | 6 - Huwaydi Village-Bill No.6Admin Room - Civil Works-32-6.1.2-c.2 | RC protection layer | Approved
Abo Shanab El Agamien _0195 | CLI.CON-000001 |  |  | Approved
Abo Shanab El Agamien _0195 | CLI.CON-000001 | 6 - Huwaydi Village- Admin Room NO. 6-37-6.3.5-a | Wall Mounted Exhaust Fan Outlet. | Approved
Abo Shanab El Agamien _0195 | CLI.CON-000001 |  |  | Approved
Abo Shanab El Agamien _0195 | CLI.CON-000001 | 1 - Sharaf Al Deen-Main Pump Station NO. 3-23-3.2.2-e | Enclosed Polycarbonate, Wall Mounting Luminaire IP65 With 40 Watt LED Lamp. | Approved
Abo Shanab El Agamien _0195 | CLI.CON-000001 |  |  | Approved
Abo Shanab El Agamien _0195 | CLI.CON-000001 | 1 - 1-Sharaf Al Deen Village.a | Tee 300/150 | Approved
Abo Shanab El Agamien _0195 | CLI.CON-000001 |  |  | Approved
Abo Shanab El Agamien _0195 | CLI.CON-000001 | 1 - Sharaf Al Deen-Main Pump Station NO. 3-24-3.3.6- | Supply, installation, calibration, connection and testing of Non-contact Radar level transmitter with range from 0 to 20 meters and beam angle not more than 5 degree (consists of separate sensor and transmitter with digital indicator) including all necessary accessories required for installation and operation requirements. | Approved
Abo Shanab El Agamien _0195 | CLI.CON-000001 |  |  | Approved
Abo Shanab El Agamien _0195 | CLI.CON-000001 | 1 - Sharaf Al Deen Village-Bill No.4 Guard Room (Civil Works)-28-4.1.2-a.1 | Under foundations | Approved
Abo Shanab El Agamien _0195 | CLI.CON-000001 |  |  | Approved
Abo Shanab El Agamien _0195 | CLI.CON-000001 | 1 - 1-Sharaf Al Deen Village.a | Valve chamber type (A) | Approved
Abo Shanab El Agamien _0195 | CLI.CON-000001 |  |  | Approved
Abo Shanab El Agamien _0195 | CLI.CON-000001 | 1 - Sharaf Al Deen Village-Bill No. 3 Main Pumping Station (Civil works)-21-3.1.6-d | Supply, fabrication and erection of galvanized steel ladder wall mounted with safety cage including all required steel members, galvanizing, formulation, painting, welding, jointing, all fixings and accessories. Complete as shown on drawings, Detailed shop drawings must be submitted by the contractor and approved by the Engineer prior to fabrication. | Approved
Abo Shanab El Agamien _0195 | CLI.CON-000001 |  |  | Approved
Abo Shanab El Agamien _0195 | CLI.CON-000001 | 1 - Sharaf Al Deen Village-Bill No. 3 Main Pumping Station | Supply and casting of in-place reinforced concrete (Grade C30) with Sulfate- resistant cement, including: formwork, scaffolding, expansion and construction joints, Steel bar reinforcement, joint filler and sealant, accessories, transporting, mixing, casting, finishing, compaction by vibratory, curing and testing as required by the specifications. | Approved
Abo Shanab El Agamien _0195 | CLI.CON-000001 |  |  | Approved
Abo Shanab El Agamien _0195 | CLI.CON-000001 | 1 - Sharaf Al Deen-Main Pump Station NO. 3-23-3.2.4-a | Single Phase Switched Socket 220v, 16A, 2-pin Type Complete With Earthing Contact. | Approved
Abo Shanab El Agamien _0195 | CLI.CON-000001 |  |  | Approved
Abo Shanab El Agamien _0195 | CLI.CON-000001 | 1 - 1-Sharaf Al Deen Village.b. | Dismantling joint, dia. 300 mm. | Approved
Abo Shanab El Agamien _0195 | CLI.CON-000001 |  |  | Approved
Abo Shanab El Agamien _0195 | CLI.CON-000001 | 1 - 1-Sharaf Al Deen Village.b.1 | Ditto, depth to invert between 1.51 m and 2.00 m | Approved
Abo Shanab El Agamien _0195 | CLI.CON-000001 |  |  | Approved
Abo Shanab El Agamien _0195 | CLI.CON-000001 | 1 - 1-Sharaf Al Deen Village.a | Concrete encasement 25cm (200mm) | Approved
Abo Shanab El Agamien _0195 | CLI.CON-000001 |  |  | Approved
Abo Shanab El Agamien _0195 | CLI.CON-000001 | 1 - 1-Sharaf Al Deen Village | Deep Dewatering according to soil investigation, specification and Engineer instruction. | Approved
Abo Shanab El Agamien _0195 | CLI.CON-000001 |  |  | Approved
Abo Shanab El Agamien _0195 | CLI.CON-000001 | 1 - Sharaf Al Deen Village-Bill No.5 Store Building (Civil Works)-36-5.1.5-b | Supply and apply external cement plastering to facades with all metal accessories, base and finish coat, thickness 2cm striped with 2 cm groove render for facades. all required works of completion with the industry standards. As per Specification, Drawings and the Engineer's instructions. | Approved
Abo Shanab El Agamien _0195 | CLI.CON-000001 | 1 | Plumbing Fixture | Approved
Abo Shanab El Agamien _0195 | CLI.CON-000001 |  |  | Approved
Abo Shanab El Agamien _0195 | CLI.CON-000001 | 1 - Sharaf Al Deen Village-Bill No. 3 Main Pumping Station (Civil works)-22-3.1.8.a- | Supply and apply of Acrylic paint for internal walls and ceiling including substrate preparation, applying primer, 2 layer of plastic paint over 2 putty coats as per required colors and all required accessories as shown on drawings, recommended by manufacturer and approved by the Engineer prior to installation. | Approved
Abo Shanab El Agamien _0195 | CLI.CON-000001 |  |  | Approved
Abo Shanab El Agamien _0195 | CLI.CON-000001 | 1 - 1-Sharaf Al Deen Village.a | Inlet chamber on 500mm diameter sewage pipe line | Approved
Abo Shanab El Agamien _0195 | CLI.CON-000001 |  |  | Approved
Abo Shanab El Agamien _0195 | CLI.CON-000001 | 1 - Sharaf Al Deen Village-Bill No.5 Store Building (Civil Works)-35-5.1.2-b.2 | For grade slabs, 100 mm thick | Approved
Abo Shanab El Agamien _0195 | CLI.CON-000001 |  |  | Approved
Abo Shanab El Agamien _0195 | CLI.CON-000001 | 1 - Sharaf Al Deen Village-Bill No. 3 Main Pumping Station (Civil works)-19-3.1.2-a.1 | Un-reinforced lean concrete for sub-structure | Approved
Abo Shanab El Agamien _0195 | CLI.CON-000001 |  |  | Approved
Abo Shanab El Agamien _0195 | CLI.CON-000001 | 1 - Sharaf Al Deen Village-Bill No.5 Store Building (Civil Works)-35-5.1.1-b. | Extra over for excavation in rock. | Approved
Abo Shanab El Agamien _0195 | CLI.CON-000001 |  |  | Approved
Abo Shanab El Agamien _0195 | CLI.CON-000001 | 1 - Sharaf Al Deen Village-Bill No.8 Site and Civil Works -48-8.3.5- | Supply, install and test Fire hydrant including cast iron hydrant, stop valve, etc.all accordance with specification and drawings: | Approved
Abo Shanab El Agamien _0195 | CLI.CON-000001 |  |  | Approved
Abo Shanab El Agamien _0195 | CLI.CON-000001 | 1 - Sharaf Al Deen-Generator Shed No.6-41-6.2.2-a | Surface mounted luminaire with 1x60 watt led lamps, With (IP54) | Approved
Abo Shanab El Agamien _0195 | CLI.CON-000001 |  |  | Approved
Abo Shanab El Agamien _0195 | CLI.CON-000001 | 1 - Sharaf Al Deen Village-Bill No.8 Site and Civil Works -45-8.2.2.c- | Supply and casting of in-place reinforced concrete Grade C25 in super structure for column and capping, including: formwork, scaffolding, expansion and construction joints, Steel bar reinforcement, joint filler and sealant, accessories, transporting, mixing, casting, finishing, compaction by vibratory, spraying, curing, and testing as required by the specifications. | Approved
Abo Shanab El Agamien _0195 | CLI.CON-000001 |  |  | Approved
Abo Shanab El Agamien _0195 | CLI.CON-000001 | 1 - 1-Sharaf Al Deen Village.d. | Dismantling joint, dia. 200 mm. | Approved
Abo Shanab El Agamien _0195 | CLI.CON-000001 |  |  | Approved
Abo Shanab El Agamien _0195 | CLI.CON-000001 | 1 - Sharaf Al Deen Village-Bill No.5 Store Building (Civil Works)-35-5.1.2-a.1 | Under foundations | Approved
Abo Shanab El Agamien _0195 | CLI.CON-000001 |  |  | Approved
Abo Shanab El Agamien _0195 | CLI.CON-000001 | 1 - Sharaf Al Deen Village-Bill No.5 Store Building (Civil Works)-37-5.1.7-a.1 | Abrasion, friction and shock resistant ceramic | Approved
Abo Shanab El Agamien _0195 | CLI.CON-000001 |  |  | Approved
Abo Shanab El Agamien _0195 | CLI.CON-000001 | 1 - Sharaf Al Deen-Main Pump Station NO. 3-25-40605- | Supply, installation, termination and testing of instrumentation shielded cables (2 x 1.5 mm2) from field instrumentation to control panel complete with conduits, pull boxes, junction boxes, accessories, duct bank...etc. | Approved
Abo Shanab El Agamien _0195 | CLI.CON-000001 |  |  | Approved
Abo Shanab El Agamien _0195 | CLI.CON-000001 | 1 - Sharaf Al Deen Village-Bill No. 3 Main Pumping Station (Civil works)-22-3.1.7-a.2 | Cement tiles for roof | Approved
Abo Shanab El Agamien _0195 | CLI.CON-000001 |  |  | Approved
Abo Shanab El Agamien _0195 | CLI.CON-000001 | 1 - Sharaf Al Deen Village-Bill No. 3 Main Pumping Station (Civil works)-21-3.1.6-c | Supply, fabrication and erection of Stainless steel 316L handrail including all required steel members, welding, jointing, all fixings, fittings, painting and accessories. all required works of completion with the industry standards. As per Specification, Drawings and Engineer's instructions. | Approved
Abo Shanab El Agamien _0195 | CLI.CON-000001 |  |  | Approved
Abo Shanab El Agamien _0195 | CLI.CON-000001 | 1 - Sharaf Al Deen Village-Bill No.8 Site and Civil Works -48--8.3.4 | Circular Manholes: Construction of in-situ cast fair faced plain concrete (Grade C30) manholes. Price includes all supplies, excavation in all types of soil except the rock, removal and disposal of the excavated material, debris and rubble disposal to the designated dump yard, trench shoring and supports, soil replacement if any,sheeting, surface dewatering, forming flexible joints at manhole entrances, including short pieces, benching at the manhole base, internal and external protection, backfilling in compacted layers using approved soil material and testing, reinstatement of ground surface and road pavements of every kind and restoring every thing to their original conditions including asphalt and other paved areas, manhole cover and frame D400 made of polymeric material such as (GRP) or alternative, epoxy coated non-slip finish manhole steps and all other accessories and fittings that are required for a complete manhole all as shown and detailed in the Contract Drawings and Specifications | Approved
Abo Shanab El Agamien _0195 | CLI.CON-000001 |  |  | Approved
Abo Shanab El Agamien _0195 | CLI.CON-000001 | 1 - 1-Sharaf Al Deen Village.b.2 | Ditto, depth to invert between 2.01 m and 2.50 m | Approved
Abo Shanab El Agamien _0195 | CLI.CON-000001 |  |  | Approved
Abo Shanab El Agamien _0195 | CLI.CON-000001 | 10 | IZ. ABOU NASSAR, AL ESSAWI & ABOU SAEDA | Approved
Abo Shanab El Agamien _0195 | CLI.CON-000001 |  |  | Approved
Abo Shanab El Agamien _0195 | CLI.CON-000001 | 10 - "10 - ABOU .10 - ABOU NASSAR, AL ESSAWI & ABOU SAEDA-BILL NO. 1: SEWAGE NETWORK-5-1.2-b.5 | Ditto, depth to invert between 3.51 m and 4.00 m | Approved
Abo Shanab El Agamien _0195 | CLI.CON-000001 |  |  | Approved
Abo Shanab El Agamien _0195 | CLI.CON-000001 | 10 - "10 - ABOU .10 - ABOU NASSAR, AL ESSAWI & ABOU SAEDA-BILL NO. 1: SEWAGE NETWORK-5-1.2-b.8 | Ditto, depth to invert between 5.01 m and 5.50 m | Approved
Abo Shanab El Agamien _0195 | CLI.CON-000001 |  |  | Approved
Abo Shanab El Agamien _0195 | CLI.CON-000001 | 10 - "10 - ABOU .10 - ABOU NASSAR, AL ESSAWI & ABOU SAEDA-BILL NO. 1: SEWAGE NETWORK-6-1.3-a | IC 60*60 cm | Approved
Abo Shanab El Agamien _0195 | CLI.CON-000001 |  |  | Approved
Abo Shanab El Agamien _0195 | CLI.CON-000001 | 10 - "10 - ABOU .10 - ABOU NASSAR, AL ESSAWI & ABOU SAEDA-BILL NO. 1: SEWAGE NETWORK-4-1.1.1-b.2 | Ditto, depth to invert between 1.51 m and 2.50 m | Approved
Abo Shanab El Agamien _0195 | CLI.CON-000001 |  |  | Approved
Abo Shanab El Agamien _0195 | CLI.CON-000001 | 10 - "10 - ABOU .10 - ABOU NASSAR, AL ESSAWI & ABOU SAEDA-BILL NO. 1: SEWAGE NETWORK-6-1.3-b | IC 60*90 cm | Approved
Abo Shanab El Agamien _0195 | CLI.CON-000001 |  |  | Approved
Abo Shanab El Agamien _0195 | CLI.CON-000001 | 10 - "10 - ABOU .10 - ABOU NASSAR, AL ESSAWI & ABOU SAEDA-BILL NO. 1: SEWAGE NETWORK-4-1.1.1-e.2 | Ditto, depth to invert between 4.51 m and 5.50 m | Approved
Abo Shanab El Agamien _0195 | CLI.CON-000001 |  |  | Approved
Abo Shanab El Agamien _0195 | CLI.CON-000001 | 10 - "10 - ABOU .10 - ABOU NASSAR, AL ESSAWI & ABOU SAEDA-BILL NO. 1: SEWAGE NETWORK-7-1.7- | Excavation in rock as specified in the Contract Documents. | Approved
Abo Shanab El Agamien _0195 | CLI.CON-000001 |  |  | Approved
Abo Shanab El Agamien _0195 | CLI.CON-000001 | 10 - "10 - ABOU .10 - ABOU NASSAR, AL ESSAWI & ABOU SAEDA-BILL NO. 1: SEWAGE NETWORK-4-1.1.1-a.1 | Depth to invert not exceeding 1.2 m | Approved
Abo Shanab El Agamien _0195 | CLI.CON-000001 | 2 - Kariman Sednaoui-Main Pump Station NO. 3-19-3.3.19- | Supply, install, connect and test a complete closed circuit surveillance TV (CCTV) system complete with Weatherproof fixed camera HD, Weatherproof Motorized cameras HD, DVR, Rack, UPS, Joystick, remote controller, color photos printer, conduits, Coaxial cables, control cables, LED screen, boxes between devices, UPS....etc. and all necessary works to complete works as per specifications and contract documents. | Approved
Abo Shanab El Agamien _0195 | CLI.CON-000001 |  |  | Approved
Abo Shanab El Agamien _0195 | CLI.CON-000001 | 2 - 2- Iz. Kariman Sednaoui.2- Iz. Kariman Sednaoui-Bill No. 2 - Forcemain-11-2.6- | Supply and filling by clean sand between the existing covered waterways and the forcemain pipe covered by concrete encasement | Approved
Abo Shanab El Agamien _0195 | CLI.CON-000001 |  |  | Approved
Abo Shanab El Agamien _0195 | CLI.CON-000001 | 2 - Kariman Sednaoui-Main Pump Station NO. 3-17-3.2.4-c | Industrial Three Phase Switched Socket 380v, 32A, 4-pin Type Complete With Earthing Contact And Plug, Totally Enclosed (IP54). | Approved
Abo Shanab El Agamien _0195 | CLI.CON-000001 |  |  | Approved
Abo Shanab El Agamien _0195 | CLI.CON-000001 | 2 - Kariman sednaoui-Bill No. 3 Main Pumping Station (Civil works)-14-3.1.3.b- | 250 mm thick. | Approved
Abo Shanab El Agamien _0195 | CLI.CON-000001 |  |  | Approved
Abo Shanab El Agamien _0195 | CLI.CON-000001 | 2 - Kariman sednaoui-Bill No.5 Store Building (Civil Works)-31-5.1.7-a.2 | cement tiling, for roof | Approved
Abo Shanab El Agamien _0195 | CLI.CON-000001 |  |  | Approved
Abo Shanab El Agamien _0195 | CLI.CON-000001 | 2 - Kariman Sednaoui-Admin Building NO. 6 -39-6.3.4-b | Single Phase Switched waterproof Socket, 220V, 16A, 3 Pin Complete With Cover (IP55) | Approved
Abo Shanab El Agamien _0195 | CLI.CON-000001 |  |  | Approved
Abo Shanab El Agamien _0195 | CLI.CON-000001 | 2 - Kariman sednaoui-Bill No.6Admin Room - Civil Works-36-6.1.7-a.3 | cement tiling, for roof | Approved
Abo Shanab El Agamien _0195 | CLI.CON-000001 |  |  | Approved
Abo Shanab El Agamien _0195 | CLI.CON-000001 | 2 - Kariman Sednaoui-Guard room NO. 4-27-4.3.5-a | Wall Mounted Exhaust Fan Outlet. | Approved
Abo Shanab El Agamien _0195 | CLI.CON-000001 |  |  | Approved
Abo Shanab El Agamien _0195 | CLI.CON-000001 | 2 - Kariman sednaoui-Bill No.4 Guard Room (Civil Works)-24-4.1.5-a | Supply and excite cement sand plaster for internal slabs, walls and beams with all metal accessories, the item includes substrate preparation, all required works of completion with the industry standards. As per Specification, Drawings and Engineer instructions. | Approved
Abo Shanab El Agamien _0195 | CLI.CON-000001 |  |  | Approved
Abo Shanab El Agamien _0195 | CLI.CON-000001 | 2 - Kariman Sednaoui-Guard room NO. 4-27-4.3.4-b | Single Phase Switched waterproof Socket, 220V, 16A, 3 Pin Complete With Cover (IP55) | Approved
Abo Shanab El Agamien _0195 | CLI.CON-000001 |  |  | Approved
Abo Shanab El Agamien _0195 | CLI.CON-000001 | 2 - Kariman sednaoui-Bill No.9 Site and Civil Works -47-9.2.3.a- | 250 mm thick. | Approved
Abo Shanab El Agamien _0195 | CLI.CON-000001 |  |  | Approved
Abo Shanab El Agamien _0195 | CLI.CON-000001 | 2 - Kariman Sednaoui-Main Pump Station NO. 3-18-3.3.4- | Supply, installation, programming, connecting, commissioning and testing of the control panel (2mm thickness) including the(Conformal coated) Programmable Logic Controller (PLC) consists of: Power supply Module CPU Module Digital Input Modules Digital Output Modules Analog Input Modules Analog Output Modules (If required) Complete with programming software, electrical protection devices, input and output isolation units, industrial switch, electrical feed, insulation transformer, lighting bulb, connection with main control system and all necessary accessories and devices. | Approved
Abo Shanab El Agamien _0195 | CLI.CON-000001 | 2 - Kariman sednaoui-Bill No.6Admin Room - Civil Works-34-6.1.1.a- | Excavation from ground level to required depth and grades in all types of soil except the rock, including support system, floading with water, dewatering, compacting bottom of excavation using dynamic roller, transporting excavated materials to the approved off-Site disposal area as per drawings, specifications and geotechnical report. | Approved
Abo Shanab El Agamien _0195 | CLI.CON-000001 |  |  | Approved
Abo Shanab El Agamien _0195 | CLI.CON-000001 | 2 - Kariman sednaoui-Bill No.9 Site and Civil Works -46--9.1.a | Supply and install and test Reinforced concrete pavement (20 cm thick) inside the plant including formwork and steel reinforcement mesh, 15 cm gravel as base, leveling, helicopter finish and coated by screed and all its requirement for completion the work. As per Specification, Drawings and Engineer's instructions | Approved
Abo Shanab El Agamien _0195 | CLI.CON-000001 |  |  | Approved
Abo Shanab El Agamien _0195 | CLI.CON-000001 | 2 - Kariman sednaoui-Bill No.4 Guard Room (Civil Works)-25-4.1.7-a.1 | Ceramic floor, glazed ceramic | Approved
Abo Shanab El Agamien _0195 | CLI.CON-000001 |  |  | Approved
Abo Shanab El Agamien _0195 | CLI.CON-000001 | 2 - Kariman sednaoui-Bill No.4 Guard Room (Civil Works)-24-4.1.4.a- | Supply and apply two coats of oxidized bituminous paint insulation to surfaces underground contact with soil such as footings, ground beam, columns pedestal and masonry work to 15 cm upper the GL, sample shall be approved before execution and all required works shall be as per manufacturer's instructions, recommendations and Specification. | Approved
Abo Shanab El Agamien _0195 | CLI.CON-000001 |  |  | Approved
Abo Shanab El Agamien _0195 | CLI.CON-000001 | 2 - Kariman sednaoui-Bill No.5 Store Building (Civil Works)-31-5.1.8-a | Supply and apply of acrylic paint for internal walls and ceiling including substrate preparation, applying three coats of paint as per required colors and all required accessories as shown on drawings, specified in the Contract documents, recommended by manufacturer and approved by the Engineer prior to installation. | Approved
Abo Shanab El Agamien _0195 | CLI.CON-000001 |  |  | Approved
Abo Shanab El Agamien _0195 | CLI.CON-000001 | 2 - 2- Iz. Kariman Sednaoui.2- Iz. Kariman Sednaoui-BILL NO. 1: SEWAGE NETWORK-5-1.2-b.4 | Ditto, depth to invert between 3.01 m and 3.50 m | Approved
Abo Shanab El Agamien _0195 | CLI.CON-000001 |  |  | Approved
Abo Shanab El Agamien _0195 | CLI.CON-000001 | 2 - Kariman sednaoui-Bill No. 3 Main Pumping Station (Civil works)-15-3.1.6.b- | Type W1, 4.8500 mm width x 1,500 mm height | Approved
Abo Shanab El Agamien _0195 | CLI.CON-000001 |  |  | Approved
Abo Shanab El Agamien _0195 | CLI.CON-000001 | 2 - Kariman sednaoui-Bill No.4 Guard Room (Civil Works)-23-4.1.1-b | Extra over for excavation in rock. | Approved
Abo Shanab El Agamien _0195 | CLI.CON-000001 |  |  | Approved
Abo Shanab El Agamien _0195 | CLI.CON-000001 | 2 - Kariman Sednaoui-Main Pump Station NO. 3-19-3.3.13- | Instrumentation and Control System Spare Parts as per specifications. | Approved
Abo Shanab El Agamien _0195 | CLI.CON-000001 |  |  | Approved
Abo Shanab El Agamien _0195 | CLI.CON-000001 | 2 - Kariman sednaoui-Bill No.9 Site and Civil Works -46--9.1.b | Furnish and install of Interlock tiles for walkways including preparation and compaction of bed, 150mm thick aggregate base course, sand for leveling and accessories. All required works of completion with the industry standards, as per specification, drawings and Engineer instructions. | Approved
Abo Shanab El Agamien _0195 | CLI.CON-000001 |  |  | Approved
Abo Shanab El Agamien _0195 | CLI.CON-000001 | 2 - Kariman Sednaoui-Main Pump Station NO. 3-18-3.3.1- | Medium voltage cables feeding the pumping station, this cable include the cables connection from the the Egyptian Electrical Authority (EEA) substation (outside puming station) up to the Ring Main Units (RMUs) inside pumping station. The contractor shall be responsible to coordinate with the EEA for identifying the cable route, size, laying, ..etc. | Approved
Abo Shanab El Agamien _0195 | CLI.CON-000001 |  |  | Approved
Abo Shanab El Agamien _0195 | CLI.CON-000001 | 2 - Kariman sednaoui-Bill No.4 Guard Room (Civil Works)-24-4.1.3-a.2 | 120 mm thick. | Approved
Abo Shanab El Agamien _0195 | CLI.CON-000001 |  |  | Approved
Abo Shanab El Agamien _0195 | CLI.CON-000001 | 2 - 2- Iz. Kariman Sednaoui.2- Iz. Kariman Sednaoui-Bill No.3.4 - Iz. Kariman Sednaoui Pump Station (Mechanical works)-20-3.4.4-c. | Tee, 250/150 mm. | Approved
Abo Shanab El Agamien _0195 | CLI.CON-000001 |  |  | Approved
Abo Shanab El Agamien _0195 | CLI.CON-000001 | 2 - Kariman sednaoui-Bill No. 3 Main Pumping Station (Civil works)-14-3.1.4.a- | Supply and apply two coats of oxidized bituminous paint insulation to reinforced concrete in contact with soil such as footings, ground beam, columns necks and masonry work to 15 cm upper the GL, sample shall be approved before execution and all required works shall be as per manufacturer's instructions, recommendations and Specification. | Approved
Abo Shanab El Agamien _0195 | CLI.CON-000001 |  |  | Approved
Abo Shanab El Agamien _0195 | CLI.CON-000001 | 2 - 2- Iz. Kariman Sednaoui.2- Iz. Kariman Sednaoui-BILL NO. 1: SEWAGE NETWORK-5-1.3-a | IC 60*60 cm | Approved
Abo Shanab El Agamien _0195 | CLI.CON-000001 |  |  | Approved
Abo Shanab El Agamien _0195 | CLI.CON-000001 | 2 - 2- Iz. Kariman Sednaoui.2- Iz. Kariman Sednaoui-Bill No.3.4 - Iz. Kariman Sednaoui Pump Station (Mechanical works)-20-3.4.2- | Supply only Submersible Pump in store16 L/s, 20 m head coupled with Electric Motor complete with submersible cable, all protection items?.etc) and all accessories required for a good working condition, as per Contract Documents. | Approved
Abo Shanab El Agamien _0195 | CLI.CON-000001 |  |  | Approved
Abo Shanab El Agamien _0195 | CLI.CON-000001 | 2 - Kariman sednaoui-Bill No. 3 Main Pumping Station (Civil works)-14-3.1.4.d- | Supply and installation of horizontal prefabricated moisture Insulation membrane to the wet areas with 4mm thick for floor and roof, including joints, fixtures, overlaps not less than 100 mm and item include all surface preparation steps, coating with 2 layers of primer bitumen coat, metal flashing, internal angle fillets, upstand to vertical surfaces and waterproofing to all openings and around pipes and water drains, Polystyrene sheet 1mm, protection Sand-cement mortar screed, 30 mm thick as per manufacturer's instructions, Contract Drawing, recommendations and Specification. | Approved
Abo Shanab El Agamien _0195 | CLI.CON-000001 |  |  | Approved
Abo Shanab El Agamien _0195 | CLI.CON-000001 | 2 - Kariman sednaoui-Bill No. 3 Main Pumping Station (Civil works)-16-3.1.7-c | Supply and lay marble / granite steps the riser 20 mm thick and the tread 40 mm thick including skirting & anti slip braking width 3 cm, as parallel lines as per drawings, specifications and approved sample. | Approved
Abo Shanab El Agamien _0195 | CLI.CON-000001 |  |  | Approved
Abo Shanab El Agamien _0195 | CLI.CON-000001 | 2 - Kariman sednaoui-Bill No.6Admin Room - Civil Works-35-6.1.3-a.1 | 250 mm thick. | Approved
Abo Shanab El Agamien _0195 | CLI.CON-000001 |  |  | Approved
Abo Shanab El Agamien _0195 | CLI.CON-000001 | 2 - 2- Iz. Kariman Sednaoui.2- Iz. Kariman Sednaoui-Bill No. 2 - Forcemain-10-2.3.5-e | 90� (150mm) | Approved
Abo Shanab El Agamien _0195 | CLI.CON-000001 |  |  | Approved
Abo Shanab El Agamien _0195 | CLI.CON-000001 | 2 - 2- Iz. Kariman Sednaoui.2- Iz. Kariman Sednaoui-BILL NO. 1: SEWAGE NETWORK-7-1.6-b | Concrete encasement 25cm (250mm) | Approved
Abo Shanab El Agamien _0195 | CLI.CON-000001 | 3 - Iz.Junaidi Wisa & Iz. Zaki-Bill No.4 Guard Room (Civil Works)-23-4.1.1.a- | Excavation from ground level to required depth and grades in all types of soil except the rock, including support system, floading with water, dewatering, compacting bottom of excavation using dynamic roller, transporting excavated materials to the approved off-Site disposal area as per drawings, specifications and geotechnical report. | Approved
Abo Shanab El Agamien _0195 | CLI.CON-000001 |  |  | Approved
Abo Shanab El Agamien _0195 | CLI.CON-000001 | 3 - 3- Iz.Junaidi Wisa & Iz. Zaki W.3- Iz.Junaidi Wisa & Iz. Zaki Wisa-Bill No. 2 - Forcemain-11-2.3.2-b | Tee 150/100 | Approved
Abo Shanab El Agamien _0195 | CLI.CON-000001 |  |  | Approved
Abo Shanab El Agamien _0195 | CLI.CON-000001 | 3 - 3- Iz.Junaidi Wisa & Iz. Zaki W.3- Iz.Junaidi Wisa & Iz. Zaki Wisa-BILL NO. 1: SEWAGE NETWORK-8-1.7-a | DN 250mm, DI pipe, K9 | Approved
Abo Shanab El Agamien _0195 | CLI.CON-000001 |  |  | Approved
Abo Shanab El Agamien _0195 | CLI.CON-000001 | 3 - Iz.Junaidi Wisa & Iz. Zaki-Bill No.9 Site and Civil Works -34--7.1.c | Supply and install pre-cast concrete kerbs, the price includes excavation, backfilling, mortar bed, lean concrete, concrete haunching, including ends, angles, provision of curb opening for drainage, and painting. All required works of completion with the industry standards, as per specification, drawings and Engineer instructions. | Approved
Abo Shanab El Agamien _0195 | CLI.CON-000001 |  |  | Approved
Abo Shanab El Agamien _0195 | CLI.CON-000001 | 3 - Iz.Junaidi Wisa & Iz. Zaki-Bill No.4 Guard Room (Civil Works)-25-4.1.6-a.1 | Type D1, size 800mmx2,200mm | Approved
Abo Shanab El Agamien _0195 | CLI.CON-000001 |  |  | Approved
Abo Shanab El Agamien _0195 | CLI.CON-000001 | 3 - Junaidi Wisa Iz. Zaki Wisa-PUMP STATION NO. 3-20-3.3.17- | Earthing system network complete with (Inspection pit, rods, bare copper conductor ...etc) and all accessories, as per Contract documents. | Approved
Abo Shanab El Agamien _0195 | CLI.CON-000001 |  |  | Approved
Abo Shanab El Agamien _0195 | CLI.CON-000001 | 3 - Iz.Junaidi Wisa & Iz. Zaki-Bill No.9 Site and Civil Works -36-7.3.1-a. | 25mm dia. | Approved
Abo Shanab El Agamien _0195 | CLI.CON-000001 |  |  | Approved
Abo Shanab El Agamien _0195 | CLI.CON-000001 | 3 - Iz.Junaidi Wisa & Iz. Zaki-Bill No.9 Site and Civil Works -36-7.3.2-b. | DN/ID 200 mm dia | Approved
Abo Shanab El Agamien _0195 | CLI.CON-000001 |  |  | Approved
Abo Shanab El Agamien _0195 | CLI.CON-000001 | 3 - Junaidi Wisa Iz. Zaki Wisa-PUMP STATION NO. 3-19-3.3.3- | Main Low-tension switchboard (0.38kV) complete with all component (C.B, contactors,Electrcal and mechanical interlock, measuring and protection devices ?etc), as per Single Line Diagram and Contract Documents (to be erected in pump building). | Approved
Abo Shanab El Agamien _0195 | CLI.CON-000001 |  |  | Approved
Abo Shanab El Agamien _0195 | CLI.CON-000001 | 3 - Junaidi Wisa Iz. Zaki Wisa-PUMP STATION NO. 3-20-3.3.15- | Prime Power Diesel Generator 45 KVA (at least) (Canopy Type - Portable Unit) complete with outgoing circuit breaker (MCCB) and fully equipped with all accessories as per Contract Documents and complete with all accessories required for erection and good working conditions. | Approved
Abo Shanab El Agamien _0195 | CLI.CON-000001 |  |  | Approved
Abo Shanab El Agamien _0195 | CLI.CON-000001 | 3 - 3- Iz.Junaidi Wisa & Iz. Zaki W.3- Iz.Junaidi Wisa & Iz. Zaki Wisa-Bill No.3.4 - Iz. Junaidi Wisa & Iz. Zaki Wisa Pump Station (Mechanical works)-21-3.4.2-g. | Flanged Reducer, dia 100/Pump outlet diameter | Approved
Abo Shanab El Agamien _0195 | CLI.CON-000001 |  |  | Approved
Abo Shanab El Agamien _0195 | CLI.CON-000001 | 3 - Junaidi Wisa Iz. Zaki Wisa-PUMP STATION NO. 3-19-3.3.8- | Supply, installation, calibration, connection and testing of Pressure Transmitter with a range of 0 to 10 bar including all necessary accessories required for installation and operation requirements. | Approved
Abo Shanab El Agamien _0195 | CLI.CON-000001 |  |  | Approved
Abo Shanab El Agamien _0195 | CLI.CON-000001 | 6 - Huwaydi Village-Bill No.9 Site and Civil Works -44--9.1.c | Supply and install pre-cast concrete kerbs, the price includes excavation, backfilling, mortar bed, lean concrete, concrete haunching, including ends, angles, provision of curb opening for drainage, and painting. All required works of completion with the industry standards, as per specification, drawings and Engineer instructions. | Approved
Abo Shanab El Agamien _0195 | CLI.CON-000001 |  |  | Approved
Abo Shanab El Agamien _0195 | CLI.CON-000001 | 6 - Huwaydi Village-Bill No. 3 Main Pumping Station (Civil works)-13-3.1.3.a- | 250 mm thick. | Approved
Abo Shanab El Agamien _0195 | CLI.CON-000001 |  |  | Approved
Abo Shanab El Agamien _0195 | CLI.CON-000001 | 6 - 6-Huwaydi Village.6-Huwaydi Village-BILL NO. 1: SEWAGE NETWORK-4-1.1.1-d.1 | Depth to invert between 3.51 m and 4.50 m | Approved
Abo Shanab El Agamien _0195 | CLI.CON-000001 |  |  | Approved
Abo Shanab El Agamien _0195 | CLI.CON-000001 | 6 - Huwaydi Village-Bill No.5 Store Building (Civil Works)-28-5.1.4.a- | Supply and apply two coats of oxidized bituminous paint insulation to reinforced concrete in contact with soil such as footings, ground beam, columns pedestal and masonry work to 15 cm upper the GL, sample shall be approved before execution and all required works shall be as per manufacturer's instructions, recommendations and Specification. | Approved
Abo Shanab El Agamien _0195 | CLI.CON-000001 |  |  | Approved
Abo Shanab El Agamien _0195 | CLI.CON-000001 | 6 - Huwaydi Village-Store Building NO. 5-30-5.2.2-b | Ditto As Above But For Maintained Electricity Duration. Provided With Emergency Unit For 3 Hours | Approved
Abo Shanab El Agamien _0195 | CLI.CON-000001 |  |  | Approved
Abo Shanab El Agamien _0195 | CLI.CON-000001 | 6 - 6-Huwaydi Village.6-Huwaydi Village-BILL NO. 1: SEWAGE NETWORK-7-1.6.3-c | Concrete encasement 25cm (400mm) | Approved
Abo Shanab El Agamien _0195 | CLI.CON-000001 |  |  | Approved
Abo Shanab El Agamien _0195 | CLI.CON-000001 | 6 - Huwaydi Village-Bill No. 3 Main Pumping Station (Civil works)-13-3.1.4-b | Supply and installation of PVC water stop 25 cm width including fixing, fittings, jointing and accessories. Complete as shown on Contract Drawings and all required works shall be as per manufacturer's instructions, recommendations and Specification. | Approved
Abo Shanab El Agamien _0195 | CLI.CON-000001 |  |  | Approved
Abo Shanab El Agamien _0195 | CLI.CON-000001 | 6 - Huwaydi Village-Bill No.4 Guard Room (Civil Works)-22-4.1.4.b- | Supply and installation of horizontal prefabricated moisture Insulation membrane to the wet areas with 4mm thick for floor and roof, including joints, fixtures, overlaps not less than 100 mm and item include all surface preparation steps, coating with 2 layers of primer bitumen coat, metal flashing, internal angle fillets, upstand to vertical surfaces and waterproofing to all openings and around pipes and water drains, Polystyrene sheet 1mm, protection Sand-cement mortar screed, 30 mm thick as per manufacturer's instructions, Contract Drawing, recommendations and Specification. | Approved
Abo Shanab El Agamien _0195 | CLI.CON-000001 |  |  | Approved
Abo Shanab El Agamien _0195 | CLI.CON-000001 | 6 - 6-Huwaydi Village.6-Huwaydi Village-Bill No.4: Guard room -24-4.2.3-a. | gully trap 30 x 30 | Approved
Abo Shanab El Agamien _0195 | CLI.CON-000001 |  |  | Approved
Abo Shanab El Agamien _0195 | CLI.CON-000001 | 6 - 6-Huwaydi Village.6-Huwaydi Village-BILL NO. 1: SEWAGE NETWORK-6-1.5.3-d | Pipe coupler | Approved
Abo Shanab El Agamien _0195 | CLI.CON-000001 |  |  | Approved
Abo Shanab El Agamien _0195 | CLI.CON-000001 |  |  | Approved
Abo Shanab El Agamien _0195 | CLI.CON-000001 | 6 - Huwaydi Village-Store Building NO. 5-30-5.2.3-0 | One Way, Three-gang Lighting Switch 10A. | Approved
Abo Shanab El Agamien _0195 | CLI.CON-000001 |  |  | Approved
Abo Shanab El Agamien _0195 | CLI.CON-000001 | 6 - Huwaydi Village-Bill No. 3 Main Pumping Station (Civil works)-15-3.1.7-a.1 | Abrasion, friction, acids and shock resistant ceramic | Approved
Abo Shanab El Agamien _0195 | CLI.CON-000001 |  |  | Approved
Abo Shanab El Agamien _0195 | CLI.CON-000001 | 6 - Huwaydi Village-Pumping Station NO. 3-18-3.3.14- | Low voltage cables (0.6/1kV) complete with (UPVC Conduits, lugs, ..etc) and all accessories, as per Contract Documents. | Approved
Abo Shanab El Agamien _0195 | CLI.CON-000001 |  |  | Approved
Abo Shanab El Agamien _0195 | CLI.CON-000001 | 6 - Huwaydi Village-Pumping Station NO. 3-17-3.3.3- | Main Low tension switchboard (0.38kV) complete with all component (C.B, contactors,Electrcal and mechanical interlock, measuring and protection devices ?etc), as per Single Line Diagram and Contract Documents (to be erected in pump building). | Approved
Abo Shanab El Agamien _0195 | CLI.CON-000001 |  |  | Approved
Abo Shanab El Agamien _0195 | CLI.CON-000001 | 6 - 6-Huwaydi Village.6-Huwaydi Village-BILL NO. 1: SEWAGE NETWORK-7-1.6.3-b | Concrete encasement 25cm (250mm) | Approved
Abo Shanab El Agamien _0195 | CLI.CON-000001 |  |  | Approved
Abo Shanab El Agamien _0195 | CLI.CON-000001 | 6 - 6-Huwaydi Village.6-Huwaydi Village-Bill No. 3.1 - Huwaydi Village Main Pumping Station (Mechanical works)-19-3.4.7-a. | Rotary crane 2 ton, complete with all accessories as specified by Contract Documents. | Approved
Abo Shanab El Agamien _0195 | CLI.CON-000001 |  |  | Approved
Abo Shanab El Agamien _0195 | CLI.CON-000001 | 6 - 6-Huwaydi Village.6-Huwaydi Village-Bill No. 2 - Forcemain-10-2.3.4-b | Dismantling joint 150mm | Approved
Abo Shanab El Agamien _0195 | CLI.CON-000001 |  |  | Approved
Abo Shanab El Agamien _0195 | CLI.CON-000001 | 6 - 6-Huwaydi Village.6-Huwaydi Village-BILL NO. 1: SEWAGE NETWORK-7-1.8-1.8 | Deep Dewatering according to soil investigation, specification and Engineer instruction. | Approved
Abo Shanab El Agamien _0195 | CLI.CON-000001 |  |  | Approved
Abo Shanab El Agamien _0195 | CLI.CON-000001 | 6 - Huwaydi Village-Bill No.5 Store Building (Civil Works)-27-5.1.3.a- | 250 mm thick. | Approved
Abo Shanab El Agamien _0195 | CLI.CON-000001 |  |  | Approved
Abo Shanab El Agamien _0195 | CLI.CON-000001 | 6 - Huwaydi Village-Bill No.6Admin Room - Civil Works-34-6.1.7.c- | Supply and lay marble / granite steps the riser 20 mm thick and the tread 40 mm thick including skirting & anti slip braking width 3 cm, as parallel lines as per drawings, specifications and approved sample. | Approved
Abo Shanab El Agamien _0195 | CLI.CON-000001 |  |  | Approved
Abo Shanab El Agamien _0195 | CLI.CON-000001 | 6 - Huwaydi Village-Bill No.4 Guard Room (Civil Works)-22-4.1.3-a.2 | 120 mm thick. | Approved
Abo Shanab El Agamien _0195 | CLI.CON-000001 |  |  | Approved
Abo Shanab El Agamien _0195 | CLI.CON-000001 | 6 - 6-Huwaydi Village.6-Huwaydi Village-Bill No.6.2: Admin Building-36-6.2.3-a. | gully trap 30 x 30 | Approved
Abo Shanab El Agamien _0195 | CLI.CON-000001 |  |  | Approved
Abo Shanab El Agamien _0195 | CLI.CON-000001 | 6 - 6-Huwaydi Village.6-Huwaydi Village-Bill No.4: Guard room -24-4.2.4-a | 75mm | Approved
Abo Shanab El Agamien _0195 | CLI.CON-000001 |  |  | Approved
Abo Shanab El Agamien _0195 | CLI.CON-000001 | 6 - Huwaydi Village-Bill No.6Admin Room - Civil Works-32-6.1.2-a.1 | Under foundations | Approved
Abo Shanab El Agamien _0195 | CLI.CON-000001 |  |  | Approved
Abo Shanab El Agamien _0195 | CLI.CON-000001 | 6 - 6-Huwaydi Village.6-Huwaydi Village-BILL NO. 1: SEWAGE NETWORK-4-1.1.1-c.2 | Depth to invert between 1.51 m and 2.50 m | Approved
Abo Shanab El Agamien _0195 | CLI.CON-000001 |  |  | Approved
Abo Shanab El Agamien _0195 | CLI.CON-000001 | 6 - 6-Huwaydi Village.6-Huwaydi Village-BILL NO. 1: SEWAGE NETWORK-5-1.2-b.2 | Ditto, depth to invert between 2.01 m and 2.50 m | Approved
Abo Shanab El Agamien _0195 | CLI.CON-000001 |  |  | Approved
Abo Shanab El Agamien _0195 | CLI.CON-000001 | 6 - 6-Huwaydi Village.6-Huwaydi Village-BILL NO. 1: SEWAGE NETWORK-5-1.2-b.4 | Ditto, depth to invert between 3.01 m and 3.50 m | Approved
Abo Shanab El Agamien _0195 | CLI.CON-000001 |  |  | Approved
Abo Shanab El Agamien _0195 | CLI.CON-000001 | 6 - Huwaydi Village-Bill No. 3 Main Pumping Station (Civil works)-13-3.1.3.b- | 250 mm thick. | Approved
Abo Shanab El Agamien _0195 | CLI.CON-000001 |  |  | Approved
Abo Shanab El Agamien _0195 | CLI.CON-000001 | 6 - Huwaydi Village-Bill No.5 Store Building (Civil Works)-27-5.1.2-c.1 | structure | Approved
Abo Shanab El Agamien _0195 | CLI.CON-000001 |  |  | Approved
Abo Shanab El Agamien _0195 | CLI.CON-000001 | 6 - 6-Huwaydi Village.6-Huwaydi Village-BILL NO. 1: SEWAGE NETWORK-4-1.1.1-b.3 | Ditto, depth to invert between 2.51 m and 3.50 m | Approved
Abo Shanab El Agamien _0195 | CLI.CON-000001 |  |  | Approved
Abo Shanab El Agamien _0195 | CLI.CON-000001 | 6 - Huwaydi Village-Pumping Station NO. 3-17-3.3.8- | Supply, installation, calibration, connection and testing of Pressure Transmitter with a range of 0 to 10 bar including all necessary accessories required for installation and operation requirements. | Approved
Abo Shanab El Agamien _0195 | CLI.CON-000001 |  |  | Approved
Abo Shanab El Agamien _0195 | CLI.CON-000001 | 6 - Huwaydi Village-Generator Shed NO. 7 -40-7.2.1-a | Supply, install, connect, test and commission of complete L.V. distribution boards (LP-GEN. SHED) the price include selectvity study, termination, Identifications, labling, glands, copper luggs as specified and as indicating drawings. System shall be lump sum complete in every respect with all necessary accessories and ancillary works. | Approved
Abo Shanab El Agamien _0195 | CLI.CON-000001 |  |  | Approved
Abo Shanab El Agamien _0195 | CLI.CON-000001 | 6 - Huwaydi Village- Admin Room NO. 6-37-6.3.2-c | Enclosed Polycarbonate, Wall Mounting Luminaire IP65 With 20 Watt LED Lamp. | Approved
Abo Shanab El Agamien _0195 | CLI.CON-000001 |  |  | Approved
Abo Shanab El Agamien _0195 | CLI.CON-000001 | 6 - Huwaydi Village-Bill No. 3 Main Pumping Station (Civil works)-12-3.1.1-c | Extra over for excavation in rock. | Approved
Abo Shanab El Agamien _0195 | CLI.CON-000001 |  |  | Approved
Abo Shanab El Agamien _0195 | CLI.CON-000001 | 6 - Huwaydi Village-Bill No.6Admin Room - Civil Works-32-6.1.1-b. | Extra over for excavation in rock. | Approved
Abo Shanab El Agamien _0195 | CLI.CON-000001 |  |  | Approved
Abo Shanab El Agamien _0195 | CLI.CON-000001 | 6 - 6-Huwaydi Village.6-Huwaydi Village-BILL NO. 1: SEWAGE NETWORK-4-1.1.1-b.1 | Depth to invert not exceeding 1.5 m | Approved
Abo Shanab El Agamien _0195 | CLI.CON-000001 |  |  | Approved
Abo Shanab El Agamien _0195 | CLI.CON-000001 | 6 - Huwaydi Village-Bill No. 3 Main Pumping Station (Civil works)-14-3.1.5-b | Supply and apply external cement plastering to facades with all metal accessories, base and finish coat, thickness 2cm striped with 2 cm groove render for facades. all required works of completion with the industry standards. As per Specification, Drawings and Engineer's instructions. | Approved
Abo Shanab El Agamien _0195 | CLI.CON-000001 |  |  | Approved
Abo Shanab El Agamien _0195 | CLI.CON-000001 | 6 - Huwaydi Village-Bill No.4 Guard Room (Civil Works)-23-4.1.7-a.2 | Ceramic floor, non-slip ceramic for toilet | Approved
Abo Shanab El Agamien _0195 | CLI.CON-000001 |  |  | Approved
Abo Shanab El Agamien _0195 | CLI.CON-000001 | 6 - 6-Huwaydi Village.6-Huwaydi Village-Bill No. 2 - Forcemain-9-2.2-c | Air Release valve chamber | Approved
Abo Shanab El Agamien _0195 | CLI.CON-000001 |  |  | Approved
Abo Shanab El Agamien _0195 | CLI.CON-000001 | 6 - 6-Huwaydi Village.6-Huwaydi Village-BILL NO. 1: SEWAGE NETWORK-7-1.1- | Wooden formwork left in their places after the construction and backfilling works completed as approved and instructed by the Engineer | Approved
Abo Shanab El Agamien _0195 | CLI.CON-000001 |  |  | Approved
Abo Shanab El Agamien _0195 | CLI.CON-000001 | 6 - Huwaydi Village-Guard Room NO. 4-25-4.3.2-d | Surface Mounted Luminaire (IP54) With 20W LED lamp. | Approved
Abo Shanab El Agamien _0195 | CLI.CON-000001 |  |  | Approved
Abo Shanab El Agamien _0195 | CLI.CON-000001 | 7 - Iz. Raslan & Iz. Mokhtar Eiss-Bill No. 3 Main Pumping Station (Civil works)-14-3.1.1-c | Supply, backfilling and compaction to the required grades with approved clean sand on layers not more than 25 cm thick. The layers are to be compacted by means of vibratory type equipment to obtain 95% of maximum dry density as per specifications. | Approved
Abo Shanab El Agamien _0195 | CLI.CON-000001 |  |  | Approved
Abo Shanab El Agamien _0195 | CLI.CON-000001 | 7 - Iz. Raslan & Iz. Mokhtar Eiss-Bill No. 3 Main Pumping Station (Civil works)-17-3.1.7-c | Supply and lay marble / granite steps the riser 20 mm thick and the tread 40 mm thick including skirting & anti slip braking width 3 cm, as parallel lines as per drawings, specifications and approved sample. | Approved
Abo Shanab El Agamien _0195 | CLI.CON-000001 |  |  | Approved
Abo Shanab El Agamien _0195 | CLI.CON-000001 | 7 - 7-Iz. Raslan & Iz. Mokhtar Eiss.7-Iz. Raslan & Iz. Mokhtar Eissa-Bill No. 3.1 - Iz. Raslan & Iz. Mokhtar Eissa Main Pumping Station (Mechanical works)-23-3.4.2-a. | D.C.I, K9, flanged pipes, dia. 100 mm. | Approved
Abo Shanab El Agamien _0195 | CLI.CON-000001 |  |  | Approved
Abo Shanab El Agamien _0195 | CLI.CON-000001 | 7 - Iz. Raslan & Iz. Mokhtar Eiss-Bill No.9 Site and Civil Works -39-7.2.7.b- | Supply and apply of 50 cm high dry mix for skirting including substrate preparation, scaffoldings, grooves, and all required accessories as shown on Contract Drawings, recommended by manufacturer and approved by the Engineer prior to installation. | Approved
Abo Shanab El Agamien _0195 | CLI.CON-000001 |  |  | Approved
Abo Shanab El Agamien _0195 | CLI.CON-000001 | 7 - Iz. Raslan & Iz. Mokhtar Eiss-Bill No.9 Site and Civil Works -38-7.2.4.a- | Supply and apply two coats of oxidized bituminous paint insulation to reinforced concrete in contact with soil such as footings, ground beam, columns pedestal and masonry work to 15 cm upper the GL, sample shall be approved before execution and all required works shall be as per manufacturer's instructions, recommendations and Specification. | Approved
Abo Shanab El Agamien _0195 | CLI.CON-000001 |  |  | Approved
Abo Shanab El Agamien _0195 | CLI.CON-000001 | 7 - Raslan & Mokhtar Eissa-Guard Room NO. 4-30-4.3.2-d | Surface Mounted Luminaire (IP54) With 20W LED lamp. | Approved
Abo Shanab El Agamien _0195 | CLI.CON-000001 |  |  | Approved
Abo Shanab El Agamien _0195 | CLI.CON-000001 | 7 - 7-Iz. Raslan & Iz. Mokhtar Eiss.7-Iz. Raslan & Iz. Mokhtar Eissa-BILL NO. 1: SEWAGE NETWORK-4-1.1.1-b.3 | Ditto, depth to invert between 2.51 m and 3.50 m | Approved
Abo Shanab El Agamien _0195 | CLI.CON-000001 |  |  | Approved
Abo Shanab El Agamien _0195 | CLI.CON-000001 | 7 - Raslan & Mokhtar Eissa-Pumping Station NO. 3-20-3.3.16- | Earthing system network complete with (Inspection pit, rods, bare copper conductor ...etc) and all accessories, as per Contract documents. | Approved
Abo Shanab El Agamien _0195 | CLI.CON-000001 |  |  | Approved
Abo Shanab El Agamien _0195 | CLI.CON-000001 | 7 - Iz. Raslan & Iz. Mokhtar Eiss-Bill No. 3 Main Pumping Station (Civil works)-16-3.1.6.a- | Type D1, size 1,500mmx2,500mm | Approved
Abo Shanab El Agamien _0195 | CLI.CON-000001 |  |  | Approved
Abo Shanab El Agamien _0195 | CLI.CON-000001 | 7 - 7-Iz. Raslan & Iz. Mokhtar Eiss.7-Iz. Raslan & Iz. Mokhtar Eissa-Bill No. 3.1 - Iz. Raslan & Iz. Mokhtar Eissa Main Pumping Station (Mechanical works)-23-3.4.2-f. | Flanged Wall piece, dia. 100 mm. | Approved
Abo Shanab El Agamien _0195 | CLI.CON-000001 |  |  | Approved
Abo Shanab El Agamien _0195 | CLI.CON-000001 | 7 - 7-Iz. Raslan & Iz. Mokhtar Eiss.7-Iz. Raslan & Iz. Mokhtar Eissa-Bill No.4: Guard room -29-4.2.1-b | Supply and install hand wash sink with soap dish and holder, with all its required accessories, water mixer, faucets, floor and siphon chrome 1.5 inch, include cold and hot water supply connections, sewage pipes with 2 corner stopcocks with approved sample. All required works of completion with the industry standards. | Approved
Abo Shanab El Agamien _0195 | CLI.CON-000001 |  |  | Approved
Abo Shanab El Agamien _0195 | CLI.CON-000001 |  |  | Approved
Abo Shanab El Agamien _0195 | CLI.CON-000001 | 1 - Sharaf Al Deen Village-Bill No.8 Site and Civil Works -46-8.2.6-b. | Type D2, 1,000 mm width x 2,500 mm height | Approved
Abo Shanab El Agamien _0195 | CLI.CON-000001 |  |  | Approved
Abo Shanab El Agamien _0195 | CLI.CON-000001 | 1 - Sharaf Al Deen-Main Pump Station NO. 3-24-3.3.4- | Supply, installation, programming, connecting, commissioning and testing of the control panel (2mm thickness) including the(Conformal coated) Programmable Logic Controller (PLC) consists of: Power supply Module CPU Module Digital Input Modules Digital Output Modules Analog Input Modules Analog Output Modules (If required) Complete with programming software, electrical protection devices, input and output isolation units, industrial switch, electrical feed, insulation transformer, lighting bulb, connection with main control system and all necessary accessories and devices. | Approved
Abo Shanab El Agamien _0195 | CLI.CON-000001 |  |  | Approved
Abo Shanab El Agamien _0195 | CLI.CON-000001 | 1 - Sharaf Al Deen Village-Bill No. 3 Main Pumping Station (Civil works)-20-3.1.4-b | Supply and installation of PVC water stop 25 cm width including fixing, fittings, jointing and accessories. Complete as shown on Contract Drawings and all required works shall be as per manufacturer's instructions, recommendations and Specification. | Approved
Abo Shanab El Agamien _0195 | CLI.CON-000001 |  |  | Approved
Abo Shanab El Agamien _0195 | CLI.CON-000001 | 1 - Sharaf Al Deen Village-Bill No. 3 Main Pumping Station (Civil works)-22-3.1.8.c- | Supply and apply of 60 cm high dry mix for skirting including substrate preparation, scaffoldings, grooves, and all required accessories as shown on Contract Drawings, recommended by manufacturer and approved by the Engineer prior to installation. | Approved
Abo Shanab El Agamien _0195 | CLI.CON-000001 |  |  | Approved
Abo Shanab El Agamien _0195 | CLI.CON-000001 | 1 - Sharaf Al Deen-Main Pump Station NO. 3-23-3.2.4-c | Industrial Three Phase Switched Socket 380v, 32A, 4-pin Type Complete With Earthing Contact And Plug, Totally Enclosed (IP54). | Approved
Abo Shanab El Agamien _0195 | CLI.CON-000001 |  |  | Approved
Abo Shanab El Agamien _0195 | CLI.CON-000001 | 1 - Sharaf Al Deen Village-Bill No.4 Guard Room (Civil Works)-30-4.1.6-b.2 | Type W2, 600 mm width x 600 mm height | Approved
Abo Shanab El Agamien _0195 | CLI.CON-000001 |  |  | Approved
Abo Shanab El Agamien _0195 | CLI.CON-000001 | 1 - Sharaf Al Deen Village-Bill No.8 Site and Civil Works -47-8.3.1-b. | 100mm dia. | Approved
Abo Shanab El Agamien _0195 | CLI.CON-000001 |  |  | Approved
Abo Shanab El Agamien _0195 | CLI.CON-000001 | 1 - Sharaf Al Deen-Store NO. 5-38-5.2.3- | One Way, Three-gang Lighting Switch 10A. | Approved
Abo Shanab El Agamien _0195 | CLI.CON-000001 |  |  | Approved
Abo Shanab El Agamien _0195 | CLI.CON-000001 | 1 - Sharaf Al Deen-Main Pump Station NO. 3-23-3.2.3-c | One Way, Two-gang Lighting Switch 10A. | Approved
Abo Shanab El Agamien _0195 | CLI.CON-000001 |  |  | Approved
Abo Shanab El Agamien _0195 | CLI.CON-000001 | 1 - Sharaf Al Deen Village-Bill No.4 Guard Room (Civil Works)-30-4.1.6-a.1 | Type D1, size 800mmx2,200mm | Approved
Abo Shanab El Agamien _0195 | CLI.CON-000001 |  |  | Approved
Abo Shanab El Agamien _0195 | CLI.CON-000001 | 1 - 1-Sharaf Al Deen Village.d | Pipe coupler | Approved
Abo Shanab El Agamien _0195 | CLI.CON-000001 |  |  | Approved
Abo Shanab El Agamien _0195 | CLI.CON-000001 | 1 - 1-Sharaf Al Deen Village.d.2 | Ditto, depth to invert between 3.51 m and 4.50 m | Approved
Abo Shanab El Agamien _0195 | CLI.CON-000001 |  |  | Approved
Abo Shanab El Agamien _0195 | CLI.CON-000001 | 1 - Sharaf Al Deen Village-Bill No.4 Guard Room (Civil Works)-29-4.1.3-a.2 | 120 mm thick. | Approved
Abo Shanab El Agamien _0195 | CLI.CON-000001 |  |  | Approved
Abo Shanab El Agamien _0195 | CLI.CON-000001 | 1 - Sharaf Al Deen-Main Pump Station NO. 3-25-41336- | Instrumentation and Control System Spare Parts as per specifications. | Approved
Abo Shanab El Agamien _0195 | CLI.CON-000001 |  |  | Approved
Abo Shanab El Agamien _0195 | CLI.CON-000001 | 1 - Sharaf Al Deen-Store NO. 5-38-5.2.5-b | Lighting outlets. | Approved
Abo Shanab El Agamien _0195 | CLI.CON-000001 |  |  | Approved
Abo Shanab El Agamien _0195 | CLI.CON-000001 | 1 - 1-Sharaf Al Deen Village.b | Tee 300/100 | Approved
Abo Shanab El Agamien _0195 | CLI.CON-000001 |  |  | Approved
Abo Shanab El Agamien _0195 | CLI.CON-000001 | 1 - 1-Sharaf Al Deen Village.b | Flange spigot with puddle flanged pieces 300mm | Approved
Abo Shanab El Agamien _0195 | CLI.CON-000001 |  |  | Approved
Abo Shanab El Agamien _0195 | CLI.CON-000001 | 1 - Sharaf Al Deen Village-Bill No. 3 Main Pumping Station (Civil works)-20-3.1.4.a- | Supply and apply two coats of oxidized bituminous paint insulation to reinforced concrete in contact with soil such as footings, ground beam, columns necks and masonry work to 15 cm upper the GL, sample shall be approved before execution and all required works shall be as per manufacturer's instructions, recommendations and Specification. | Approved
Abo Shanab El Agamien _0195 | CLI.CON-000001 |  |  | Approved
Abo Shanab El Agamien _0195 | CLI.CON-000001 | 1 - Sharaf Al Deen Village-Bill No. 3 Main Pumping Station (Civil works)-19-3.1.1-b | Submersible Excavation | Approved
Abo Shanab El Agamien _0195 | CLI.CON-000001 |  |  | Approved
Abo Shanab El Agamien _0195 | CLI.CON-000001 | 1 - Sharaf Al Deen Village-Bill No.4 Guard Room (Civil Works)-28-4.1.2-a.2 | For roof slopes, 30 mm to 140 mm thick | Approved
Abo Shanab El Agamien _0195 | CLI.CON-000001 |  |  | Approved
Abo Shanab El Agamien _0195 | CLI.CON-000001 | 1 - 1-Sharaf Al Deen Village | Supplying, installing, connecting and testing of ductile iron pipes with diameter 150 mm for wash-out chamber and inlet pipe (in the case of chamber Type-A) , the item includes all pipes, fittings, gaskets, flexible joint, bolts, nut, washers, non-shrink mortar and all required works for completion and performance of the work item in accordance with the Contract Drawings, Specifications, the Ministerial Decree No. (277 / 2000) and its annexes No. 14 /2002) and the Engineer's instructions. | Approved
Abo Shanab El Agamien _0195 | CLI.CON-000001 |  |  | Approved
Abo Shanab El Agamien _0195 | CLI.CON-000001 | 1 - 1-Sharaf Al Deen Village.a. | Water closet with flush tank floor mounted water closet with flush tank (European type) shall be provided with a toilet paper holder and all its required accessories and fittings with approved sample. All required works of completion with the industry standards. | Approved
Abo Shanab El Agamien _0195 | CLI.CON-000001 |  |  | Approved
Abo Shanab El Agamien _0195 | CLI.CON-000001 | 1 - 1-Sharaf Al Deen Village.a. | Ventilation system complete comprising of Fans with capacity of 1000 m3/hr., outlets, conduits, wires?.etc for pump building, complete with all accessories As per Contract Documents | Approved
Abo Shanab El Agamien _0195 | CLI.CON-000001 |  |  | Approved
Abo Shanab El Agamien _0195 | CLI.CON-000001 | 1 - Sharaf Al Deen Village-Bill No.5 Store Building (Civil Works)-36-5.1.6-a.1 | Type D1, Size 2,500mmx2,500mm | Approved
Abo Shanab El Agamien _0195 | CLI.CON-000001 |  |  | Approved
Abo Shanab El Agamien _0195 | CLI.CON-000001 | 1 - Sharaf Al Deen Village-Bill No.4 Guard Room (Civil Works)-29-4.1.5-b | Supply and apply external cement plastering to facades with all metal accessories, base and finish coat, thickness 2cm striped with 2 cm groove render for facades. all required works of completion with the industry standards. As per Specification, Drawings and Engineer's instructions. | Approved
Abo Shanab El Agamien _0195 | CLI.CON-000001 |  |  | Approved
Abo Shanab El Agamien _0195 | CLI.CON-000001 |  |  | Approved
Abo Shanab El Agamien _0195 | CLI.CON-000001 | 10 - "10 - ABOU .10 - ABOU NASSAR, AL ESSAWI & ABOU SAEDA-BILL NO. 1: SEWAGE NETWORK-5-1.2-a.1 | Depth to invert not exceeding 1.5 m | Approved
Abo Shanab El Agamien _0195 | CLI.CON-000001 |  |  | Approved
Abo Shanab El Agamien _0195 | CLI.CON-000001 | 10 - "10 - ABOU .10 - ABOU NASSAR, AL ESSAWI & ABOU SAEDA-BILL NO. 1: SEWAGE NETWORK-5-1.2-b.7 | Ditto, depth to invert between 4.51 m and 5.00 m | Approved
Abo Shanab El Agamien _0195 | CLI.CON-000001 |  |  | Approved
Abo Shanab El Agamien _0195 | CLI.CON-000001 | 10 - "10 - ABOU .10 - ABOU NASSAR, AL ESSAWI & ABOU SAEDA-BILL NO. 1: SEWAGE NETWORK-4-1.1.1-b.1 | Depth to invert not exceeding 1.5 m | Approved
Abo Shanab El Agamien _0195 | CLI.CON-000001 |  |  | Approved
Abo Shanab El Agamien _0195 | CLI.CON-000001 | 10 - "10 - ABOU .10 - ABOU NASSAR, AL ESSAWI & ABOU SAEDA-BILL NO. 1: SEWAGE NETWORK-7-1.8- | Deep Dewatering according to soil investigation, specification and Engineer instruction. | Approved
Abo Shanab El Agamien _0195 | CLI.CON-000001 |  |  | Approved
Abo Shanab El Agamien _0195 | CLI.CON-000001 | 10 - "10 - ABOU .10 - ABOU NASSAR, AL ESSAWI & ABOU SAEDA-BILL NO. 1: SEWAGE NETWORK-5-1.2-b.2 | Ditto, depth to invert between 2.01 m and 2.50 m | Approved
Abo Shanab El Agamien _0195 | CLI.CON-000001 |  |  | Approved
Abo Shanab El Agamien _0195 | CLI.CON-000001 | 10 - "10 - ABOU .10 - ABOU NASSAR, AL ESSAWI & ABOU SAEDA-BILL NO. 1: SEWAGE NETWORK-4-1.1.1-b.3 | Ditto, depth to invert between 2.51 m and 3.50 m | Approved
Abo Shanab El Agamien _0195 | CLI.CON-000001 |  |  | Approved
Abo Shanab El Agamien _0195 | CLI.CON-000001 | 10 - "10 - ABOU .10 - ABOU NASSAR, AL ESSAWI & ABOU SAEDA-BILL NO. 1: SEWAGE NETWORK-4-1.1.1-d.2 | Ditto, depth to invert between 2.51 m and 3.50 m | Approved
Abo Shanab El Agamien _0195 | CLI.CON-000001 |  |  | Approved
Abo Shanab El Agamien _0195 | CLI.CON-000001 | 10 - "10 - ABOU .10 - ABOU NASSAR, AL ESSAWI & ABOU SAEDA-BILL NO. 1: SEWAGE NETWORK-5-1.2-b.9 | Ditto, depth to invert between 5.51 m and 6.00 m | Approved
Abo Shanab El Agamien _0195 | CLI.CON-000001 |  |  | Approved
Abo Shanab El Agamien _0195 | CLI.CON-000001 | 10 - "10 - ABOU .10 - ABOU NASSAR, AL ESSAWI & ABOU SAEDA-BILL NO. 1: SEWAGE NETWORK-4-1.1.1-f.1 | Ditto, depth to invert between 3.51 m and 4.50 m | Approved
Abo Shanab El Agamien _0195 | CLI.CON-000001 |  |  | Approved
Abo Shanab El Agamien _0195 | CLI.CON-000001 | 10 - "10 - ABOU .10 - ABOU NASSAR, AL ESSAWI & ABOU SAEDA-BILL NO. 1: SEWAGE NETWORK-7-1.6-a | Concrete encasement 25cm (200mm) | Approved
Abo Shanab El Agamien _0195 | CLI.CON-000001 |  |  | Approved
Abo Shanab El Agamien _0195 | CLI.CON-000001 | 10 - "10 - ABOU .10 - ABOU NASSAR, AL ESSAWI & ABOU SAEDA-BILL NO. 1: SEWAGE NETWORK-4-1.1.1-b.5 | Ditto, depth to invert between 4.51 m and 5.50 m | Approved
Abo Shanab El Agamien _0195 | CLI.CON-000001 |  |  | Approved
Abo Shanab El Agamien _0195 | CLI.CON-000001 | 10 - "10 - ABOU .10 - ABOU NASSAR, AL ESSAWI & ABOU SAEDA-BILL NO. 1: SEWAGE NETWORK-4-1.1.1-c.3 | Ditto, depth to invert between 3.51 m and 4.50 m | Approved
Abo Shanab El Agamien _0195 | CLI.CON-000001 |  |  | Approved
Abo Shanab El Agamien _0195 | CLI.CON-000001 | 10 - "10 - ABOU .10 - ABOU NASSAR, AL ESSAWI & ABOU SAEDA-BILL NO. 1: SEWAGE NETWORK-6-1.5-1.5.1 | Connecting the sewer line to the existing manhole, opening the necessary shanks, supplying and installing all the requirements for connecting pipes on the duct, making temporary transfers and grouting around the pipes with cement mortar and weirs (if necessary), price includes insulation, painting ,all works necessary and restoring everything to its original, all works shall be completed according to Drawings, Technical Specifications, and Engineer instructions. | Approved
Abo Shanab El Agamien _0195 | CLI.CON-000001 |  |  | Approved
Abo Shanab El Agamien _0195 | CLI.CON-000001 | 10 - "10 - ABOU .10 - ABOU NASSAR, AL ESSAWI & ABOU SAEDA-BILL NO. 1: SEWAGE NETWORK-7-1.9- | Inspection and testing of the installed pipes by CCTV for the network pipes after trench installation, all in accordance with the technical specifications. | Approved
Abo Shanab El Agamien _0195 | CLI.CON-000001 |  |  | Approved
Abo Shanab El Agamien _0195 | CLI.CON-000001 | 2 - Kariman sednaoui-Bill No. 3 Main Pumping Station (Civil works)-13-3.1.2-b | Supplying and casting unreinforced concrete (Grade C30) for dicophyl by sulfate- resistant cement below underground water and up to the required level, and it includes the supply, installation and installation of galvanized iron injection pipes as required by Drawings and Specifications. | Approved
Abo Shanab El Agamien _0195 | CLI.CON-000001 |  |  | Approved
Abo Shanab El Agamien _0195 | CLI.CON-000001 | 2 - Kariman Sednaoui-Main Pump Station NO. 3-17-3.2.5-a | Wall Mounted Exhaust Fan Outlet. | Approved
Abo Shanab El Agamien _0195 | CLI.CON-000001 |  |  | Approved
Abo Shanab El Agamien _0195 | CLI.CON-000001 | 2 - 2- Iz. Kariman Sednaoui.2- Iz. Kariman Sednaoui-Bill No. 2 - Forcemain-11-2.9- | Wooden formwork are left in their places after the excavation, construction and backfilling works over them, as approved from the Engineer Bill No.3.4 - Iz. Kariman Sednaoui Pump Station (Mechanical works) | Approved
Abo Shanab El Agamien _0195 | CLI.CON-000001 |  |  | Approved
Abo Shanab El Agamien _0195 | CLI.CON-000001 | 2 - 2- Iz. Kariman Sednaoui.2- Iz. Kariman Sednaoui-BILL NO. 1: SEWAGE NETWORK-4-1.1.1-a.1 | Depth to invert not exceeding 1.5 m | Approved
Abo Shanab El Agamien _0195 | CLI.CON-000001 |  |  | Approved
Abo Shanab El Agamien _0195 | CLI.CON-000001 | 2 - 2- Iz. Kariman Sednaoui.2- Iz. Kariman Sednaoui-Bill No.3.4 - Iz. Kariman Sednaoui Pump Station (Mechanical works)-20-3.4.5-a. | D.C.I, Socket and spigot Wall piece, dia. 400 mm. | Approved
Abo Shanab El Agamien _0195 | CLI.CON-000001 |  |  | Approved
Abo Shanab El Agamien _0195 | CLI.CON-000001 | 2 - Kariman sednaoui-Bill No.9 Site and Civil Works -47-9.2.7.b- | Supply and apply of 50 cm high dry mix for skirting including substrate preparation, scaffoldings, grooves, and all required accessories as shown on Contract Drawings, recommended by manufacturer and approved by the Engineer prior to installation. | Approved
Abo Shanab El Agamien _0195 | CLI.CON-000001 |  |  | Approved
Abo Shanab El Agamien _0195 | CLI.CON-000001 | 2 - Kariman sednaoui-Bill No. 3 Main Pumping Station (Civil works)-16-3.1.7.b- | Supply and installation of abrasion, friction, acids and shock resistant ceramic tiles for wall, pattern as shown on drawings including cement mortar, setting bed, grouting, fixing, support and all required accessories. Complete as shown on drawings, specified in the Contract documents, recommended by manufacturer and approved by the Engineer prior to installation | Approved
Abo Shanab El Agamien _0195 | CLI.CON-000001 |  |  | Approved
Abo Shanab El Agamien _0195 | CLI.CON-000001 | 2 - Kariman sednaoui-Bill No.6Admin Room - Civil Works-35-6.1.4.a- | Supply and apply two coats of oxidized bituminous paint insulation to surfaces under ground contact with soil such as footings, ground beam, columns pedestal and masonry work to 15 cm upper the GL, sample shall be approved before execution and all required works shall be as per manufacturer's instructions, recommendations and Specification. | Approved
Abo Shanab El Agamien _0195 | CLI.CON-000001 |  |  | Approved
Abo Shanab El Agamien _0195 | CLI.CON-000001 | 2 - 2- Iz. Kariman Sednaoui.2- Iz. Kariman Sednaoui-Bill No. 2 - Forcemain-10-2.3.4-a | Dismantling joint 250mm | Approved
Abo Shanab El Agamien _0195 | CLI.CON-000001 |  |  | Approved
Abo Shanab El Agamien _0195 | CLI.CON-000001 | 2 - 2- Iz. Kariman Sednaoui.2- Iz. Kariman Sednaoui-BILL NO. 1: SEWAGE NETWORK-6-1.5.2-a | DN 400mm, DI pipe, K9 | Approved
Abo Shanab El Agamien _0195 | CLI.CON-000001 |  |  | Approved
Abo Shanab El Agamien _0195 | CLI.CON-000001 | 2 - 2- Iz. Kariman Sednaoui.2- Iz. Kariman Sednaoui-Bill No. 2 - Forcemain-10-2.3.3-c | Flange socket with puddle flanged pieces 300mm | Approved
Abo Shanab El Agamien _0195 | CLI.CON-000001 |  |  | Approved
Abo Shanab El Agamien _0195 | CLI.CON-000001 | 2 - Kariman Sednaoui-Main Pump Station NO. 3-19-3.3.16- | Layout external lighting complete with (Solar lighting poles (solar panels, battery, LED light, charger), boundary wall lighting, wires, UPVC and PVC Conduits,?..etc) and all accessories as per Contract documents. | Approved
Abo Shanab El Agamien _0195 | CLI.CON-000001 |  |  | Approved
Abo Shanab El Agamien _0195 | CLI.CON-000001 | 2 - 2- Iz. Kariman Sednaoui.2- Iz. Kariman Sednaoui-Bill No.4: Guard room -26-4.2.5-a. | 75mm dia Bill No.6.2: Admin Building | Approved
Abo Shanab El Agamien _0195 | CLI.CON-000001 |  |  | Approved
Abo Shanab El Agamien _0195 | CLI.CON-000001 | 2 - 2- Iz. Kariman Sednaoui.2- Iz. Kariman Sednaoui-BILL NO. 1: SEWAGE NETWORK-5-1.2-b.3 | Ditto, depth to invert between 2.51 m and 3.00 m | Approved
Abo Shanab El Agamien _0195 | CLI.CON-000001 |  |  | Approved
Abo Shanab El Agamien _0195 | CLI.CON-000001 | 2 - Kariman sednaoui-Bill No.4 Guard Room (Civil Works)-25-4.1.7-a.3 | cement tiling, for roof | Approved
Abo Shanab El Agamien _0195 | CLI.CON-000001 |  |  | Approved
Abo Shanab El Agamien _0195 | CLI.CON-000001 | 2 - 2- Iz. Kariman Sednaoui.2- Iz. Kariman Sednaoui-Bill No.3.4 - Iz. Kariman Sednaoui Pump Station (Mechanical works)-20-3.4.6-a. | Supply, Test, Delivery, Erection of Hammering control systems, complete with compressors and all accessories as per Contract documents, the Contractor is responsible for the anti-hammer system .protection system comprises of the following components:- - Surge vessel 2.2 m3 ( d: 1.2 m - 2 m height ) | Approved
Abo Shanab El Agamien _0195 | CLI.CON-000001 |  |  | Approved
Abo Shanab El Agamien _0195 | CLI.CON-000001 | 2 - Kariman sednaoui-Bill No.6Admin Room - Civil Works-37-6.1.8.b- | Supply and apply of Dry mix paint for facades including substrate preparation, scaffoldings, grooves, applying three coats of paint as per required colors and all required accessories as shown on the Contract Drawings, recommended by manufacturer and approved by the Engineer prior to installation. | Approved
Abo Shanab El Agamien _0195 | CLI.CON-000001 |  |  | Approved
Abo Shanab El Agamien _0195 | CLI.CON-000001 | 2 - Kariman sednaoui-Bill No.9 Site and Civil Works -47-9.2.6-b. | Type D2, 1,000 mm width x 2,500 mm height | Approved
Abo Shanab El Agamien _0195 | CLI.CON-000001 |  |  | Approved
Abo Shanab El Agamien _0195 | CLI.CON-000001 | 2 - Kariman sednaoui-Bill No.5 Store Building (Civil Works)-30-5.1.4.b- | Supply and installation of horizontal prefabricated moisture Insulation membrane to the wet areas with 4mm thick for floor and roof, including joints, fixtures, overlaps not less than 100 mm and item include all surface preparation steps, coating with 2 layers of primer bitumen coat, metal flashing, internal angle fillets, upstand to vertical surfaces and waterproofing to all openings and around pipes and water drains, Polystyrene sheet 1mm, protection Sand-cement mortar screed, 30 mm thick as per manufacturer's instructions, Contract Drawing, recommendations and Specification. | Approved
Abo Shanab El Agamien _0195 | CLI.CON-000001 |  |  | Approved
Abo Shanab El Agamien _0195 | CLI.CON-000001 | 2 - Kariman Sednaoui-Main Pump Station NO. 3-18-3.3.7- | Supply, installation, calibration, connection and testing of level float switch with acable length 15 meter including all necessary accessories required for installation and operation requirements. | Approved
Abo Shanab El Agamien _0195 | CLI.CON-000001 |  |  | Approved
Abo Shanab El Agamien _0195 | CLI.CON-000001 | 2 - Kariman sednaoui-Bill No. 3 Main Pumping Station (Civil works)-16-3.1.8.c- | Supply and apply of 60 cm high dry mix for skirting including substrate preparation, scaffoldings, grooves, and all required accessories as shown on Contract Drawings, recommended by manufacturer and approved by the Engineer prior to installation. | Approved
Abo Shanab El Agamien _0195 | CLI.CON-000001 |  |  | Approved
Abo Shanab El Agamien _0195 | CLI.CON-000001 |  |  | Approved
Abo Shanab El Agamien _0195 | CLI.CON-000001 | 2 - Kariman Sednaoui-Guard room NO. 4-27-4.3.2-a | Surface mounted luminaire with 1x60 watt led lamps, With (IP20) | Approved
Abo Shanab El Agamien _0195 | CLI.CON-000001 |  |  | Approved
Abo Shanab El Agamien _0195 | CLI.CON-000001 | 2 - Kariman sednaoui-Bill No.4 Guard Room (Civil Works)-25-4.1.7-c | Supply and lay marble / granite steps the riser 20 mm thick and the tread 40 mm thick including skirting & anti slip braking width 3 cm, as parallel lines as per drawings, specifications and approved sample. | Approved
Abo Shanab El Agamien _0195 | CLI.CON-000001 |  |  | Approved
Abo Shanab El Agamien _0195 | CLI.CON-000001 | 2 - Kariman sednaoui-Bill No.9 Site and Civil Works -46-9.2.1.a- | Excavation from ground level to required depth and grades in all types of soil except the rock, including support system, floading with water, dewatering, compacting bottom of excavation using dynamic roller, transporting excavated materials to the approved off-Site disposal area as per drawings, specifications and geotechnical report. | Approved
Abo Shanab El Agamien _0195 | CLI.CON-000001 |  |  | Approved
Abo Shanab El Agamien _0195 | CLI.CON-000001 | 2 - Kariman sednaoui-Bill No.5 Store Building (Civil Works)-29-5.1.1-b. | Extra over for excavation in rock. | Approved
Abo Shanab El Agamien _0195 | CLI.CON-000001 |  |  | Approved
Abo Shanab El Agamien _0195 | CLI.CON-000001 | 2 - Kariman sednaoui-Bill No.9 Site and Civil Works -48-9.3.1-b. | 100mm dia. | Approved
Abo Shanab El Agamien _0195 | CLI.CON-000001 |  |  | Approved
Abo Shanab El Agamien _0195 | CLI.CON-000001 | 2 - Kariman sednaoui-Bill No.6Admin Room - Civil Works-36-6.1.6-a.2 | Type D2, size 700mmx2,200mm | Approved
Abo Shanab El Agamien _0195 | CLI.CON-000001 |  |  | Approved
Abo Shanab El Agamien _0195 | CLI.CON-000001 | 2 - Kariman Sednaoui-Main Pump Station NO. 3-17-3.2.2-d | Ditto As Above But For Maintained Electricity Duration. Provided with Emergency Unit For 3 Hours | Approved
Abo Shanab El Agamien _0195 | CLI.CON-000001 |  |  | Approved
Abo Shanab El Agamien _0195 | CLI.CON-000001 | 2 - 2- Iz. Kariman Sednaoui.2- Iz. Kariman Sednaoui-BILL NO. 1: SEWAGE NETWORK-5-1.3-b | IC 60*90 cm | Approved
Abo Shanab El Agamien _0195 | CLI.CON-000001 |  |  | Approved
Abo Shanab El Agamien _0195 | CLI.CON-000001 | 2 - 2- Iz. Kariman Sednaoui.2- Iz. Kariman Sednaoui-Bill No. 2 - Forcemain-9-2.2-h | Double Slowdown chamber (300&200 mm) | Approved
Abo Shanab El Agamien _0195 | CLI.CON-000001 |  |  | Approved
Abo Shanab El Agamien _0195 | CLI.CON-000001 | 2 - 2- Iz. Kariman Sednaoui.2- Iz. Kariman Sednaoui-Bill No. 2 - Forcemain-10-2.3.3-b | Flange spigot with puddle flanged pieces 250mm | Approved
Abo Shanab El Agamien _0195 | CLI.CON-000001 |  |  | Approved
Abo Shanab El Agamien _0195 | CLI.CON-000001 | 2 - Kariman sednaoui-Bill No.4 Guard Room (Civil Works)-25-4.1.6-a.2 | Type D2, size 700mmx2,200mm | Approved
Abo Shanab El Agamien _0195 | CLI.CON-000001 |  |  | Approved
Abo Shanab El Agamien _0195 | CLI.CON-000001 | 2 - 2- Iz. Kariman Sednaoui.2- Iz. Kariman Sednaoui-BILL NO. 1: SEWAGE NETWORK-6-1.5.1-a | Inlet chamber on 400mm diameter sewage pipe line | Approved
Abo Shanab El Agamien _0195 | CLI.CON-000001 |  |  | Approved
Abo Shanab El Agamien _0195 | CLI.CON-000001 | 2 - Kariman sednaoui-Bill No.4 Guard Room (Civil Works)-23-4.1.2-c.2 | RC protection layer | Approved
Abo Shanab El Agamien _0195 | CLI.CON-000001 |  |  | Approved
Abo Shanab El Agamien _0195 | CLI.CON-000001 | 2 - Kariman sednaoui-Bill No.9 Site and Civil Works -49-9.3.5- | Supply, install and test Fire hydrant including cast iron hydrant, stop valve, etc.all accordance with specification and drawings: | Approved
Abo Shanab El Agamien _0195 | CLI.CON-000001 |  |  | Approved
Abo Shanab El Agamien _0195 | CLI.CON-000001 | 2 - Kariman Sednaoui-Main Pump Station NO. 3-17-3.2.2-c | Surface mounted luminaire with 1x60 watt led lamps, With (IP20) | Approved
Abo Shanab El Agamien _0195 | CLI.CON-000001 |  |  | Approved
Abo Shanab El Agamien _0195 | CLI.CON-000001 | 3 - Junaidi Wisa Iz. Zaki Wisa-PUMP STATION NO. 3-18-3.2.5-b | Lighting outlets. Supply, Test, Delivery, Erection, Commissioning and putting into Operation of the following items (including all accessories) as per Contract Documents: | Approved
Abo Shanab El Agamien _0195 | CLI.CON-000001 |  |  | Approved
Abo Shanab El Agamien _0195 | CLI.CON-000001 | 3 - Junaidi Wisa Iz. Zaki Wisa-Guard Room NO. 4-28-4.3.4-a | Single Phase Switched Socket 220v, 16A, 2-pin Type Complete With Earthing Contact. | Approved
Abo Shanab El Agamien _0195 | CLI.CON-000001 |  |  | Approved
Abo Shanab El Agamien _0195 | CLI.CON-000001 | 3 - Iz.Junaidi Wisa & Iz. Zaki-Bill No.9 Site and Civil Works -35-7.2.6-b. | Type D2, 1,000 mm width x 2,500 mm height | Approved
Abo Shanab El Agamien _0195 | CLI.CON-000001 |  |  | Approved
Abo Shanab El Agamien _0195 | CLI.CON-000001 | 3 - 3- Iz.Junaidi Wisa & Iz. Zaki W.3- Iz.Junaidi Wisa & Iz. Zaki Wisa-Bill No.3.4 - Iz. Junaidi Wisa & Iz. Zaki Wisa Pump Station (Mechanical works)-21-3.4.2-e. | Flanged Elbow 90o, dia. 100 mm. | Approved
Abo Shanab El Agamien _0195 | CLI.CON-000001 |  |  | Approved
Abo Shanab El Agamien _0195 | CLI.CON-000001 | 3 - 3- Iz.Junaidi Wisa & Iz. Zaki W.3- Iz.Junaidi Wisa & Iz. Zaki Wisa-BILL NO. 1: SEWAGE NETWORK-4-1.1.1-b.3 | Ditto, depth to invert between 2.51 m and 3.50 m | Approved
Abo Shanab El Agamien _0195 | CLI.CON-000001 |  |  | Approved
Abo Shanab El Agamien _0195 | CLI.CON-000001 | 3 - 3- Iz.Junaidi Wisa & Iz. Zaki W.3- Iz.Junaidi Wisa & Iz. Zaki Wisa-BILL NO. 1: SEWAGE NETWORK-8-1.8-a | Concrete encasement 25cm (200mm) | Approved
Abo Shanab El Agamien _0195 | CLI.CON-000001 |  |  | Approved
Abo Shanab El Agamien _0195 | CLI.CON-000001 | 3 - Iz.Junaidi Wisa & Iz. Zaki-Bill No.4 Guard Room (Civil Works)-24-4.1.4.c- | Supply and installation of 50 mm extruded polystyrene boards for roof heat insulation with minimum density 35 kg/cm�; the work include Polystyrene sheet 1mm layer. Sample shall be approved before execution and all required works shall be as per manufacturer's instructions, recommendations and Specification. | Approved
Abo Shanab El Agamien _0195 | CLI.CON-000001 |  |  | Approved
Abo Shanab El Agamien _0195 | CLI.CON-000001 | 3 - 3- Iz.Junaidi Wisa & Iz. Zaki W.3- Iz.Junaidi Wisa & Iz. Zaki Wisa-Bill No.3.4 - Iz. Junaidi Wisa & Iz. Zaki Wisa Pump Station (Mechanical works)-21-3.4.3-g. | Vacuum Breaker, Size 50\5 mm | Approved
Abo Shanab El Agamien _0195 | CLI.CON-000001 |  |  | Approved
Abo Shanab El Agamien _0195 | CLI.CON-000001 | 3 - Junaidi Wisa Iz. Zaki Wisa-PUMP STATION NO. 3-18-3.2.5-a | Wall Mounted Exhaust Fan Outlet. | Approved
Abo Shanab El Agamien _0195 | CLI.CON-000001 |  |  | Approved
Abo Shanab El Agamien _0195 | CLI.CON-000001 | 3 - Junaidi Wisa Iz. Zaki Wisa-PUMP STATION NO. 3-19-3.3.1- | Medium voltage cable feeding the pumping station, this cable includes the cable connection from the Egyptian Electrical Authority (EEA) substation (outside puming station) up to the outdoor medium voltage load break switch (LBS) inside pumping station. The contractor shall be responsible to coordinate with the EEA for identifying the cable route, size, laying, ..etc. | Approved
Abo Shanab El Agamien _0195 | CLI.CON-000001 |  |  | Approved
Abo Shanab El Agamien _0195 | CLI.CON-000001 | 3 - Iz.Junaidi Wisa & Iz. Zaki-Bill No. 3 Main Pumping Station (Civil works)-14-3.1.2.d- | Supply and casting of in-place reinforced concrete (Grade C30) with Sulfate-resistant cement, including: formwork, scaffolding, expansion and construction joints, Steel bar reinforcement, joint filler and sealant, accessories, transporting, mixing, casting, finishing, compaction by vibratory, curing and testing as required by the specifications. | Approved
Abo Shanab El Agamien _0195 | CLI.CON-000001 |  |  | Approved
Abo Shanab El Agamien _0195 | CLI.CON-000001 | 3 - Iz.Junaidi Wisa & Iz. Zaki-Bill No.9 Site and Civil Works -36-7.3.3-a. | Inspection Chamber 600 x 600 with cover and frame | Approved
Abo Shanab El Agamien _0195 | CLI.CON-000001 |  |  | Approved
Abo Shanab El Agamien _0195 | CLI.CON-000001 | 6 - Huwaydi Village-Bill No.5 Store Building (Civil Works)-27-5.1.2-a.1 | Under foundations | Approved
Abo Shanab El Agamien _0195 | CLI.CON-000001 |  |  | Approved
Abo Shanab El Agamien _0195 | CLI.CON-000001 | 6 - Huwaydi Village-Bill No.6Admin Room - Civil Works-32-6.1.2-b.2 | For grade slabs, 100 mm thick | Approved
Abo Shanab El Agamien _0195 | CLI.CON-000001 |  |  | Approved
Abo Shanab El Agamien _0195 | CLI.CON-000001 | 6 - Huwaydi Village-Bill No.9 Site and Civil Works -45-9.2.4.a- | Supply and apply two coats of oxidized bituminous paint insulation to reinforced concrete in contact with soil such as footings, ground beam, columns pedestal and masonry work to 15 cm upper the GL, sample shall be approved before execution and all required works shall be as per manufacturer's instructions, recommendations and Specification. | Approved
Abo Shanab El Agamien _0195 | CLI.CON-000001 |  |  | Approved
Abo Shanab El Agamien _0195 | CLI.CON-000001 | 6 - Huwaydi Village-Pumping Station NO. 3-16-3.2.2-d | Ditto As Above But For Maintained Electricity Duration. Provided With Emergency Unit For 3 Hours | Approved
Abo Shanab El Agamien _0195 | CLI.CON-000001 |  |  | Approved
Abo Shanab El Agamien _0195 | CLI.CON-000001 | 6 - 6-Huwaydi Village.6-Huwaydi Village-Bill No. 3.1 - Huwaydi Village Main Pumping Station (Mechanical works)-19-3.4.4-b. | Dismantling joint, dia. 250 mm. | Approved
Abo Shanab El Agamien _0195 | CLI.CON-000001 |  |  | Approved
Abo Shanab El Agamien _0195 | CLI.CON-000001 | 6 - Huwaydi Village-Bill No.4 Guard Room (Civil Works)-23-4.1.7-a.3 | cement tiling, for roof | Approved
Abo Shanab El Agamien _0195 | CLI.CON-000001 |  |  | Approved
Abo Shanab El Agamien _0195 | CLI.CON-000001 | 6 - 6-Huwaydi Village.6-Huwaydi Village-BILL NO. 1: SEWAGE NETWORK-6-1.4-b | HC 60*90 cm | Approved
Abo Shanab El Agamien _0195 | CLI.CON-000001 |  |  | Approved
Abo Shanab El Agamien _0195 | CLI.CON-000001 | 6 - 6-Huwaydi Village.6-Huwaydi Village-Bill No. 3.1 - Huwaydi Village Main Pumping Station (Mechanical works)-19-3.4.4-d. | Flanged Wall piece, dia. 250 mm. | Approved
Abo Shanab El Agamien _0195 | CLI.CON-000001 |  |  | Approved
Abo Shanab El Agamien _0195 | CLI.CON-000001 | 6 - Huwaydi Village-Bill No.6Admin Room - Civil Works-32-6.1.2-a.2 | For roof slopes, 30 mm to 140 mm thick | Approved
Abo Shanab El Agamien _0195 | CLI.CON-000001 |  |  | Approved
Abo Shanab El Agamien _0195 | CLI.CON-000001 | 6 - 6-Huwaydi Village.6-Huwaydi Village-Bill No. 2 - Forcemain-10-2.3.6- | Supplying, installing, connecting and testing of ductile iron pipes with diameter 150 mm for wash-out chamber and inlet pipe (in the case of chamber Type-A) , the item includes all pipes, fittings, gaskets, flexible joint, bolts, nut, washers, non-shrink mortar and all required works for completion and performance of the work item in accordance with the Contract Drawings, Specifications, the Ministerial Decree No. (277 / 2000) and its annexes No. 14 /2002) and the Engineer's instructions. | Approved
Abo Shanab El Agamien _0195 | CLI.CON-000001 |  |  | Approved
Abo Shanab El Agamien _0195 | CLI.CON-000001 | 6 - 6-Huwaydi Village.6-Huwaydi Village-Bill No.6.2: Admin Building-36-6.2.1-a. | Water closet with flush tank floor mounted water closet with flush tank (European type) shall be provided with a toilet paper holder and all its required accessories and fittings with approved sample. All required works of completion with the industry standards. | Approved
Abo Shanab El Agamien _0195 | CLI.CON-000001 |  |  | Approved
Abo Shanab El Agamien _0195 | CLI.CON-000001 | 6 - 6-Huwaydi Village.6-Huwaydi Village-Bill No. 3.1 - Huwaydi Village Main Pumping Station (Mechanical works)-19-3.4.3-d. | Dismantling joint, dia. 150 mm. | Approved
Abo Shanab El Agamien _0195 | CLI.CON-000001 |  |  | Approved
Abo Shanab El Agamien _0195 | CLI.CON-000001 | 6 - Huwaydi Village-Bill No.5 Store Building (Civil Works)-29-5.1.7-a.1 | Abrasion, friction and shock resistant ceramic | Approved
Abo Shanab El Agamien _0195 | CLI.CON-000001 |  |  | Approved
Abo Shanab El Agamien _0195 | CLI.CON-000001 | 9 - Seror-Pumping Station NO. 3-21-3.3.6- | Supply, installation, calibration, connection and testing of Non-contact Radar level transmitter with range from 0 to 20 meters and beem angle not more than 5 degree (consists of separate sensor and transmitter with digital indicator) including all necessary accessories required for installation and operation requirements. | Approved
Abo Shanab El Agamien _0195 | CLI.CON-000001 |  |  | Approved
Abo Shanab El Agamien _0195 | CLI.CON-000001 | 9 - Iz. Seror-Bill No.4 Guard Room (Civil Works)-25-4.1.2-b.1 | for foundation | Approved
Abo Shanab El Agamien _0195 | CLI.CON-000001 |  |  | Approved
Abo Shanab El Agamien _0195 | CLI.CON-000001 | 9 - Seror-Guard Room NO. 4-29-4.3.3-a | One Way, Two-gang Lighting Switch 10A. | Approved
Abo Shanab El Agamien _0195 | CLI.CON-000001 |  |  | Approved
Abo Shanab El Agamien _0195 | CLI.CON-000001 | 9 - Iz. Seror-Bill No.4 Guard Room (Civil Works)-25-4.1.2-a.2 | For roof slopes, 30 mm to 140 mm thick | Approved
Abo Shanab El Agamien _0195 | CLI.CON-000001 |  |  | Approved
Abo Shanab El Agamien _0195 | CLI.CON-000001 | 9 - Iz. Seror-Bill No.6Admin Room - Civil Works-38-6.1.3-a.2 | 120 mm thick. | Approved
Abo Shanab El Agamien _0195 | CLI.CON-000001 |  |  | Approved
Abo Shanab El Agamien _0195 | CLI.CON-000001 | 9 - Iz. Seror-Bill No.4 Guard Room (Civil Works)-27-4.1.8.b- | Supply and apply of Dry mix paint for facades including substrate preparation, scaffoldings, grooves, applying three coats of paint as per required colors and all required accessories as shown on the Contract Drawings, recommended by manufacturer and approved by the Engineer prior to installation. | Approved
Abo Shanab El Agamien _0195 | CLI.CON-000001 |  |  | Approved
Abo Shanab El Agamien _0195 | CLI.CON-000001 | 9 - Iz. Seror-Bill No.4 Guard Room (Civil Works)-26-4.1.4.a- | Supply and apply two coats of oxidized bituminous paint insulation to surfaces underground contact with soil such as footings, ground beam, columns pedestal and masonry work to 15 cm upper the GL, sample shall be approved before execution and all required works shall be as per manufacturer's instructions, recommendations and Specification. | Approved
Abo Shanab El Agamien _0195 | CLI.CON-000001 |  |  | Approved
Abo Shanab El Agamien _0195 | CLI.CON-000001 | 9 - Iz. Seror-Bill No.9 Site and Civil Works -50-9.2.2.c- | Supply and casting of in-place reinforced concrete Grade C25 in super structure for column and capping, including: formwork, scaffolding, expansion and construction joints, Steel bar reinforcement, joint filler and sealant, accessories, transporting, mixing, casting, finishing, compaction by vibratory, spraying, curing,and testing as required by the specifications. | Approved
Abo Shanab El Agamien _0195 | CLI.CON-000001 |  |  | Approved
Abo Shanab El Agamien _0195 | CLI.CON-000001 | 9 - Iz. Seror-Bill No. 3 Main Pumping Station (Civil works)-16-3.1.1-d | Supply, backfilling and compaction to the required grades with approved clean sand on layers not more than 25 cm thick. The layers are to be compacted by means of vibratory type equipment to obtain 95% of maximum dry density as per specifications. | Approved
Abo Shanab El Agamien _0195 | CLI.CON-000001 |  |  | Approved
Abo Shanab El Agamien _0195 | CLI.CON-000001 | 9 - 9-Iz. Seror.9-Iz. Seror-BILL NO. 1: SEWAGE NETWORK-6-1.5.1-a | Inlet chamber on 250mm diameter sewage pipe line | Approved
Abo Shanab El Agamien _0195 | CLI.CON-000001 |  |  | Approved
Abo Shanab El Agamien _0195 | CLI.CON-000001 | 9 - 9-Iz. Seror.9-Iz. Seror-Bill No. 3.1 - Iz. Seror Main Pumping Station (Mechanical works)-23-3.4.2-a. | D.C.I, K9, flanged pipes, dia. 100 mm. | Approved
Abo Shanab El Agamien _0195 | CLI.CON-000001 |  |  | Approved
Abo Shanab El Agamien _0195 | CLI.CON-000001 | 9 - 9-Iz. Seror.9-Iz. Seror-Bill No. 3.1 - Iz. Seror Main Pumping Station (Mechanical works)-23-3.4.2-g. | Flanged Reducer, dia 100/Pump outlet diameter | Approved
Abo Shanab El Agamien _0195 | CLI.CON-000001 | 9 - 9-Iz. Seror.9-Iz. Seror-Bill No. 2 - Forcemain-10-2.2-b | Washout valve chamber type (A) | Approved
Abo Shanab El Agamien _0195 | CLI.CON-000001 |  |  | Approved
Abo Shanab El Agamien _0195 | CLI.CON-000001 | 9 - 9-Iz. Seror.9-Iz. Seror-Bill No. 2 - Forcemain-11-2.3.5-a | 45� (150mm) | Approved
Abo Shanab El Agamien _0195 | CLI.CON-000001 |  |  | Approved
Abo Shanab El Agamien _0195 | CLI.CON-000001 | 9 - Iz. Seror-Bill No.6Admin Room - Civil Works-40-6.1.8.c- | Supply and apply of 90 cm high dry mix for skirting including substrate preparation, scaffoldings, grooves, and all required accessories as shown on Contract Drawings, recommended by manufacturer and approved by the Engineer prior to installation. | Approved
Abo Shanab El Agamien _0195 | CLI.CON-000001 |  |  | Approved
Abo Shanab El Agamien _0195 | CLI.CON-000001 | 9 - 9-Iz. Seror.9-Iz. Seror-Bill No.6.2 - Admin Room (Pumping Station) -41-6.2.3-a. | gully trap 30 x 30 | Approved
Abo Shanab El Agamien _0195 | CLI.CON-000001 |  |  | Approved
Abo Shanab El Agamien _0195 | CLI.CON-000001 | 9 - Seror-Pumping Station NO. 3-21-3.3.2- | Outdoor Kiosk power transformer package 50 KVA, 11/0.4KV complete with Ring Main Unit, Bus-Bar, Breakers, Protection, Measuring, Low Voltage accumulated energy meter and all required accessories for medium voltage, as per tendered documents, and shall be supplied and erected according to the requirements of the Egyptian Electric Authority (E.E.A), the contractor shall take the approval of the (E.E.A) before supplying. | Approved
Abo Shanab El Agamien _0195 | CLI.CON-000001 |  |  | Approved
Abo Shanab El Agamien _0195 | CLI.CON-000001 | 9 - Iz. Seror-Bill No.5 Store Building (Civil Works)-32-5.1.2-c.2 | RC protection layer | Approved
Abo Shanab El Agamien _0195 | CLI.CON-000001 |  |  | Approved
Abo Shanab El Agamien _0195 | CLI.CON-000001 | 9 - 9-Iz. Seror.9-Iz. Seror-Bill No. 2 - Forcemain-12-2.4.3-a | Inception chamber | Approved
Abo Shanab El Agamien _0195 | CLI.CON-000001 |  |  | Approved
Abo Shanab El Agamien _0195 | CLI.CON-000001 | 9 - 9-Iz. Seror.9-Iz. Seror-BILL NO. 1: SEWAGE NETWORK-4-1.1.1-c.2 | Depth to invert between 1.51 m and 2.50 m | Approved
Abo Shanab El Agamien _0195 | CLI.CON-000001 |  |  | Approved
Abo Shanab El Agamien _0195 | CLI.CON-000001 | 9 - 9-Iz. Seror.9-Iz. Seror-Bill No. 2 - Forcemain-11-2.3.5-b | 90� (150mm) | Approved
Abo Shanab El Agamien _0195 | CLI.CON-000001 |  |  | Approved
Abo Shanab El Agamien _0195 | CLI.CON-000001 | 9 - Seror-Pumping Station NO. 3-20-3.2.1- | Supply, install, connect, test and commission of complete L.V. distribution boards (LP-PS) the price include selectvity study, termination, Identifications, labling, glands, copper luggs as specified and as indicating drawings. System shall be lump sum complete in every respect with all necessary accessories and ancillary works. | Approved
Abo Shanab El Agamien _0195 | CLI.CON-000001 |  |  | Approved
Abo Shanab El Agamien _0195 | CLI.CON-000001 | 9 - Iz. Seror-Bill No.7 Generator Shed (Civil Works)-45--7.1.a | Supplying and casting in-place of generator base and the price includes all the necessary excavation and backfilling works, the removal and disposal of the excavated material to the designated dump, the supply and work of plain concrete Grade C20, reinforced concrete Grade C25, insulation works for the base and all that comes into contact with the soil, including formwork, transporting, mixing, casting, finishing, curing and testing as required by the specifications. provided that the work is completed in full according to the Contract drawings, technical specifications, industry assets and the instructions of the Engineer. | Approved
Abo Shanab El Agamien _0195 | CLI.CON-000001 |  |  | Approved
Abo Shanab El Agamien _0195 | CLI.CON-000001 |  |  | Approved
Abo Shanab El Agamien _0195 | CLI.CON-000001 | 9 - Seror-Store Building NO. 5-35-5.2.2-b | Ditto As Above But For Maintained Electricity Duration. Provided With Emergency Unit For 3 Hours | Approved
Abo Shanab El Agamien _0195 | CLI.CON-000001 | 9 - Iz. Seror-Bill No.4 Guard Room (Civil Works)-25-4.1.2-a.1 | Under foundations | Approved
Abo Shanab El Agamien _0195 | CLI.CON-000001 |  |  | Approved
Abo Shanab El Agamien _0195 | CLI.CON-000001 | 9 - Iz. Seror-Bill No.5 Store Building (Civil Works)-34-5.1.8.b- | Supply and apply of Dry mix paint for facades including substrate preparation, scaffoldings, grooves, applying three coats of paint as per required colors and all required accessories as shown on the Contract Drawings, recommended by manufacturer and approved by the Engineer prior to installation. | Approved
Abo Shanab El Agamien _0195 | CLI.CON-000001 |  |  | Approved
Abo Shanab El Agamien _0195 | CLI.CON-000001 | 9 - 9-Iz. Seror.9-Iz. Seror-BILL NO. 1: SEWAGE NETWORK-4-1.1.1-c.5 | Ditto, depth to invert between 4.51 m and 5.50 m | Approved
Abo Shanab El Agamien _0195 | CLI.CON-000001 |  |  | Approved
Abo Shanab El Agamien _0195 | CLI.CON-000001 | 9 - Iz. Seror-Bill No.4 Guard Room (Civil Works)-27-4.1.6-b.2 | Type W2, 600 mm width x 600 mm height | Approved
Abo Shanab El Agamien _0195 | CLI.CON-000001 |  |  | Approved
Abo Shanab El Agamien _0195 | CLI.CON-000001 | 9 - Iz. Seror-Bill No.6Admin Room - Civil Works-38-6.1.4.b- | Supply and installation of horizontal prefabricated moisture Insulation membrane to the wet areas with 4mm thick for floor and roof, including joints, fixtures, overlaps not less than 100 mm and item include all surface preparation steps, coating with 2 layers of primer bitumen coat, metal flashing, internal angle fillets, upstand to vertical surfaces and waterproofing to all openings and around pipes and water drains, Polystyrene sheet 1mm, protection Sand-cement mortar screed, 30 mm thick as per manufacturer's instructions, Contract Drawing, recommendations and Specification. Roof thermal insulation | Approved
Abo Shanab El Agamien _0195 | CLI.CON-000001 |  |  | Approved
Abo Shanab El Agamien _0195 | CLI.CON-000001 | 9 - Seror-Store Building NO. 5-35-5.2.5-b | Lighting outlets. | Approved
Abo Shanab El Agamien _0195 | CLI.CON-000001 |  |  | Approved
Abo Shanab El Agamien _0195 | CLI.CON-000001 | 9 - Seror-Admin Room NO. 6-42-6.3.2-b | Ditto As Above But For Maintained Electricity Duration. Provided With Emergency Unit For 3 Hours | Approved
Abo Shanab El Agamien _0195 | CLI.CON-000001 |  |  | Approved
Abo Shanab El Agamien _0195 | CLI.CON-000001 | 9 - 9-Iz. Seror.9-Iz. Seror-Bill No. 2 - Forcemain-13-2.5.1-b. | washout 150mm dia. | Approved
Abo Shanab El Agamien _0195 | CLI.CON-000001 |  |  | Approved
Abo Shanab El Agamien _0195 | CLI.CON-000001 | 9 - Iz. Seror-Bill No.6Admin Room - Civil Works-39-6.1.7-a.1 | Ceramic floor, glazed ceramic | Approved
Abo Shanab El Agamien _0195 | CLI.CON-000001 |  |  | Approved
Abo Shanab El Agamien _0195 | CLI.CON-000001 | 9 - Seror-Guard Room NO. 4-29-4.3.1-a | Supply, install, connect, test and commission of complete L.V. distribution boards (LP-GUR-EXT.) the price include circuit breakers, contactors, relays, timers , photocells, push buttons, selectvity study, termination, Identifications ,labling, glands, copper luggs as specified and as indicating drawings. System shall be lump sum complete in every respect with all necessary accessories and ancillary works. | Approved
Abo Shanab El Agamien _0195 | CLI.CON-000001 |  |  | Approved
Abo Shanab El Agamien _0195 | CLI.CON-000001 | 9 - Iz. Seror-Bill No.9 Site and Civil Works -50-9.2.1-b | Extra over for excavation in rock. | Approved
Abo Shanab El Agamien _0195 | CLI.CON-000001 |  |  | Approved
Abo Shanab El Agamien _0195 | CLI.CON-000001 | 9 - Iz. Seror-Bill No.6Admin Room - Civil Works-39-6.1.6-a.2 | Type D2, size 700mmx2,200mm | Approved
Abo Shanab El Agamien _0195 | CLI.CON-000001 |  |  | Approved
Abo Shanab El Agamien _0195 | CLI.CON-000001 | 9 - Iz. Seror-Bill No.6Admin Room - Civil Works-39-6.1.7.c- | Supply and lay marble / granite steps the riser 20 mm thick and the tread 40 mm thick including skirting & anti slip braking width 3 cm, as parallel lines as per drawings, specifications and approved sample. | Approved
Abo Shanab El Agamien _0195 | CLI.CON-000001 |  |  | Approved
Abo Shanab El Agamien _0195 | CLI.CON-000001 | 9 - Iz. Seror-Bill No.9 Site and Civil Works -52-9.3.2-b. | DN/ID 200 mm dia | Approved
Abo Shanab El Agamien _0195 | CLI.CON-000001 |  |  | Approved
Abo Shanab El Agamien _0195 | CLI.CON-000001 | 9 - Iz. Seror-Bill No.5 Store Building (Civil Works)-34-5.1.7-a.2 | cement tiling, for roof | Approved
Abo Shanab El Agamien _0195 | CLI.CON-000001 |  |  | Approved
Abo Shanab El Agamien _0195 | CLI.CON-000001 | 9 - Seror-Admin Room NO. 6-42-6.3.1-a | Supply, install, connect, test and commission of complete L.V. distribution boards (LP-ADMIN.) the price include selectvity study, termination, Identifications, labling, glands, copper luggs as specified and as indicating drawings. System shall be lump sum complete in every respect with all necessary accessories and ancillary works. | Approved
Abo Shanab El Agamien _0195 | CLI.CON-000001 |  |  | Approved
Abo Shanab El Agamien _0195 | CLI.CON-000001 | 9 - 9-Iz. Seror.9-Iz. Seror-BILL NO. 1: SEWAGE NETWORK-6-1.5.2-a | DN 250mm, DI pipe, K9 | Approved
Abo Shanab El Agamien _0195 | CLI.CON-000001 |  |  | Approved
Abo Shanab El Agamien _0195 | CLI.CON-000001 | 9 - Iz. Seror-Bill No. 3 Main Pumping Station (Civil works)-17-3.1.4.c- | Supply and apply of waterproofing for the internal surfaces resistant to acids for internal surfaces of the pump structure (floors, walls, ceilings, etc.) including epoxy paints, screed, hardener and all required accessories all necessary works (contractor should submit samples for approval by the engineer) . according to drawings, specifications and recommended by the manufacturer and approved by the Engineer prior to installation. | Approved
Abo Shanab El Agamien _0195 | CLI.CON-000001 |  |  | Approved
Abo Shanab El Agamien _0195 | CLI.CON-000001 | 9 - Seror-Guard Room NO. 4-29-4.3.2-d | Surface Mounted Luminaire (IP54) With 20W LED lamp. | Approved
Abo Shanab El Agamien _0195 | CLI.CON-000001 |  |  | Approved
Abo Shanab El Agamien _0195 | CLI.CON-000001 | 9 - Seror-Pumping Station NO. 3-20-3.2.5-a | Wall Mounted Exhaust Fan Outlet. | Approved
Abo Shanab El Agamien _0195 | CLI.CON-000001 |  |  | Approved
Abo Shanab El Agamien _0195 | CLI.CON-000001 | 9 - Iz. Seror-Bill No.5 Store Building (Civil Works)-34-5.1.8-a | Supply and apply of acrylic paint for internal walls and ceiling including substrate preparation, applying three coats of paint as per required colors and all required accessories as shown on drawings, specified in the Contract documents, recommended by manufacturer and approved by the Engineer prior to installation. | Approved
Abo Shanab El Agamien _0195 | CLI.CON-000001 |  |  | Approved
Abo Shanab El Agamien _0195 | CLI.CON-000001 | 9 - 9-Iz. Seror.9-Iz. Seror-Bill No. 3.1 - Iz. Seror Main Pumping Station (Mechanical works)-23-3.4.5-a. | Rotary crane 1 ton, complete with all accessories as specified by Contract Documents. | Approved
Abo Shanab El Agamien _0195 | CLI.CON-000001 |  |  | Approved
Abo Shanab El Agamien _0195 | CLI.CON-000001 | 9 - Iz. Seror-Bill No.9 Site and Civil Works -50-9.2.1.c- | Supply, backfilling and compaction to the required grades with approved clean sand on layers not more than 25 cm thick. The layers are to be compacted by means of vibratory type equipment to obtain 95% of maximum dry density as per specifications. | Approved
Abo Shanab El Agamien _0195 | CLI.CON-000001 |  |  | Approved
Abo Shanab El Agamien _0195 | CLI.CON-000001 | 9 - 9-Iz. Seror.9-Iz. Seror-Bill No. 3.1 - Iz. Seror Main Pumping Station (Mechanical works)-23-3.4.3-c. | Tee, 150/100 mm. | Approved
Abo Shanab El Agamien _0195 | CLI.CON-000001 |  |  | Approved
Abo Shanab El Agamien _0195 | CLI.CON-000001 | 9 - Iz. Seror-Bill No. 3 Main Pumping Station (Civil works)-16-3.1.1-c | Extra over for excavation in rock. | Approved
Abo Shanab El Agamien _0195 | CLI.CON-000001 |  |  | Approved
Abo Shanab El Agamien _0195 | CLI.CON-000001 | 9 - Iz. Seror-Bill No.9 Site and Civil Works -51-9.2.4.a- | Supply and apply two coats of oxidized bituminous paint insulation to reinforced concrete in contact with soil such as footings, ground beam, columns pedestal and masonry work to 15 cm upper the GL, sample shall be approved before execution and all required works shall be as per manufacturer's instructions, recommendations and Specification. | Approved
Abo Shanab El Agamien _0195 | CLI.CON-000001 |  |  | Approved
Abo Shanab El Agamien _0195 | CLI.CON-000001 | 9 - Iz. Seror-Bill No. 3 Main Pumping Station (Civil works)-19-3.1.7-a.2 | Cement tiles for roof | Approved
Abo Shanab El Agamien _0195 | CLI.CON-000001 |  |  | Approved
Abo Shanab El Agamien _0195 | CLI.CON-000001 | 9 - 9-Iz. Seror.9-Iz. Seror-BILL NO. 1: SEWAGE NETWORK-5-1.2-b.6 | Ditto, depth to invert between 4.51 m and 5.00 m | Approved
Abo Shanab El Agamien _0195 | CLI.CON-000001 |  |  | Approved
Abo Shanab El Agamien _0195 | CLI.CON-000001 | 9 - Iz. Seror-Bill No.4 Guard Room (Civil Works)-27-4.1.8.c- | Supply and apply of 90 cm high dry mix for skirting including substrate preparation, scaffoldings, grooves, and all required accessories as shown on Contract Drawings, recommended by manufacturer and approved by the Engineer prior to installation. | Approved
Abo Shanab El Agamien _0195 | CLI.CON-000001 |  |  | Approved
Abo Shanab El Agamien _0195 | CLI.CON-000001 | 9 - Seror-Store Building NO. 5-35-5.2.3-0 | One Way, Three-gang Lighting Switch 10A. | Approved
Abo Shanab El Agamien _0195 | CLI.CON-000001 |  |  | Approved
Abo Shanab El Agamien _0195 | CLI.CON-000001 | 9 - Iz. Seror-Bill No.9 Site and Civil Works -51-9.2.7.b- | Supply and apply of 50 cm high dry mix for skirting including substrate preparation, scaffoldings, grooves, and all required accessories as shown on Contract Drawings, recommended by manufacturer and approved by the Engineer prior to installation. | Approved
Abo Shanab El Agamien _0195 | CLI.CON-000001 |  |  | Approved
Abo Shanab El Agamien _0195 | CLI.CON-000001 | 9 - Iz. Seror-Bill No.6Admin Room - Civil Works-37-6.1.2-b.2 | For grade slabs, 100 mm thick | Approved
Abo Shanab El Agamien _0195 | CLI.CON-000001 |  |  | Approved
Abo Shanab El Agamien _0195 | CLI.CON-000001 | 9 - Iz. Seror-Bill No.6Admin Room - Civil Works-39-6.1.6-a.1 | Type D1, size 800mmx2,200mm | Approved
Abo Shanab El Agamien _0195 | CLI.CON-000001 |  |  | Approved
Abo Shanab El Agamien _0195 | CLI.CON-000001 | 9 - Seror-Store Building NO. 5-35-5.2.1- | Supply, install, connect, test and commission of complete L.V. distribution boards (LP-ST) the price include selectvity study, termination, Identifications, labling, glands, copper luggs as specified and as indicating drawings. System shall be lump sum complete in every respect with all necessary accessories and ancillary works. | Approved
Abo Shanab El Agamien _0195 | CLI.CON-000001 |  |  | Approved
Abo Shanab El Agamien _0195 | CLI.CON-000001 | 9 - Seror-Pumping Station NO. 3-20-3.2.2-f | Enclosed Polycarbonate, Wall Mounting Luminaire IP65 With 20 Watt LED Lamp. | Approved
Abo Shanab El Agamien _0195 | CLI.CON-000001 |  |  | Approved
Abo Shanab El Agamien _0195 | CLI.CON-000001 | 9 - 9-Iz. Seror.9-Iz. Seror-BILL NO. 1: SEWAGE NETWORK-5-1.2-b.4 | Ditto, depth to invert between 3.01 m and 3.50 m | Approved
Abo Shanab El Agamien _0195 | CLI.CON-000001 |  |  | Approved
Abo Shanab El Agamien _0195 | CLI.CON-000001 | 9 - Iz. Seror-Bill No.9 Site and Civil Works -50-9.2.2.b- | Supply and casting of in-place reinforced concrete Grade C25 with Sulfate- resistant cement for footing, column pedestal and grade beams including: formwork, scaffolding, expansion and construction joints, Steel bar reinforcement, joint filler and sealant, accessories, transporting, mixing, casting, finishing, compaction by vibratory, spraying, curing, and testing as required by the specifications. | Approved
Abo Shanab El Agamien _0195 | CLI.CON-000001 |  |  | Approved
Abo Shanab El Agamien _0195 | CLI.CON-000001 | 9 - Seror-Store Building NO. 5-35-5.2.2-c | Enclosed Polycarbonate, Wall Mounting Luminaire IP65 With 20 Watt LED Lamp. | Approved
Abo Shanab El Agamien _0195 | CLI.CON-000001 |  |  | Approved
Abo Shanab El Agamien _0195 | CLI.CON-000001 | 9 - 9-Iz. Seror.9-Iz. Seror-Bill No. 2 - Forcemain-13-2.5.2-a | Tee 150/150 | Approved
Abo Shanab El Agamien _0195 | CLI.CON-000001 |  |  | Approved
Abo Shanab El Agamien _0195 | CLI.CON-000001 | 9 - 9-Iz. Seror.9-Iz. Seror-BILL NO. 1: SEWAGE NETWORK-7-1.8- | Deep Dewatering according to soil investigation, specification and Engineer instruction. | Approved
Abo Shanab El Agamien _0195 | CLI.CON-000001 |  |  | Approved
Abo Shanab El Agamien _0195 | CLI.CON-000001 | 9 - 9-Iz. Seror.9-Iz. Seror-Bill No. 2 - Forcemain-13-2.6-a | 250 mm dia sewer pipes | Approved
Abo Shanab El Agamien _0195 | CLI.CON-000001 |  |  | Approved
Abo Shanab El Agamien _0195 | CLI.CON-000001 | 9 - Iz. Seror-Bill No.9 Site and Civil Works -51-9.2.3.b- | 250 mm thick. | Approved
Abo Shanab El Agamien _0195 | CLI.CON-000001 |  |  | Approved
Abo Shanab El Agamien _0195 | CLI.CON-000001 | 9 - Seror-Guard Room NO. 4-29-4.3.4-b | Single Phase Switched waterproof Socket, 220V, 16A, 3 Pin Complete With Cover (IP55) | Approved
Abo Shanab El Agamien _0195 | CLI.CON-000001 |  |  | Approved
Abo Shanab El Agamien _0195 | CLI.CON-000001 | 9 - Seror-Guard Room NO. 4-29-4.3.5-b | Lighting outlets. | Approved
Abo Shanab El Agamien _0195 | CLI.CON-000001 |  |  | Approved
Abo Shanab El Agamien _0195 | CLI.CON-000001 | 9 - Seror-Store Building NO. 5-35-5.2.2-a | Surface mounted luminaire with 1x60 watt led lamps, With (IP20) | Approved
Abo Shanab El Agamien _0195 | CLI.CON-000001 |  |  | Approved
Abo Shanab El Agamien _0195 | CLI.CON-000001 | 9 - 9-Iz. Seror.9-Iz. Seror-Bill No. 3.1 - Iz. Seror Main Pumping Station (Mechanical works)-23-3.4.3-e. | Flexible joint, dia. 150 mm | Approved
Abo Shanab El Agamien _0195 | CLI.CON-000001 |  |  | Approved
Abo Shanab El Agamien _0195 | CLI.CON-000001 | 9 - Seror-Pumping Station NO. 3-22-3.3.15- | Prime Power Diesel Generator 55 KVA (at least) (Canopy Type - Under Shed) complete with outgoing circuit breaker (MCCB) and fully equipped with all accessories as per Contract Documents and complete with all accessories required for erection and good working conditions. | Approved
Abo Shanab El Agamien _0195 | CLI.CON-000001 |  |  | Approved
Abo Shanab El Agamien _0195 | CLI.CON-000001 | 9 - 9-Iz. Seror.9-Iz. Seror-Bill No. 2 - Forcemain-14-2.1- | Wooden formwork are left in their places after the excavation, construction and backfilling works over them, as approved from the Engineer Bill No. 3.1 - Iz. Seror Main Pumping Station (Mechanical works) | Approved
Abo Shanab El Agamien _0195 | CLI.CON-000001 |  |  | Approved
Abo Shanab El Agamien _0195 | CLI.CON-000001 | 9 - 9-Iz. Seror.9-Iz. Seror-Bill No. 3.1 - Iz. Seror Main Pumping Station (Mechanical works)-23-3.4.4-a. | D.C.I, Socket and spigot Wall piece, dia. 250 mm. | Approved
Abo Shanab El Agamien _0195 | CLI.CON-000001 |  |  | Approved
Abo Shanab El Agamien _0195 | CLI.CON-000001 |  |  | Approved
Abo Shanab El Agamien _0195 | CLI.CON-000001 | 9 - Iz. Seror-Bill No.4 Guard Room (Civil Works)-25-4.1.1.a- | Excavation from ground level to required depth and grades in all types of soil except the rock, including support system, floading with water, dewatering, compacting bottom of excavation using dynamic roller, transporting excavated materials to the approved off-Site disposal area as per drawings, specifications and geotechnical report. | Approved
Abo Shanab El Agamien _0195 | CLI.CON-000001 |  |  | Approved
Abo Shanab El Agamien _0195 | CLI.CON-000001 | 9 - Seror-Guard Room NO. 4-29-4.3.2-a | Surface mounted luminaire with 1x60 watt led lamps, With (IP20) | Approved
Abo Shanab El Agamien _0195 | CLI.CON-000001 |  |  | Approved
Abo Shanab El Agamien _0195 | CLI.CON-000001 | 9 - Iz. Seror-Bill No. 3 Main Pumping Station (Civil works)-19-3.1.7.b- | Supply and installation of abrasion, friction, acids and shock resistant ceramic tiles for wall, pattern as shown on drawings including cement mortar, setting bed, grouting, fixing, support and all required accessories. Complete as shown on drawings, specified in the Contract documents, recommended by manufacturer and approved by the Engineer prior to installation | Approved
Abo Shanab El Agamien _0195 | CLI.CON-000001 |  |  | Approved
Abo Shanab El Agamien _0195 | CLI.CON-000001 | 9 - Iz. Seror-Bill No.4 Guard Room (Civil Works)-27-4.1.7-a.3 | cement tiling, for roof | Approved
Abo Shanab El Agamien _0195 | CLI.CON-000001 |  |  | Approved
Abo Shanab El Agamien _0195 | CLI.CON-000001 | 9 - Seror-Pumping Station NO. 3-21-3.3.7- | Supply, installation, calibration, connection and testing of level float switch with acable length 15 meter including all necessary accessories required for installation and operation requirements. | Approved
Abo Shanab El Agamien _0195 | CLI.CON-000001 |  |  | Approved
Abo Shanab El Agamien _0195 | CLI.CON-000001 | 9 - 9-Iz. Seror.9-Iz. Seror-Bill No. 3.1 - Iz. Seror Main Pumping Station (Mechanical works)-23-3.4.3-f. | Blind flange, dia. 150 mm. | Approved
Abo Shanab El Agamien _0195 | CLI.CON-000001 |  |  | Approved
Abo Shanab El Agamien _0195 | CLI.CON-000001 | 9 - Iz. Seror-Bill No. 3 Main Pumping Station (Civil works)-16-3.1.2.e- | Supply and casting of in-place reinforced concrete in super structure, including: formwork, scaffolding, expansion, construction joints, Steel bar reinforcement, joint filler, sealant, transporting, fixation, mixing, pouring, leveling, finishing, compaction by vibratory, curing of reinforced concrete and testing as set out in the specifications. | Approved
Abo Shanab El Agamien _0195 | CLI.CON-000001 |  |  | Approved
Abo Shanab El Agamien _0195 | CLI.CON-000001 | 9 - Iz. Seror-Bill No. 3 Main Pumping Station (Civil works)-19-3.1.7-c | Supply and lay marble / granite steps the riser 20 mm thick and the tread 40 mm thick including skirting & anti slip braking width 3 cm, as parallel lines as per drawings, specifications and approved sample. | Approved
Abo Shanab El Agamien _0195 | CLI.CON-000001 |  |  | Approved
Abo Shanab El Agamien _0195 | CLI.CON-000001 | 9 - Iz. Seror-Bill No.5 Store Building (Civil Works)-32-5.1.2-c.1 | structure | Approved
Abo Shanab El Agamien _0195 | CLI.CON-000001 |  |  | Approved
Abo Shanab El Agamien _0195 | CLI.CON-000001 | 9 - 9-Iz. Seror.9-Iz. Seror-BILL NO. 1: SEWAGE NETWORK-5-1.2-b.1 | Ditto, depth to invert between 1.51 m and 2.00 m | Approved
Abo Shanab El Agamien _0195 | CLI.CON-000001 |  |  | Approved
Abo Shanab El Agamien _0195 | CLI.CON-000001 | 9 - Iz. Seror-Bill No.4 Guard Room (Civil Works)-27-4.1.7-a.2 | Ceramic floor, non-slip ceramic for toilet | Approved
Abo Shanab El Agamien _0195 | CLI.CON-000001 |  |  | Approved
Abo Shanab El Agamien _0195 | CLI.CON-000001 | 9 - 9-Iz. Seror.9-Iz. Seror-BILL NO. 1: SEWAGE NETWORK-6-1.5.3-c | Puddle flanged pipe | Approved
Abo Shanab El Agamien _0195 | CLI.CON-000001 |  |  | Approved
Abo Shanab El Agamien _0195 | CLI.CON-000001 | 9 - Iz. Seror-Bill No.9 Site and Civil Works -50--9.1.c | Supply and install pre-cast concrete kerbs, the price includes excavation, backfilling, mortar bed, lean concrete, concrete haunching, including ends, angles, provision of curb opening for drainage, and painting. All required works of completion with the industry standards, as per specification, drawings and Engineer instructions. | Approved
Abo Shanab El Agamien _0195 | CLI.CON-000001 |  |  | Approved
Abo Shanab El Agamien _0195 | CLI.CON-000001 | 9 - Iz. Seror-Bill No.4 Guard Room (Civil Works)-26-4.1.5-b | Supply and apply external cement plastering to facades with all metal accessories, base and finish coat, thickness 2cm striped with 2 cm groove render for facades. all required works of completion with the industry standards. As per Specification, Drawings and Engineer's instructions. | Approved
Abo Shanab El Agamien _0195 | CLI.CON-000001 |  |  | Approved
Abo Shanab El Agamien _0195 | CLI.CON-000001 | 9 - 9-Iz. Seror.9-Iz. Seror-Bill No. 3.1 - Iz. Seror Main Pumping Station (Mechanical works)-23-3.4.2-e. | Flanged Elbow 90o, dia. 100 mm. | Approved
Abo Shanab El Agamien _0195 | CLI.CON-000001 |  |  | Approved
Abo Shanab El Agamien _0195 | CLI.CON-000001 | 9 - Iz. Seror-Bill No.9 Site and Civil Works -50-9.2.1.a- | Excavation from ground level to required depth and grades in all types of soil except the rock, including support system, floading with water, dewatering, compacting bottom of excavation using dynamic roller, transporting excavated materials to the approved off-Site disposal area as per drawings, specifications and geotechnical report. | Approved
Abo Shanab El Agamien _0195 | CLI.CON-000001 |  |  | Approved
Abo Shanab El Agamien _0195 | CLI.CON-000001 | 9 - 9-Iz. Seror.9-Iz. Seror-BILL NO. 1: SEWAGE NETWORK-5-1.2-b.3 | Ditto, depth to invert between 2.51 m and 3.00 m | Approved
Abo Shanab El Agamien _0195 | CLI.CON-000001 |  |  | Approved
Abo Shanab El Agamien _0195 | CLI.CON-000001 | 9 - 9-Iz. Seror.9-Iz. Seror-Bill No.6.2 - Admin Room (Pumping Station) -41-6.2.1-a. | Water closet with flush tank floor mounted water closet with flush tank (European type) shall be provided with a toilet paper holder and all its required accessories and fittings with approved sample. All required works of completion with the industry standards. | Approved
Abo Shanab El Agamien _0195 | CLI.CON-000001 |  |  | Approved
Abo Shanab El Agamien _0195 | CLI.CON-000001 | 9 - 9-Iz. Seror.9-Iz. Seror-Bill No. 2 - Forcemain-10-2.3.1-a | Non- return valve 150 mm dia. | Approved
Abo Shanab El Agamien _0195 | CLI.CON-000001 |  |  | Approved
Abo Shanab El Agamien _0195 | CLI.CON-000001 | 9 - Iz. Seror-Bill No.4 Guard Room (Civil Works)-26-4.1.4.c- | Supply and installation of 50 mm extruded polystyrene boards for roof heat insulation with minimum density 35 kg/cm�; the work include Polystyrene sheet 1mm layer. Sample shall be approved before execution and all required works shall be as per manufacturer's instructions, recommendations and Specification. | Approved
Abo Shanab El Agamien _0195 | CLI.CON-000001 |  |  | Approved
Abo Shanab El Agamien _0195 | CLI.CON-000001 | 9 - Iz. Seror-Bill No.6Admin Room - Civil Works-38-6.1.4.c- | Supply and installation of 50 mm extruded polystyrene boards for roof heat insulation with minimum density 35 kg/cm�; the work include Polystyrene sheet 1mm layer. Sample shall be approved before execution and all required works shall be as per manufacturer's instructions, recommendations and Specification. | Approved
Abo Shanab El Agamien _0195 | CLI.CON-000001 |  |  | Approved
Abo Shanab El Agamien _0195 | CLI.CON-000001 | 9 - Iz. Seror-Bill No. 3 Main Pumping Station (Civil works)-18-3.1.5-b | Supply and apply external cement plastering to facades with all metal accessories, base and finish coat, thickness 2cm striped with 2 cm groove render for facades. all required works of completion with the industry standards. As per Specification, Drawings and Engineer's instructions. | Approved
Abo Shanab El Agamien _0195 | CLI.CON-000001 |  |  | Approved
Abo Shanab El Agamien _0195 | CLI.CON-000001 | 9 - 9-Iz. Seror.9-Iz. Seror-Bill No. 2 - Forcemain-14-2.7- | supplying and installing concrete encasement of 25cm around pipe under waterway to protect the pipe. All works required to complete the crossing with concrete encasement in accordance with Specifications 2.2.7.7 Concrete Encasement (Bedding and Surrounding), Contract Drawings and the Engineer's instructions | Approved
Abo Shanab El Agamien _0195 | CLI.CON-000001 |  |  | Approved
Abo Shanab El Agamien _0195 | CLI.CON-000001 | 9 - Iz. Seror-Bill No.6Admin Room - Civil Works-39-6.1.5-a | Supply and excite cement sand plaster for internal slabs, walls and beams with all metal accessories, the item includes substrate preparation, all required works of completion with the industry standards. As per Specification, Drawings and Engineer instructions. | Approved
Abo Shanab El Agamien _0195 | CLI.CON-000001 |  |  | Approved
Abo Shanab El Agamien _0195 | CLI.CON-000001 | 9 - Iz. Seror-Bill No.4 Guard Room (Civil Works)-26-4.1.3-b.2 | 120 mm thick. | Approved
Abo Shanab El Agamien _0195 | CLI.CON-000001 |  |  | Approved
Abo Shanab El Agamien _0195 | CLI.CON-000001 | 9 - 9-Iz. Seror.9-Iz. Seror-Bill No. 3.1 - Iz. Seror Main Pumping Station (Mechanical works)-23-3.4.3-b. | Dismantling joint, dia. 150 mm. | Approved
Abo Shanab El Agamien _0195 | CLI.CON-000001 |  |  | Approved
Abo Shanab El Agamien _0195 | CLI.CON-000001 | 9 - 9-Iz. Seror.9-Iz. Seror-Bill No. 3.1 - Iz. Seror Main Pumping Station (Mechanical works)-23-3.4.6-a. | Ventilation system complete comprising of Fans with capacity of 1000 m3/hr., outlets, conduits, wires?.etc for pump building, complete with all accessories As per Contract Documents | Approved
Abo Shanab El Agamien _0195 | CLI.CON-000001 |  |  | Approved
Abo Shanab El Agamien _0195 | CLI.CON-000001 | 9 - Seror-Admin Room NO. 6-42-6.3.5-b | Lighting outlets. | Approved
Abo Shanab El Agamien _0195 | CLI.CON-000001 |  |  | Approved
Abo Shanab El Agamien _0195 | CLI.CON-000001 | 9 - Iz. Seror-Bill No.4 Guard Room (Civil Works)-27-4.1.6-b.1 | Type W1, 1,000 mm width x 1,000 mm height | Approved
Abo Shanab El Agamien _0195 | CLI.CON-000001 |  |  | Approved
Abo Shanab El Agamien _0195 | CLI.CON-000001 | 9 - 9-Iz. Seror.9-Iz. Seror-BILL NO. 1: SEWAGE NETWORK-5-1.2-b.2 | Ditto, depth to invert between 2.01 m and 2.50 m | Approved
Abo Shanab El Agamien _0195 | CLI.CON-000001 |  |  | Approved
Abo Shanab El Agamien _0195 | CLI.CON-000001 | 9 - 9-Iz. Seror.9-Iz. Seror-Bill No.4: Guard room -28-4.2.2-a. | 25mm dia. | Approved
Abo Shanab El Agamien _0195 | CLI.CON-000001 |  |  | Approved
Abo Shanab El Agamien _0195 | CLI.CON-000001 | 9 - Iz. Seror-Bill No. 3 Main Pumping Station (Civil works)-16-3.1.2-a.2 | PC Slope concrete for floor with hardener | Approved
Abo Shanab El Agamien _0195 | CLI.CON-000001 |  |  | Approved
Abo Shanab El Agamien _0195 | CLI.CON-000001 | 9 - Iz. Seror-Bill No. 3 Main Pumping Station (Civil works)-19-3.1.8.b- | Supply and apply of Dry mix paint for facades including substrate preparation, scaffoldings, grooves, applying three coats of paint as per required colors and all required accessories as shown on the Contract Drawings, recommended by manufacturer and approved by the Engineer prior to installation. | Approved
Abo Shanab El Agamien _0195 | CLI.CON-000001 |  |  | Approved
Abo Shanab El Agamien _0195 | CLI.CON-000001 | 9 - Seror-Admin Room NO. 6-42-6.3.4-b | Single Phase Switched waterproof Socket, 220V, 16A, 3 Pin Complete With Cover (IP55) | Approved
Abo Shanab El Agamien _0195 | CLI.CON-000001 |  |  | Approved
Abo Shanab El Agamien _0195 | CLI.CON-000001 | 9 - Seror-Guard Room NO. 4-29-4.3.2-c | Enclosed Polycarbonate, Wall Mounting Luminaire IP65 With 20 Watt LED Lamp. | Approved
Abo Shanab El Agamien _0195 | CLI.CON-000001 |  |  | Approved
Abo Shanab El Agamien _0195 | CLI.CON-000001 | 9 - Seror-Pumping Station NO. 3-23-3.3.19- | Supply, install, connect and test a complete closed circuit surveillance TV (CCTV) system complete with Weatherproof fixed camera HD, Weatherproof Motorized cameras HD, DVR, Rack, UPS, Joystick, remote controller, color photos printer, conduits, Coaxial cables, control cables, LED screen, boxes between devices, UPS....etc. and all necessary works to complete works as per specifications and contract documents. | Approved
Abo Shanab El Agamien _0195 | CLI.CON-000001 |  |  | Approved
Abo Shanab El Agamien _0195 | CLI.CON-000001 | 9 - 9-Iz. Seror.9-Iz. Seror-Bill No. 2 - Forcemain-13-2.5.1-a | Gate valve 150mm dia. | Approved
Abo Shanab El Agamien _0195 | CLI.CON-000001 |  |  | Approved
Abo Shanab El Agamien _0195 | CLI.CON-000001 | 9 - Iz. Seror-Bill No.6Admin Room - Civil Works-37-6.1.1-b. | Extra over for excavation in rock. | Approved
Abo Shanab El Agamien _0195 | CLI.CON-000001 |  |  | Approved
Abo Shanab El Agamien _0195 | CLI.CON-000001 | 9 - Iz. Seror-Bill No.6Admin Room - Civil Works-37-6.1.2-c.1 | structure | Approved
Abo Shanab El Agamien _0195 | CLI.CON-000001 |  |  | Approved
Abo Shanab El Agamien _0195 | CLI.CON-000001 | 9 - Iz. Seror-Bill No.6Admin Room - Civil Works-37-6.1.2-c.2 | RC protection layer | Approved
Abo Shanab El Agamien _0195 | CLI.CON-000001 |  |  | Approved
Abo Shanab El Agamien _0195 | CLI.CON-000001 | 9 - 9-Iz. Seror.9-Iz. Seror-Bill No. 3.1 - Iz. Seror Main Pumping Station (Mechanical works)-23-3.4.8- | Maintenance tools as per tendered documents. | Approved
Abo Shanab El Agamien _0195 | CLI.CON-000001 |  |  | Approved
Abo Shanab El Agamien _0195 | CLI.CON-000001 | 9 - 9-Iz. Seror.9-Iz. Seror-Bill No.6.2 - Admin Room (Pumping Station) -41-6.2.5-a. | 75mm dia | Approved
Abo Shanab El Agamien _0195 | CLI.CON-000001 |  |  | Approved
Abo Shanab El Agamien _0195 | CLI.CON-000001 | 9 - Iz. Seror-Bill No. 3 Main Pumping Station (Civil works)-16-3.1.2-a.1 | Un-reinforced lean concrete for sub-structure | Approved
Abo Shanab El Agamien _0195 | CLI.CON-000001 |  |  | Approved
Abo Shanab El Agamien _0195 | CLI.CON-000001 | 9 - Seror-Pumping Station NO. 3-21-3.3.1- | Medium voltage cables feeding the pumping station, this cables include the cables connection from the the Egyptian Electrical Authority (EEA) substation (outside puming station) up to the Ring Main Units (RMUs) inside pumping station. The contractor shall be responsible to coordinate with the EEA for identifying the cable route, size, laying, ..etc. | Approved
Abo Shanab El Agamien _0195 | CLI.CON-000001 |  |  | Approved
Abo Shanab El Agamien _0195 | CLI.CON-000001 | 9 - Iz. Seror-Bill No.4 Guard Room (Civil Works)-26-4.1.3-a.1 | 250 mm thick. | Approved
Abo Shanab El Agamien _0195 | CLI.CON-000001 |  |  | Approved
Abo Shanab El Agamien _0195 | CLI.CON-000001 | 9 - Iz. Seror-Bill No.4 Guard Room (Civil Works)-26-4.1.3-a.2 | 120 mm thick. | Approved
Abo Shanab El Agamien _0195 | CLI.CON-000001 |  |  | Approved
Abo Shanab El Agamien _0195 | CLI.CON-000001 | 9 - Iz. Seror-Bill No. 3 Main Pumping Station (Civil works)-18-3.1.6-d | Supply, fabrication and erection of galvanized steel ladder wall mounted with safety cage including all required steel members, galvanizing, formulation, painting, welding, jointing, all fixings and accessories. Complete as shown on drawings, Detailed shop drawings must be submitted by the contractor and approved by the Engineer prior to fabrication. | Approved
Abo Shanab El Agamien _0195 | CLI.CON-000001 |  |  | Approved
Abo Shanab El Agamien _0195 | CLI.CON-000001 | 9 - Iz. Seror-Bill No.5 Store Building (Civil Works)-33-5.1.5-b | Supply and apply external cement plastering to facades with all metal accessories, base and finish coat, thickness 2cm striped with 2 cm groove render for facades. all required works of completion with the industry standards. As per Specification, Drawings and the Engineer's instructions. | Approved
Abo Shanab El Agamien _0195 | CLI.CON-000001 | 9 - Seror-Pumping Station NO. 3-21-3.3.5- | Supply, installation, calibration, connection and testing of the electromagnetic flow meter on the main discharge line (150mm diameter) (consists of separate sensor and transmitter with digital indicator) including all necessary accessories required for installation and operation requirements. | Approved
Abo Shanab El Agamien _0195 | CLI.CON-000001 |  |  | Approved
Abo Shanab El Agamien _0195 | CLI.CON-000001 | 9 - Seror-Pumping Station NO. 3-22-3.3.16- | Layout external lighting complete with (Solar lighting poles (solar panels, battery, LED light, charger), boundary wall lighting, wires, UPVC and PVC Conduits,?..etc) and all accessories as per Contract documents. | Approved
Abo Shanab El Agamien _0195 | CLI.CON-000001 |  |  | Approved
Abo Shanab El Agamien _0195 | CLI.CON-000001 | 9 - Seror-Pumping Station NO. 3-21-3.3.8- | Supply, installation, calibration, connection and testing of Pressure Transmitter with a range of 0 to 10 bar including all necessary accessories required for installation and operation requirements. | Approved
Abo Shanab El Agamien _0195 | CLI.CON-000001 |  |  | Approved
Abo Shanab El Agamien _0195 | CLI.CON-000001 | 9 - 9-Iz. Seror.9-Iz. Seror-BILL NO. 1: SEWAGE NETWORK-6-1.4-b | HC 60*90 cm | Approved
Abo Shanab El Agamien _0195 | CLI.CON-000001 |  |  | Approved
Abo Shanab El Agamien _0195 | CLI.CON-000001 | 9 - Iz. Seror-Bill No.5 Store Building (Civil Works)-33-5.1.5-a | Supply and excite cement sand plaster for internal slabs, walls and beams with all metal accessories, the item includes substrate preparation, all required works of completion with the industry standards. As per specification, drawings and the Engineer's instructions. | Approved
Abo Shanab El Agamien _0195 | CLI.CON-000001 |  |  | Approved
Abo Shanab El Agamien _0195 | CLI.CON-000001 | 9 - Iz. Seror-Bill No.5 Store Building (Civil Works)-34-5.1.9-a. | 75mm dia. | Approved
Abo Shanab El Agamien _0195 | CLI.CON-000001 |  |  | Approved
Abo Shanab El Agamien _0195 | CLI.CON-000001 | 9 - Seror-Store Building NO. 5-35-5.2.5-a | Wall Mounted Exhaust Fan Outlet. | Approved
Abo Shanab El Agamien _0195 | CLI.CON-000001 |  |  | Approved
Abo Shanab El Agamien _0195 | CLI.CON-000001 | 9 - 9-Iz. Seror.9-Iz. Seror-Bill No. 2 - Forcemain-10-2.2-e | Flowmeter chamber | Approved
Abo Shanab El Agamien _0195 | CLI.CON-000001 |  |  | Approved
Abo Shanab El Agamien _0195 | CLI.CON-000001 | 9 - 9-Iz. Seror.9-Iz. Seror-Bill No. 2 - Forcemain-11-2.3.3-a | Flange socket with puddle flanged pieces 150mm | Approved
Abo Shanab El Agamien _0195 | CLI.CON-000001 |  |  | Approved
Abo Shanab El Agamien _0195 | CLI.CON-000001 | 9 - 9-Iz. Seror.9-Iz. Seror-BILL NO. 1: SEWAGE NETWORK-4-1.1.1-a.1 | Depth to invert not exceeding 1.2 m | Approved
Abo Shanab El Agamien _0195 | CLI.CON-000001 |  |  | Approved
Abo Shanab El Agamien _0195 | CLI.CON-000001 | 9 - 9-Iz. Seror.9-Iz. Seror-BILL NO. 1: SEWAGE NETWORK-5-1.2-b.5 | Ditto, depth to invert between 3.51 m and 4.00 m | Approved
Abo Shanab El Agamien _0195 | CLI.CON-000001 |  |  | Approved
Abo Shanab El Agamien _0195 | CLI.CON-000001 | 9 - Iz. Seror-Bill No.4 Guard Room (Civil Works)-26-4.1.4.b- | Supply and installation of horizontal prefabricated moisture Insulation membrane to the wet areas with 4mm thick for floor and roof, including joints, fixtures, overlaps not less than 100 mm and item include all surface preparation steps, coating with 2 layers of primer bitumen coat, metal flashing, internal angle fillets, upstand to vertical surfaces and waterproofing to all openings and around pipes and water drains, Polystyrene sheet 1mm, protection Sand-cement mortar screed, 30 mm thick as per manufacturer's instructions, Contract Drawing, recommendations and Specification. | Approved
Abo Shanab El Agamien _0195 | CLI.CON-000001 |  |  | Approved
Abo Shanab El Agamien _0195 | CLI.CON-000001 |  |  | Approved
Abo Shanab El Agamien _0195 | CLI.CON-000001 | 9 - Seror-Pumping Station NO. 3-20-3.2.2-b | Ditto As Above But For Maintained Electricity Duration. Provided With Emergency Unit For 3 Hours. | Approved
Abo Shanab El Agamien _0195 | CLI.CON-000001 |  |  | Approved
Abo Shanab El Agamien _0195 | CLI.CON-000001 | 9 - 9-Iz. Seror.9-Iz. Seror-Bill No. 2 - Forcemain-10-2.3.1-b | Gate valve 150 mm dia. | Approved
Abo Shanab El Agamien _0195 | CLI.CON-000001 |  |  | Approved
Abo Shanab El Agamien _0195 | CLI.CON-000001 | 9 - Iz. Seror-Bill No. 3 Main Pumping Station (Civil works)-19-3.1.8.c- | Supply and apply of 60 cm high dry mix for skirting including substrate preparation, scaffoldings, grooves, and all required accessories as shown on Contract Drawings, recommended by manufacturer and approved by the Engineer prior to installation. | Approved
Abo Shanab El Agamien _0195 | CLI.CON-000001 |  |  | Approved
Abo Shanab El Agamien _0195 | CLI.CON-000001 | 9 - 9-Iz. Seror.9-Iz. Seror-Bill No. 2 - Forcemain-11-2.3.3-b | Flange spigot with puddle flanged pieces 150mm | Approved
Abo Shanab El Agamien _0195 | CLI.CON-000001 |  |  | Approved
Abo Shanab El Agamien _0195 | CLI.CON-000001 | 9 - Iz. Seror-Bill No.6Admin Room - Civil Works-37-6.1.1.c- | Supply, backfilling and compaction to the required grades with approved clean sand on layers not more than 25 cm thick. The layers are to be compacted by means of vibratory type equipment to obtain 95% of maximum dry density as per specifications. | Approved
Abo Shanab El Agamien _0195 | CLI.CON-000001 |  |  | Approved
Abo Shanab El Agamien _0195 | CLI.CON-000001 | 9 - 9-Iz. Seror.9-Iz. Seror-Bill No. 3.1 - Iz. Seror Main Pumping Station (Mechanical works)-23-3.4.3-a. | D.C.I, K9, flanged pipes, dia. 150 mm. | Approved
Abo Shanab El Agamien _0195 | CLI.CON-000001 |  |  | Approved
Abo Shanab El Agamien _0195 | CLI.CON-000001 | 9 - 9-Iz. Seror.9-Iz. Seror-Bill No.4: Guard room -28-4.2.4-a. | 75mm | Approved
Abo Shanab El Agamien _0195 | CLI.CON-000001 |  |  | Approved
Abo Shanab El Agamien _0195 | CLI.CON-000001 | 9 - Iz. Seror-Bill No.6Admin Room - Civil Works-37-6.1.2-a.1 | Under foundations | Approved
Abo Shanab El Agamien _0195 | CLI.CON-000001 |  |  | Approved
Abo Shanab El Agamien _0195 | CLI.CON-000001 | 9 - Iz. Seror-Bill No. 3 Main Pumping Station (Civil works)-18-3.1.6.a- | Type D1, size 1,500mmx2,500mm | Approved
Abo Shanab El Agamien _0195 | CLI.CON-000001 |  |  | Approved
Abo Shanab El Agamien _0195 | CLI.CON-000001 | 9 - 9-Iz. Seror.9-Iz. Seror-BILL NO. 1: SEWAGE NETWORK-4-1.1.1-b.3 | Ditto, depth to invert between 2.51 m and 3.50 m | Approved
Abo Shanab El Agamien _0195 | CLI.CON-000001 |  |  | Approved
Abo Shanab El Agamien _0195 | CLI.CON-000001 | 9 - Iz. Seror-Bill No. 3 Main Pumping Station (Civil works)-17-3.1.4-b | Supply and installation of PVC water stop 25 cm width including fixing, fittings, jointing and accessories. Complete as shown on Contract Drawings and all required works shall be as per manufacturer's instructions, recommendations and Specification. | Approved
Abo Shanab El Agamien _0195 | CLI.CON-000001 |  |  | Approved
Abo Shanab El Agamien _0195 | CLI.CON-000001 | 9 - Iz. Seror-Bill No. 3 Main Pumping Station (Civil works)-17-3.1.3.b- | 250 mm thick. | Approved
Abo Shanab El Agamien _0195 | CLI.CON-000001 |  |  | Approved
Abo Shanab El Agamien _0195 | CLI.CON-000001 | 9 - Iz. Seror-Bill No.9 Site and Civil Works -52-9.3.3-a. | Inspection Chamber 600 x 600 with cover and frame | Approved
Abo Shanab El Agamien _0195 | CLI.CON-000001 |  |  | Approved
Abo Shanab El Agamien _0195 | CLI.CON-000001 | 9 - Iz. Seror-Bill No. 3 Main Pumping Station (Civil works)-16-3.1.2-b | Supplying and casting unreinforced concrete (Grade C30) for dicophyl by sulfate- resistant cement below underground water and up to the required level, and it includes the supply, installation and installation of galvanized iron injection pipes as required by Drawings and Specifications. | Approved
Abo Shanab El Agamien _0195 | CLI.CON-000001 | 9 - Iz. Seror-Bill No.9 Site and Civil Works -51-9.2.4.b- | Supply and installation of foam Expansion joints outdoor type joint sealant Complete as shown on drawings, and recommended by the manufacturer and Specification. | Approved
Abo Shanab El Agamien _0195 | CLI.CON-000001 |  |  | Approved
Abo Shanab El Agamien _0195 | CLI.CON-000001 | 9 - Iz. Seror-Bill No. 3 Main Pumping Station (Civil works)-16-3.1.2-c | Supply and install the steel structure for the edge of the wet well to support the concrete structure of the wet well includes the steel reinforcement for walls of the pit, steel SIB for pit floor, beam of dicophyl, plates, angles, bolts, nuts and washers as required by drawings, specifications and Engineer instructions. | Approved
Abo Shanab El Agamien _0195 | CLI.CON-000001 |  |  | Approved
Abo Shanab El Agamien _0195 | CLI.CON-000001 | 9 - 9-Iz. Seror.9-Iz. Seror-Bill No. 2 - Forcemain-13-2.5.5-a. | 90� (150mm) | Approved
Abo Shanab El Agamien _0195 | CLI.CON-000001 |  |  | Approved
Abo Shanab El Agamien _0195 | CLI.CON-000001 | 9 - Seror-Pumping Station NO. 3-20-3.2.2-a | Rated Wall Mounted luminaire IP65, with 60W LED lamp, watertight. | Approved
Abo Shanab El Agamien _0195 | CLI.CON-000001 |  |  | Approved
Abo Shanab El Agamien _0195 | CLI.CON-000001 | 9 - 9-Iz. Seror.9-Iz. Seror-Bill No.4: Guard room -28-4.2.1-b. | Supply and install hand wash sink with soap dish and holder, with all its required accessories, water mixer, faucets, floor and siphon chrome 1.5 inch, include cold and hot water supply connections, sewage pipes with 2 corner stopcocks with approved sample. All required works of completion with the industry standards. | Approved
Abo Shanab El Agamien _0195 | CLI.CON-000001 |  |  | Approved
Abo Shanab El Agamien _0195 | CLI.CON-000001 | 9 - Iz. Seror-Bill No. 3 Main Pumping Station (Civil works)-17-3.1.4.d- | Supply and installation of horizontal prefabricated moisture Insulation membrane to the wet areas with 4mm thick for floor and roof, including joints, fixtures, overlaps not less than 100 mm and item include all surface preparation steps, coating with 2 layers of primer bitumen coat, metal flashing, internal angle fillets, upstand to vertical surfaces and waterproofing to all openings and around pipes and water drains, Polystyrene sheet 1mm, protection Sand-cement mortar screed, 30 mm thick as per manufacturer's instructions, Contract Drawing, recommendations and Specification. | Approved
Abo Shanab El Agamien _0195 | CLI.CON-000001 |  |  | Approved
Abo Shanab El Agamien _0195 | CLI.CON-000001 | 9 - Iz. Seror-Bill No.5 Store Building (Civil Works)-33-5.1.4.c- | Supply and installation of 50 mm extruded polystyrene boards for roof heat insulation with minimum density 35 kg/cm�; the work include Polystyrene sheet 1mm layer. Sample shall be approved before execution and all required works shall be as per manufacturer's instructions, recommendations and Specification. | Approved
Abo Shanab El Agamien _0195 | CLI.CON-000001 |  |  | Approved
Abo Shanab El Agamien _0195 | CLI.CON-000001 | 9 - 9-Iz. Seror.9-Iz. Seror-BILL NO. 1: SEWAGE NETWORK-7-1.9- | Wooden formwork left in their places after the construction and backfilling works completed as approved and instructed by the Engineer | Approved
Abo Shanab El Agamien _0195 | CLI.CON-000001 |  |  | Approved
Abo Shanab El Agamien _0195 | CLI.CON-000001 | 9 - Iz. Seror-Bill No.5 Store Building (Civil Works)-32-5.1.2-a.1 | Under foundations | Approved
Abo Shanab El Agamien _0195 | CLI.CON-000001 |  |  | Approved
Abo Shanab El Agamien _0195 | CLI.CON-000001 | 9 - Seror-Guard Room NO. 4-29-4.3.2-b | Ditto As Above But For Maintained Electricity Duration. Provided With Emergency Unit For 3 Hours | Approved
Abo Shanab El Agamien _0195 | CLI.CON-000001 |  |  | Approved
Abo Shanab El Agamien _0195 | CLI.CON-000001 |  |  | Approved
Abo Shanab El Agamien _0195 | CLI.CON-000001 | 9 - Iz. Seror-Bill No. 3 Main Pumping Station (Civil works)-18-3.1.6-e | Supply, install of GRP net covers. including frames, painting, welding, jointing, all fixings and accessories. Complete as shown on drawings, specification, and recommended by the manufacturer. | Approved
Abo Shanab El Agamien _0195 | CLI.CON-000001 |  |  | Approved
Abo Shanab El Agamien _0195 | CLI.CON-000001 | 9 - Iz. Seror-Bill No. 3 Main Pumping Station (Civil works)-17-3.1.3.a- | 250 mm thick. | Approved
Abo Shanab El Agamien _0195 | CLI.CON-000001 |  |  | Approved
Abo Shanab El Agamien _0195 | CLI.CON-000001 | 9 - Seror-Guard Room NO. 4-29-4.3.4-a | Single Phase Switched Socket 220v, 16A, 2-pin Type Complete With Earthing Contact. | Approved
Abo Shanab El Agamien _0195 | CLI.CON-000001 |  |  | Approved
Abo Shanab El Agamien _0195 | CLI.CON-000001 | 9 - 9-Iz. Seror.9-Iz. Seror-Bill No.4: Guard room -28-4.2.5-a. | 75mm dia Bill No.6.2 - Admin Room (Pumping Station) | Approved
Abo Shanab El Agamien _0195 | CLI.CON-000001 |  |  | Approved
Abo Shanab El Agamien _0195 | CLI.CON-000001 | 9 - Iz. Seror-Bill No.9 Site and Civil Works -51-9.2.3.a- | 250 mm thick. | Approved
Abo Shanab El Agamien _0195 | CLI.CON-000001 |  |  | Approved
Abo Shanab El Agamien _0195 | CLI.CON-000001 | 9 - 9-Iz. Seror.9-Iz. Seror-Bill No. 2 - Forcemain-11-2.3.2-b | Tee 150/100 | Approved
Abo Shanab El Agamien _0195 | CLI.CON-000001 |  |  | Approved
Abo Shanab El Agamien _0195 | CLI.CON-000001 | 9 - Iz. Seror-Bill No.4 Guard Room (Civil Works)-25-4.1.1-b | Extra over for excavation in rock. | Approved
Abo Shanab El Agamien _0195 | CLI.CON-000001 |  |  | Approved
Abo Shanab El Agamien _0195 | CLI.CON-000001 | 9 - 9-Iz. Seror.9-Iz. Seror-Bill No. 2 - Forcemain-11-2.3.3-c | Flange spigot with puddle flanged pieces 250mm | Approved
Abo Shanab El Agamien _0195 | CLI.CON-000001 |  |  | Approved
Abo Shanab El Agamien _0195 | CLI.CON-000001 | 9 - Iz. Seror-Bill No. 3 Main Pumping Station (Civil works)-17-3.1.4.a- | Supply and apply two coats of oxidized bituminous paint insulation to reinforced concrete in contact with soil such as footings, ground beam, columns necks and masonry work to 15 cm upper the GL, sample shall be approved before execution and all required works shall be as per manufacturer's instructions, recommendations and Specification. | Approved
Abo Shanab El Agamien _0195 | CLI.CON-000001 |  |  | Approved
Abo Shanab El Agamien _0195 | CLI.CON-000001 | 9 - Seror-Pumping Station NO. 3-20-3.2.2-e | Enclosed Polycarbonate, Wall Mounting Luminaire IP65 With 40 Watt LED Lamp. | Approved
Abo Shanab El Agamien _0195 | CLI.CON-000001 |  |  | Approved
Abo Shanab El Agamien _0195 | CLI.CON-000001 | 9 - 9-Iz. Seror.9-Iz. Seror-BILL NO. 1: SEWAGE NETWORK-5-1.3-b | IC 60*90 cm | Approved
Abo Shanab El Agamien _0195 | CLI.CON-000001 |  |  | Approved
Abo Shanab El Agamien _0195 | CLI.CON-000001 | 9 - Seror-Guard Room NO. 4-29-4.3.5-a | Wall Mounted Exhaust Fan Outlet. | Approved
Abo Shanab El Agamien _0195 | CLI.CON-000001 |  |  | Approved
Abo Shanab El Agamien _0195 | CLI.CON-000001 | 9 - 9-Iz. Seror.9-Iz. Seror-Bill No.6.2 - Admin Room (Pumping Station) -41-6.2.2-a. | 25mm dia. | Approved
Abo Shanab El Agamien _0195 | CLI.CON-000001 |  |  | Approved
Abo Shanab El Agamien _0195 | CLI.CON-000001 | 9 - 9-Iz. Seror.9-Iz. Seror-BILL NO. 1: SEWAGE NETWORK-6-1.4-a | HC 60*60 cm | Approved
Abo Shanab El Agamien _0195 | CLI.CON-000001 |  |  | Approved
Abo Shanab El Agamien _0195 | CLI.CON-000001 | 9 - Iz. Seror-Bill No. 3 Main Pumping Station (Civil works)-16-3.1.2.d- | Supply and casting of in-place reinforced concrete (Grade C30) with Sulfate- resistant cement, including: formwork, scaffolding, expansion and construction joints, Steel bar reinforcement, joint filler and sealant, accessories, transporting, mixing, casting, finishing, compaction by vibratory, curing and testing as required by the specifications. | Approved
Abo Shanab El Agamien _0195 | CLI.CON-000001 |  |  | Approved
Abo Shanab El Agamien _0195 | CLI.CON-000001 | 9 - Seror-Admin Room NO. 6-42-6.3.2-d | Surface Mounted Luminaire (IP54) With 20W LED lamp. | Approved
Abo Shanab El Agamien _0195 | CLI.CON-000001 |  |  | Approved
Abo Shanab El Agamien _0195 | CLI.CON-000001 | 9 - Seror-Generator Shed NO. 7 -46-7.2.2-b | Ditto As Above But For Maintained Electricity Duration. Provided With Emergency Unit For 3 Hours | Approved
Abo Shanab El Agamien _0195 | CLI.CON-000001 |  |  | Approved
Abo Shanab El Agamien _0195 | CLI.CON-000001 | 9 - Iz. Seror-Bill No.6Admin Room - Civil Works-38-6.1.3-b.2 | 120 mm thick. | Approved
Abo Shanab El Agamien _0195 | CLI.CON-000001 |  |  | Approved
Abo Shanab El Agamien _0195 | CLI.CON-000001 | 9 - Iz. Seror-Bill No. 3 Main Pumping Station (Civil works)-18-3.1.6-c | Supply, fabrication and erection of Stainless steel 316L handrail including all required steel members, welding, jointing, all fixings, fittings, painting and accessories. all required works of completion with the industry standards. As per Specification, Drawings and Engineer's instructions. | Approved
Abo Shanab El Agamien _0195 | CLI.CON-000001 |  |  | Approved
Abo Shanab El Agamien _0195 | CLI.CON-000001 | 9 - Iz. Seror-Bill No.5 Store Building (Civil Works)-32-5.1.2-b.2 | For grade slabs, 100 mm thick | Approved
Abo Shanab El Agamien _0195 | CLI.CON-000001 |  |  | Approved
Abo Shanab El Agamien _0195 | CLI.CON-000001 | 9 - Iz. Seror-Bill No.6Admin Room - Civil Works-40-6.1.8-a | Supply and apply of acrylic paint for internal walls and ceiling including substrate preparation, applying three coats of paint as per required colors and all required accessories as shown on drawings, specified in the Contract documents, recommended by manufacturer and approved by the Engineer prior to installation. | Approved
Abo Shanab El Agamien _0195 | CLI.CON-000001 |  |  | Approved
Abo Shanab El Agamien _0195 | CLI.CON-000001 | 9 - 9-Iz. Seror.9-Iz. Seror-Bill No.6.2 - Admin Room (Pumping Station) -41-6.2.4-a. | 75mm | Approved
Abo Shanab El Agamien _0195 | CLI.CON-000001 |  |  | Approved
Abo Shanab El Agamien _0195 | CLI.CON-000001 | 9 - Iz. Seror-Bill No.5 Store Building (Civil Works)-32-5.1.3.c- | 250 mm thick. | Approved
Abo Shanab El Agamien _0195 | CLI.CON-000001 |  |  | Approved
Abo Shanab El Agamien _0195 | CLI.CON-000001 | 9 - Iz. Seror-Bill No.4 Guard Room (Civil Works)-27-4.1.7.b- | Supply and installation of ceramic tiles, pattern as shown on drawings including cement mortar, setting bed, grouting, pointing, fixing, support and all required accessories. Complete as shown on drawings, specified in the Contract documents, recommended by manufacturer and approved by the Engineer prior to installation. | Approved
Abo Shanab El Agamien _0195 | CLI.CON-000001 |  |  | Approved
Abo Shanab El Agamien _0195 | CLI.CON-000001 | 9 - 9-Iz. Seror.9-Iz. Seror-BILL NO. 1: SEWAGE NETWORK-4-1.1.1-b.2 | Ditto, depth to invert between 1.51 m and 2.50 m | Approved
Abo Shanab El Agamien _0195 | CLI.CON-000001 |  |  | Approved
Abo Shanab El Agamien _0195 | CLI.CON-000001 | 9 - Iz. Seror-Bill No.4 Guard Room (Civil Works)-26-4.1.3-b.1 | 250 mm thick. | Approved
Abo Shanab El Agamien _0195 | CLI.CON-000001 |  |  | Approved
Abo Shanab El Agamien _0195 | CLI.CON-000001 | 9 - Iz. Seror-Bill No.6Admin Room - Civil Works-39-6.1.5-b | Supply and apply external cement plastering to facades with all metal accessories, base and finish coat, thickness 2cm striped with 2 cm groove render for facades. all required works of completion with the industry standards. As per Specification, Drawings and Engineer's instructions. | Approved
Abo Shanab El Agamien _0195 | CLI.CON-000001 |  |  | Approved
Abo Shanab El Agamien _0195 | CLI.CON-000001 | 9 - Iz. Seror-Bill No.4 Guard Room (Civil Works)-26-4.1.3-c.1 | 250 mm thick. | Approved
Abo Shanab El Agamien _0195 | CLI.CON-000001 |  |  | Approved
Abo Shanab El Agamien _0195 | CLI.CON-000001 | 9 - Iz. Seror-Bill No.6Admin Room - Civil Works-39-6.1.7-a.3 | cement tiling, for roof | Approved
Abo Shanab El Agamien _0195 | CLI.CON-000001 | 9 - Iz. Seror-Bill No. 3 Main Pumping Station (Civil works)-17-3.1.4.e- | Supply and installation of 50 mm extruded polystyrene boards for roof heat insulation with minimum density 35 kg/cm�; the work include Polystyrene sheet 1mm layer. Sample shall be approved before execution and all required works shall be as per manufacturer's instructions, recommendations and Specification. | Approved
Abo Shanab El Agamien _0195 | CLI.CON-000001 |  |  | Approved
Abo Shanab El Agamien _0195 | CLI.CON-000001 | 9 - Iz. Seror-Bill No.5 Store Building (Civil Works)-34-5.1.8.c- | Supply and apply of 60 cm high dry mix for skirting including substrate preparation, scaffoldings, grooves, and all required accessories as shown on Contract Drawings, recommended by manufacturer and approved by the Engineer prior to installation. | Approved
Abo Shanab El Agamien _0195 | CLI.CON-000001 |  |  | Approved
Abo Shanab El Agamien _0195 | CLI.CON-000001 | 9 - Iz. Seror-Bill No.9 Site and Civil Works -51-9.2.5- | Supply and apply external cement plastering to facades with all metal accessories,, base and finish coat, thickness 2cm striped with 2 cm groove render for facades. all required works of completion with the industry standards. As per Specification, Drawings and Engineer's instructions. | Approved
Abo Shanab El Agamien _0195 | CLI.CON-000001 |  |  | Approved
Abo Shanab El Agamien _0195 | CLI.CON-000001 | 9 - 9-Iz. Seror.9-Iz. Seror-Bill No. 2 - Forcemain-10-2.2-d | Slowdown chamber | Approved
Abo Shanab El Agamien _0195 | CLI.CON-000001 |  |  | Approved
Abo Shanab El Agamien _0195 | CLI.CON-000001 | 9 - Seror-Pumping Station NO. 3-23-3.3.20- | Supply and Delivery spare parts of the following equipments as per tendered documents: - Pump unit. - Main Low Tension Switchboard. - Generator unit. | Approved
Abo Shanab El Agamien _0195 | CLI.CON-000001 |  |  | Approved
Abo Shanab El Agamien _0195 | CLI.CON-000001 | 9 - Seror-Pumping Station NO. 3-22-3.3.10- | Supply, installation, calibration, connection and testing of Pressure gauge with a range of 0 to 10 bar and all necessary accessories required for installation and operation requirements. | Approved
Abo Shanab El Agamien _0195 | CLI.CON-000001 |  |  | Approved
Abo Shanab El Agamien _0195 | CLI.CON-000001 | 9 - 9-Iz. Seror.9-Iz. Seror-BILL NO. 1: SEWAGE NETWORK-4-1.1.1-c.4 | Ditto, depth to invert between 3.51 m and 4.50 m | Approved
Abo Shanab El Agamien _0195 | CLI.CON-000001 |  |  | Approved
Abo Shanab El Agamien _0195 | CLI.CON-000001 | 9 - Seror-Admin Room NO. 6-42-6.3.4-a | Single Phase Switched Socket 220v, 16A, 2-pin Type Complete With Earthing Contact. | Approved
Abo Shanab El Agamien _0195 | CLI.CON-000001 |  |  | Approved
Abo Shanab El Agamien _0195 | CLI.CON-000001 | 9 - 9-Iz. Seror.9-Iz. Seror-Bill No. 2 - Forcemain-12-2.4.2-a | Double Crossing under TORAD CANAL by pipe jacking or macro-tunneling . | Approved
Abo Shanab El Agamien _0195 | CLI.CON-000001 |  |  | Approved
Abo Shanab El Agamien _0195 | CLI.CON-000001 | 9 - Seror-Pumping Station NO. 3-20-3.2.3-b | Ditto As Above Item, But Of Weatherproof Type. | Approved
Abo Shanab El Agamien _0195 | CLI.CON-000001 |  |  | Approved
Abo Shanab El Agamien _0195 | CLI.CON-000001 | 9 - 9-Iz. Seror.9-Iz. Seror-BILL NO. 1: SEWAGE NETWORK-6-1.5.3-d | Pipe coupler | Approved
Abo Shanab El Agamien _0195 | CLI.CON-000001 |  |  | Approved
Abo Shanab El Agamien _0195 | CLI.CON-000001 | 9 - 9-Iz. Seror.9-Iz. Seror-Bill No. 2 - Forcemain-11-2.3.2-a | Tee 150/150 | Approved
Abo Shanab El Agamien _0195 | CLI.CON-000001 |  |  | Approved
Abo Shanab El Agamien _0195 | CLI.CON-000001 | 9 - 9-Iz. Seror.9-Iz. Seror-BILL NO. 1: SEWAGE NETWORK-4-1.1.1-b.1 | Depth to invert not exceeding 1.5 m | Approved
Abo Shanab El Agamien _0195 | CLI.CON-000001 |  |  | Approved
Abo Shanab El Agamien _0195 | CLI.CON-000001 |  |  | Approved
Abo Shanab El Agamien _0195 | CLI.CON-000001 | 9 - Iz. Seror-Bill No.9 Site and Civil Works -51-9.2.7-a. | Supply and apply of Dry mix paint for facades including substrate preparation, scaffoldings, grooves, applying three coats of paint as per required colors and all required accessories as shown on the Contract Drawings, recommended by manufacturer and approved by the Engineer prior to installation. | Approved
Abo Shanab El Agamien _0195 | CLI.CON-000001 |  |  | Approved
Abo Shanab El Agamien _0195 | CLI.CON-000001 | 9 - Iz. Seror-Bill No.6Admin Room - Civil Works-38-6.1.4.a- | Supply and apply two coats of oxidized bituminous paint insulation to surfaces under ground contact with soil such as footings, ground beam, columns pedestal and masonry work to 15 cm upper the GL, sample shall be approved before execution and all required works shall be as per manufacturer's instructions, recommendations and Specification. | Approved
Abo Shanab El Agamien _0195 | CLI.CON-000001 |  |  | Approved
Abo Shanab El Agamien _0195 | CLI.CON-000001 | 9 - Iz. Seror-Bill No.5 Store Building (Civil Works)-32-5.1.1-b. | Extra over for excavation in rock. | Approved
Abo Shanab El Agamien _0195 | CLI.CON-000001 |  |  | Approved
Abo Shanab El Agamien _0195 | CLI.CON-000001 | 9 - 9-Iz. Seror.9-Iz. Seror-BILL NO. 1: SEWAGE NETWORK-7-1.6-a | Concrete encasement 25cm (200mm) | Approved
Abo Shanab El Agamien _0195 | CLI.CON-000001 |  |  | Approved
Abo Shanab El Agamien _0195 | CLI.CON-000001 | 9 - 9-Iz. Seror.9-Iz. Seror-Bill No. 2 - Forcemain-11-2.3.4-a | Dismantling joint 150mm | Approved
Abo Shanab El Agamien _0195 | CLI.CON-000001 |  |  | Approved
Abo Shanab El Agamien _0195 | CLI.CON-000001 | 9 - 9-Iz. Seror.9-Iz. Seror-Bill No. 2 - Forcemain-10-2.3.1-c | washout 150 mm dia. | Approved
Abo Shanab El Agamien _0195 | CLI.CON-000001 |  |  | Approved
Abo Shanab El Agamien _0195 | CLI.CON-000001 | 9 - 9-Iz. Seror.9-Iz. Seror-Bill No. 2 - Forcemain-14-2.8- | Excavation in rock according to soil and as specified in the Contract Documents. | Approved
Abo Shanab El Agamien _0195 | CLI.CON-000001 |  |  | Approved
Abo Shanab El Agamien _0195 | CLI.CON-000001 | 9 - Iz. Seror-Bill No. 3 Main Pumping Station (Civil works)-18-3.1.5-a | Supply and excite cement sand plaster for internal slabs, walls and beams with all metal accessories, the item includes substrate preparation, all required works of completion with the industry standards. As per Specification, Drawings and Engineer instructions. | Approved
Abo Shanab El Agamien _0195 | CLI.CON-000001 |  |  | Approved
Abo Shanab El Agamien _0195 | CLI.CON-000001 | 9 - Iz. Seror-Bill No.4 Guard Room (Civil Works)-27-4.1.6-a.1 | Type D1, size 800mmx2,200mm | Approved
Abo Shanab El Agamien _0195 | CLI.CON-000001 |  |  | Approved
Abo Shanab El Agamien _0195 | CLI.CON-000001 | 9 - Iz. Seror-Bill No.5 Store Building (Civil Works)-32-5.1.2-b.1 | for foundation | Approved
Abo Shanab El Agamien _0195 | CLI.CON-000001 |  |  | Approved
Abo Shanab El Agamien _0195 | CLI.CON-000001 | 9 - 9-Iz. Seror.9-Iz. Seror-Bill No. 3.1 - Iz. Seror Main Pumping Station (Mechanical works)-23-3.4.7- | Basket screen including all accessories as specified in technical specifications. | Approved
Abo Shanab El Agamien _0195 | CLI.CON-000001 |  |  | Approved
Abo Shanab El Agamien _0195 | CLI.CON-000001 | 9 - Seror-Pumping Station NO. 3-22-3.3.17- | Earthing system network complete with (Inspection pit, rods, bare copper conductor ...etc) and all accessories, as per Contract documents. | Approved
Abo Shanab El Agamien _0195 | CLI.CON-000001 |  |  | Approved
Abo Shanab El Agamien _0195 | CLI.CON-000001 | 9 - 9-Iz. Seror.9-Iz. Seror-Bill No. 2 - Forcemain-14-2.9- | Deep Dewatering according to soil investigation, specification and Engineer instruction. | Approved
Abo Shanab El Agamien _0195 | CLI.CON-000001 |  |  | Approved
Abo Shanab El Agamien _0195 | CLI.CON-000001 | 9 - Iz. Seror-Bill No.5 Store Building (Civil Works)-32-5.1.3.a- | 250 mm thick. | Approved
Abo Shanab El Agamien _0195 | CLI.CON-000001 | 9 - Seror-Pumping Station NO. 3-22-3.3.11- | Supply, installation, termination and testing of instrumentation shielded cables (2 x 1.5 mm2) from field instrumentation to control panel complete with conduits, pull boxes, junction boxes, accessories, duct bank...etc. | Approved
Abo Shanab El Agamien _0195 | CLI.CON-000001 |  |  | Approved
Abo Shanab El Agamien _0195 | CLI.CON-000001 | 9 - Seror-Admin Room NO. 6-42-6.3.2-a | Surface mounted luminaire with 1x60 watt led lamps, With (IP20) | Approved
Abo Shanab El Agamien _0195 | CLI.CON-000001 |  |  | Approved
Abo Shanab El Agamien _0195 | CLI.CON-000001 | 9 - Iz. Seror-Bill No.9 Site and Civil Works -50--9.1.e | Covering the drain and Paving roads in front of the pumping station site. The Contractor must submit the method of implementation to be approved from the Engineer. All required works of completion with the industry standards and Engineer instructions. | Approved
Abo Shanab El Agamien _0195 | CLI.CON-000001 |  |  | Approved
Abo Shanab El Agamien _0195 | CLI.CON-000001 | 9 - Seror-Admin Room NO. 6-42-6.3.3-a | One Way, Two-gang Lighting Switch 10A. | Approved
Abo Shanab El Agamien _0195 | CLI.CON-000001 |  |  | Approved
Abo Shanab El Agamien _0195 | CLI.CON-000001 | 9 - Seror-Pumping Station NO. 3-20-3.2.4-a | Single Phase Switched Socket 220v, 16A, 2-pin Type Complete With Earthing Contact. | Approved
Abo Shanab El Agamien _0195 | CLI.CON-000001 |  |  | Approved
Abo Shanab El Agamien _0195 | CLI.CON-000001 | 9 - 9-Iz. Seror.9-Iz. Seror-Bill No. 3.1 - Iz. Seror Main Pumping Station (Mechanical works)-23-3.4.3-d. | Flanged Wall piece, dia. 150 mm. | Approved
Abo Shanab El Agamien _0195 | CLI.CON-000001 |  |  | Approved
Abo Shanab El Agamien _0195 | CLI.CON-000001 | 9 - Iz. Seror-Bill No.5 Store Building (Civil Works)-33-5.1.4.a- | Supply and apply two coats of oxidized bituminous paint insulation to reinforced concrete in contact with soil such as footings, ground beam, columns pedestal and masonry work to 15 cm upper the GL, sample shall be approved before execution and all required works shall be as per manufacturer's instructions, recommendations and Specification. | Approved
Abo Shanab El Agamien _0195 | CLI.CON-000001 |  |  | Approved
Abo Shanab El Agamien _0195 | CLI.CON-000001 | 9 - Seror-Pumping Station NO. 3-20-3.2.3-c | One Way, Two-gang Lighting Switch 10A. | Approved
Abo Shanab El Agamien _0195 | CLI.CON-000001 |  |  | Approved
Abo Shanab El Agamien _0195 | CLI.CON-000001 | 9 - Iz. Seror-Bill No.7 Generator Shed (Civil Works)-45--7.1.b | Supplying, install and fabrication Pre-Engineered Steel Shade Structures. The price includes all the necessary steel section, bolts, C- channel and corrugated sheet , fixing, paints, fitting and accessories as required by the specifications. provided that the work is completed in full according to the Contract Drawings, Technical Specifications, industry assets and the instructions of the Engineer. | Approved
Abo Shanab El Agamien _0195 | CLI.CON-000001 |  |  | Approved
Abo Shanab El Agamien _0195 | CLI.CON-000001 | 9 - Iz. Seror-Bill No.9 Site and Civil Works -51-9.2.6-b. | Type D2, 1,000 mm width x 2,500 mm height | Approved
Abo Shanab El Agamien _0195 | CLI.CON-000001 |  |  | Approved
Abo Shanab El Agamien _0195 | CLI.CON-000001 | 9 - Seror-Pumping Station NO. 3-20-3.2.3-a | One Way, One-gang Lighting Switch 10A. | Approved
Abo Shanab El Agamien _0195 | CLI.CON-000001 |  |  | Approved
Abo Shanab El Agamien _0195 | CLI.CON-000001 | 9 - 9-Iz. Seror.9-Iz. Seror-Bill No. 3.1 - Iz. Seror Main Pumping Station (Mechanical works)-23-3.4.4-b. | Collar, dia. 250 mm. | Approved
Abo Shanab El Agamien _0195 | CLI.CON-000001 |  |  | Approved
Abo Shanab El Agamien _0195 | CLI.CON-000001 | 9 - 9-Iz. Seror.9-Iz. Seror-BILL NO. 1: SEWAGE NETWORK-4-1.1.1-c.3 | Ditto, depth to invert between 2.51 m and 3.50 m | Approved
Abo Shanab El Agamien _0195 | CLI.CON-000001 |  |  | Approved
Abo Shanab El Agamien _0195 | CLI.CON-000001 |  |  | Approved
Abo Shanab El Agamien _0195 | CLI.CON-000001 | 9 - Seror-Pumping Station NO. 3-22-3.3.13- | Instrumentation and Control System Spare Parts as per specifications. | Approved
Abo Shanab El Agamien _0195 | CLI.CON-000001 |  |  | Approved
Abo Shanab El Agamien _0195 | CLI.CON-000001 | 9 - 9-Iz. Seror.9-Iz. Seror-BILL NO. 1: SEWAGE NETWORK-6-1.5.3-b | Dismantling joints | Approved
Abo Shanab El Agamien _0195 | CLI.CON-000001 |  |  | Approved
Abo Shanab El Agamien _0195 | CLI.CON-000001 | 9 - Iz. Seror-Bill No.4 Guard Room (Civil Works)-27-4.1.7-a.1 | Ceramic floor, glazed ceramic | Approved
Abo Shanab El Agamien _0195 | CLI.CON-000001 |  |  | Approved
Abo Shanab El Agamien _0195 | CLI.CON-000001 | 9 - 9-Iz. Seror.9-Iz. Seror-Bill No. 2 - Forcemain-13-2.5.4-a | Dismantling joint 150mm | Approved
Abo Shanab El Agamien _0195 | CLI.CON-000001 |  |  | Approved
Abo Shanab El Agamien _0195 | CLI.CON-000001 | 9 - Iz. Seror-Bill No.9 Site and Civil Works -50-9.2.2.a- | Under foundations | Approved
Abo Shanab El Agamien _0195 | CLI.CON-000001 |  |  | Approved
Abo Shanab El Agamien _0195 | CLI.CON-000001 | 9 - Seror-Pumping Station NO. 3-22-3.3.18- | Fire alarm system complete with Conventional fire alarm control panel, smoke detectors, heat detectors, manual call point, bell, fire alarm siren and wire and all necessary components (internal wires and outlets, etc) required to complete the system in perfect case, the fire alarm control panel shall be erected in pump operating room. | Approved
Abo Shanab El Agamien _0195 | CLI.CON-000001 |  |  | Approved
Abo Shanab El Agamien _0195 | CLI.CON-000001 | 9 - Seror-Pumping Station NO. 3-21-3.3.4- | Supply, installation, programming, connecting, commissioning and testing of the control panel (2mm thickness) including the(Conformal coated) Programmable Logic Controller (PLC) consists of: Power supply Module CPU Module Digital Input Modules Digital Output Modules Analog Input Modules Analog Output Modules (If required) Complete with programming software, electrical protection devices, input and output isolation units, industrial switch, electrical feed, insulation transformer, lighting bulb, connection with main control system and all necessary accessories and devices. | Approved
Abo Shanab El Agamien _0195 | CLI.CON-000001 |  |  | Approved
Abo Shanab El Agamien _0195 | CLI.CON-000001 | 9 - 9-Iz. Seror.9-Iz. Seror-Bill No. 2 - Forcemain-11-2.3.6- | Supplying, installing, connecting and testing of ductile iron pipes with diameter 150 mm for wash-out chamber and inlet pipe (in the case of chamber Type-A) , the item includes all pipes, fittings, gaskets, flexible joint, bolts, nut, washers, non-shrink mortar and all required works for completion and performance of the work item in accordance with the Contract Drawings, Specifications, the Ministerial Decree No. (277 / 2000) and its annexes No. 14 /2002) and the Engineer's instructions. | Approved
Abo Shanab El Agamien _0195 | CLI.CON-000001 |  |  | Approved
Abo Shanab El Agamien _0195 | CLI.CON-000001 | 9 - Iz. Seror-Bill No.6Admin Room - Civil Works-38-6.1.3-c.1 | 250 mm thick. | Approved
Abo Shanab El Agamien _0195 | CLI.CON-000001 |  |  | Approved
Abo Shanab El Agamien _0195 | CLI.CON-000001 | 9 - 9-Iz. Seror.9-Iz. Seror-Bill No. 3.1 - Iz. Seror Main Pumping Station (Mechanical works)-23-3.4.2-f. | Flanged Wall piece, dia. 100 mm. | Approved
Abo Shanab El Agamien _0195 | CLI.CON-000001 |  |  | Approved
Abo Shanab El Agamien _0195 | CLI.CON-000001 | 9 - Iz. Seror-Bill No.6Admin Room - Civil Works-37-6.1.2-a.2 | For roof slopes, 30 mm to 140 mm thick | Approved
Abo Shanab El Agamien _0195 | CLI.CON-000001 |  |  | Approved
Abo Shanab El Agamien _0195 | CLI.CON-000001 | 9 - 9-Iz. Seror.9-Iz. Seror-Bill No. 2 - Forcemain-10-2.1-a | Inner diameter DN/ID 150 mm | Approved
Abo Shanab El Agamien _0195 | CLI.CON-000001 |  |  | Approved
Abo Shanab El Agamien _0195 | CLI.CON-000001 | 9 - Iz. Seror-Bill No. 3 Main Pumping Station (Civil works)-18-3.1.6.b- | Type W1, 4.8500 mm width x 1,500 mm height | Approved
Abo Shanab El Agamien _0195 | CLI.CON-000001 |  |  | Approved
Abo Shanab El Agamien _0195 | CLI.CON-000001 | 9 - 9-Iz. Seror.9-Iz. Seror-Bill No. 3.1 - Iz. Seror Main Pumping Station (Mechanical works)-23-3.4.2-b. | Flanged manually gate valve, dia. 100 mm. | Approved
Abo Shanab El Agamien _0195 | CLI.CON-000001 |  |  | Approved
Abo Shanab El Agamien _0195 | CLI.CON-000001 | 9 - 9-Iz. Seror.9-Iz. Seror-Bill No. 3.1 - Iz. Seror Main Pumping Station (Mechanical works)-23-3.4.2-c. | Flanged non-return valve, dia. 100 mm. | Approved
Abo Shanab El Agamien _0195 | CLI.CON-000001 |  |  | Approved
Abo Shanab El Agamien _0195 | CLI.CON-000001 | 9 - 9-Iz. Seror.9-Iz. Seror-Bill No. 3.1 - Iz. Seror Main Pumping Station (Mechanical works)-23-3.4.1- | Submersible Pump 12 L/s, 14 m head coupled with Electric Motor complete with (mating bend, guide rails, coupling, submersible cable, all protection items?.etc) and all accessories required for a good working condition, as per Contract Documents. | Approved
Abo Shanab El Agamien _0195 | CLI.CON-000001 |  |  | Approved
Abo Shanab El Agamien _0195 | CLI.CON-000001 | 9 - Iz. Seror-Bill No.6Admin Room - Civil Works-40-6.1.8.b- | Supply and apply of Dry mix paint for facades including substrate preparation, scaffoldings, grooves, applying three coats of paint as per required colors and all required accessories as shown on the Contract Drawings, recommended by manufacturer and approved by the Engineer prior to installation. | Approved
Abo Shanab El Agamien _0195 | CLI.CON-000001 |  |  | Approved
Abo Shanab El Agamien _0195 | CLI.CON-000001 | 9 - Seror-Pumping Station NO. 3-22-3.3.12- | Supply, installation, termination and testing of control cables (12 x 2 mm2) from valve actuators, water hammering system, generators, transformers, Low Voltage Main Distribution Board (LVMDB), Motor Control Centers (MCC) to the PLC panel complete with conduits, pull boxes, junction boxes, accessories, duct bank...etc. | Approved
Abo Shanab El Agamien _0195 | CLI.CON-000001 |  |  | Approved
Abo Shanab El Agamien _0195 | CLI.CON-000001 | 9 - Iz. Seror-Bill No.6Admin Room - Civil Works-38-6.1.3-a.1 | 250 mm thick. | Approved
Abo Shanab El Agamien _0195 | CLI.CON-000001 |  |  | Approved
Abo Shanab El Agamien _0195 | CLI.CON-000001 | 9 - 9-Iz. Seror.9-Iz. Seror-Bill No. 2 - Forcemain-10-2.2-c | Air Release valve chamber | Approved
Abo Shanab El Agamien _0195 | CLI.CON-000001 |  |  | Approved
Abo Shanab El Agamien _0195 | CLI.CON-000001 | 9 - Iz. Seror-Bill No.5 Store Building (Civil Works)-34-5.1.7-a.1 | Abrasion, friction and shock resistant ceramic | Approved
Abo Shanab El Agamien _0195 | CLI.CON-000001 |  |  | Approved
Abo Shanab El Agamien _0195 | CLI.CON-000001 | 9 - Seror-Admin Room NO. 6-42-6.3.2-c | Enclosed Polycarbonate, Wall Mounting Luminaire IP65 With 20 Watt LED Lamp. | Approved
Abo Shanab El Agamien _0195 | CLI.CON-000001 |  |  | Approved
Abo Shanab El Agamien _0195 | CLI.CON-000001 | 9 - Seror-Generator Shed NO. 7 -46-7.2.2-a | Surface mounted luminaire with 1x60 watt led lamps, With (IP54) | Approved
Abo Shanab El Agamien _0195 | CLI.CON-000001 |  |  | Approved
Abo Shanab El Agamien _0195 | CLI.CON-000001 | 9 - 9-Iz. Seror.9-Iz. Seror-Bill No. 2 - Forcemain-10-2.2-a | Valve chamber type (A) | Approved
Abo Shanab El Agamien _0195 | CLI.CON-000001 |  |  | Approved
Abo Shanab El Agamien _0195 | CLI.CON-000001 | 9 - Seror-Pumping Station NO. 3-20-3.2.2-d | Ditto As Above But For Maintained Electricity Duration. Provided With Emergency Unit For 3 Hours | Approved
Abo Shanab El Agamien _0195 | CLI.CON-000001 |  |  | Approved
Jawhara Palace Restoration _0200 | CLI.CON-000001 | 10 - J-15-15.1 | بالعدد توريد وتركيب جرجورى مطر من مادة (PVC) قطر 3 " من اجود الانواع حسب الرسومات فى الأماكن المحددة ويكون بمصفاة أفقية أو راسية حسب الحالة ويركب على أعمدة صرف الأمطار مباشرة والبند يشمل التثبيت والربط علي مواسير الصرف والوصلات الخاصة بالربط علي مواسير صرف المطر من الـ UPVC. | Approved
Jawhara Palace Restoration _0200 | CLI.CON-000001 |  |  | Approved
Jawhara Palace Restoration _0200 | CLI.CON-000001 | 10 - J-11-11.1 | بالمتر المكعب توريد وتركيب مبانى و حوائط باى سمك وعقود وقبوات من الطوب الأحمر المصمت والسعر يشمل الخامات اللازمة لإتمام أى أعمال مبانى داخلية لزوم التعديلات المعمارية و طبقاً للرسومات ( الطوب و المونة المستخدمة و الرش بالماء ....إلخ) و كذلك كل ما يلزم من سقايل و رفع مخلفات البناء أولا بأول أو أى مخلفات أخرى ناتجة عن التكسير و تكون جميع المبانى موزونة رأسيآ و البند يشمل ربط المبانى الحديثة بالقديمة بإستخدام الكانات الصلب و كل ما يلزم لنهو الأعمال على الوجة الأكمل طبقاً للمواصفات و الرسومات وحسب تعليمات جهااز الاشراف. | Approved
Jawhara Palace Restoration _0200 | CLI.CON-000001 |  |  | Approved
Jawhara Palace Restoration _0200 | CLI.CON-000001 | 10 - J-13-13.1 | بالمتر المكعب توريد و تركيب احجار نحيت منتظمة الابعاد لزوم استكمال و استبدال احجار الواجهات التالفة و المفقودة و إجراء كافة الاختبارات اللازمة و يلتزم المقاول بتقديم عينات و اعتمادها قبل البدء فى الاعمال و البند يشمل كافة العدد و الادوات و السقالات و نقل المخلفات الى المقالب العمومية وعمل كل ما يلزم لنهو الأعمال على الوجة الأكمل طبقاً للمواصفات و الرسومات وحسب تعليمات جهاز الاشراف. | Approved
Jawhara Palace Restoration _0200 | CLI.CON-000001 |  |  | Approved
Jawhara Palace Restoration _0200 | CLI.CON-000001 | 10 - J-3-3.1 | بالمتر المكعب فك وازالة مبانى حجاري للحوائط أو قبوات أو عقود وغيرها باي سمك وعلى أي ارتفاع لزوم أعمال الترميم والتدعيم الإنشائي للحوائط والفئة تشمل أعمال التوثيق الفوتوغرافي والمعماري وترقيم الأحجار وإعداد الرسومات الخاصة بأعمال الفك بمقياس رسم مناسب موضحاً عليها التفاصيل الخاصة بالأحجار مثل أبعاد الأحجار وشكلها ونوعها وأية تفاصيل أخرى كما تشمل الفة أعمال الصلبات اللازمة للتأمين الإنشائي للأجزاء المراد فكها وأيضاً الأجزاء والعناصر الإنشائية المجاورة لها وتشمل الفئة أيضاً أستخدام العمالة اليدوية المدربة للمحافظة على الأجزاء المجاورة وتشوين الصالح وايضاً استخدام الآلات اللازمة والأدوات اللازمة لإتمام الأعمال و نقل المخلفات إلى المقالب العمومية مع عمل كل ما يلزم لنهو الأعمال طبقاً لأصول الصناعة الفنية والأصول الأثرية المتبعة في مثل هذه الأعمال و تعليمات جهة الإشراف مما جميعه بالمتر المكعب | Approved
Jawhara Palace Restoration _0200 | CLI.CON-000001 |  |  | Approved
Jawhara Palace Restoration _0200 | CLI.CON-000001 | 10 - J-8-8.1 | بالمتر المسطح توريد و تركيب طبيق خشبى موسكى نمرة واحد بالسمك والمناسب و بأطوال مختلفة و بالتفريز المطلوب و يلتزم المقاول بتقديم عينات و إعتماد العينة قبل التنفيذ طبقآ لتعليمات جهاز الاشراف وذلك لزوم استبدال الطبق التالف و إجراء كافة الاختبارات اللازمة ويلتزم المقاول بتقديم عينات واعتمادها قبل البدء فى التنفيذ والبند يشمل اعمال التعقيم بأستخدام ماده مناسبه والعزل بماده مناسبه طبقآ لخطة العمل وكافة العدد و الادوات و السقالات و نقل المخلفات الى المقالب العمومية وكل مايلزم لنهو الاعمال طبقا للمواصفات الفنية وتعلميات جهاز الاشراف. | Approved
Jawhara Palace Restoration _0200 | CLI.CON-000001 |  |  | Approved
Jawhara Palace Restoration _0200 | CLI.CON-000001 | 10 - J-4-4.4 | بالعدد تغليف وتامين القطع الاثرية االقديمة التى يحددها جهاز الاشراف الاثرى الثابتة والمتحركة ذات الحجم الصغير والفئة تشمل اولا وضع طبقة من البولي ايثيلين والـــــ bubbles و ورق التيشو يلى ذلك طبقة من الاسفنج سمك 3-5 سم يلي ذلك طبقة من الفوم المضغوط وتوضع داخل صناديق خشية والفئة تشمل استخدام الادوات و جميع ما يلزم لنهو الاعمال حسب أصول الصناعة . | Approved
Jawhara Palace Restoration _0200 | CLI.CON-000001 |  |  | Approved
Jawhara Palace Restoration _0200 | CLI.CON-000001 | 10 - J-15-15.3 | بالعدد توريد وتركيب غرفة من البلاستيك بأبعاد 0.40×0.40 متر لزوم تجميع مياة الأمطار نتيجة صرفها عن طريق المواسير الرأسية التي تنتهى بكوع مفتوح من الأسفل، والفئة تشمل عمل كل ما يلزم لنهو الأعمال طبقا لأصول الصناعة وطبقاً لتعليمات المهندس المشرف. | Approved
Jawhara Palace Restoration _0200 | CLI.CON-000001 |  |  | Approved
Jawhara Palace Restoration _0200 | CLI.CON-000001 | 10 - J-8-8.6 | بالمتر المكعب حقن التربة اسفل الأساسات بضغط 6 بار بمادة تساعد علـى تماسـك الأساسات بمونة مكونة اسمنت 1:1 مياة + بنتونيت 5% و حسب تعليمات جهة الأشراف ويجب إعتماد طريقة التنفيذ والمواد المستخدمة من جهة الأشراف على المقاول عمل الاختبارات اللازمة الذى يحددها جهاز الاشراف والاستشارى فى الاماكن التى تم حقنها وذلك للتاكد من فعالية الحقن,واعتماد المواد المستخدمة ونسبها هـذه المواد من الاستشارى و جهة الأشراف – وعمق الأساسات طبقاً للمواصفات الفنية لمواد البناء والسعر يشمل كل ما يلزم لـنهو الأعمال نهواً تاماً من تثقيب وتثبيت مواسير الحقـن ونقـل المخلفات إلى المقالب العمومية طبقاً للمواصفات الفنية وأصول الصناعة وتعليمات جهه الاشراف ، مما جميعة بالمتر المكعب. | Approved
Jawhara Palace Restoration _0200 | CLI.CON-000001 |  |  | Approved
Jawhara Palace Restoration _0200 | CLI.CON-000001 | 10 - J-10-10.1 | بالكيلو جرام توريد وتركيب الواح الوصلات المعدنية الخاصة بالجمالونات الخشيبة طبقا للروسومات التشغيل والنوت الحسابية المعتمدة ومحمل علية سعر جميع اللحامات ومسامير الرباط والدهان بالبريمر وكل مايلزم لنهو الاعمال طبقاً للمواصفات الفنية واصول الصناعة | Approved
Jawhara Palace Restoration _0200 | CLI.CON-000001 |  |  | Approved
Jawhara Palace Restoration _0200 | CLI.CON-000001 | 10 - J-1-1.1 | بالعدد عمل و تقديم تقارير شهرية لأعمال الرصد المساحى ومتابعة الميول والاتزان للعناصر الإنشائية المختلفة مثل الحوائط الداخلية والخارجية و المداخل الخاصة وذلك قبل بدأ الأعمال و بصفة دورية خلال مدة تنفيذ الأعمال وحتى موعد التسليم النهائى للمشروع على أن يتم الرصد باستخدام أحدث الأجهزة المساحية وتحت إشراف مهندس متخصص مع تقديم تقارير دورية كل شهر عن إتزان وميول العناصر الإنشائية المختلفة تتضمن كافة التفاصيل وكل 7 أيام في حالة الزلازل او ما شابه والفئة تشمل الاتي : مراقبة ورصد الشروخ بكافة العناصر الإنشائية ورصد الحركة لكافة العناصر والاستعانة بالخبراء المتخصصين لكافة الأجهزة المساحية الحديثة والمعدات اللازمة لأتمام الأعمال وعمل كل ما يلزم لنهو الأعمال طبقاً لأصول الصناعة وحسب تعليمات الاستشارى. و البند يشمل تركيب فتانات زجاجية مدرجة على الشروخ التي يحددها الأستشاري وبعدد كافى لكل شرخ بالحوائط الداخلية او الاسقف او الواجهات على اى ارتفاع ويتم التثبيت باللصق الذاتى او ماده لاصقه للزجاج مناسبة بحيث لاتتاثر الماده اللاصقه بالعوامل الجويه او اختلاف الخامات المراد التثبيت عليها ويتم ترقيم الفتانات على اللوحات واعداد تقرير كل 15 يوم عن حالة الفتانات بتقرير معتمد من استشارى متخصص فى الاعمال الانشائيه و المساحه وتقديم الخطه واماكن العمل ويتم اعتماده من الاستشارى قبل التنفيذ و جهاز الاشراف وعمل كل ما يلزم لنهو العمل تاماً وكاملاً حسب أصول الصناعة و تعليمات جهاز الاشراف. | Approved
Jawhara Palace Restoration _0200 | CLI.CON-000001 |  |  | Approved
Jawhara Palace Restoration _0200 | CLI.CON-000001 | 10 - J-4-4.2 | بالمتر الطولى نزع واستبدال الاجزاء التالفه واستكمال الأجزاء المفقودة و إعاده تركيب الكرانيش الخارجية مع عمل الفرم اللازمة للاستكمال والبند يشمل اعمال التوثيق الفوتوغرافي والمعماري لجميع المراحل وعمل الأختبارات اللازمة للتأكد من حساسية اللألوان و تثبيت القشور يلي ذلك أعمال النزع طبقا للخطة المعتمدة يلي ذلك التكويد وعمل قوالب خشبية لاستقبال القطع المنزوعة مبطنة بأسفنج وذلك بأستخدام بأستخدام المتخصصين ( المرممين) المدربين مع حماية و تدعيم الوحدات الجبسية اثناء اعمال الفك كما يشمل اعمال الرص و التشوين الجيد داخل صناديق خشيبة مبطنة بالأسفنج المضغوط بسمك 2 سم و عمل التوثيق الفوتوغرافى و المعماري لكافه مراحل العمل و اعاده التركيب بعد الإنتهاء من اعمال الترميم و كافه العدد و الأدوات و عمل كل مايلزم لنهو الاعمال طبقا لأصول الصناعة و تعليمات جهاز الاشراف. | Approved
Jawhara Palace Restoration _0200 | CLI.CON-000001 |  |  | Approved
Jawhara Palace Restoration _0200 | CLI.CON-000001 | 10 - J-14-14.5 | بالمتر المسطح اعاده تركيب الصالح من الارضيات الرخامية الصالحة التى تم فكها وذلك بعد المعالجة والتقوية لازمة والتنظيف وتجهيزها للتركيب والفئة تشمل فرش مونة مفلفة من الاسمنت والرمل اسفل الارضيات واعمال الصقل والسقية بمونة مناسبة واستعمال كافة العدد والآلات والأدوات وعمل كل ما يلزم لنهو العمل طبقا لأصول الفن والصناعة وحسـب تعليمات المهندس الاستشاري. | Approved
Jawhara Palace Restoration _0200 | CLI.CON-000001 |  |  | Approved
Jawhara Palace Restoration _0200 | CLI.CON-000001 | 10 - J-12-12.2 | بالمتر المسطح ترميم و معالجه البياض للحوائط الداخلية و الخارجية و الفئة تشمل عمل كافه الاختبارات اللازمه للتعرف علي مكونات البياض القديم وعمل التوثيقات الفوتوغرافية و المعمارية لكافه مراحل العمل و البند يشمل ترميم و تنظيف طبقات البياض وطبقة اللون الاصلي و إزالة الأتربة و الاتساخات بأستخدام فرشة ناعمة مناسبة لحالة البياض و معالجه الشروخ و حقن طبقات البياض بالاماكن الضعيفه و المنفصلة و تقويتها و تثبيتها بأستخدام مونة الجير المخمر عالي الدسم والرمل الناعم وغسله لإستخلاص الأملاح منه (حسب رؤية جهاز الاشراف ) ويتم نهو الأعمال طبقآ لأصول الصناعة وتعليمات جهاز الأشراف وطبقا للاماكن التي يحددها جهاز الاشراف الاثري | Approved
Jawhara Palace Restoration _0200 | CLI.CON-000001 |  |  | Approved
Jawhara Palace Restoration _0200 | CLI.CON-000001 | 10 - J-5-5.2 | بالمتر المكعب توريد و ردم برمال نظيفة موردة من الخارج من العينة المعتمدة بعد عمل التحاليل اللازمة ( أختبار بروكتور ) حول الأساسات أو داخل المبنى بالمقاسات والارتفاعات التى يراها الاستشارى وحسب طبيعة الموقع علي ان يكون الردم علي طبقات سمك كل طبقة 25 سم مع الدمك جيداً والغمر بالمياه وعمل كل الأختبارات اللازمة طبقا للمواصفات الفنية المرفقة واصول الصناعة و رسومات وجداول مشروع الترميم و تعليمات جهاز الأشراف. | Approved
Jawhara Palace Restoration _0200 | CLI.CON-000001 |  |  | Approved
Jawhara Palace Restoration _0200 | CLI.CON-000001 | 10 - J-9-9.2 | بالمتر الطولي توريد وتنفيذ خوازيـق مـن البتونيـت طبقـاً للرسومات المعتمدة مكونة من الأسمنـت والبنتونيت والرمل بنسبة 3 بنتونيت : ٢ أسمنت :1 رمل : 6 مياه ويجب إجراء الاختبارات اللازمة على خلطة البنتونيت وإعتمادها قبل البدء في التنفيذ ونهو الاعمال طبقاً لأصول الصناعه و تعليمات جهاز الإشراف. مما جميعه بالمتر الطولي. | Approved
Jawhara Palace Restoration _0200 | CLI.CON-000001 |  |  | Approved
Jawhara Palace Restoration _0200 | CLI.CON-000001 | 11 | Direct Cost | Approved
Jawhara Palace Restoration _0200 | CLI.CON-000001 |  |  | Approved
Jawhara Palace Restoration _0200 | CLI.CON-000001 | 11 | Direct Cost | Approved
Jawhara Palace Restoration _0200 | CLI.CON-000001 |  |  | Approved
Jawhara Palace Restoration _0200 | CLI.CON-000001 | 12 | Indirect Cost | Approved
Jawhara Palace Restoration _0200 | CLI.CON-000001 |  |  | Approved
Jawhara Palace Restoration _0200 | CLI.CON-000001 | 12 | Indirect Cost | Approved
Jawhara Palace Restoration _0200 | CLI.CON-000001 |  |  | Approved
Jawhara Palace Restoration _0200 | CLI.CON-000001 | 10 | Client Contract | Approved
Jawhara Palace Restoration _0200 | CLI.CON-000001 |  |  | Approved
Jawhara Palace Restoration _0200 | CLI.CON-000001 | 10 - J-7-7.4 | بالمتر المسطح توريد وتركيب الواح من الرصاص اعلى الطبق الخشبى للجامالونات الخاصة بالقاعة المحروقة عالى الكفاءة وإجراء كافة الاختبارات اللازمة ويلتزم المقاول بتقديم عينات واعتمادها قبل البدء فى التنفيذ علي ان تكون مطابقة للمواصفات و الرسومات المعتمدة والبند يشمل اعمال التوثيق الفوتوغرافي والمعمارى لجميع المراحل و النهو حسب أصول الصناعه وطبقاً للمواصفات المعتمدة و طبقا للعينة المعتمدة من جهاز الأشراف و تعليمات جهاز الأشراف. | Approved
Jawhara Palace Restoration _0200 | CLI.CON-000001 |  |  | Approved
Jawhara Palace Restoration _0200 | CLI.CON-000001 | 10 - J-4-4.5 | بالعدد تغليف وتامين القطع الاثرية االقديمة التى يحددها جهاز الاشراف الاثرى الثابتة والمتحركة ذات الحجم الكبير والفئة تشمل اولا وضع طبقة من البولي ايثيلين والـ bubbles والفئة تشمل استخدام الادوات و جميع ما يلزم لنهو الاعمال حسب أصول الصناعة . | Approved
Jawhara Palace Restoration _0200 | CLI.CON-000001 |  |  | Approved
Jawhara Palace Restoration _0200 | CLI.CON-000001 | 10 - J-1-1.3 | بالعدد عمل جسات تاكيدية بالموقع بعمق لايقل عن 15 متر لتحديد طبيعه التربه وخصائصها الطبيعيه والميكانيكيه وكذلك منسوب المياه االجوفية ومعدل الاملاح الذائبة بها من خلال تحليل كميائى للمياه وتشمل تقديم تقرير فنى مفصل من خلال احد المكاتب الاستشاريه المتخصصه وطبقاً للأماكن التى يحددها الأستشارى وعمل كل مايلزم لنهو الاعمال حسب الاصول الفنيه لهذه الاعمال مما جميعه | Approved
Jawhara Palace Restoration _0200 | CLI.CON-000001 |  |  | Approved
Jawhara Palace Restoration _0200 | CLI.CON-000001 | 10 - J-1-1.2 | بالمتر الطولى عمل مسح ردارى للتربه بأستخدام اجهزة النبض المتوسطة حتي عمق 4 متر واجهزة المنخفض حتي عمق 20 متر للتعرف على وجود فراغات اسفل المباني الاثرية و طبيعة هذه الفراغات و خصائص التربة و مناسيب المياة الجوفية ومنسوب التأسيس للمباني على ان يتم تقديم تقرير فني متكامل لكافة نتائج الدراسات مع الرسومات التوضيحية اللازمة وتوضيح الناتج على رسومات و مساقط معمارية و يتم تسليم كافة المسح الردارى أثناء المشروع بصيغة البرامج الاصليه التى يتم العمل بها المسح الردارى على أسطوانات مدمجة CD او ما يماثلها طبقاً لأصول الصناعة وتعليمات جهاز الإشراف . | Approved
Jawhara Palace Restoration _0200 | CLI.CON-000001 |  |  | Approved
Jawhara Palace Restoration _0200 | CLI.CON-000001 | 10 - J-8-8.4 | بالمتر المكعب توريد وتركيب عروق خشبية لزوم تزرير الشروخ قطاع 4* 4 بوصة من الخشب العزيزى من جهة واحدة او من الجانبين فى حوائط بسمك 50 سم او اقل وتكون الدبل فى الاركان معشقة ذيل اليمامةبطرف ممتد و البند يشمل فك الدبل المتهالكة و نقلها الى المقالب العمومية و جمبع اعمال تثبيت الدبل الموردة و استخدام الادوات اللازمة لذلك و تنظيف و تقوية مناطق تركيب العروق قبل الثبيت و دهان العروق الخشبية بمواد مقاومة للرطوبة و الحشرات و الحقن حول العروق بالمون و الادوات و كل مايلزم لنهو الاعمال على الوجة الاكمل وطبقآ لأصول الصناعه و تعليمات جهاز الأشراف. | Approved
Jawhara Palace Restoration _0200 | CLI.CON-000001 |  |  | Approved
Jawhara Palace Restoration _0200 | CLI.CON-000001 | 10 - J-13-13.2 | بالمتر المكعب توريد و تركيب احجار نحيت ذات اشكال خاصه لزوم استبدال احجار الحليات الحجرية و إجراء كافة الاختبارات اللازمة و يلتزم المقاول بتقديم عينات واعتمادها قبل البدء فى الاعمال و البند يشمل كافة العدد و الادوات و السقالات و نقل المخلفات الى المقالب العمومية وعمل كل ما يلزم لنهو الأعمال على الوجة الأكمل طبقاً للمواصفات و الرسومات وحسب تعليمات جهااز الاشراف. | Approved
Jawhara Palace Restoration _0200 | CLI.CON-000001 |  |  | Approved
Jawhara Palace Restoration _0200 | CLI.CON-000001 | 10 - J-2-2.1 | بالمتر المكعب تكسير يدوى لأسقف الخرسانية التى يحدها الاستشارى وذلك على أن يتم التكسير حسب أصول الصناعة بطريقة يدوية بحيث يتم استخدام العدد والادوات المناسبة حتى لا يتم بأي حال من الأحوال التأثير على المبـاني القائمـة والسعر يشمل نقل مخلفات التكسير إلى المقالب العموميـة وعمل كافة الصلبات اللازمة لحماية المبـاني قبـل البـدء في التكسير واعتماد طريقة الصلبات والتكسير من جهة الأشراف قبل البدء في التكسير وطبقاً لأصول الصناعة وتعليمات جهـة الاشراف مما جميعه بالمتر المكعب | Approved
Jawhara Palace Restoration _0200 | CLI.CON-000001 |  |  | Approved
Jawhara Palace Restoration _0200 | CLI.CON-000001 | 10 - J-14-14.3 | بالمتر المسطح اعاده تركيب الصالح من البلاطات الحجرية الصالحة التى تم فكها وذلك المعالجة والتقوية الازمة والتنظيف والتركيب والفئة تشمل فرش مونة مفلفة من الاسمنت والرمل اسفل البلاطات واليضا اعمال الصقل والسقية بمونة مناسبة واستعمال كافة العدد والآلات والأدوات وعمل كل ما يلزم لنهو العمل طبقا لأصول الفن والصناعة وحسـب تعليمات المهندس الاستشاري. | Approved
Jawhara Palace Restoration _0200 | CLI.CON-000001 |  |  | Approved
Jawhara Palace Restoration _0200 | CLI.CON-000001 | 10 - J-7-7.3 | بالمتر المسطح توريد ورش ماده عازله للرطوبة و الحرارة اعلى الطبق الخشبى للقاعة المحروقة وهي من البولي يوريثان فوم Master Seal 745 pf او ما يماثلها من إنتاج شركة باسف او ما يماثلها بسمك 4 سم ± 10% علي سطح الجمالون الخشبي ودهان ماده عازله للرطوبة Master Top300 ودهان ماده ماستر سيل 261 علي مصاريف الأمطار والبند يشمل التوريد والتنفيذ والعماله والأدوات اللازمه وأعمال الحماية ومتطلبات الأمان نظرآ للعمل علي أسقف مائله وإرتفاعات والبند يشمل اعمال التوثيق الفوتوغرافي والمعماري لجميع المراحل عمل كل ما يلزم لنهو الأعمال طبقآ لأصول الصناعة وتعليمات جهاز الأشراف. | Approved
Jawhara Palace Restoration _0200 | CLI.CON-000001 |  |  | Approved
Jawhara Palace Restoration _0200 | CLI.CON-000001 | 10 - J-8-8.5 | بالمتر المكعب ( من مونة الحقن ) توريد و تخريم و حقن الحوائط من التاسيس بأرتفاع 2م من منسوب التشطيب بمونة غير قابلة للأنكماش لزوم تقوية المباني الحجرية و زيادة قدرتها علي التحمل ويتم الحقن من خلال مواسير بلاستيك تثبت داخل ثقوب بالمباني الحجرية بقطر حوالى بوصة علي مناسيب كل مدماكين حجر وعلي مسافات افقية في حدود من 40 : 60 سم وذلك حسب التقاء اللحامات الرأسية و الافقية في الاتجاهين وبعمق في حدود 50% من سمك الحائط و بزاوية ميل مناسبة و يتم الحقن بأستخدام خليط من الاسمنت الابيض + جير مطفى بنسبة 2:1 من الخلط مع عمل عينات بنسب مختلفة و بمعرفة الشركة المنفذة و اجراء الاختبارات القياسية عليها لأختبار انسبها و تخلط المونة بماء مع اضافة مادة لتأخير زمن الشك و تعتمد هذه المواد قبل العمل بها و يتم الحقن من اسفل لاعلى تحت ضغوط مناسبة و متدرجة في حدود 2بار و حسب الحالة و بعد التأكد من انتشار وتشعب مونة الحقن بين الفراغات و بين المباني المعتادة يتم إزالة مادة الحقن الزائد بالماء الدافيء (40-50) درجة مئوية وان لم تزول يتم التنظيف بالكحول المذاب في الماء الدافيء وعلى المقاول عمل الاختبارات اللازمة الذى يحددها جهاز الاشراف والاستشارى فى الاماكن التى تم حقنها وذلك للتاكد من فعالية الحقن وبعد اتمام عملية الحقن يتم عمل تنظيف اللحامات و تفريغها و كحلة العراميس مع استخدام كافة العدد و المعدات و الات الحقن وخلافه حسب اصول الصناعة الجيدة والقياس بالمتر المكعب من مونة الحقن لحقن الحوائط و تقديم خطة العمل و اماكن العمل و اعتمادها من الاستشارى قبل التنفيذ و جهازا لاشراف وعمل كل ما يلزم لنهو العمل نهو تاماً وكاملاً حسب أصول الصناعة، و حسب تعليمات جهاز الاشراف. | Approved
Jawhara Palace Restoration _0200 | CLI.CON-000001 |  |  | Approved
Jawhara Palace Restoration _0200 | CLI.CON-000001 | 10 - J-3-3.4 | بالمتر المكعب فك و إزاله العروق الخشبية و المخدات الخاصة بالأسقف الخشبية التى تم الكشف عليها بعد إزالة التطبيق الخشبى و البند يشمل اعمال التوثيق الفوتوغرافي والمعماري لجميع المراحل فزر و تشوين الصالح منه و تسليمة الى جهاز الاشراف او إعادة استخدامة ونقل المخلفات الى المقالب العمومية وعمل كل مايلزم لنهو الاعمال طبقا لأصول الصناعة وتعليمات جهاز الاشراف. | Approved
Jawhara Palace Restoration _0200 | CLI.CON-000001 |  |  | Approved
Jawhara Palace Restoration _0200 | CLI.CON-000001 | 10 - J-8-8.2 | بالمتر المكعب توريد وتركيب قطاعات من الخشب العزيزى لزوم الاسقف المنهارة استبدال و استكمال القطاعات الخشبيه التالفة و المفقودة طبقآ للروسومات المعتمدة و لتقل الكثافة عن 680 كليو على المتر المكعب و نسبة الرطوبة لا تزيد عن 12 % لزوم الاسقف الانشائية ( مخدات - عروق - وصلات - واعتاب ...) والبند يشمل اعمال التوثيق الفوتوغرافي والمعماري لجميع المراحل و التعقيم و العزل بالمواد المعتمدة داخل خطة العمل و تقديم نوتة حسابية للمراجعة و الاعتماد للبدء بالتوريد و كل ما يلزم من شدات و صلبات و يلتزم المقاول بتقديم عينات واعتمادها قبل البدء فى الاعمال والبند يشمل كافة العدد و الادوات و السقالات و نقل المخلفاتB47:B48 الى المقالب العمومية و نهو الاعمال طبقا لأصول الصناعة وتعليمات جهاز الاشراف . | Approved
Jawhara Palace Restoration _0200 | CLI.CON-000001 |  |  | Approved
Jawhara Palace Restoration _0200 | CLI.CON-000001 | 10 - J-9-9.1 | بالمتر الطولي توريد وتنفيذ خوازيق مـن الخرسانة متلاصقة بالتفريغ الميكانيكي حسب الرسومات التنفيذية المعتمدة وكانات حلزونية ملحومة طول الخطوة ٢٠ سم والتسليح بكامل الطول بقطر 40 سـم والخرسانة مكونة من 0.8 زلط + 0.4 رمل + 350 كجـم أسمنت مقاوم للكبريتات لكل 1,00 م3 والسعر يشمل ربـط الخوازيق بكمرة خرسانية طبقاً للوارد بالرسومات ومحمل على السعر أيضاً أعمال التطهير للموقع من الأساسات القديمة ولكل ما يعوق أعمال التنفيذ ومحمل على السعر أيضاً تكسير رؤوس الخوازيق على المقاول عمل الاختبارات اللازمة الذى يحددها جهاز الاشراف والاستشارى مع نقل المخلفات إلى المقالب العموميـة ونهو الاعمال طبقاً لأصول الصناعه و تعليمات جهاز الإشراف. | Approved
Jawhara Palace Restoration _0200 | CLI.CON-000001 |  |  | Approved
Jawhara Palace Restoration _0200 | CLI.CON-000001 | 10 - J-2-2.3 | بالمتر المسطح تكسير الدكات أعلى السطح بدا من سمك 10 سم حتى 25 سم مع مراعـاة كافة الاحتياطـات و استعمال كافـة العـدد والأدوات وعمل كل ما يلزم لنهو الأعمال طبقآ لأصول الصناعة وتعليمات جهاز الأشراف والفئة تشمل نقل المخلفات إلى المقالب العمومية. | Approved
Jawhara Palace Restoration _0200 | CLI.CON-000001 |  |  | Approved
Jawhara Palace Restoration _0200 | CLI.CON-000001 | 10 - J-4-4.7 | بالعدد تغليف وتامين الوحدات الخشبية الثابتة والمتحركة`ذات الحجم الكبير والفئة تشمل اولا وضع طبقة من البولي ايثيلين والــ bubbles والفئة تشمل استخدام الادوات و جميع ما يلزم لنهو الاعمال حسب أصول الصناعة . | Approved
Jawhara Palace Restoration _0200 | CLI.CON-000001 |  |  | Approved
Jawhara Palace Restoration _0200 | CLI.CON-000001 | 10 - J-7-7.2 | بالمتر المسطح توريد وعمل طبقة عازله للحرارة لزوم السطح من البولسترين عالى الكفاءة مصنع بطريقة البثق سمك 5 سم و كثافة 36 كجم / م3 طبقاً للعينات المرفقة وطبقاً للمواصفات و الرسومات المعتمدة والنهو حسب أصول الصناعه و طبقاً للمواصفات المعتمدة وطبقا للعينة المعتمدة من جهاز الأشراف و نهو الأعمال طبقآ لأصول الصناعه و تعليمات جهاز الأشراف. | Approved
Jawhara Palace Restoration _0200 | CLI.CON-000001 |  |  | Approved
Jawhara Palace Restoration _0200 | CLI.CON-000001 | 10 - J-3-3.2 | بالمتر المسطح فك و إزالة قطاعات البغدادلى التالفة بالأسقف التي يتم ترميمها وتم الكشف عليها و البند يشمل عمل التوثيق الفوتوغرافى لكافه مراحل العمل و نقل المخلفات الى المقالب العمومية و عمل كل مايلزم لنهو الاعمال طبقاً لأصول الصناعة و تعليمات جهاز الاشراف . | Approved
Jawhara Palace Restoration _0200 | CLI.CON-000001 |  |  | Approved
Jawhara Palace Restoration _0200 | CLI.CON-000001 | 10 - J-14-14.7 | بالمتر المسطح - توريد وتركيب بلاط موزايكو حصوة الابستر للاسطح مقاس 30×30×3 سم والفئة تشمل عمل الوزارت من نفس نوع البلاط وبارتفاع 30 سم في الداير مائلة دون احتساب أي علاوة نظير الوزرات وانهاء العمل طبقا للمواصفات الفنية. | Approved
Jawhara Palace Restoration _0200 | CLI.CON-000001 |  |  | Approved
Jawhara Palace Restoration _0200 | CLI.CON-000001 | 10 - J-2-2.2 | بالمتر المسطح تكسير يدوي لدكات الخرسانة العاديـة أسفل الارضيات الأثر وكذلك أسفل الرخام بالأدوار ان وجدت حتى سمك ٢٠ سم والسعر يشمل استعمال كافة العدد والآلات والأدوات ورفع ونقل جميع المخلفات إلى المقالب العمومية وعمل كل ما يلـزم لنهو العمل وحسب تعليمات الاستشاري ممـا جميعـه بـالمتر المسطح | Approved
Jawhara Palace Restoration _0200 | CLI.CON-000001 |  |  | Approved
Jawhara Palace Restoration _0200 | CLI.CON-000001 | 10 - J-6-6.1 | بالمتر المسطح – تجهيز وصب دكة خرسانة خفيفه لزوم ميول الأسطح بمتوسط سمك 7 سم ولا يقل عن 3 سم عند فم المزراب او ما يماثله و مونة اسمنتيه بمحتوي اسمنتي 350 كجم/ م3 و إجهاد 200 كجم/ سم2 و 20 كجم/ م3 اديبور 55 و 425 كجم/ م3 رمل بحيث لا يقل الميل عن 1 سم في المتر والفئة تشمل عمل وزرة مائلة من نفس الخرسانة حول الدراوي وغيرها لتركيب بلاطة الوزرة عليه والقياس حسب المسقط الافقي بدون علاوة نظير الوزرات أو الميول والبند يشمل عمل كل ما يلزم لنهو العمل نهواً تاماً طبقاً لأصول الصناعة وتعليمات جهاز الاشراف . | Approved
Jawhara Palace Restoration _0200 | CLI.CON-000001 |  |  | Approved
Jawhara Palace Restoration _0200 | CLI.CON-000001 | 10 - J-15-15.2 | بالمتر الطولى توريد وتركيب مواسير UPVC لزوم صرف المطر ظاهرة او مدفونة قطر 3 بوصة والمواسير تكون (عينة معتمدة) من اجود الانواع ضغط 10 بار على أن يتم ذلك طبقا لأصول الصناعة و اتباع تعليمات الاستشاري | Approved
Jawhara Palace Restoration _0200 | CLI.CON-000001 |  |  | Approved
Jawhara Palace Restoration _0200 | CLI.CON-000001 | 10 - J-14-14.2 | بالمتر المسطح توريد و تركيب بلاطات حجرية والفئة تشمل التوريد ينفس القطاعات والنوعية الموجودة فى الموقع وعمل الاختبارات الازمة بمركز معتمد كما تشمل فرش مونة مفلفة من الاسمنت والرمل اسفل البلاطات واعمال الصقل والسقية بمونة مناسبة واستعمال كافة العدد والآلات والأدوات وعمل كل ما يلزم لنهو العمل طبقا لأصول الفن والصناعة وحسـب تعليمات المهندس الاستشاري. | Approved
Jawhara Palace Restoration _0200 | CLI.CON-000001 |  |  | Approved
Jawhara Palace Restoration _0200 | CLI.CON-000001 | 10 - J-4-4.8 | بالمتر المسطح تغليف وتامين الجدرايات الثابتة والمتحركة طبقا للخطة المعتمدة من جهاز الاشراف والاستشارى والبند يشمل اعمال التوثيق الفوتوغرافي والمعماري لجميع المراحل وعمل الأختبارات اللازمة للتأكد من حساسية اللألوان و تثبيت القشور عن طريق المتخصصين ( المرممين) المدربين واستخدام كافه العدد و الأدوات و عمل كل مايلزم لنهو الاعمال طبقا لأصول الصناعة و تعليمات جهاز الاشراف. | Approved
Jawhara Palace Restoration _0200 | CLI.CON-000001 |  |  | Approved
Jawhara Palace Restoration _0200 | CLI.CON-000001 | 10 - J-14-14.4 | بالمتر المسطح فك ارضيات رخام اثرية بغاية الحرص على ان يت الترقيم والتصويرقبل البدء فى الاعمال لإعادة الاستخدام في مكان مع مراعاة كافة الاحتياطيات للمحافظة على السقف السفلي واستعمال كافة العدد والأدوات ونقل المخلفـات إلى المقالب العمومية. مما جميعه بالمتر المسطح. بأستخدام العمالة اليدوية المدربة و البند يشمل إزالة كافة الطبقات تحت الأرضيات حتي الوصول للمنسوب المطلوب على ان يتم الفك بحرص و الفرز و الرص و التشوين الجيد داخل صناديق خشبيه بأطوال مناسبه و البند يشمل استخدام فواصل من الفوم بين طبقات الحجر وعمل التوثيقات الازمة و التكويد قبل الفك و كافه العدد و الادوات اللازمه و اعتماد خطة العمل قبل البدء فى التنفيذ و كل مايلزم لنهو الأعمال حسب أصول الصناعة و تعليمات جهاز الأشراف. | Approved
Jawhara Palace Restoration _0200 | CLI.CON-000001 |  |  | Approved
Jawhara Palace Restoration _0200 | CLI.CON-000001 | 10 - J-4-4.3 | بالمتر الطولى نزع واستبدال الاجزاء التالفه واستكمال الأجزاء المفقودة و إعاده تركيب الكرانيش القاعة المحروقة طبقا للخطة المعتمدة من جهاز الاشراف والاستشارى والبند يشمل اعمال التوثيق الفوتوغرافي والمعماري لجميع المراحل وعمل الأختبارات اللازمة للتأكد من حساسية اللألوان و تثبيت القشور يلي ذلك أعمال النزع طبقا للخطة المعتمدة يلي ذلك التكويد وعمل قوالب خشبية لاستقبال القطع المنزوعة مبطنة بأسفنج وذلك بأستخدام بأستخدام المتخصصين ( المرممين) المدربين مع حماية و تدعيم الوحدات الجبسية اثناء اعمال الفك كما يشمل اعمال الرص و التشوين الجيد داخل صناديق خشيبة مبطنة بالأسفنج المضغوط بسمك 2 سم و عمل التوثيق الفوتوغرافى و المعماري لكافه مراحل العمل و اعاده التركيب بعد الإنتهاء من اعمال الترميم و كافه العدد و الأدوات و عمل كل مايلزم لنهو الاعمال طبقا لأصول الصناعة و تعليمات جهاز الاشراف. | Approved
Jawhara Palace Restoration _0200 | CLI.CON-000001 |  |  | Approved
Jawhara Palace Restoration _0200 | CLI.CON-000001 | 10 - J-4-4.9 | بالعدد فك وتغليف وتامين وترقيم شبابيك خشبية او زجاج وتسليمها الى جهاز الاشراف الاثرى بما تشمله من ضلف الشيش والاكسسورات لزوم أعمال درء الخطورة وذلك على اي ارتفاع بالواجهات الداخلية اوالخارجية وذلك بعد ترقيم وتصوير الشبابيك وتحديد اماكنها على الرسومات على ان يتم فك الشباك بكامل محتوياته ( يتم فك الحلوق اذا لزم الامر ) والتغليف والحماية ( بولى ايثيلين وطبقة سفنج مضغوط 2 سم عالى الكثافه) لحين الترميم وخلافة على ان يتم الفك بحرص شديد بالحوائط ويتم تشوين الشبابيك على دمسات خشبية وبطريقة جيدة ويتم حفظ الاكسسوارات فى صندوق خشبى لكل شباك على حده ويتم العمل طبقا للاصول الاثريه ونهو الاعمال طبقاً لاصول الصناعة وتعليمات جهاز الاشراف | Approved
Jawhara Palace Restoration _0200 | CLI.CON-000001 |  |  | Approved
Jawhara Palace Restoration _0200 | CLI.CON-000001 | 10 - J-6-6.2 | بالمتر المسطح توريد وعمل دكات اسفل الارضيات من الخرسانة العادية سمك 15 سم وتكون أسفل العزل وتتكون الدكة من خرسانة عادية بمحتوي 250كجم/ م3 و باجهاد 180 كجم/ سم2 و التثبيت بمونة من الاسمنت والرمل بنسبة 350كجم اسمنت/ م3 رمل والبند يشمل عمل الأوتار وتخليق الميول المطلوبة وتسوية السطح والمعالجة بوضع طبقة من الرمل النظيف المهروز ورشه وتنديته بالماء باستمرار لمدة لا تقل عن عشرة أيـام مـن بداية الصب ويشمل الثمن استعمال كافـة العـدد والآلات والأدوات وعمل كل ما يلزم لنهو العمل طبقا لأصول الفـن والصناعة وحسب تعليمات الاستشاري ممـا جميعـه بـالمتر المسطح . | Approved
Jawhara Palace Restoration _0200 | CLI.CON-000001 |  |  | Approved
Jawhara Palace Restoration _0200 | CLI.CON-000001 | 10 - J-14-14.6 | بالمتر المسطح توريد و تركيب بلاطات رخامية والفئة تشمل التوريد ينفس القطاعات والنوعية الموجودة فى الموقع وعمل الاختبارات الازمة بمركز معتمد كما تشمل فرش مونة مفلفة من الاسمنت والرمل اسفل البلاطات واعمال الصقل والسقية بمونة مناسبة واستعمال كافة العدد والآلات والأدوات وعمل كل ما يلزم لنهو العمل طبقا لأصول الفن والصناعة وحسـب تعليمات المهندس الاستشارى | Approved
Jawhara Palace Restoration _0200 | CLI.CON-000001 |  |  | Approved
Jawhara Palace Restoration _0200 | CLI.CON-000001 | 10 - J-12-12.3 | بالمتر المسطح توريد و عمل مونة بياض مطابق للبياض القديم للحوائط الداخلية و الخارجية و الأسقف من حيث المكونات و الخصائص الميكانيكيه و الكميائية بعد اجراء كافه التحاليل اللازمه للبياض و الفئة تشمل عمل التوثيقات الفوتوغرافية و المعمارية لكافه مراحل العمل و عمل البؤج و الأوتار اللازمة بإستخدام ميزان الخيط و المياة و الاجهزه المساحيه و كافه العدد و الأدوات و السقالات و كل ما يلزم لنهو الأعمال طبقآ لأصول الصناعة وتعليمات جهاز الأشراف وطبقاً للاماكن التي يحددها جهاز الاشراف الاثري | Approved
Jawhara Palace Restoration _0200 | CLI.CON-000001 |  |  | Approved
Jawhara Palace Restoration _0200 | CLI.CON-000001 | 10 - J-3-3.3 | بالمتر المسطح فك و إزالة الواح التطبيق الخاصة بالأسقف الخشبية القديمة التى تم الكشف عليها و البند يشمل عمل التوثيق الفوتوغرافى لكافه مراحل العمل و نقل المخلفات الى المقالب العمومية و عمل كل مايلزم لنهو الاعمال طبقاً لأصول الصناعة و تعليمات جهاز الاشراف | Approved
Jawhara Palace Restoration _0200 | CLI.CON-000001 |  |  | Approved
Jawhara Palace Restoration _0200 | CLI.CON-000001 | 10 - J-4-4.1 | بالمتر المسطح نزع واستبدال الاجزاء التالفه واستكمال الأجزاء المفقودة و إعاده تركيب الاسقف الجبسية المزخرفة طبقاً للخطة المعتمدة من جهاز الاشراف والاستشارى والبند يشمل اعمال التوثيق الفوتوغرافي والمعماري لجميع المراحل وعمل الأختبارات اللازمة للتأكد من حساسية اللألوان و تثبيت القشور يلي ذلك أعمال النزع واعادة التركيب طبقا للخطة المعتمدة من جهاز الاشراف والاستشارى يلي ذلك التكويد وعمل قوالب خشبية لاستقبال القطع المنزوعة مبطنة بأسفنج وذلك بأستخدام المتخصصين ( المرممين) المدربين مع حماية و تدعيم الوحدات الجبسية الزخرفية اثناء اعمال الفك كما يشمل اعمال الرص و التشوين الجيد داخل صناديق خشيبة مبطنة بالأسفنج المضغوط بسمك 2 سم و عمل التوثيق الفوتوغرافى و المعماري لكافه مراحل العمل و اعاده التركيب بعد الإنتهاء من اعمال الترميم و كافه العدد و الأدوات و عمل كل مايلزم لنهو الاعمال طبقا لأصول الصناعة و تعليمات جهاز الاشراف. | Approved
Jawhara Palace Restoration _0200 | CLI.CON-000001 |  |  | Approved
Jawhara Palace Restoration _0200 | CLI.CON-000001 | 10 - J-5-5.1 | بالمتر المكعب حفر يدوى لزوم أعمال حقن الاساسات والحوائط والحفاظ على الأثر فى أى نوع من أنواع التربة ماعدا التربة الصخرية والفئة تشمل الحفر و تكسير وازالة اي دكات وعمل اى مكاشف- ان وجدت - وعمل سند للجوانب ونزح المياة الجوفية إذ لزم الأمر والفئة تشمل نقل ناتج الحفر إلى المقالب العمومية و نزح المياة (Dewatering) بالطريقة الهندسية التى يتم اعدادها بواسطة المقاول أعتمدها من طاقم الأشراف مع عمل كل مايلزم لنهو الأعمال حسب أصول الصناعة وطبقاً لتعليمات جهاز الإشراف. | Approved
Jawhara Palace Restoration _0200 | CLI.CON-000001 |  |  | Approved
Jawhara Palace Restoration _0200 | CLI.CON-000001 | 10 - J-8-8.7 | بالمتر الطولي حقن شروخ المباني الحجاري أو الطوب او الأسقف سمك أقل من 2 سم بالحوائط الداخلية و الخارجية و بالأماكن التى يحددها المهندس المشرف طبقآ للرسومات على ان يتم تنظيف الشرخ جيدآ من الأتربة و الشوائب العالقة به و إزالة المون القديمة و غسل الشرخ جيدآ بالماء ويتم الحقن عن طريق تثبيت مواسير معدنية أو خراطيم بلاستيك مخرمة بقطر بين 16-20 مم و بعمق داخل الشرخ يتراوح بين 30-35 سم و على مسافات تتراوح بين 25-30 سم من المحور الى المحور و بزاوية ميل من 15-20 درجة اسفل و تسد اللحامات الافقية والرأسية من الخارج ثم تتم عملية الحقن بأستخدم مونة جيرية تحتوى على اضافات معتمدة قليلة الانكماش و نسبة من الرماد المتطاير FLY ASH مع الحقن بمونة و تدعيم المونة بنسبة من بودرة من الالياف الصناعية يتم اعتمادها من المهندس و يتم اختبار مدي تجانس المادة مع الاحجار أو الطوب ومع المون الاصلية و يتم الحقن من اسفل لاعلى تحت ضغوط مناسبة و متدرجة و حسب الحالة و بعد التأكد من انتشار و تشعب مونة الحقن على المقاول عمل الاختبارات اللازمة الذى يحددها جهاز الاشراف والاستشارى فى الاماكن التى تم حقنها وذلك للتاكد من فعالية الحقن و مليء الفراغات بين الاحجار يتم تنظيف اللحامات و تفريغها و خدمة المباني الحجاري أو الطوب الاحمر و كحلة العراميس بمونة المباني و الفئة تشمل كافة العدد و الالات و مواد و عدد الحقن و الصقايل و التوريدات و المصنعيات و تقديم خطة العمل و اماكن العمل و اعتماده من الاستشارى قبل التنفيذ و جهاز الاشراف وعمل كل ما يلزم لنهو العمل تاماً و كاملاً حسب أصول الصناعة و حسب تعليمات جهاز الاشراف. | Approved
Jawhara Palace Restoration _0200 | CLI.CON-000001 |  |  | Approved
Jawhara Palace Restoration _0200 | CLI.CON-000001 | 10 - J-8-8.3 | بالمتر المسطح توريد و تركيب قطاعات من الخشب البغدالى بنفس مقاسات وأنواع الاخشاب المستخدمة بالأسقف (البغدادلي) لزوم إستبدال الأخشاب التالفه وأستكمال الأخشاب المفقودة والفئة تشمل أعمال التثبيت والدهان بمعوقات الأحتراق ومقاومات الفطريات والعطب الحشرية والرطوبة وأستعواض الأجزاء المكسورة بأطوال مناسبة و اعمال التوثيق الفوتوغرافي والمعماري لجميع المراحل وكل ما يلزم من عدد وأدوات ومواد وعماله وسقالات لازمه لنهو الأعمال طبقآ لأصول الصناعه وتعليمات جهاز الأشراف. | Approved
Jawhara Palace Restoration _0200 | CLI.CON-000001 |  |  | Approved
Jawhara Palace Restoration _0200 | CLI.CON-000001 | 10 - J-4-4.6 | بالعدد تغليف وتامين الوحدات الخشبية الثابتة والمتحركة`ذات الحجم الصغير الفئة تشمل اولا وضع طبقة من البولي ايثيلين والـــ bubbles و ورق التيشو يلى ذلك طبقة من الاسفنج سمك 3-5 سم يلي ذلك طبقة من الفوم المضغوط وتوضع داخل صناديق خشية والفئة تشمل استخدام الادوات و جميع ما يلزم لنهو الاعمال حسب أصول الصناعة . | Approved
Jawhara Palace Restoration _0200 | CLI.CON-000001 |  |  | Approved
Jawhara Palace Restoration _0200 | CLI.CON-000001 | 10 - J-7-7.1 | بالمتر المسطح توريد و تنفيذ طبقة عازلة للرطوبة أفقية لزوم السطح عبارة عن لفائف من بوليمرات البيتومين المرن سمك 4 مم و الوسطى من البوليستر غير المنسوج المشبع بالبيتومين و يتم تركيب هذة اللفائف العازلة بالتسخين بالباشبورى على الوجة اللامع الأملس مع مراعاه إن وصلات الركوب فى الإتجاة الطولى 10 سم و عند بداية اللفة ونهايتها 15 سم مع ضرورة توريد عينة مع مواصفات الشركة المنتجة للإعتماد قبل التنفيذ محمل على الفئة عمل الوزرات بإرتفاع 20 سم اعلي منسوب التشطيب و ركوبها داخل الحوائط بعمق لا يقل عن 5 سم مع تنفيذ طبقة من اللياسة الأسمنتية أعلاها سمك4 سم تسمح بفرد و لحام الطبقة العازلة كما تشمل عمل رقبة الزجاجية فى جميع الاركان بارتفاع الوزرة و عرض لا يقل عن 10 سم باستخدام مونة اللياسة الاسمنتية لزوم الأسطح المستحدثة و تشمل استخدام كافة العدد و المواد و العمالة الفنية المتخصصة و المواد وكافة ما يلزم لنهو العمل حسب المواصفات الفنية و أصول الصناعة الممتازة ويتم تنفيذ كل ما يلزم لنهو الأعمال على الوجة الأكمل للمواصفات و الرسومات و تعليمات جهاز الأشراف . | Approved
Jawhara Palace Restoration _0200 | CLI.CON-000001 |  |  | Approved
Jawhara Palace Restoration _0200 | CLI.CON-000001 | 10 - J-4-4.10 | بالعدد فك وتغليف وتامين وترقيم ابواب خشبية وتسليمها الى جهاز الاشراف الاثرى شاملة جميع الاكسسوارات لزوم أعمال درء الخطورة وذلك على اى ارتفاع بالواجهات الداخلية او الخارجية وذلك بعد ترقيم وتصوير الابواب وتحديد اماكنها على الرسومات على ان يتم فك الابواب بكامل محتوياتها ( يتم فك الحلوق اذا لزم الامر ) والتغليف والحماية ( بولى ايثيلين وطبقة سفنج مضغوط 2 سم عالى الكثافه) لحين الترميم وخلافة على ان يتم الفك بحرص شديد بالحوائط ويتم تشوين الابواب ( مثل البند السابق )على دمسات خشبية وبطريقة جيدة ويتم حفظ الاكسسوارات فى صندوق خشبى لكل باب على حده ويتم العمل طبقا للاصول الاثريه ونهو الاعمال طبقاً لاصول الصناعة وتعليمات جهاز الاشراف | Approved
Jawhara Palace Restoration _0200 | CLI.CON-000001 |  |  | Approved
Jawhara Palace Restoration _0200 | CLI.CON-000001 | 10 - J-12-12.1 | بالمتر المسطح تكسير البياض التالف بالحوائط الخارجية و الداخلية و الأسقف بأي سمك وعلى اى ارتفاع و بالاماكن التى يحددها المهندس المشرف مع العناية التامة أثناء التكسير لحفظ العناصر الاثرية المحيطه بها و حمايتها و تغليفها اذا لزم الامر والفئة تشمل التكسير بأى سمك واي ارتفاع وكافه العدد والأدوات الازمه و اعمال السقالات ونقل مخلفات التكسير للمقالب العمومية وعمل كل مايلزم لنهو العمل طبقآ لآصول الصناعة وتعليمات جهاز الاشراف وطبقا للاماكن التي يحددها جهاز الاشراف الاثري | Approved
Jawhara Palace Restoration _0200 | CLI.CON-000001 |  |  | Approved
Jawhara Palace Restoration _0200 | CLI.CON-000001 | 10 - J-14-14.1 | بالمتر المسطح فك ارضيات حجرية اثرية على ان يتم الترقيم والتصوير قبل البدء فى الاعمال لإعادة الاستخدام الصالح على ان يتم الفك بغاية الحرص بأستخدام العمالة اليدوية المدربة و البند يشمل إزالة كافة الطبقات تحت الأرضيات حتي الوصول للمنسوب المطلوب على ان يتم الفك بحرص و الفرز و الرص و التشوين الجيد داخل صناديق خشبيه بأطوال مناسبه والبند يشمل استخدام فواصل من الفوم بين طبقات الحجر وعمل التوثيقات الازمة و التكويد قبل الفك واستخدام كافه العدد و الادوات اللازمه و اعتماد خطة العمل قبل البدء فى التنفيذ و كل مايلزم لنهو الأعمال حسب أصول الصناعة و تعليمات جهاز الأشراف. | Approved
Jawhara Palace Restoration _0200 | CLI.CON-000001 |  |  | Approved
Katameya Creeks | CLI.CON-000001 | 3.Basement.8E | توريد وعمل بلاطات خرسانية مسلحة لزوم أرضيات البدروم بسمك 15 سم بالأبعاد والمناسيب الموضحة بالرسومات التنفيذية وشبكة تسليح 4ɸ10/م في الاتجاهين علي ألا تقل مقاومة الضغط للمكعب القياسـي عن 250 كجم/سم2. والبند يشمل القياس هندسي لكافة الاعمال المنفذة وكافة المعدات والفرم والشدات والمصنعيات اللازمة لنهو الأعمال طبقاً لأصول الصناعة ومواصفات الكود المصري لأعمال الخرسانة العادية والمسلحة والمواصفات الفنية للمشروع. | Approved
Katameya Creeks | CLI.CON-000001 |  |  | Approved
Katameya Creeks | CLI.CON-000001 | 4.Basement.8E | توريد وعمل خرسانة مسلحة لزوم الأساسات بالقطاعات والأبعاد والمناسيب والتسليح الموضحة بالرسومات التنفيذية علي ألا تقل مقاومة الضغط للمكعب القياسـي عن 350 كجم/سم2 وبنسبة تسليح 74 كجم للمتر المكعب من الخرسانة. والبند يشمل القياس هندسي لكافة الاعمال المنفذة وكافة المعدات والفرم والشدات والمصنعيات اللازمة لنهو الأعمال طبقاً لأصول الصناعة ومواصفات الكود المصري لأعمال الخرسانة العادية والمسلحة والمواصفات الفنية للمشروع. كما يشمل البند كافة الاختبارات علي المواد قبل وبعد صب الخرسانة وكذلك التجارب اللازمة للتحكم في الجودة ومعالجة الخرسانة طبقاً للمواصفات الفنية وتعليمات المهندس المشرف. | Approved
Katameya Creeks | CLI.CON-000001 |  |  | Approved
Katameya Creeks | CLI.CON-000001 | 5.Basement.8E | توريد وعمل خرسانة مسلحة لزوم اعمدة دور البدروم بالقطاعات والأبعاد والمناسيب والتسليح الموضحة بالرسومات التنفيذية ألا تقل مقاومة الضغط للمكعب القياسـي عن 350 كجم/سم2 وبنسبة تسليح 180 كجم للمتر المكعب من الخرسانة. والبند يشمل القياس هندسي لكافة الاعمال المنفذة وكافة المعدات والفرم والشدات والمصنعيات اللازمة لنهو الأعمال طبقاً لأصول الصناعة ومواصفات الكود المصري لأعمال الخرسانة العادية والمسلحة والمواصفات الفنية للمشروع. كما يشمل البند كافة الاختبارات علي المواد قبل وبعد صب الخرسانة وكذلك التجارب اللازمة للتحكم في الجودة ومعالجة الخرسانة طبقاً للمواصفات الفنية وتعليمات المهندس المشرف. | Approved
Katameya Creeks | CLI.CON-000001 |  |  | Approved
Katameya Creeks | CLI.CON-000001 | 6.Basement.8E | توريد وعمل خرسانة مسلحة لزوم الحوائط الساندة بدور البدروم بالقطاعات والأبعاد والمناسيب والتسليح الموضحة بالرسومات التنفيذية ألا تقل مقاومة الضغط للمكعب القياسـي عن 350 كجم/سم2 وبنسبة تسليح 75 كجم للمتر المكعب من الخرسانة. والبند يشمل القياس هندسي لكافة الاعمال المنفذة وكافة المعدات والفرم والشدات والمصنعيات اللازمة لنهو الأعمال طبقاً لأصول الصناعة ومواصفات الكود المصري لأعمال الخرسانة العادية والمسلحة والمواصفات الفنية للمشروع. كما يشمل البند كافة الاختبارات علي المواد قبل وبعد صب الخرسانة وكذلك التجارب اللازمة للتحكم في الجودة ومعالجة الخرسانة طبقاً للمواصفات الفنية وتعليمات المهندس المشرف. | Approved
Katameya Creeks | CLI.CON-000001 |  |  | Approved
Katameya Creeks | CLI.CON-000001 | 7.Basement.8E | توريد وعمل خرسانة مسلحة لزوم بلاطات وكمرات وسلالم سقف دور البدروم بالقطاعات والأبعاد والمناسيب والتسليح الموضحة بالرسومات التنفيذية علي ألا تقل مقاومة الضغط للمكعب القياسـي عن 350 كجم/سم2 وبنسبة تسليح 110 كجم للمتر المكعب من الخرسانة. والبند يشمل القياس هندسي لكافة الاعمال المنفذة وكافة المعدات والفرم والشدات والمصنعيات اللازمة لنهو الأعمال طبقاً لأصول الصناعة ومواصفات الكود المصري لأعمال الخرسانة العادية والمسلحة والمواصفات الفنية للمشروع.كما يشمل البند كافة الاختبارات علي المواد قبل وبعد صب الخرسانة وكذلك التجارب اللازمة للتحكم في الجودة ومعالجة الخرسانة طبقاً للمواصفات الفنية وتعليمات المهندس المشرف. | Approved
Katameya Creeks | CLI.CON-000001 |  |  | Approved
Katameya Creeks | CLI.CON-000001 | 11.Buildings.Type D1 | توريد وعمل خرسانة مسلحة لزوم بلاطات وكمرات وسلالم سقف الدور الرابع بالقطاعات والأبعاد والمناسيب والتسليح الموضحة بالرسومات التنفيذية علي ألا تقل مقاومة الضغط للمكعب القياسـي عن 350 كجم/سم2 وبنسبة تسليح 130 كجم للمتر المكعب من الخرسانة. والبند يشمل القياس هندسي لكافة الاعمال المنفذة وكافة المعدات والفرم والشدات والمصنعيات اللازمة لنهو الأعمال طبقاً لأصول الصناعة ومواصفات الكود المصري لأعمال الخرسانة العادية والمسلحة والمواصفات الفنية للمشروع.كما يشمل البند كافة الاختبارات علي المواد قبل وبعد صب الخرسانة وكذلك التجارب اللازمة للتحكم في الجودة ومعالجة الخرسانة طبقاً للمواصفات الفنية وتعليمات المهندس المشرف. | Approved
Katameya Creeks | CLI.CON-000001 |  |  | Approved
Katameya Creeks | CLI.CON-000001 | 12.Buildings.Type D1 | توريد وعمل خرسانة مسلحة لزوم اعمدة الدور الخامس بالقطاعات والأبعاد والمناسيب والتسليح الموضحة بالرسومات علي ألا تقل مقاومة الضغط للمكعب القياسـي عن 350 كجم/سم2 وبنسبة تسليح 150 كجم للمتر المكعب من الخرسانة.والبند يشمل القياس هندسي لكافة الاعمال المنفذة وكافة المعدات والفرم والشدات والمصنعيات اللازمة لنهو الأعمال طبقاً لأصول الصناعة ومواصفات الكود المصري لأعمال الخرسانة العادية والمسلحة والمواصفات الفنية للمشروع.كما يشمل البند كافة الاختبارات علي المواد قبل وبعد صب الخرسانة وكذلك التجارب اللازمة للتحكم في الجودة ومعالجة الخرسانة طبقاً للمواصفات الفنية وتعليمات المهندس المشرف. | Approved
Katameya Creeks | CLI.CON-000001 |  |  | Approved
Katameya Creeks | CLI.CON-000001 | 13.Buildings.Type D1 | توريد وعمل خرسانة مسلحة لزوم بلاطات وكمرات وسلالم سقف الدور الخامس بالقطاعات والأبعاد والمناسيب والتسليح الموضحة بالرسومات التنفيذية علي ألا تقل مقاومة الضغط للمكعب القياسـي عن 350 كجم/سم2 وبنسبة تسليح 100 كجم للمتر المكعب من الخرسانة. والبند يشمل القياس هندسي لكافة الاعمال المنفذة وكافة المعدات والفرم والشدات والمصنعيات اللازمة لنهو الأعمال طبقاً لأصول الصناعة ومواصفات الكود المصري لأعمال الخرسانة العادية والمسلحة والمواصفات الفنية للمشروع.كما يشمل البند كافة الاختبارات علي المواد قبل وبعد صب الخرسانة وكذلك التجارب اللازمة للتحكم في الجودة ومعالجة الخرسانة طبقاً للمواصفات الفنية وتعليمات المهندس المشرف. | Approved
Katameya Creeks | CLI.CON-000001 |  |  | Approved
Katameya Creeks | CLI.CON-000001 | 2.Buildings.Type H | توريد وعمل خرسانة مسلحة لزوم اعمدة الدور الأرضي بالقطاعات والأبعاد والمناسيب والتسليح الموضحة بالرسومات التنفيذية علي ألا تقل مقاومة الضغط للمكعب القياسـي عن 350 كجم/سم2 وبنسبة تسليح 185 كجم للمتر المكعب من الخرسانة.والبند يشمل القياس هندسي لكافة الاعمال المنفذة وكافة المعدات والفرم والشدات والمصنعيات اللازمة لنهو الأعمال طبقاً لأصول الصناعة ومواصفات الكود المصري لأعمال الخرسانة العادية والمسلحة والمواصفات الفنية للمشروع. كما يشمل البند كافة الاختبارات علي المواد قبل وبعد صب الخرسانة وكذلك التجارب اللازمة للتحكم في الجودة ومعالجة الخرسانة طبقاً .للمواصفات الفنية وتعليمات المهندس المشرف | Approved
Katameya Creeks | CLI.CON-000001 |  |  | Approved
Katameya Creeks | CLI.CON-000001 | 3.Buildings.Type H | توريد وعمل خرسانة مسلحة لزوم بلاطات وكمرات وسلالم سقف الدور الارضي بالقطاعات والأبعاد والمناسيب والتسليح الموضحة بالرسومات التنفيذية علي ألا تقل مقاومة الضغط للمكعب القياسـي عن350 كجم/سم2 وبنسبة تسليح 130كجم للمتر المكعب من الخرسانة. والبند يشمل القياس هندسي لكافة الاعمال المنفذة وكافة المعدات والفرم والشدات والمصنعيات اللازمة لنهو الأعمال طبقاً لأصول الصناعة ومواصفات الكود المصري لأعمال الخرسانة العادية والمسلحة والمواصفات الفنية للمشروع. كما يشمل البند كافة الاختبارات علي المواد قبل وبعد صب الخرسانة وكذلك التجارب اللازمة للتحكم في الجودة ومعالجة الخرسانة طبقاً للمواصفات الفنية وتعليمات المهندس المشرف. | Approved
Katameya Creeks | CLI.CON-000001 |  |  | Approved
Katameya Creeks | CLI.CON-000001 | 8.Buildings.Type G | توريد وعمل خرسانة مسلحة لزوم اعمدة الدور الثالث بالقطاعات والأبعاد والمناسيب والتسليح الموضحة بالرسومات علي ألا تقل مقاومة الضغط للمكعب القياسـي عن 350 كجم/سم2 وبنسبة تسليح 160 كجم للمتر المكعب من الخرسانة.والبند يشمل القياس هندسي لكافة الاعمال المنفذة وكافة المعدات والفرم والشدات والمصنعيات اللازمة لنهو الأعمال طبقاً لأصول الصناعة ومواصفات الكود المصري لأعمال الخرسانة العادية والمسلحة والمواصفات الفنية للمشروع.كما يشمل البند كافة الاختبارات علي المواد قبل وبعد صب الخرسانة وكذلك التجارب اللازمة للتحكم في الجودة ومعالجة الخرسانة طبقاً للمواصفات الفنية وتعليمات المهندس المشرف. | Approved
Katameya Creeks | CLI.CON-000001 |  |  | Approved
Katameya Creeks | CLI.CON-000001 | 9.Buildings.Type G | توريد وعمل خرسانة مسلحة لزوم بلاطات وكمرات وسلالم سقف الدور الثالث بالقطاعات والأبعاد والمناسيب والتسليح الموضحة بالرسومات التنفيذية علي ألا تقل مقاومة الضغط للمكعب القياسـي عن 350 كجم/سم2 وبنسبة تسليح 127 كجم للمتر المكعب من الخرسانة.والبند يشمل القياس هندسي لكافة الاعمال المنفذة وكافة المعدات والفرم والشدات والمصنعيات اللازمة لنهو الأعمال طبقاً لأصول الصناعة ومواصفات الكود المصري لأعمال الخرسانة العادية والمسلحة والمواصفات الفنية للمشروع.كما يشمل البند كافة الاختبارات علي المواد قبل وبعد صب الخرسانة وكذلك التجارب اللازمة للتحكم في الجودة ومعالجة الخرسانة طبقاً للمواصفات الفنية وتعليمات المهندس المشرف. | Approved
Katameya Creeks | CLI.CON-000001 |  |  | Approved
Katameya Creeks | CLI.CON-000001 | 10.Buildings.Type G | توريد وعمل خرسانة مسلحة لزوم اعمدة الدور الرابع بالقطاعات والأبعاد والمناسيب والتسليح الموضحة بالرسومات علي ألا تقل مقاومة الضغط للمكعب القياسـي عن 350 كجم/سم2 وبنسبة تسليح 160 كجم للمتر المكعب من الخرسانة.والبند يشمل القياس هندسي لكافة الاعمال المنفذة وكافة المعدات والفرم والشدات والمصنعيات اللازمة لنهو الأعمال طبقاً لأصول الصناعة ومواصفات الكود المصري لأعمال الخرسانة العادية والمسلحة والمواصفات الفنية للمشروع.كما يشمل البند كافة الاختبارات علي المواد قبل وبعد صب الخرسانة وكذلك التجارب اللازمة للتحكم في الجودة ومعالجة الخرسانة طبقاً للمواصفات الفنية وتعليمات المهندس المشرف. | Approved
Katameya Creeks | CLI.CON-000001 |  |  | Approved
Katameya Creeks | CLI.CON-000001 | 11.Buildings.Type G | توريد وعمل خرسانة مسلحة لزوم بلاطات وكمرات وسلالم سقف الدور الرابع بالقطاعات والأبعاد والمناسيب والتسليح الموضحة بالرسومات التنفيذية علي ألا تقل مقاومة الضغط للمكعب القياسـي عن 350 كجم/سم2 وبنسبة تسليح 127 كجم للمتر المكعب من الخرسانة.والبند يشمل القياس هندسي لكافة الاعمال المنفذة وكافة المعدات والفرم والشدات والمصنعيات اللازمة لنهو الأعمال طبقاً لأصول الصناعة ومواصفات الكود المصري لأعمال الخرسانة العادية والمسلحة والمواصفات الفنية للمشروع.كما يشمل البند كافة الاختبارات علي المواد قبل وبعد صب الخرسانة وكذلك التجارب اللازمة للتحكم في الجودة ومعالجة الخرسانة طبقاً للمواصفات الفنية وتعليمات المهندس المشرف. | Approved
Katameya Creeks | CLI.CON-000001 |  |  | Approved
Katameya Creeks | CLI.CON-000001 | 12.Buildings.Type G | توريد وعمل خرسانة مسلحة لزوم اعمدة الدور الخامس بالقطاعات والأبعاد والمناسيب والتسليح الموضحة بالرسومات علي ألا تقل مقاومة الضغط للمكعب القياسـي عن 350 كجم/سم2 وبنسبة تسليح 150 كجم للمتر المكعب من الخرسانة.والبند يشمل القياس هندسي لكافة الاعمال المنفذة وكافة المعدات والفرم والشدات والمصنعيات اللازمة لنهو الأعمال طبقاً لأصول الصناعة ومواصفات الكود المصري لأعمال الخرسانة العادية والمسلحة والمواصفات الفنية للمشروع.كما يشمل البند كافة الاختبارات علي المواد قبل وبعد صب الخرسانة وكذلك التجارب اللازمة للتحكم في الجودة ومعالجة الخرسانة طبقاً للمواصفات الفنية وتعليمات المهندس المشرف. | Approved
Katameya Creeks | CLI.CON-000001 |  |  | Approved
Katameya Creeks | CLI.CON-000001 | SERVICE 3H.Basement.1-3 | EMDB | Approved
Katameya Creeks | CLI.CON-000001 |  |  | Approved
Katameya Creeks | CLI.CON-000001 | SERVICE 3H.Basement.1-4 | LPP-B (with pre-paid power meter ) | Approved
Katameya Creeks | CLI.CON-000001 |  |  | Approved
Katameya Creeks | CLI.CON-000001 | SERVICE 3H.Basement.1-5 | SMDB-G | Approved
Katameya Creeks | CLI.CON-000001 |  |  | Approved
Katameya Creeks | CLI.CON-000001 | SERVICE 3H.Basement.1-6 | SMDB-1st | Approved
Katameya Creeks | CLI.CON-000001 |  |  | Approved
Katameya Creeks | CLI.CON-000001 | SERVICE 3H.Basement.1-7 | SMDB-2nd | Approved
Katameya Creeks | CLI.CON-000001 |  |  | Approved
Katameya Creeks | CLI.CON-000001 | SERVICE 3H.Basement.1-8 | SMDB-3rd | Approved
Katameya Creeks | CLI.CON-000001 |  |  | Approved
Katameya Creeks | CLI.CON-000001 | SERVICE 3H.Basement.1-9 | SMDB-4th | Approved
Katameya Creeks | CLI.CON-000001 |  |  | Approved
Katameya Creeks | CLI.CON-000001 | SERVICE 3H.Basement.1-10 | STAIRS MACHINE | Approved
Katameya Creeks | CLI.CON-000001 |  |  | Approved
Katameya Creeks | CLI.CON-000001 | SERVICE 3H.Basement.2-1 | (4x6)+6mm² | Approved
Katameya Creeks | CLI.CON-000001 |  |  | Approved
Katameya Creeks | CLI.CON-000001 | SERVICE 3H.Basement.2-3 | (3x70+35)+16mm² | Approved
Katameya Creeks | CLI.CON-000001 |  |  | Approved
Katameya Creeks | CLI.CON-000001 | SERVICE 3H.Basement.2-4 | (3x95+50)+25mm² | Approved
Katameya Creeks | CLI.CON-000001 |  |  | Approved
Katameya Creeks | CLI.CON-000001 | SERVICE 3H.Basement.2-5 | (3x120+70)+35mm² | Approved
Katameya Creeks | CLI.CON-000001 |  |  | Approved
Katameya Creeks | CLI.CON-000001 | SERVICE 3H.Basement.3.1 | Supply, install & test a lighting fixtures complete with wiring (3x3) mm², back to panel or second outlet, according to drawings and specifications | Approved
Katameya Creeks | CLI.CON-000001 |  |  | Approved
Katameya Creeks | CLI.CON-000001 | SERVICE 3H.Basement.4-1 | One way, one gang switch outlet | Approved
Katameya Creeks | CLI.CON-000001 |  |  | Approved
Katameya Creeks | CLI.CON-000001 | SERVICE 3H.Basement.4-2 | Entermediate switch outlet | Approved
Katameya Creeks | CLI.CON-000001 |  |  | Approved
Katameya Creeks | CLI.CON-000001 | SERVICE 3H.Basement.4-3 | One way, three gang switch outlet | Approved
Katameya Creeks | CLI.CON-000001 |  |  | Approved
Katameya Creeks | CLI.CON-000001 | SERVICE 3H.Basement.4-4 | Two way, one gang switch outlet | Approved
Katameya Creeks | CLI.CON-000001 |  |  | Approved
Katameya Creeks | CLI.CON-000001 | SERVICE 3H.Basement.5-1 | Supply and install a complete socket outlet complete with wiring (3x3) mm² back to panel board or second outlet (exclude the socket) | Approved
Katameya Creeks | CLI.CON-000001 |  |  | Approved
Katameya Creeks | CLI.CON-000001 | SERVICE 3H.Basement.5-2 | Supply and install a complete socket outlet complete with wiring (4x6+6) mm² back to panel board or second outlet (exclude the socket) | Approved
Katameya Creeks | CLI.CON-000001 |  |  | Approved
Katameya Creeks | CLI.CON-000001 | SERVICE 3H.Basement.6-1 | Supply and install a complete electrical outlet for F.A.C.P complete with wiring (3x4) mm² back to panel board or second outlet | Approved
Katameya Creeks | CLI.CON-000001 |  |  | Approved
Katameya Creeks | CLI.CON-000001 | SERVICE 9D1.Basement.8-12 | I.S, 3P, 40 A for LIFT | Approved
Katameya Creeks | CLI.CON-000001 |  |  | Approved
Katameya Creeks | CLI.CON-000001 | SERVICE 9D1.Basement.8-13 | I.S, 3P, 63 A for EXHAUST FAN | Approved
Katameya Creeks | CLI.CON-000001 |  |  | Approved
Katameya Creeks | CLI.CON-000001 | SERVICE 9D1.Basement.8-14 | I.S, 2P, 20 A for A/C | Approved
Katameya Creeks | CLI.CON-000001 |  |  | Approved
Katameya Creeks | CLI.CON-000001 | SERVICE 9D1.Basement.8-15 | I.S, 2P, 20 A for E.W.H (ceiling mounted) | Approved
Katameya Creeks | CLI.CON-000001 |  |  | Approved
Katameya Creeks | CLI.CON-000001 | SERVICE 9D1.Basement.8-16 | Supply and install a complete Low Current outlet from RACK to the outlet | Approved
Katameya Creeks | CLI.CON-000001 |  |  | Approved
Katameya Creeks | CLI.CON-000001 | SERVICE 9D1.Basement.9.1 | Type F1 | Approved
Katameya Creeks | CLI.CON-000001 |  |  | Approved
Katameya Creeks | CLI.CON-000001 | SERVICE 9D1.Basement.9.2 | Type C2 | Approved
Katameya Creeks | CLI.CON-000001 |  |  | Approved
Katameya Creeks | CLI.CON-000001 | SERVICE 9D1.Basement.9.3 | Type C3 | Approved
Katameya Creeks | CLI.CON-000001 |  |  | Approved
Katameya Creeks | CLI.CON-000001 | SERVICE 9D1.Basement.9.4 | Type D1 | Approved
Katameya Creeks | CLI.CON-000001 |  |  | Approved
Katameya Creeks | CLI.CON-000001 | SERVICE 9D1.Basement.9.5 | Type D2 | Approved
Katameya Creeks | CLI.CON-000001 |  |  | Approved
Katameya Creeks | CLI.CON-000001 | SERVICE 9D1.Basement.10 | Earthing system for power not more than 3 ohm | Approved
Katameya Creeks | CLI.CON-000001 |  |  | Approved
Katameya Creeks | CLI.CON-000001 | SERVICE 9D1.Basement.10.1 | Earthing system for light curent not more than 0.5 ohm | Approved
Katameya Creeks | CLI.CON-000001 |  |  | Approved
Katameya Creeks | CLI.CON-000001 | SERVICE 9D1.Basement. | 100x100 mm width | Approved
Katameya Creeks | CLI.CON-000001 |  |  | Approved
Katameya Creeks | CLI.CON-000001 | SERVICE 10 G.Basement.1-1 | MDB-1 | Approved
Katameya Creeks | CLI.CON-000001 |  |  | Approved
Katameya Creeks | CLI.CON-000001 | SERVICE 10 G.Basement.1-2 | MDB-2 | Approved
Katameya Creeks | CLI.CON-000001 |  |  | Approved
Katameya Creeks | CLI.CON-000001 | SERVICE 10 G.Basement.1-3 | EMDB | Approved
Katameya Creeks | CLI.CON-000001 |  |  | Approved
Katameya Creeks | CLI.CON-000001 | SERVICE 10 G.Basement.1-4 | LPP-B (with pre-paid power meter ) | Approved
Katameya Creeks | CLI.CON-000001 |  |  | Approved
Katameya Creeks | CLI.CON-000001 | SERVICE 10 G.Basement.1-5 | SMDB-G | Approved
Katameya Creeks | CLI.CON-000001 |  |  | Approved
Katameya Creeks | CLI.CON-000001 | SERVICE 10 G.Basement.1-6 | SMDB-1st | Approved
Katameya Creeks | CLI.CON-000001 |  |  | Approved
Katameya Creeks | CLI.CON-000001 | SERVICE 10 G.Basement.1-7 | SMDB-2nd | Approved
Katameya Creeks | CLI.CON-000001 |  |  | Approved
Katameya Creeks | CLI.CON-000001 | SERVICE 10 G.Basement.1-8 | SMDB-3rd | Approved
Katameya Creeks | CLI.CON-000001 |  |  | Approved
Katameya Creeks | CLI.CON-000001 | SERVICE 10 G.Basement.1-9 | SMDB-4th | Approved
Katameya Creeks | CLI.CON-000001 |  |  | Approved
Katameya Creeks | CLI.CON-000001 | SERVICE 16E.Basement.8-3 | 32 AMP, 380 Volt, three phase socket. | Approved
Katameya Creeks | CLI.CON-000001 |  |  | Approved
Katameya Creeks | CLI.CON-000001 | SERVICE 16E.Basement.8-4 | One way, one gang switch | Approved
Katameya Creeks | CLI.CON-000001 |  |  | Approved
Katameya Creeks | CLI.CON-000001 | SERVICE 16E.Basement.8-5 | Two way, one gang switch | Approved
Katameya Creeks | CLI.CON-000001 |  |  | Approved
Katameya Creeks | CLI.CON-000001 | SERVICE 16E.Basement.8-6 | One way, three gang switch outlet | Approved
Katameya Creeks | CLI.CON-000001 |  |  | Approved
Katameya Creeks | CLI.CON-000001 | SERVICE 16E.Basement.8-7 | Entermediate switch | Approved
Katameya Creeks | CLI.CON-000001 |  |  | Approved
Katameya Creeks | CLI.CON-000001 | SERVICE 16E.Basement.8-8 | motion detector | Approved
Katameya Creeks | CLI.CON-000001 |  |  | Approved
Katameya Creeks | CLI.CON-000001 | SERVICE 16E.Basement.8-10 | I.S, 3P, 40 A for LIFT | Approved
Katameya Creeks | CLI.CON-000001 |  |  | Approved
Katameya Creeks | CLI.CON-000001 | SERVICE 16E.Basement.8-12 | I.S, 3P, 63 A for EXHAUST FAN | Approved
Katameya Creeks | CLI.CON-000001 |  |  | Approved
Katameya Creeks | CLI.CON-000001 | SERVICE 16E.Basement.8-13 | I.S, 2P, 20 A for A/C | Approved
Katameya Creeks | CLI.CON-000001 |  |  | Approved
Katameya Creeks | CLI.CON-000001 | SERVICE 16E.Basement.8-17 | Supply and install a complete Low Current outlet from RACK to the outlet | Approved
Katameya Creeks | CLI.CON-000001 |  |  | Approved
Katameya Creeks | CLI.CON-000001 | SERVICE 16E.Basement.9.1 | Type F1 | Approved
Katameya Creeks | CLI.CON-000001 |  |  | Approved
Katameya Creeks | CLI.CON-000001 | SERVICE 16E.Basement.9.2 | Type C2 | Approved
Katameya Creeks | CLI.CON-000001 |  |  | Approved
Katameya Creeks | CLI.CON-000001 | SERVICE 16E.Basement.9.3 | Type C3 | Approved
Katameya Creeks | CLI.CON-000001 |  |  | Approved
Katameya Creeks | CLI.CON-000001 | SERVICE 16E.Basement.9.4 | Type D1 | Approved
Katameya Creeks | CLI.CON-000001 |  |  | Approved
Katameya Creeks | CLI.CON-000001 | SERVICE 16E.Basement.9.5 | Type D2 | Approved
Katameya Creeks | CLI.CON-000001 |  |  | Approved
Katameya Creeks | CLI.CON-000001 | SERVICE 16E.Basement.10 | Earthing system for power not more than 3 ohm | Approved
Katameya Creeks | CLI.CON-000001 |  |  | Approved
Katameya Creeks | CLI.CON-000001 | SERVICE 16E.Basement.10.1 | Earthing system for light curent not more than 0.5 ohm | Approved
Katameya Creeks | CLI.CON-000001 |  |  | Approved
Katameya Creeks | CLI.CON-000001 | SERVICE 16E.Basement. | 100x100 mm width | Approved
Katameya Creeks | CLI.CON-000001 |  |  | Approved
Katameya Creeks | CLI.CON-000001 | SERVICE 17D.Basement.1-1 | MDB-1 | Approved
Katameya Creeks | CLI.CON-000001 |  |  | Approved
Katameya Creeks | CLI.CON-000001 | SERVICE 17D.Basement.1-2 | MDB-2 | Approved
Katameya Creeks | CLI.CON-000001 |  |  | Approved
Katameya Creeks | CLI.CON-000001 | SERVICE 17D.Basement.1-3 | EMDB | Approved
Katameya Creeks | CLI.CON-000001 |  |  | Approved
Katameya Creeks | CLI.CON-000001 | FIREALARM 2D.Basement.1-7 | Supply and install Intelligent addressable Multisensor detector | Approved
Katameya Creeks | CLI.CON-000001 |  |  | Approved
Katameya Creeks | CLI.CON-000001 | FIREALARM 2D.Basement.1-8 | Supply and install Fire alarm bell with Strobe light. | Approved
Katameya Creeks | CLI.CON-000001 |  |  | Approved
Katameya Creeks | CLI.CON-000001 | FIREALARM 2D.Basement.1-9 | Supply and install control module for exhaust fan. | Approved
Katameya Creeks | CLI.CON-000001 |  |  | Approved
Katameya Creeks | CLI.CON-000001 | FIREALARM 2D.Basement.1-10 | Supply and install monitor module for fire fighting switches. | Approved
Katameya Creeks | CLI.CON-000001 |  |  | Approved
Katameya Creeks | CLI.CON-000001 | FIREALARM 3H.Basement.1-1 | Main fire alarm control panel (FACP) intelligent addressable type with capacity (1 loops), the item includes back-up batteries, battery charger, fault isolation modules, interfaces modules, programming and any needed / related accessories. | Approved
Katameya Creeks | CLI.CON-000001 |  |  | Approved
Katameya Creeks | CLI.CON-000001 | FIREALARM 3H.Basement.1-2 | Automatic dialer to call fire brigade in case of fire | Approved
Katameya Creeks | CLI.CON-000001 |  |  | Approved
Katameya Creeks | CLI.CON-000001 | FIREALARM 3H.Basement.1-3 | Fire alarm outlet complete with outlet boxes, pull boxes conduits, conduit fittings, 2x1.5 mm² fire alarm cable rated 105C back to next outlet or fire alarm panel, conduits will be PVC type in case of imbedded in concrete or galvanized steel in case of exposed fixation. | Approved
Katameya Creeks | CLI.CON-000001 |  |  | Approved
Katameya Creeks | CLI.CON-000001 | FIREALARM 3H.Basement.1-4 | Supply and install Intelligent addressable manual alarm station. | Approved
Katameya Creeks | CLI.CON-000001 |  |  | Approved
Katameya Creeks | CLI.CON-000001 | FIREALARM 3H.Basement.1-5 | Supply and install Intelligent addressable optical smoke detector | Approved
Katameya Creeks | CLI.CON-000001 |  |  | Approved
Katameya Creeks | CLI.CON-000001 | FIREALARM 3H.Basement.1-7 | Supply and install Intelligent addressable Multisensor detector | Approved
Katameya Creeks | CLI.CON-000001 |  |  | Approved
Katameya Creeks | CLI.CON-000001 | FIREALARM 3H.Basement.1-8 | Supply and install Fire alarm bell with Strobe light. | Approved
Katameya Creeks | CLI.CON-000001 |  |  | Approved
Katameya Creeks | CLI.CON-000001 | FIREALARM 3H.Basement.1-9 | Supply and install control module for exhaust fan. | Approved
Katameya Creeks | CLI.CON-000001 |  |  | Approved
Katameya Creeks | CLI.CON-000001 | FIREALARM 3H.Basement.1-10 | Supply and install monitor module for fire fighting switches. | Approved
Katameya Creeks | CLI.CON-000001 |  |  | Approved
Katameya Creeks | CLI.CON-000001 | FIREALARM 4D.Basement.1-1 | Main fire alarm control panel (FACP) intelligent addressable type with capacity (1 loops), the item includes back-up batteries, battery charger, fault isolation modules, interfaces modules, programming and any needed / related accessories. | Approved
Katameya Creeks | CLI.CON-000001 |  |  | Approved
Katameya Creeks | CLI.CON-000001 | FIREALARM 4D.Basement.1-2 | Automatic dialer to call fire brigade in case of fire | Approved
Katameya Creeks | CLI.CON-000001 |  |  | Approved
Katameya Creeks | CLI.CON-000001 | FIREALARM 4D.Basement.1-3 | Fire alarm outlet complete with outlet boxes, pull boxes conduits, conduit fittings, 2x1.5 mm² fire alarm cable rated 105C back to next outlet or fire alarm panel, conduits will be PVC type in case of imbedded in concrete or galvanized steel in case of exposed fixation. | Approved
Katameya Creeks | CLI.CON-000001 |  |  | Approved
Katameya Creeks | CLI.CON-000001 | FIREALARM 4D.Basement.1-4 | Supply and install Intelligent addressable manual alarm station. | Approved
Katameya Creeks | CLI.CON-000001 |  |  | Approved
Katameya Creeks | CLI.CON-000001 |  |  | Approved
Katameya Creeks | CLI.CON-000001 | Type H.Buildings.10-5 | Supply and install IT RACK INCLUDED 2 PATCH PANNEL | Approved
Katameya Creeks | CLI.CON-000001 |  |  | Approved
Katameya Creeks | CLI.CON-000001 | Type H.Buildings.10-6 | Supply and install a complete Low Current outlet from the to the outlet | Approved
Katameya Creeks | CLI.CON-000001 |  |  | Approved
Katameya Creeks | CLI.CON-000001 | Type H.Buildings.10-7 | Supply and install IT RACK INCLUDED 2 PATCH PANNEL | Approved
Katameya Creeks | CLI.CON-000001 |  |  | Approved
Katameya Creeks | CLI.CON-000001 | Type H.Buildings.10-8 | Supply and install a complete Low Current outlet from the to the outlet | Approved
Katameya Creeks | CLI.CON-000001 |  |  | Approved
Katameya Creeks | CLI.CON-000001 | Type G.Buildings.1-1 | PP-G1 | Approved
Katameya Creeks | CLI.CON-000001 |  |  | Approved
Katameya Creeks | CLI.CON-000001 | Type G.Buildings.1-2 | MCC-G1 | Approved
Katameya Creeks | CLI.CON-000001 |  |  | Approved
Katameya Creeks | CLI.CON-000001 | Type G.Buildings.1-3 | PP-G3 | Approved
Katameya Creeks | CLI.CON-000001 |  |  | Approved
Katameya Creeks | CLI.CON-000001 | Type G.Buildings.1-4 | MCC-G3 | Approved
Katameya Creeks | CLI.CON-000001 |  |  | Approved
Katameya Creeks | CLI.CON-000001 | Type G.Buildings.1-5 | PP-T1,T2 | Approved
Katameya Creeks | CLI.CON-000001 |  |  | Approved
Katameya Creeks | CLI.CON-000001 | Type G.Buildings.1-6 | PP-T3 | Approved
Katameya Creeks | CLI.CON-000001 |  |  | Approved
Katameya Creeks | CLI.CON-000001 | Type G.Buildings.1-7 | MCC-T3 | Approved
Katameya Creeks | CLI.CON-000001 |  |  | Approved
Katameya Creeks | CLI.CON-000001 | Type G.Buildings.1-8 | MCC-T1,T2 | Approved
Katameya Creeks | CLI.CON-000001 |  |  | Approved
Katameya Creeks | CLI.CON-000001 | Type G.Buildings.1-9 | PP-4TH1 | Approved
Katameya Creeks | CLI.CON-000001 |  |  | Approved
Katameya Creeks | CLI.CON-000001 | Type G.Buildings.1-10 | PP-4TH-D1-01 | Approved
Katameya Creeks | CLI.CON-000001 |  |  | Approved
Katameya Creeks | CLI.CON-000001 | Type G.Buildings.1-11 | MCC-4TH1 | Approved
Katameya Creeks | CLI.CON-000001 |  |  | Approved
Katameya Creeks | CLI.CON-000001 | Type G.Buildings.2-1 | (4x16)+16mm² | Approved
Katameya Creeks | CLI.CON-000001 |  |  | Approved
Katameya Creeks | CLI.CON-000001 | Type G.Buildings.2-2 | (4x6)+6mm² | Approved
Katameya Creeks | CLI.CON-000001 |  |  | Approved
Katameya Creeks | CLI.CON-000001 | Type G.Buildings.2-3 | (4x16)+16mm² | Approved
Katameya Creeks | CLI.CON-000001 |  |  | Approved
Katameya Creeks | CLI.CON-000001 | Type G.Buildings.2-4 | (4x6)+6mm² | Approved
Katameya Creeks | CLI.CON-000001 |  |  | Approved
Katameya Creeks | CLI.CON-000001 | Type G.Buildings.2-5 | (4x25)+16mm² | Approved
Katameya Creeks | CLI.CON-000001 |  |  | Approved
Katameya Creeks | CLI.CON-000001 | Type G.Buildings.2-6 | (4x6)+6mm² | Approved
Katameya Creeks | CLI.CON-000001 |  |  | Approved
Katameya Creeks | CLI.CON-000001 |  |  | Approved
Katameya Creeks | CLI.CON-000001 | Type D.Buildings.1-1 | PP-G1 | Approved
Katameya Creeks | CLI.CON-000001 |  |  | Approved
Katameya Creeks | CLI.CON-000001 | Type D.Buildings.1-2 | MCC-G1 | Approved
Katameya Creeks | CLI.CON-000001 |  |  | Approved
Katameya Creeks | CLI.CON-000001 | Type D.Buildings.1-3 | PP-T1 | Approved
Katameya Creeks | CLI.CON-000001 |  |  | Approved
Katameya Creeks | CLI.CON-000001 | Type D.Buildings.1-4 | MCC-T1 | Approved
Katameya Creeks | CLI.CON-000001 |  |  | Approved
Katameya Creeks | CLI.CON-000001 | Type D.Buildings.1-5 | PP-D1 | Approved
Katameya Creeks | CLI.CON-000001 |  |  | Approved
Katameya Creeks | CLI.CON-000001 | Type D.Buildings.1-6 | PP-D12 | Approved
Katameya Creeks | CLI.CON-000001 |  |  | Approved
Katameya Creeks | CLI.CON-000001 | Type D.Buildings.1-7 | MCC-D1 | Approved
Katameya Creeks | CLI.CON-000001 |  |  | Approved
Katameya Creeks | CLI.CON-000001 | Type D.Buildings.1-8 | PP-D4 | Approved
Katameya Creeks | CLI.CON-000001 |  |  | Approved
Katameya Creeks | CLI.CON-000001 | Type D.Buildings.1-9 | MCC-D | Approved
Katameya Creeks | CLI.CON-000001 |  |  | Approved
Katameya Creeks | CLI.CON-000001 | Type D.Buildings.2-1 | (4x25)+16mm² | Approved
Katameya Creeks | CLI.CON-000001 |  |  | Approved
Katameya Creeks | CLI.CON-000001 | Type D.Buildings.2-2 | (4x10)+6mm² | Approved
Katameya Creeks | CLI.CON-000001 |  |  | Approved
Katameya Creeks | CLI.CON-000001 | Type D.Buildings.2-3 | (4x16)+16mm² | Approved
Katameya Creeks | CLI.CON-000001 |  |  | Approved
Katameya Creeks | CLI.CON-000001 | Type D.Buildings.2-4 | (4x6)+6mm² | Approved
Katameya Creeks | CLI.CON-000001 |  |  | Approved
Katameya Creeks | CLI.CON-000001 | Type D.Buildings.2-5 | (4x35)+16mm² | Approved
Katameya Creeks | CLI.CON-000001 |  |  | Approved
Katameya Creeks | CLI.CON-000001 | Type D.Buildings.2-6 | (4x10)+10mm² | Approved
Katameya Creeks | CLI.CON-000001 |  |  | Approved
Katameya Creeks | CLI.CON-000001 | Type D.Buildings.2-7 | (4x6)+6mm² | Approved
Katameya Creeks | CLI.CON-000001 |  |  | Approved
Katameya Creeks | CLI.CON-000001 | Type D.Buildings.2-8 | (4x25)+16mm² | Approved
Katameya Creeks | CLI.CON-000001 |  |  | Approved
Katameya Creeks | CLI.CON-000001 | Type D.Buildings.2-9 | (4x6)+6mm² | Approved
Katameya Creeks | CLI.CON-000001 |  |  | Approved
Katameya Creeks | CLI.CON-000001 | Type D.Buildings.3-1 | Supply, install & test a lighting fixtures complete with wiring (3x3) mm², back to panel or second outlet, according to drawings and specifications | Approved
Katameya Creeks | CLI.CON-000001 |  |  | Approved
Katameya Creeks | CLI.CON-000001 | Type D.Buildings.3-2 | Supply, install & test a lighting fixtures complete with wiring (3x3) mm², back to panel or second outlet, according to drawings and specifications | Approved
Katameya Creeks | CLI.CON-000001 |  |  | Approved
Katameya Creeks | CLI.CON-000001 |  |  | Approved
Katameya Creeks | CLI.CON-000001 | RFV-001 | Expansion joint details For Northern Fence | Approved
Katameya Creeks | CLI.CON-000001 |  |  | Approved
Katameya Creeks | CLI.CON-000001 | RFV-003 | Polyethylene Sheets under Plain Concrete Foundation For Villas | Approved
Katameya Creeks | CLI.CON-000001 |  |  | Approved
Katameya Creeks | CLI.CON-000001 | RFV-004 | Supply and apply of backer rod 25mm width. Supply and apply of sealant SIKA FLEX 1A+ or equivalent. | Approved
Katameya Creeks | CLI.CON-000001 |  |  | Approved
Katameya Creeks | CLI.CON-000001 | RFV-005 | Limestone Cladding For Facades of Villas (New Item) | Approved
Katameya Creeks | CLI.CON-000001 |  |  | Approved
Katameya Creeks | CLI.CON-000001 | RFV-006 | Polyethylene sheets under S.O.G For Villas | Approved
Katameya Creeks | CLI.CON-000001 |  |  | Approved
Katameya Creeks | CLI.CON-000001 | RFV-007 | Polyethylene sheets under S.O.G For Buildings | Approved
Katameya Creeks | CLI.CON-000001 |  |  | Approved
Katameya Creeks | CLI.CON-000001 | RFV-008 | Post For Northern Fence | Approved
Katameya Creeks | CLI.CON-000001 |  |  | Approved
Katameya Creeks | CLI.CON-000001 | RFV-009 | Masonry Works For Northern Fence | Approved
Katameya Creeks | CLI.CON-000001 |  |  | Approved
Katameya Creeks | CLI.CON-000001 | RFV-010 | Masonry Works for Villas (AAC Block Work) (Laika) | Approved
Katameya Creeks | CLI.CON-000001 |  |  | Approved
Katameya Creeks | CLI.CON-000001 | RFV-011 | Masonary Work For Solid Block Work under SOG | Approved
Katameya Creeks | CLI.CON-000001 |  |  | Approved
Katameya Creeks | CLI.CON-000001 | RFV-012,013,014 | مخارج الاضاءه في السقف | Approved
Katameya Creeks | CLI.CON-000001 |  |  | Approved
Katameya Creeks | CLI.CON-000001 | RFV 56 | 70 X 10 cm Without Cover | Approved
Katameya Creeks | CLI.CON-000001 |  |  | Approved
Katameya Creeks | CLI.CON-000001 | RFV 67 | PVC conduits 2X32mm for light current | Approved
Katameya Creeks | CLI.CON-000001 |  |  | Approved
Katameya Creeks | CLI.CON-000001 | RFV-015,016,017 | U/G 6bar UPVC Pipe 50mm Dia. | Approved
Katameya Creeks | CLI.CON-000001 |  |  | Approved
Katameya Creeks | CLI.CON-000001 | RFV-019 | Floor drain 3 inch without cover | Approved
Katameya Creeks | CLI.CON-000001 |  |  | Approved
Katameya Creeks | CLI.CON-000001 | RFV-020 | اعمال الصرف: بالمتر الطولى توريد و تركيب مواسير صرف قطر 50مم شاملة القطع الخاصة (ضغط 6بار) كما هو موضح فى عقد المبانى بند رقم (ا-14) | Approved
Katameya Creeks | CLI.CON-000001 |  |  | Approved
Katameya Creeks | CLI.CON-000001 | RFV-022 | اعمال الصرف: بالمتر الطولى توريد و تركيب مواسير صرف قطر 75مم شاملة القطع الخاصة ( ضغط 10 بار) لزوم خطوط الطلمبات الغاطسة | Approved
Katameya Creeks | CLI.CON-000001 |  |  | Approved
Katameya Creeks | CLI.CON-000001 | V.O.25 | Adding Floor Drain 3 inch in all Buildings types | Approved
Katameya Creeks | CLI.CON-000001 |  |  | Approved
Katameya Creeks | CLI.CON-000001 | V.O.36 | supply and install 200mmUPVC Pipes 6 bar | Approved
Katameya Creeks | CLI.CON-000001 |  |  | Approved
Katameya Creeks | CLI.CON-000001 | V.O.40 | Install UPVC Pipes 3 Inches (10 bar) as a ventilation Pipe inside concrete for closed shafts | Approved
Katameya Creeks | CLI.CON-000001 | 2.Basement.10G-12E | توريد وعمل خرسانة عادية لزوم الأساسات بالقطاعات والأبعاد والمناسيب الموضحة بالرسومات التنفيذية علي ألا تقل مقاومة الضغط للمكعب القياسي عن 200 كجم/سم2. والبند يشمل القياس هندسي لكافة الاعمال المنفذة وكافة المعدات والفرم والشدات والمصنعيات اللازمة لنهو الأعمال طبقاً لأصول الصناعة ومواصفات الكود المصري لأعمال الخرسانة العادية والمسلحة والمواصفات الفنية للمشروع. كما يشمل البند كافة الاختبارات علي المواد قبل وبعد صب الخرسانة وكذلك التجارب اللازمة للتحكم في الجودة ومعالجة الخرسانة طبقاً للمواصفات الفنية وتعليمات المهندس المشرف | Approved
Katameya Creeks | CLI.CON-000001 |  |  | Approved
Katameya Creeks | CLI.CON-000001 | 3.Basement.10G-12E | توريد وعمل بلاطات خرسانية مسلحة لزوم أرضيات البدروم بسمك 15 سم بالأبعاد والمناسيب الموضحة بالرسومات التنفيذية وشبكة تسليح 4ɸ10/م في الاتجاهين علي ألا تقل مقاومة الضغط للمكعب القياسـي عن 250 كجم/سم2. والبند يشمل القياس هندسي لكافة الاعمال المنفذة وكافة المعدات والفرم والشدات والمصنعيات اللازمة لنهو الأعمال طبقاً لأصول الصناعة ومواصفات الكود المصري لأعمال الخرسانة العادية والمسلحة والمواصفات الفنية للمشروع. | Approved
Katameya Creeks | CLI.CON-000001 |  |  | Approved
Katameya Creeks | CLI.CON-000001 | 4.Basement.10G-12E | توريد وعمل خرسانة مسلحة لزوم الأساسات بالقطاعات والأبعاد والمناسيب والتسليح الموضحة بالرسومات التنفيذية علي ألا تقل مقاومة الضغط للمكعب القياسـي عن 350 كجم/سم2 وبنسبة تسليح 74 كجم للمتر المكعب من الخرسانة. والبند يشمل القياس هندسي لكافة الاعمال المنفذة وكافة المعدات والفرم والشدات والمصنعيات اللازمة لنهو الأعمال طبقاً لأصول الصناعة ومواصفات الكود المصري لأعمال الخرسانة العادية والمسلحة والمواصفات الفنية للمشروع. كما يشمل البند كافة الاختبارات علي المواد قبل وبعد صب الخرسانة وكذلك التجارب اللازمة للتحكم في الجودة ومعالجة الخرسانة طبقاً للمواصفات الفنية وتعليمات المهندس المشرف. | Approved
Katameya Creeks | CLI.CON-000001 |  |  | Approved
Katameya Creeks | CLI.CON-000001 | 5.Basement.10G-12E | توريد وعمل خرسانة مسلحة لزوم اعمدة دور البدروم بالقطاعات والأبعاد والمناسيب والتسليح الموضحة بالرسومات التنفيذية ألا تقل مقاومة الضغط للمكعب القياسـي عن 350 كجم/سم2 وبنسبة تسليح 180 كجم للمتر المكعب من الخرسانة. والبند يشمل القياس هندسي لكافة الاعمال المنفذة وكافة المعدات والفرم والشدات والمصنعيات اللازمة لنهو الأعمال طبقاً لأصول الصناعة ومواصفات الكود المصري لأعمال الخرسانة العادية والمسلحة والمواصفات الفنية للمشروع. كما يشمل البند كافة الاختبارات علي المواد قبل وبعد صب الخرسانة وكذلك التجارب اللازمة للتحكم في الجودة ومعالجة الخرسانة طبقاً للمواصفات الفنية وتعليمات المهندس المشرف. | Approved
Katameya Creeks | CLI.CON-000001 |  |  | Approved
Katameya Creeks | CLI.CON-000001 | 6.Basement.10G-12E | توريد وعمل خرسانة مسلحة لزوم الحوائط الساندة بدور البدروم بالقطاعات والأبعاد والمناسيب والتسليح الموضحة بالرسومات التنفيذية ألا تقل مقاومة الضغط للمكعب القياسـي عن 350 كجم/سم2 وبنسبة تسليح 75 كجم للمتر المكعب من الخرسانة. والبند يشمل القياس هندسي لكافة الاعمال المنفذة وكافة المعدات والفرم والشدات والمصنعيات اللازمة لنهو الأعمال طبقاً لأصول الصناعة ومواصفات الكود المصري لأعمال الخرسانة العادية والمسلحة والمواصفات الفنية للمشروع. كما يشمل البند كافة الاختبارات علي المواد قبل وبعد صب الخرسانة وكذلك التجارب اللازمة للتحكم في الجودة ومعالجة الخرسانة طبقاً للمواصفات الفنية وتعليمات المهندس المشرف. | Approved
Katameya Creeks | CLI.CON-000001 |  |  | Approved
Katameya Creeks | CLI.CON-000001 | 4.Buildings.Type H | توريد وعمل خرسانة مسلحة لزوم اعمدة الدور الاول بالقطاعات والأبعاد والمناسيب والتسليح الموضحة بالرسومات التنفيذية علي ألا تقل مقاومة الضغط للمكعب القياسـي عن 350 كجم/سم2 وبنسبة تسليح 170 كجم للمتر المكعب من الخرسانة. والبند يشمل القياس هندسي لكافة الاعمال المنفذة وكافة المعدات والفرم والشدات والمصنعيات اللازمة لنهو الأعمال طبقاً لأصول الصناعة ومواصفات الكود المصري لأعمال الخرسانة العادية والمسلحة والمواصفات الفنية للمشروع.كما يشمل البند كافة الاختبارات علي المواد قبل وبعد صب الخرسانة وكذلك التجارب اللازمة للتحكم في الجودة ومعالجة الخرسانة طبقاً للمواصفات الفنية وتعليمات المهندس المشرف. | Approved
Katameya Creeks | CLI.CON-000001 |  |  | Approved
Katameya Creeks | CLI.CON-000001 | 5.Buildings.Type H | توريد وعمل خرسانة مسلحة لزوم بلاطات وكمرات وسلالم سقف الدور الاول بالقطاعات والأبعاد والمناسيب والتسليح الموضحة بالرسومات التنفيذية ألا تقل مقاومة الضغط للمكعب القياسـي عن 350 كجم/سم2 وبنسبة تسليح 130 كجم للمتر المكعب من الخرسانة. والبند يشمل القياس هندسي لكافة الاعمال المنفذة وكافة المعدات والفرم والشدات والمصنعيات اللازمة لنهو الأعمال طبقاً لأصول الصناعة ومواصفات الكود المصري لأعمال الخرسانة العادية والمسلحة والمواصفات الفنية للمشروع.كما يشمل البند كافة الاختبارات علي المواد قبل وبعد صب الخرسانة وكذلك التجارب اللازمة للتحكم في الجودة ومعالجة الخرسانة طبقاً للمواصفات الفنية وتعليمات المهندس المشرف. | Approved
Katameya Creeks | CLI.CON-000001 |  |  | Approved
Katameya Creeks | CLI.CON-000001 | 6.Buildings.Type H | توريد وعمل خرسانة مسلحة لزوم اعمدة الدور الثاني بالقطاعات والأبعاد والمناسيب والتسليح الموضحة بالرسومات علي ألا تقل مقاومة الضغط للمكعب القياسـي عن 350 كجم/سم2 وبنسبة تسليح 170 كجم للمتر المكعب من الخرسانة.والبند يشمل القياس هندسي لكافة الاعمال المنفذة وكافة المعدات والفرم والشدات والمصنعيات اللازمة لنهو الأعمال طبقاً لأصول الصناعة ومواصفات الكود المصري لأعمال الخرسانة العادية والمسلحة والمواصفات الفنية للمشروع.كما يشمل البند كافة الاختبارات علي المواد قبل وبعد صب الخرسانة وكذلك التجارب اللازمة للتحكم في الجودة ومعالجة الخرسانة طبقاً للمواصفات الفنية وتعليمات المهندس المشرف. | Approved
Katameya Creeks | CLI.CON-000001 |  |  | Approved
Katameya Creeks | CLI.CON-000001 | 7.Buildings.Type H | توريد وعمل خرسانة مسلحة لزوم بلاطات وكمرات وسلالم سقف الدور الثاني بالقطاعات والأبعاد والمناسيب والتسليح الموضحة بالرسومات التنفيذية علي ألا تقل مقاومة الضغط للمكعب القياسـي عن 350 كجم/سم2 وبنسبة تسليح 130 كجم للمتر المكعب من الخرسانة.والبند يشمل القياس هندسي لكافة الاعمال المنفذة وكافة المعدات والفرم والشدات والمصنعيات اللازمة لنهو الأعمال طبقاً لأصول الصناعة ومواصفات الكود المصري لأعمال الخرسانة العادية والمسلحة والمواصفات الفنية للمشروع.كما يشمل البند كافة الاختبارات علي المواد قبل وبعد صب الخرسانة وكذلك التجارب اللازمة للتحكم في الجودة ومعالجة الخرسانة طبقاً للمواصفات الفنية وتعليمات المهندس المشرف. | Approved
Katameya Creeks | CLI.CON-000001 |  |  | Approved
Katameya Creeks | CLI.CON-000001 | 8.Buildings.Type H | توريد وعمل خرسانة مسلحة لزوم اعمدة الدور الثالث بالقطاعات والأبعاد والمناسيب والتسليح الموضحة بالرسومات علي ألا تقل مقاومة الضغط للمكعب القياسـي عن 350 كجم/سم2 وبنسبة تسليح 155 كجم للمتر المكعب من الخرسانة.والبند يشمل القياس هندسي لكافة الاعمال المنفذة وكافة المعدات والفرم والشدات والمصنعيات اللازمة لنهو الأعمال طبقاً لأصول الصناعة ومواصفات الكود المصري لأعمال الخرسانة العادية والمسلحة والمواصفات الفنية للمشروع.كما يشمل البند كافة الاختبارات علي المواد قبل وبعد صب الخرسانة وكذلك التجارب اللازمة للتحكم في الجودة ومعالجة الخرسانة طبقاً للمواصفات الفنية وتعليمات المهندس المشرف. | Approved
Katameya Creeks | CLI.CON-000001 |  |  | Approved
Katameya Creeks | CLI.CON-000001 | 13.Buildings.Type G | توريد وعمل خرسانة مسلحة لزوم بلاطات وكمرات وسلالم سقف الدور الخامس بالقطاعات والأبعاد والمناسيب والتسليح الموضحة بالرسومات التنفيذية علي ألا تقل مقاومة الضغط للمكعب القياسـي عن 350 كجم/سم2 وبنسبة تسليح 100 كجم للمتر المكعب من الخرسانة.والبند يشمل القياس هندسي لكافة الاعمال المنفذة وكافة المعدات والفرم والشدات والمصنعيات اللازمة لنهو الأعمال طبقاً لأصول الصناعة ومواصفات الكود المصري لأعمال الخرسانة العادية والمسلحة والمواصفات الفنية للمشروع.كما يشمل البند كافة الاختبارات علي المواد قبل وبعد صب الخرسانة وكذلك التجارب اللازمة للتحكم في الجودة ومعالجة الخرسانة طبقاً للمواصفات الفنية وتعليمات المهندس المشرف. | Approved
Katameya Creeks | CLI.CON-000001 |  |  | Approved
Katameya Creeks | CLI.CON-000001 | 2.Buildings.Type G1 | توريد وعمل خرسانة مسلحة لزوم اعمدة الدور الأرضي بالقطاعات والأبعاد والمناسيب والتسليح الموضحة بالرسومات التنفيذية علي ألا تقل مقاومة الضغط للمكعب القياسـي عن 350 كجم/سم2 وبنسبة تسليح 190 كجم للمتر المكعب من الخرسانة.والبند يشمل القياس هندسي لكافة الاعمال المنفذة وكافة المعدات والفرم والشدات والمصنعيات اللازمة لنهو الأعمال طبقاً لأصول الصناعة ومواصفات الكود المصري لأعمال الخرسانة العادية والمسلحة والمواصفات الفنية للمشروع. كما يشمل البند كافة الاختبارات علي المواد قبل وبعد صب الخرسانة وكذلك التجارب اللازمة للتحكم في الجودة ومعالجة الخرسانة طبقاً .للمواصفات الفنية وتعليمات المهندس المشرف | Approved
Katameya Creeks | CLI.CON-000001 |  |  | Approved
Katameya Creeks | CLI.CON-000001 | 3.Buildings.Type G1 | توريد وعمل خرسانة مسلحة لزوم بلاطات وكمرات وسلالم سقف الدور الارضي بالقطاعات والأبعاد والمناسيب والتسليح الموضحة بالرسومات التنفيذية علي ألا تقل مقاومة الضغط للمكعب القياسـي عن350 كجم/سم2 وبنسبة تسليح 127كجم للمتر المكعب من الخرسانة.والبند يشمل القياس هندسي لكافة الاعمال المنفذة وكافة المعدات والفرم والشدات والمصنعيات اللازمة لنهو الأعمال طبقاً لأصول الصناعة ومواصفات الكود المصري لأعمال الخرسانة العادية والمسلحة والمواصفات الفنية للمشروع.كما يشمل البند كافة الاختبارات علي المواد قبل وبعد صب الخرسانة وكذلك التجارب اللازمة للتحكم في الجودة ومعالجة الخرسانة طبقاً للمواصفات الفنية وتعليمات المهندس المشرف. | Approved
Katameya Creeks | CLI.CON-000001 |  |  | Approved
Katameya Creeks | CLI.CON-000001 | 4.Buildings.Type G1 | توريد وعمل خرسانة مسلحة لزوم اعمدة الدور الاول بالقطاعات والأبعاد والمناسيب والتسليح الموضحة بالرسومات التنفيذية علي ألا تقل مقاومة الضغط للمكعب القياسـي عن 350 كجم/سم2 وبنسبة تسليح 175 كجم للمتر المكعب من الخرسانة. والبند يشمل القياسهندسي لكافة الاعمال المنفذة وكافة المعدات والفرم والشدات والمصنعيات اللازمة لنهو الأعمال طبقاً لأصول الصناعة ومواصفات الكود المصري لأعمال الخرسانة العادية والمسلحة والمواصفات الفنية للمشروع.كما يشمل البند كافة الاختبارات علي المواد قبل وبعد صب الخرسانة وكذلك التجارب اللازمة للتحكم في الجودة ومعالجة الخرسانة طبقاً للمواصفات الفنية وتعليمات المهندس المشرف. | Approved
Katameya Creeks | CLI.CON-000001 |  |  | Approved
Katameya Creeks | CLI.CON-000001 | 5.Buildings.Type G1 | توريد وعمل خرسانة مسلحة لزوم بلاطات وكمرات وسلالم سقف الدور الاول بالقطاعات والأبعاد والمناسيب والتسليح الموضحة بالرسومات التنفيذية ألا تقل مقاومة الضغط للمكعب القياسـي عن 350 كجم/سم2 وبنسبة تسليح 127 كجم للمتر المكعب من الخرسانة.والبند يشمل القياس هندسي لكافة الاعمال المنفذة وكافة المعدات والفرم والشدات والمصنعيات اللازمة لنهو الأعمال طبقاً لأصول الصناعة ومواصفات الكود المصري لأعمال الخرسانة العادية والمسلحة والمواصفات الفنية للمشروع.كما يشمل البند كافة الاختبارات علي المواد قبل وبعد صب الخرسانة وكذلك التجارب اللازمة للتحكم في الجودة ومعالجة الخرسانة طبقاً للمواصفات الفنية وتعليمات المهندس المشرف. | Approved
Katameya Creeks | CLI.CON-000001 |  |  | Approved
Katameya Creeks | CLI.CON-000001 | SERVICE 3H.Basement.6-2 | Supply and install a complete electrical outlet for Exhaust fan complete with wiring (4x16+16) mm² back to panel board or second outlet | Approved
Katameya Creeks | CLI.CON-000001 |  |  | Approved
Katameya Creeks | CLI.CON-000001 | SERVICE 3H.Basement.7-1 | I.S, 3P, 40 A outlet with wire (4x10+10) for LIFT | Approved
Katameya Creeks | CLI.CON-000001 |  |  | Approved
Katameya Creeks | CLI.CON-000001 | SERVICE 3H.Basement.7-2 | I.S, 2P, 20 A outlet with wire (3x4) for A/C | Approved
Katameya Creeks | CLI.CON-000001 |  |  | Approved
Katameya Creeks | CLI.CON-000001 | SERVICE 3H.Basement.8-1 | 16 AMP, 220 Volt, single socket (Weather Proof) | Approved
Katameya Creeks | CLI.CON-000001 |  |  | Approved
Katameya Creeks | CLI.CON-000001 | SERVICE 3H.Basement.8-2 | 16 AMP, 220 Volt, single socket for storage EX.FAN (Weather Proof) | Approved
Katameya Creeks | CLI.CON-000001 |  |  | Approved
Katameya Creeks | CLI.CON-000001 | SERVICE 3H.Basement.8-3 | 32 AMP, 380 Volt, three phase socket. | Approved
Katameya Creeks | CLI.CON-000001 |  |  | Approved
Katameya Creeks | CLI.CON-000001 | SERVICE 3H.Basement.8-4 | One way, one gang switch | Approved
Katameya Creeks | CLI.CON-000001 |  |  | Approved
Katameya Creeks | CLI.CON-000001 | SERVICE 3H.Basement.8-5 | One way, three gang switch outlet | Approved
Katameya Creeks | CLI.CON-000001 |  |  | Approved
Katameya Creeks | CLI.CON-000001 | SERVICE 3H.Basement.8-6 | Two way, one gang switch outlet | Approved
Katameya Creeks | CLI.CON-000001 |  |  | Approved
Katameya Creeks | CLI.CON-000001 | SERVICE 3H.Basement.8-7 | Entermediate switch | Approved
Katameya Creeks | CLI.CON-000001 |  |  | Approved
Katameya Creeks | CLI.CON-000001 | SERVICE 3H.Basement.8-8 | motion detector | Approved
Katameya Creeks | CLI.CON-000001 |  |  | Approved
Katameya Creeks | CLI.CON-000001 | SERVICE 3H.Basement.8-9 | I.S, 3P, 40 A for LIFT | Approved
Katameya Creeks | CLI.CON-000001 |  |  | Approved
Katameya Creeks | CLI.CON-000001 | SERVICE 3H.Basement.8-10 | I.S, 3P, 63 A for EXHAUST FAN | Approved
Katameya Creeks | CLI.CON-000001 |  |  | Approved
Katameya Creeks | CLI.CON-000001 | SERVICE 3H.Basement.8-11 | I.S, 2P, 20 A for A/C | Approved
Katameya Creeks | CLI.CON-000001 |  |  | Approved
Katameya Creeks | CLI.CON-000001 | SERVICE 3H.Basement.8-12 | Supply and install a complete Low Current outlet from RACK to the outlet | Approved
Katameya Creeks | CLI.CON-000001 |  |  | Approved
Katameya Creeks | CLI.CON-000001 | SERVICE 3H.Basement.9.1 | Type F1 | Approved
Katameya Creeks | CLI.CON-000001 |  |  | Approved
Katameya Creeks | CLI.CON-000001 | SERVICE 3H.Basement.9.2 | Type C2 | Approved
Katameya Creeks | CLI.CON-000001 |  |  | Approved
Katameya Creeks | CLI.CON-000001 | SERVICE 3H.Basement.9.3 | Type C3 | Approved
Katameya Creeks | CLI.CON-000001 |  |  | Approved
Katameya Creeks | CLI.CON-000001 | SERVICE 3H.Basement.9.4 | Type D1 | Approved
Katameya Creeks | CLI.CON-000001 |  |  | Approved
Katameya Creeks | CLI.CON-000001 | SERVICE 3H.Basement.9.5 | Type D2 | Approved
Katameya Creeks | CLI.CON-000001 |  |  | Approved
Katameya Creeks | CLI.CON-000001 | SERVICE 3H.Basement.9 | Earthing system for power not more than 3 ohm | Approved
Katameya Creeks | CLI.CON-000001 |  |  | Approved
Katameya Creeks | CLI.CON-000001 | SERVICE 10 G.Basement.1-10 | STAIRS MACHINE | Approved
Katameya Creeks | CLI.CON-000001 |  |  | Approved
Katameya Creeks | CLI.CON-000001 | SERVICE 10 G.Basement.2-1 | (4x6)+6mm² | Approved
Katameya Creeks | CLI.CON-000001 |  |  | Approved
Katameya Creeks | CLI.CON-000001 | SERVICE 10 G.Basement.2-3 | (3x70+35)+16mm² | Approved
Katameya Creeks | CLI.CON-000001 |  |  | Approved
Katameya Creeks | CLI.CON-000001 | SERVICE 10 G.Basement.2-4 | (3x95+50)+25mm² | Approved
Katameya Creeks | CLI.CON-000001 |  |  | Approved
Katameya Creeks | CLI.CON-000001 | SERVICE 10 G.Basement.3.1 | Supply, install & test a lighting fixtures complete with wiring (3x3) mm², back to panel or second outlet, according to drawings and specifications | Approved
Katameya Creeks | CLI.CON-000001 |  |  | Approved
Katameya Creeks | CLI.CON-000001 | SERVICE 10 G.Basement.4-1 | One way, one gang switch outlet | Approved
Katameya Creeks | CLI.CON-000001 |  |  | Approved
Katameya Creeks | CLI.CON-000001 | SERVICE 10 G.Basement.4-2 | Two way, one gang switch outlet | Approved
Katameya Creeks | CLI.CON-000001 |  |  | Approved
Katameya Creeks | CLI.CON-000001 | SERVICE 10 G.Basement.4-3 | Entermediate switch outlet | Approved
Katameya Creeks | CLI.CON-000001 |  |  | Approved
Katameya Creeks | CLI.CON-000001 | SERVICE 10 G.Basement.4-4 | One way, three gang switch outlet | Approved
Katameya Creeks | CLI.CON-000001 |  |  | Approved
Katameya Creeks | CLI.CON-000001 | SERVICE 10 G.Basement.4-5 | One way, two gang switch outlet | Approved
Katameya Creeks | CLI.CON-000001 |  |  | Approved
Katameya Creeks | CLI.CON-000001 | SERVICE 10 G.Basement.5-1 | Supply and install a complete socket outlet complete with wiring (3x3) mm² back to panel board or second outlet (exclude the socket) | Approved
Katameya Creeks | CLI.CON-000001 |  |  | Approved
Katameya Creeks | CLI.CON-000001 | SERVICE 10 G.Basement.5-2 | Supply and install a complete socket outlet complete with wiring (4x6+6) mm² back to panel board or second outlet (exclude the socket) | Approved
Katameya Creeks | CLI.CON-000001 |  |  | Approved
Katameya Creeks | CLI.CON-000001 | SERVICE 10 G.Basement.5-3 | Supply and install a complete socket outlet complete with wiring (3x4) mm² back to panel board or second outlet (exclude the socket) | Approved
Katameya Creeks | CLI.CON-000001 |  |  | Approved
Katameya Creeks | CLI.CON-000001 | SERVICE 10 G.Basement.6-1 | Supply and install a complete electrical outlet for F.A.C.P complete with wiring (3x4) mm² back to panel board or second outlet | Approved
Katameya Creeks | CLI.CON-000001 |  |  | Approved
Katameya Creeks | CLI.CON-000001 | SERVICE 10 G.Basement.6-2 | Supply and install a complete electrical outlet for Exhaust fan complete with wiring (4x16+16) mm² back to panel board or second outlet | Approved
Katameya Creeks | CLI.CON-000001 |  |  | Approved
Katameya Creeks | CLI.CON-000001 | SERVICE 10 G.Basement.7-1 | I.S, 3P, 40 A outlet with wire (4x10+10) for LIFT | Approved
Katameya Creeks | CLI.CON-000001 |  |  | Approved
Katameya Creeks | CLI.CON-000001 | SERVICE 10 G.Basement.7-2 | I.S, 2P, 20 A outlet with wire (3x4) for A/C | Approved
Katameya Creeks | CLI.CON-000001 |  |  | Approved
Katameya Creeks | CLI.CON-000001 | SERVICE 10 G.Basement.7-3 | I.S, 2P, 20 A outlet with wire (3x4) for EWH | Approved
Katameya Creeks | CLI.CON-000001 |  |  | Approved
Katameya Creeks | CLI.CON-000001 | SERVICE 10 G.Basement.8-1 | 16 AMP, 220 Volt, doublex socket for T.V | Approved
Katameya Creeks | CLI.CON-000001 | SERVICE 17D.Basement.1-4 | LPP-B (with pre-paid power meter ) | Approved
Katameya Creeks | CLI.CON-000001 |  |  | Approved
Katameya Creeks | CLI.CON-000001 | SERVICE 17D.Basement.1-5 | SMDB-G | Approved
Katameya Creeks | CLI.CON-000001 |  |  | Approved
Katameya Creeks | CLI.CON-000001 | SERVICE 17D.Basement.1-6 | SMDB-1st | Approved
Katameya Creeks | CLI.CON-000001 |  |  | Approved
Katameya Creeks | CLI.CON-000001 | SERVICE 17D.Basement.1-7 | SMDB-2nd | Approved
Katameya Creeks | CLI.CON-000001 |  |  | Approved
Katameya Creeks | CLI.CON-000001 | SERVICE 17D.Basement.1-8 | SMDB-3rd | Approved
Katameya Creeks | CLI.CON-000001 |  |  | Approved
Katameya Creeks | CLI.CON-000001 | SERVICE 17D.Basement.1-9 | SMDB-4th | Approved
Katameya Creeks | CLI.CON-000001 |  |  | Approved
Katameya Creeks | CLI.CON-000001 | SERVICE 17D.Basement.1-10 | STAIRS MACHINE | Approved
Katameya Creeks | CLI.CON-000001 |  |  | Approved
Katameya Creeks | CLI.CON-000001 | SERVICE 17D.Basement.2-1 | (4x6)+6mm² | Approved
Katameya Creeks | CLI.CON-000001 |  |  | Approved
Katameya Creeks | CLI.CON-000001 | SERVICE 17D.Basement.2-3 | (3x70+35)+16mm² | Approved
Katameya Creeks | CLI.CON-000001 |  |  | Approved
Katameya Creeks | CLI.CON-000001 | SERVICE 17D.Basement.2-4 | (3x95+50)+25mm² | Approved
Katameya Creeks | CLI.CON-000001 |  |  | Approved
Katameya Creeks | CLI.CON-000001 | SERVICE 17D.Basement.2-5 | (3x120+70)+35mm² | Approved
Katameya Creeks | CLI.CON-000001 |  |  | Approved
Katameya Creeks | CLI.CON-000001 | SERVICE 17D.Basement.3.1 | Supply, install & test a lighting fixtures complete with wiring (3x3) mm², back to panel or second outlet, according to drawings and specifications | Approved
Katameya Creeks | CLI.CON-000001 |  |  | Approved
Katameya Creeks | CLI.CON-000001 | SERVICE 17D.Basement.4-1 | One way, one gang switch outlet | Approved
Katameya Creeks | CLI.CON-000001 |  |  | Approved
Katameya Creeks | CLI.CON-000001 | SERVICE 17D.Basement.4-2 | Entermediate switch outlet | Approved
Katameya Creeks | CLI.CON-000001 |  |  | Approved
Katameya Creeks | CLI.CON-000001 | SERVICE 17D.Basement.4-3 | One way, three gang switch outlet | Approved
Katameya Creeks | CLI.CON-000001 |  |  | Approved
Katameya Creeks | CLI.CON-000001 | SERVICE 17D.Basement.4-4 | Two way, one gang switch outlet | Approved
Katameya Creeks | CLI.CON-000001 |  |  | Approved
Katameya Creeks | CLI.CON-000001 | SERVICE 17D.Basement.5-1 | Supply and install a complete socket outlet complete with wiring (3x3) mm² back to panel board or second outlet (exclude the socket) | Approved
Katameya Creeks | CLI.CON-000001 |  |  | Approved
Katameya Creeks | CLI.CON-000001 | SERVICE 17D.Basement.5-2 | Supply and install a complete socket outlet complete with wiring (4x6+6) mm² back to panel board or second outlet (exclude the socket) | Approved
Katameya Creeks | CLI.CON-000001 |  |  | Approved
Katameya Creeks | CLI.CON-000001 | SERVICE 17D.Basement.6-1 | Supply and install a complete electrical outlet for F.A.C.P complete with wiring (3x4) mm² back to panel board or second outlet | Approved
Katameya Creeks | CLI.CON-000001 |  |  | Approved
Katameya Creeks | CLI.CON-000001 | SERVICE 17D.Basement.6-2 | Supply and install a complete electrical outlet for Exhaust fan complete with wiring (4x16+16) mm² back to panel board or second outlet | Approved
Katameya Creeks | CLI.CON-000001 | FIREALARM 4D.Basement.1-5 | Supply and install Intelligent addressable optical smoke detector | Approved
Katameya Creeks | CLI.CON-000001 |  |  | Approved
Katameya Creeks | CLI.CON-000001 | FIREALARM 4D.Basement.1-7 | Supply and install Intelligent addressable Multisensor detector | Approved
Katameya Creeks | CLI.CON-000001 |  |  | Approved
Katameya Creeks | CLI.CON-000001 | FIREALARM 4D.Basement.1-8 | Supply and install Fire alarm bell with Strobe light. | Approved
Katameya Creeks | CLI.CON-000001 |  |  | Approved
Katameya Creeks | CLI.CON-000001 | FIREALARM 4D.Basement.1-9 | Supply and install control module for exhaust fan. | Approved
Katameya Creeks | CLI.CON-000001 |  |  | Approved
Katameya Creeks | CLI.CON-000001 | FIREALARM 4D.Basement.1-10 | Supply and install monitor module for fire fighting switches. | Approved
Katameya Creeks | CLI.CON-000001 |  |  | Approved
Katameya Creeks | CLI.CON-000001 | FIREALARM 5 E.Basement.1-1 | Main fire alarm control panel (FACP) intelligent addressable type with capacity (1 loops), the item includes back-up batteries, battery charger, fault isolation modules, interfaces modules, programming and any needed / related accessories. | Approved
Katameya Creeks | CLI.CON-000001 |  |  | Approved
Katameya Creeks | CLI.CON-000001 | FIREALARM 5 E.Basement.1-2 | Automatic dialer to call fire brigade in case of fire | Approved
Katameya Creeks | CLI.CON-000001 |  |  | Approved
Katameya Creeks | CLI.CON-000001 | FIREALARM 5 E.Basement.1-3 | Fire alarm outlet complete with outlet boxes, pull boxes conduits, conduit fittings, 2x1.5 mm² fire alarm cable rated 105C back to next outlet or fire alarm panel, conduits will be PVC type in case of imbedded in concrete or galvanized steel in case of exposed fixation. | Approved
Katameya Creeks | CLI.CON-000001 |  |  | Approved
Katameya Creeks | CLI.CON-000001 | FIREALARM 5 E.Basement.1-4 | Supply and install Intelligent addressable manual alarm station. | Approved
Katameya Creeks | CLI.CON-000001 |  |  | Approved
Katameya Creeks | CLI.CON-000001 | FIREALARM 5 E.Basement.1-5 | Supply and install Intelligent addressable optical smoke detector | Approved
Katameya Creeks | CLI.CON-000001 |  |  | Approved
Katameya Creeks | CLI.CON-000001 | FIREALARM 5 E.Basement.1-6 | Supply and install Intelligent addressable rise of heat detector | Approved
Katameya Creeks | CLI.CON-000001 |  |  | Approved
Katameya Creeks | CLI.CON-000001 | FIREALARM 5 E.Basement.1-7 | Supply and install Intelligent addressable Multisensor detector | Approved
Katameya Creeks | CLI.CON-000001 |  |  | Approved
Katameya Creeks | CLI.CON-000001 | FIREALARM 5 E.Basement.1-8 | Supply and install Fire alarm bell with Strobe light. | Approved
Katameya Creeks | CLI.CON-000001 |  |  | Approved
Katameya Creeks | CLI.CON-000001 | FIREALARM 5 E.Basement.1-9 | Supply and install control module for exhaust fan. | Approved
Katameya Creeks | CLI.CON-000001 |  |  | Approved
Katameya Creeks | CLI.CON-000001 | FIREALARM 5 E.Basement.1-10 | Supply and install monitor module for fire fighting switches. | Approved
Katameya Creeks | CLI.CON-000001 |  |  | Approved
Katameya Creeks | CLI.CON-000001 | 6G1 FIREALARM.Basement.1-1 | Main fire alarm control panel (FACP) intelligent addressable type with capacity (1 loops), the item includes back-up batteries, battery charger, fault isolation modules, interfaces modules, programming and any needed / related accessories. | Approved
Katameya Creeks | CLI.CON-000001 |  |  | Approved
Katameya Creeks | CLI.CON-000001 | 6G1 FIREALARM.Basement.1-2 | Automatic dialer to call fire brigade in case of fire | Approved
Katameya Creeks | CLI.CON-000001 |  |  | Approved
Katameya Creeks | CLI.CON-000001 | Type G.Buildings.2-7 | (4x16)+16mm² | Approved
Katameya Creeks | CLI.CON-000001 |  |  | Approved
Katameya Creeks | CLI.CON-000001 | Type G.Buildings.2-8 | (4x6)+6mm² | Approved
Katameya Creeks | CLI.CON-000001 |  |  | Approved
Katameya Creeks | CLI.CON-000001 | Type G.Buildings.2-9 | (4x35)+16 mm² | Approved
Katameya Creeks | CLI.CON-000001 |  |  | Approved
Katameya Creeks | CLI.CON-000001 | Type G.Buildings.2-10 | (4x16)+10mm² | Approved
Katameya Creeks | CLI.CON-000001 |  |  | Approved
Katameya Creeks | CLI.CON-000001 | Type G.Buildings.2-11 | (4x10)+10mm² | Approved
Katameya Creeks | CLI.CON-000001 |  |  | Approved
Katameya Creeks | CLI.CON-000001 | Type G.Buildings.3-1 | Supply, install & test a lighting fixtures complete with wiring (3x3) mm², back to panel or second outlet, according to drawings and specifications | Approved
Katameya Creeks | CLI.CON-000001 |  |  | Approved
Katameya Creeks | CLI.CON-000001 | Type G.Buildings.3-2 | Supply, install & test a lighting fixtures complete with wiring (3x3) mm², back to panel or second outlet, according to drawings and specifications | Approved
Katameya Creeks | CLI.CON-000001 |  |  | Approved
Katameya Creeks | CLI.CON-000001 | Type G.Buildings.3-3 | Supply, install & test a lighting fixtures complete with wiring (3x3) mm², back to panel or second outlet, according to drawings and specifications | Approved
Katameya Creeks | CLI.CON-000001 |  |  | Approved
Katameya Creeks | CLI.CON-000001 | Type G.Buildings.3-4 | Supply, install & test a lighting fixtures complete with wiring (3x3) mm², back to panel or second outlet, according to drawings and specifications | Approved
Katameya Creeks | CLI.CON-000001 |  |  | Approved
Katameya Creeks | CLI.CON-000001 | Type G.Buildings.3-5 | Supply, install & test a lighting fixtures complete with wiring (3x3) mm², back to panel or second outlet, according to drawings and specifications | Approved
Katameya Creeks | CLI.CON-000001 |  |  | Approved
Katameya Creeks | CLI.CON-000001 | Type G.Buildings.4-1 | One way, one gang switch outlet | Approved
Katameya Creeks | CLI.CON-000001 |  |  | Approved
Katameya Creeks | CLI.CON-000001 | Type G.Buildings.4-2 | One way, two gang switch outlet | Approved
Katameya Creeks | CLI.CON-000001 |  |  | Approved
Katameya Creeks | CLI.CON-000001 | Type G.Buildings.4-3 | One way, three gang switch outlet | Approved
Katameya Creeks | CLI.CON-000001 |  |  | Approved
Katameya Creeks | CLI.CON-000001 | Type G.Buildings.4-5 | Two way, two gang switch outlet | Approved
Katameya Creeks | CLI.CON-000001 |  |  | Approved
Katameya Creeks | CLI.CON-000001 | Type G.Buildings.4-6 | Two way, three gang switch outlet | Approved
Katameya Creeks | CLI.CON-000001 |  |  | Approved
Katameya Creeks | CLI.CON-000001 | Type G.Buildings.4-7 | Curtain switch | Approved
Katameya Creeks | CLI.CON-000001 |  |  | Approved
Katameya Creeks | CLI.CON-000001 | Type G.Buildings.4-8 | One way, one gang switch outlet | Approved
Katameya Creeks | CLI.CON-000001 |  |  | Approved
Katameya Creeks | CLI.CON-000001 | Type G.Buildings.4-9 | One way, two gang switch outlet | Approved
Katameya Creeks | CLI.CON-000001 |  |  | Approved
Katameya Creeks | CLI.CON-000001 | Type G.Buildings.4-10 | One way, three gang switch outlet | Approved
Katameya Creeks | CLI.CON-000001 |  |  | Approved
Katameya Creeks | CLI.CON-000001 | Type G.Buildings.4-12 | Two way, two gang switch outlet | Approved
Katameya Creeks | CLI.CON-000001 | Type D.Buildings.3-3 | Supply, install & test a lighting fixtures complete with wiring (3x3) mm², back to panel or second outlet, according to drawings and specifications | Approved
Katameya Creeks | CLI.CON-000001 |  |  | Approved
Katameya Creeks | CLI.CON-000001 | Type D.Buildings.3-4 | Supply, install & test a lighting fixtures complete with wiring (3x3) mm², back to panel or second outlet, according to drawings and specifications | Approved
Katameya Creeks | CLI.CON-000001 |  |  | Approved
Katameya Creeks | CLI.CON-000001 | Type D.Buildings.4-1 | One way, one gang switch outlet | Approved
Katameya Creeks | CLI.CON-000001 |  |  | Approved
Katameya Creeks | CLI.CON-000001 | Type D.Buildings.4-2 | One way, two gang switch outlet | Approved
Katameya Creeks | CLI.CON-000001 |  |  | Approved
Katameya Creeks | CLI.CON-000001 | Type D.Buildings.4-3 | One way, three gang switch outlet | Approved
Katameya Creeks | CLI.CON-000001 |  |  | Approved
Katameya Creeks | CLI.CON-000001 | Type D.Buildings.4-4 | Two way, one gang switch outlet | Approved
Katameya Creeks | CLI.CON-000001 |  |  | Approved
Katameya Creeks | CLI.CON-000001 | Type D.Buildings.4-5 | Two way, three gang switch outlet | Approved
Katameya Creeks | CLI.CON-000001 |  |  | Approved
Katameya Creeks | CLI.CON-000001 | Type D.Buildings.4-6 | One way, one gang switch outlet | Approved
Katameya Creeks | CLI.CON-000001 |  |  | Approved
Katameya Creeks | CLI.CON-000001 | Type D.Buildings.4-7 | One way, two gang switch outlet | Approved
Katameya Creeks | CLI.CON-000001 |  |  | Approved
Katameya Creeks | CLI.CON-000001 | Type D.Buildings.4-8 | One way, three gang switch outlet | Approved
Katameya Creeks | CLI.CON-000001 |  |  | Approved
Katameya Creeks | CLI.CON-000001 | Type D.Buildings.4-9 | Two way, one gang switch outlet | Approved
Katameya Creeks | CLI.CON-000001 |  |  | Approved
Katameya Creeks | CLI.CON-000001 | Type D.Buildings.4-10 | Two way, two gang switch outlet | Approved
Katameya Creeks | CLI.CON-000001 |  |  | Approved
Katameya Creeks | CLI.CON-000001 | Type D.Buildings.4-11 | Two way, three gang switch outlet | Approved
Katameya Creeks | CLI.CON-000001 |  |  | Approved
Katameya Creeks | CLI.CON-000001 | Type D.Buildings.4-12 | One way, one gang switch outlet | Approved
Katameya Creeks | CLI.CON-000001 |  |  | Approved
Katameya Creeks | CLI.CON-000001 | Type D.Buildings.4-13 | One way, two gang switch outlet | Approved
Katameya Creeks | CLI.CON-000001 |  |  | Approved
Katameya Creeks | CLI.CON-000001 | Type D.Buildings.4-14 | One way, three gang switch outlet | Approved
Katameya Creeks | CLI.CON-000001 |  |  | Approved
Katameya Creeks | CLI.CON-000001 | Type D.Buildings.4-15 | Two way, one gang switch outlet | Approved
Katameya Creeks | CLI.CON-000001 |  |  | Approved
Katameya Creeks | CLI.CON-000001 | Type D.Buildings.4-16 | Two way, three gang switch outlet | Approved
Katameya Creeks | CLI.CON-000001 |  |  | Approved
Katameya Creeks | CLI.CON-000001 | Type D.Buildings.4-17 | One way, one gang switch outlet | Approved
Katameya Creeks | CLI.CON-000001 |  |  | Approved
Katameya Creeks | CLI.CON-000001 | Type D.Buildings.4-18 | One way, two gang switch outlet | Approved
Katameya Creeks | CLI.CON-000001 |  |  | Approved
Katameya Creeks | CLI.CON-000001 |  |  | Approved
Katameya Creeks | CLI.CON-000001 | V.O31 | بالمتر الطولى توريد و تركيب مواسير بولى بروربلين 4 بوصه كاملا بالقطع و الوصلات للمياه الباردة و الساخنة PN 20 - قطر 110 مم | Approved
Katameya Creeks | CLI.CON-000001 |  |  | Approved
Katameya Creeks | CLI.CON-000001 | V.O49 | اعمال الصرف: بالمتر الطولى توريد و تركيب مواسير صرف قطر 75مم شاملة القطع الخاصة ( ضغط 10 بار) لزوم خطوط حمامات السباحه | Approved
Katameya Creeks | CLI.CON-000001 |  |  | Approved
Katameya Creeks | CLI.CON-000001 | V.O.50 | RFV 50: Adding UPVC 50 mm (6 bar) Pipe Size for Buildings Risers | Approved
Katameya Creeks | CLI.CON-000001 |  |  | Approved
Katameya Creeks | CLI.CON-000001 | RFV-055 | Alum Windows and doors at Villas | Approved
Katameya Creeks | CLI.CON-000001 |  |  | Approved
Katameya Creeks | CLI.CON-000001 | V.O.28 | Change the waterproofing type for Concrete Elements and Solid block work Elements Under SOG to be Bituminous paint (Sika W) instead of Cementious (Sika 107) | Approved
Katameya Creeks | CLI.CON-000001 |  |  | Approved
Katameya Creeks | CLI.CON-000001 | V.O.59 | Supply and apply of Metal Handrail in front of Windows and at Roof of Villas Using Alum. Profile Alumil M8210 | Approved
Katameya Creeks | CLI.CON-000001 |  |  | Approved
Katameya Creeks | CLI.CON-000001 | V.O.62 | Supply and apply of Glass Handrail in front of Windows and at Roof of Villas Using Alum. Profile Alumil M8210 | Approved
Katameya Creeks | CLI.CON-000001 |  |  | Approved
Katameya Creeks | CLI.CON-000001 | V.O.38 | Reinforced cast-in-situ concrete for Posts and lintels of block work at all floors | Approved
Katameya Creeks | CLI.CON-000001 |  |  | Approved
Katameya Creeks | CLI.CON-000001 | Supply & Install Aluminum Louvers & Cladding for Villas | Supply & Install Aluminum Louvers & Cladding for Villas | Approved
Katameya Creeks | CLI.CON-000001 |  |  | Approved
Katameya Creeks | CLI.CON-000001 | V.O.41 | Toilets Block Work & MEP Modification As per CV- 107 | Approved
Katameya Creeks | CLI.CON-000001 |  |  | Approved
Katameya Creeks | CLI.CON-000001 | RFV-S01 | 17D-18F | Approved
Katameya Creeks | CLI.CON-000001 |  |  | Approved
Katameya Creeks | CLI.CON-000001 | RFV-S02 | 15D-16E | Approved
Katameya Creeks | CLI.CON-000001 |  |  | Approved
Katameya Creeks | CLI.CON-000001 | RFV-S03 | 20G-22E | Approved
Katameya Creeks | CLI.CON-000001 |  |  | Approved
Katameya Creeks | CLI.CON-000001 | RFV-S04 | 19D2-21D2 | Approved
Katameya Creeks | CLI.CON-000001 |  |  | Approved
Katameya Creeks | CLI.CON-000001 | RFV-S05 | 7G | Approved
Katameya Creeks | CLI.CON-000001 |  |  | Approved
Katameya Creeks | CLI.CON-000001 | RFV-S06 | 9D1-11D1 | Approved
Katameya Creeks | CLI.CON-000001 |  |  | Approved
Katameya Creeks | CLI.CON-000001 | RFV-S07 | 10G-12E | Approved
Katameya Creeks | CLI.CON-000001 |  |  | Approved
Katameya Creeks | CLI.CON-000001 | RFV-S08 | 8E | Approved
Katameya Creeks | CLI.CON-000001 |  |  | Approved
Katameya Creeks | CLI.CON-000001 | RFV-S09 | 1E | Approved
Katameya Creeks | CLI.CON-000001 |  |  | Approved
Katameya Creeks | CLI.CON-000001 | RFV-S10 | 6G1 | Approved
Katameya Creeks | CLI.CON-000001 |  |  | Approved
Katameya Creeks | CLI.CON-000001 | 7.Basement.10G-12E | توريد وعمل خرسانة مسلحة لزوم بلاطات وكمرات وسلالم سقف دور البدروم بالقطاعات والأبعاد والمناسيب والتسليح الموضحة بالرسومات التنفيذية علي ألا تقل مقاومة الضغط للمكعب القياسـي عن 350 كجم/سم2 وبنسبة تسليح 110 كجم للمتر المكعب من الخرسانة. والبند يشمل القياس هندسي لكافة الاعمال المنفذة وكافة المعدات والفرم والشدات والمصنعيات اللازمة لنهو الأعمال طبقاً لأصول الصناعة ومواصفات الكود المصري لأعمال الخرسانة العادية والمسلحة والمواصفات الفنية للمشروع.كما يشمل البند كافة الاختبارات علي المواد قبل وبعد صب الخرسانة وكذلك التجارب اللازمة للتحكم في الجودة ومعالجة الخرسانة طبقاً للمواصفات الفنية وتعليمات المهندس المشرف. | Approved
Katameya Creeks | CLI.CON-000001 |  |  | Approved
Katameya Creeks | CLI.CON-000001 | 2.Basement.15D-16E | توريد وعمل خرسانة عادية لزوم الأساسات بالقطاعات والأبعاد والمناسيب الموضحة بالرسومات التنفيذية علي ألا تقل مقاومة الضغط للمكعب القياسي عن 200 كجم/سم2. والبند يشمل القياس هندسي لكافة الاعمال المنفذة وكافة المعدات والفرم والشدات والمصنعيات اللازمة لنهو الأعمال طبقاً لأصول الصناعة ومواصفات الكود المصري لأعمال الخرسانة العادية والمسلحة والمواصفات الفنية للمشروع. كما يشمل البند كافة الاختبارات علي المواد قبل وبعد صب الخرسانة وكذلك التجارب اللازمة للتحكم في الجودة ومعالجة الخرسانة طبقاً للمواصفات الفنية وتعليمات المهندس المشرف | Approved
Katameya Creeks | CLI.CON-000001 |  |  | Approved
Katameya Creeks | CLI.CON-000001 | 3.Basement.15D-16E | توريد وعمل بلاطات خرسانية مسلحة لزوم أرضيات البدروم بسمك 15 سم بالأبعاد والمناسيب الموضحة بالرسومات التنفيذية وشبكة تسليح 4ɸ10/م في الاتجاهين علي ألا تقل مقاومة الضغط للمكعب القياسـي عن 250 كجم/سم2. والبند يشمل القياس هندسي لكافة الاعمال المنفذة وكافة المعدات والفرم والشدات والمصنعيات اللازمة لنهو الأعمال طبقاً لأصول الصناعة ومواصفات الكود المصري لأعمال الخرسانة العادية والمسلحة والمواصفات الفنية للمشروع. | Approved
Katameya Creeks | CLI.CON-000001 |  |  | Approved
Katameya Creeks | CLI.CON-000001 | 4.Basement.15D-16E | توريد وعمل خرسانة مسلحة لزوم الأساسات بالقطاعات والأبعاد والمناسيب والتسليح الموضحة بالرسومات التنفيذية علي ألا تقل مقاومة الضغط للمكعب القياسـي عن 350 كجم/سم2 وبنسبة تسليح 74 كجم للمتر المكعب من الخرسانة. والبند يشمل القياس هندسي لكافة الاعمال المنفذة وكافة المعدات والفرم والشدات والمصنعيات اللازمة لنهو الأعمال طبقاً لأصول الصناعة ومواصفات الكود المصري لأعمال الخرسانة العادية والمسلحة والمواصفات الفنية للمشروع. كما يشمل البند كافة الاختبارات علي المواد قبل وبعد صب الخرسانة وكذلك التجارب اللازمة للتحكم في الجودة ومعالجة الخرسانة طبقاً للمواصفات الفنية وتعليمات المهندس المشرف. | Approved
Katameya Creeks | CLI.CON-000001 |  |  | Approved
Katameya Creeks | CLI.CON-000001 | 5.Basement.15D-16E | توريد وعمل خرسانة مسلحة لزوم اعمدة دور البدروم بالقطاعات والأبعاد والمناسيب والتسليح الموضحة بالرسومات التنفيذية ألا تقل مقاومة الضغط للمكعب القياسـي عن 350 كجم/سم2 وبنسبة تسليح 180 كجم للمتر المكعب من الخرسانة. والبند يشمل القياس هندسي لكافة الاعمال المنفذة وكافة المعدات والفرم والشدات والمصنعيات اللازمة لنهو الأعمال طبقاً لأصول الصناعة ومواصفات الكود المصري لأعمال الخرسانة العادية والمسلحة والمواصفات الفنية للمشروع. كما يشمل البند كافة الاختبارات علي المواد قبل وبعد صب الخرسانة وكذلك التجارب اللازمة للتحكم في الجودة ومعالجة الخرسانة طبقاً للمواصفات الفنية وتعليمات المهندس المشرف. | Approved
Katameya Creeks | CLI.CON-000001 |  |  | Approved
Katameya Creeks | CLI.CON-000001 | 9.Buildings.Type H | توريد وعمل خرسانة مسلحة لزوم بلاطات وكمرات وسلالم سقف الدور الثالث بالقطاعات والأبعاد والمناسيب والتسليح الموضحة بالرسومات التنفيذية علي ألا تقل مقاومة الضغط للمكعب القياسـي عن 350 كجم/سم2 وبنسبة تسليح 130 كجم للمتر المكعب من الخرسانة. والبند يشمل القياس هندسي لكافة الاعمال المنفذة وكافة المعدات والفرم والشدات والمصنعيات اللازمة لنهو الأعمال طبقاً لأصول الصناعة ومواصفات الكود المصري لأعمال الخرسانة العادية والمسلحة والمواصفات الفنية للمشروع.كما يشمل البند كافة الاختبارات علي المواد قبل وبعد صب الخرسانة وكذلك التجارب اللازمة للتحكم في الجودة ومعالجة الخرسانة طبقاً للمواصفات الفنية وتعليمات المهندس المشرف. | Approved
Katameya Creeks | CLI.CON-000001 |  |  | Approved
Katameya Creeks | CLI.CON-000001 | 10.Buildings.Type H | توريد وعمل خرسانة مسلحة لزوم اعمدة الدور الرابع بالقطاعات والأبعاد والمناسيب والتسليح الموضحة بالرسومات علي ألا تقل مقاومة الضغط للمكعب القياسـي عن 350 كجم/سم2 وبنسبة تسليح 155 كجم للمتر المكعب من الخرسانة.والبند يشمل القياس هندسي لكافة الاعمال المنفذة وكافة المعدات والفرم والشدات والمصنعيات اللازمة لنهو الأعمال طبقاً لأصول الصناعة ومواصفات الكود المصري لأعمال الخرسانة العادية والمسلحة والمواصفات الفنية للمشروع.كما يشمل البند كافة الاختبارات علي المواد قبل وبعد صب الخرسانة وكذلك التجارب اللازمة للتحكم في الجودة ومعالجة الخرسانة طبقاً للمواصفات الفنية وتعليمات المهندس المشرف. | Approved
Katameya Creeks | CLI.CON-000001 |  |  | Approved
Katameya Creeks | CLI.CON-000001 | 11.Buildings.Type H | توريد وعمل خرسانة مسلحة لزوم بلاطات وكمرات وسلالم سقف الدور الرابع بالقطاعات والأبعاد والمناسيب والتسليح الموضحة بالرسومات التنفيذية علي ألا تقل مقاومة الضغط للمكعب القياسـي عن 350 كجم/سم2 وبنسبة تسليح 130 كجم للمتر المكعب من الخرسانة. والبند يشمل القياس هندسي لكافة الاعمال المنفذة وكافة المعدات والفرم والشدات والمصنعيات اللازمة لنهو الأعمال طبقاً لأصول الصناعة ومواصفات الكود المصري لأعمال الخرسانة العادية والمسلحة والمواصفات الفنية للمشروع.كما يشمل البند كافة الاختبارات علي المواد قبل وبعد صب الخرسانة وكذلك التجارب اللازمة للتحكم في الجودة ومعالجة الخرسانة طبقاً للمواصفات الفنية وتعليمات المهندس المشرف. | Approved
Katameya Creeks | CLI.CON-000001 |  |  | Approved
Katameya Creeks | CLI.CON-000001 | 12.Buildings.Type H | توريد وعمل خرسانة مسلحة لزوم اعمدة الدور الخامس بالقطاعات والأبعاد والمناسيب والتسليح الموضحة بالرسومات علي ألا تقل مقاومة الضغط للمكعب القياسـي عن 350 كجم/سم2 وبنسبة تسليح 150 كجم للمتر المكعب من الخرسانة.والبند يشمل القياس هندسي لكافة الاعمال المنفذة وكافة المعدات والفرم والشدات والمصنعيات اللازمة لنهو الأعمال طبقاً لأصول الصناعة ومواصفات الكود المصري لأعمال الخرسانة العادية والمسلحة والمواصفات الفنية للمشروع.كما يشمل البند كافة الاختبارات علي المواد قبل وبعد صب الخرسانة وكذلك التجارب اللازمة للتحكم في الجودة ومعالجة الخرسانة طبقاً للمواصفات الفنية وتعليمات المهندس المشرف. | Approved
Katameya Creeks | CLI.CON-000001 |  |  | Approved
Katameya Creeks | CLI.CON-000001 | 13.Buildings.Type H | توريد وعمل خرسانة مسلحة لزوم بلاطات وكمرات وسلالم سقف الدور الخامس بالقطاعات والأبعاد والمناسيب والتسليح الموضحة بالرسومات التنفيذية علي ألا تقل مقاومة الضغط للمكعب القياسـي عن 350 كجم/سم2 وبنسبة تسليح 100 كجم للمتر المكعب من الخرسانة. والبند يشمل القياس هندسي لكافة الاعمال المنفذة وكافة المعدات والفرم والشدات والمصنعيات اللازمة لنهو الأعمال طبقاً لأصول الصناعة ومواصفات الكود المصري لأعمال الخرسانة العادية والمسلحة والمواصفات الفنية للمشروع.كما يشمل البند كافة الاختبارات علي المواد قبل وبعد صب الخرسانة وكذلك التجارب اللازمة للتحكم في الجودة ومعالجة الخرسانة طبقاً للمواصفات الفنية وتعليمات المهندس المشرف. | Approved
Katameya Creeks | CLI.CON-000001 |  |  | Approved
Katameya Creeks | CLI.CON-000001 | 6.Buildings.Type G1 | توريد وعمل خرسانة مسلحة لزوم اعمدة الدور الثاني بالقطاعات والأبعاد والمناسيب والتسليح الموضحة بالرسومات علي ألا تقل مقاومة الضغط للمكعب القياسـي عن 350 كجم/سم2 وبنسبة تسليح 175 كجم للمتر المكعب من الخرسانة.والبند يشمل القياس هندسي لكافة الاعمال المنفذة وكافة المعدات والفرم والشدات والمصنعيات اللازمة لنهو الأعمال طبقاً لأصول الصناعة ومواصفات الكود المصري لأعمال الخرسانة العادية والمسلحة والمواصفات الفنية للمشروع.كما يشمل البند كافة الاختبارات علي المواد قبل وبعد صب الخرسانة وكذلك التجارب اللازمة للتحكم في الجودة ومعالجة الخرسانة طبقاً للمواصفات الفنية وتعليمات المهندس المشرف. | Approved
Katameya Creeks | CLI.CON-000001 |  |  | Approved
Katameya Creeks | CLI.CON-000001 | 7.Buildings.Type G1 | توريد وعمل خرسانة مسلحة لزوم بلاطات وكمرات وسلالم سقف الدور الثاني بالقطاعات والأبعاد والمناسيب والتسليح الموضحة بالرسومات التنفيذية علي ألا تقل مقاومة الضغط للمكعب القياسـي عن 350 كجم/سم2 وبنسبة تسليح 127 كجم للمتر المكعب من الخرسانة. والبند يشمل القياس هندسي لكافة الاعمال المنفذة وكافة المعدات والفرم والشدات والمصنعيات اللازمة لنهو الأعمال طبقاً لأصول الصناعة ومواصفات الكود المصري لأعمال الخرسانة العادية والمسلحة والمواصفات الفنية للمشروع.كما يشمل البند كافة الاختبارات علي المواد قبل وبعد صب الخرسانة وكذلك التجارب اللازمة للتحكم في الجودة ومعالجة الخرسانة طبقاً للمواصفات الفنية وتعليمات المهندس المشرف. | Approved
Katameya Creeks | CLI.CON-000001 |  |  | Approved
Katameya Creeks | CLI.CON-000001 | 8.Buildings.Type G1 | توريد وعمل خرسانة مسلحة لزوم اعمدة الدور الثالث بالقطاعات والأبعاد والمناسيب والتسليح الموضحة بالرسومات علي ألا تقل مقاومة الضغط للمكعب القياسـي عن 350 كجم/سم2 وبنسبة تسليح 160 كجم للمتر المكعب من الخرسانة.والبند يشمل القياس هندسي لكافة الاعمال المنفذة وكافة المعدات والفرم والشدات والمصنعيات اللازمة لنهو الأعمال طبقاً لأصول الصناعة ومواصفات الكود المصري لأعمال الخرسانة العادية والمسلحة والمواصفات الفنية للمشروع.كما يشمل البند كافة الاختبارات علي المواد قبل وبعد صب الخرسانة وكذلك التجارب اللازمة للتحكم في الجودة ومعالجة الخرسانة طبقاً للمواصفات الفنية وتعليمات المهندس المشرف. | Approved
Katameya Creeks | CLI.CON-000001 |  |  | Approved
Katameya Creeks | CLI.CON-000001 | 9.Buildings.Type G1 | توريد وعمل خرسانة مسلحة لزوم بلاطات وكمرات وسلالم سقف الدور الثالث بالقطاعات والأبعاد والمناسيب والتسليح الموضحة بالرسومات التنفيذية علي ألا تقل مقاومة الضغط للمكعب القياسـي عن 350 كجم/سم2 وبنسبة تسليح 127 كجم للمتر المكعب من الخرسانة.والبند يشمل القياس هندسي لكافة الاعمال المنفذة وكافة المعدات والفرم والشدات والمصنعيات اللازمة لنهو الأعمال طبقاً لأصول الصناعة ومواصفات الكود المصري لأعمال الخرسانة العادية والمسلحة والمواصفات الفنية للمشروع.كما يشمل البند كافة الاختبارات علي المواد قبل وبعد صب الخرسانة وكذلك التجارب اللازمة للتحكم في الجودة ومعالجة الخرسانة طبقاً للمواصفات الفنية وتعليمات المهندس المشرف. | Approved
Katameya Creeks | CLI.CON-000001 |  |  | Approved
Katameya Creeks | CLI.CON-000001 | 10.Buildings.Type G1 | توريد وعمل خرسانة مسلحة لزوم اعمدة الدور الرابع بالقطاعات والأبعاد والمناسيب والتسليح الموضحة بالرسومات علي ألا تقل مقاومة الضغط للمكعب القياسـي عن 350 كجم/سم2 وبنسبة تسليح 160 كجم للمتر المكعب من الخرسانة.والبند يشمل القياس هندسي لكافة الاعمال المنفذة وكافة المعدات والفرم والشدات والمصنعيات اللازمة لنهو الأعمال طبقاً لأصول الصناعة ومواصفات الكود المصري لأعمال الخرسانة العادية والمسلحة والمواصفات الفنية للمشروع.كما يشمل البند كافة الاختبارات علي المواد قبل وبعد صب الخرسانة وكذلك التجارب اللازمة للتحكم في الجودة ومعالجة الخرسانة طبقاً للمواصفات الفنية وتعليمات المهندس المشرف. | Approved
Katameya Creeks | CLI.CON-000001 |  |  | Approved
Katameya Creeks | CLI.CON-000001 |  |  | Approved
Katameya Creeks | CLI.CON-000001 | SERVICE 3H.Basement.10.1 | 100x100 mm width | Approved
Katameya Creeks | CLI.CON-000001 |  |  | Approved
Katameya Creeks | CLI.CON-000001 | SERVICE 4D.Basement.1-1 | MDB-1 | Approved
Katameya Creeks | CLI.CON-000001 |  |  | Approved
Katameya Creeks | CLI.CON-000001 | SERVICE 4D.Basement.1-2 | MDB-2 | Approved
Katameya Creeks | CLI.CON-000001 |  |  | Approved
Katameya Creeks | CLI.CON-000001 | SERVICE 4D.Basement.1-3 | EMDB | Approved
Katameya Creeks | CLI.CON-000001 |  |  | Approved
Katameya Creeks | CLI.CON-000001 | SERVICE 4D.Basement.1-4 | LPP-B (with pre-paid power meter ) | Approved
Katameya Creeks | CLI.CON-000001 |  |  | Approved
Katameya Creeks | CLI.CON-000001 | SERVICE 4D.Basement.1-5 | SMDB-G | Approved
Katameya Creeks | CLI.CON-000001 |  |  | Approved
Katameya Creeks | CLI.CON-000001 | SERVICE 4D.Basement.1-6 | SMDB-1st | Approved
Katameya Creeks | CLI.CON-000001 |  |  | Approved
Katameya Creeks | CLI.CON-000001 | SERVICE 4D.Basement.1-7 | SMDB-2nd | Approved
Katameya Creeks | CLI.CON-000001 |  |  | Approved
Katameya Creeks | CLI.CON-000001 | SERVICE 4D.Basement.1-8 | SMDB-3rd | Approved
Katameya Creeks | CLI.CON-000001 |  |  | Approved
Katameya Creeks | CLI.CON-000001 | SERVICE 4D.Basement.1-9 | SMDB-4th | Approved
Katameya Creeks | CLI.CON-000001 |  |  | Approved
Katameya Creeks | CLI.CON-000001 | SERVICE 4D.Basement.1-10 | STAIRS MACHINE | Approved
Katameya Creeks | CLI.CON-000001 |  |  | Approved
Katameya Creeks | CLI.CON-000001 | SERVICE 4D.Basement.2-1 | (4x6)+6mm² | Approved
Katameya Creeks | CLI.CON-000001 |  |  | Approved
Katameya Creeks | CLI.CON-000001 | SERVICE 4D.Basement.2-3 | (3x70+35)+16mm² | Approved
Katameya Creeks | CLI.CON-000001 |  |  | Approved
Katameya Creeks | CLI.CON-000001 | SERVICE 4D.Basement.2-4 | (3x95+50)+25mm² | Approved
Katameya Creeks | CLI.CON-000001 |  |  | Approved
Katameya Creeks | CLI.CON-000001 | SERVICE 4D.Basement.3.1 | Supply, install & test a lighting fixtures complete with wiring (3x3) mm², back to panel or second outlet, according to drawings and specifications | Approved
Katameya Creeks | CLI.CON-000001 |  |  | Approved
Katameya Creeks | CLI.CON-000001 | SERVICE 4D.Basement.4-1 | One way, one gang switch outlet | Approved
Katameya Creeks | CLI.CON-000001 |  |  | Approved
Katameya Creeks | CLI.CON-000001 | SERVICE 4D.Basement.4-2 | Two way, one gang switch outlet | Approved
Katameya Creeks | CLI.CON-000001 |  |  | Approved
Katameya Creeks | CLI.CON-000001 | SERVICE 4D.Basement.4-3 | Entermediate switch outlet | Approved
Katameya Creeks | CLI.CON-000001 |  |  | Approved
Katameya Creeks | CLI.CON-000001 | SERVICE 4D.Basement.5-1 | Supply and install a complete socket outlet complete with wiring (3x3) mm² back to panel board or second outlet (exclude the socket) | Approved
Katameya Creeks | CLI.CON-000001 |  |  | Approved
Katameya Creeks | CLI.CON-000001 | SERVICE 4D.Basement.5-2 | Supply and install a complete socket outlet complete with wiring (4x6+6) mm² back to panel board or second outlet (exclude the socket) | Approved
Katameya Creeks | CLI.CON-000001 |  |  | Approved
Katameya Creeks | CLI.CON-000001 |  |  | Approved
Katameya Creeks | CLI.CON-000001 | SERVICE 10 G.Basement.8-2 | 16 AMP, 220 Volt, single socket (Weather Proof) | Approved
Katameya Creeks | CLI.CON-000001 |  |  | Approved
Katameya Creeks | CLI.CON-000001 | SERVICE 10 G.Basement.8-3 | 16 AMP, 220 Volt, doublex socket (Weather Proof). | Approved
Katameya Creeks | CLI.CON-000001 |  |  | Approved
Katameya Creeks | CLI.CON-000001 | SERVICE 10 G.Basement.8-4 | 16 AMP, 220 Volt, single socket for storage EX.FAN (Weather Proof) | Approved
Katameya Creeks | CLI.CON-000001 |  |  | Approved
Katameya Creeks | CLI.CON-000001 | SERVICE 10 G.Basement.8-5 | 32 AMP, 380 Volt, three phase socket. | Approved
Katameya Creeks | CLI.CON-000001 |  |  | Approved
Katameya Creeks | CLI.CON-000001 | SERVICE 10 G.Basement.8-6 | 20 AMP, 220 Volt, single socket (Weather Proof) | Approved
Katameya Creeks | CLI.CON-000001 |  |  | Approved
Katameya Creeks | CLI.CON-000001 | SERVICE 10 G.Basement.8-7 | One way, one gang switch | Approved
Katameya Creeks | CLI.CON-000001 |  |  | Approved
Katameya Creeks | CLI.CON-000001 | SERVICE 10 G.Basement.8-8 | Two way, one gang switch | Approved
Katameya Creeks | CLI.CON-000001 |  |  | Approved
Katameya Creeks | CLI.CON-000001 | SERVICE 10 G.Basement.8-9 | One way, three gang switch outlet | Approved
Katameya Creeks | CLI.CON-000001 |  |  | Approved
Katameya Creeks | CLI.CON-000001 | SERVICE 10 G.Basement.8-10 | One way, two gang switch outlet | Approved
Katameya Creeks | CLI.CON-000001 |  |  | Approved
Katameya Creeks | CLI.CON-000001 | SERVICE 10 G.Basement.8-11 | Entermediate switch | Approved
Katameya Creeks | CLI.CON-000001 |  |  | Approved
Katameya Creeks | CLI.CON-000001 | SERVICE 10 G.Basement.8-12 | motion detector | Approved
Katameya Creeks | CLI.CON-000001 |  |  | Approved
Katameya Creeks | CLI.CON-000001 | SERVICE 10 G.Basement.8-13 | I.S, 3P, 40 A for LIFT | Approved
Katameya Creeks | CLI.CON-000001 |  |  | Approved
Katameya Creeks | CLI.CON-000001 | SERVICE 10 G.Basement.8-14 | I.S, 3P, 63 A for EXHAUST FAN | Approved
Katameya Creeks | CLI.CON-000001 |  |  | Approved
Katameya Creeks | CLI.CON-000001 | SERVICE 10 G.Basement.8-15 | I.S, 2P, 20 A for A/C | Approved
Katameya Creeks | CLI.CON-000001 |  |  | Approved
Katameya Creeks | CLI.CON-000001 | SERVICE 10 G.Basement.8-16 | I.S, 2P, 20 A for E.W.H (ceiling mounted) | Approved
Katameya Creeks | CLI.CON-000001 |  |  | Approved
Katameya Creeks | CLI.CON-000001 | SERVICE 10 G.Basement.8-17 | Supply and install a complete Low Current outlet from RACK to the outlet | Approved
Katameya Creeks | CLI.CON-000001 |  |  | Approved
Katameya Creeks | CLI.CON-000001 | SERVICE 10 G.Basement.9.1 | Type F1 | Approved
Katameya Creeks | CLI.CON-000001 |  |  | Approved
Katameya Creeks | CLI.CON-000001 | SERVICE 10 G.Basement.9.2 | Type C2 | Approved
Katameya Creeks | CLI.CON-000001 |  |  | Approved
Katameya Creeks | CLI.CON-000001 | SERVICE 10 G.Basement.9.3 | Type C3 | Approved
Katameya Creeks | CLI.CON-000001 |  |  | Approved
Katameya Creeks | CLI.CON-000001 | SERVICE 10 G.Basement.9.4 | Type D1 | Approved
Katameya Creeks | CLI.CON-000001 |  |  | Approved
Katameya Creeks | CLI.CON-000001 | SERVICE 10 G.Basement.9.5 | Type D2 | Approved
Katameya Creeks | CLI.CON-000001 |  |  | Approved
Katameya Creeks | CLI.CON-000001 | SERVICE 17D.Basement.7-1 | I.S, 3P, 40 A outlet with wire (4x10+10) for LIFT | Approved
Katameya Creeks | CLI.CON-000001 |  |  | Approved
Katameya Creeks | CLI.CON-000001 | SERVICE 17D.Basement.7-2 | I.S, 2P, 20 A outlet with wire (3x4) for A/C | Approved
Katameya Creeks | CLI.CON-000001 |  |  | Approved
Katameya Creeks | CLI.CON-000001 | SERVICE 17D.Basement.8-1 | 16 AMP, 220 Volt, single socket (Weather Proof) | Approved
Katameya Creeks | CLI.CON-000001 |  |  | Approved
Katameya Creeks | CLI.CON-000001 | SERVICE 17D.Basement.8-2 | 16 AMP, 220 Volt, single socket for storage EX.FAN (Weather Proof) | Approved
Katameya Creeks | CLI.CON-000001 |  |  | Approved
Katameya Creeks | CLI.CON-000001 | SERVICE 17D.Basement.8-3 | 32 AMP, 380 Volt, three phase socket. | Approved
Katameya Creeks | CLI.CON-000001 |  |  | Approved
Katameya Creeks | CLI.CON-000001 | SERVICE 17D.Basement.8-4 | One way, one gang switch | Approved
Katameya Creeks | CLI.CON-000001 |  |  | Approved
Katameya Creeks | CLI.CON-000001 | SERVICE 17D.Basement.8-5 | One way, three gang switch outlet | Approved
Katameya Creeks | CLI.CON-000001 |  |  | Approved
Katameya Creeks | CLI.CON-000001 | SERVICE 17D.Basement.8-6 | Two way, one gang switch outlet | Approved
Katameya Creeks | CLI.CON-000001 |  |  | Approved
Katameya Creeks | CLI.CON-000001 | SERVICE 17D.Basement.8-7 | Entermediate switch | Approved
Katameya Creeks | CLI.CON-000001 |  |  | Approved
Katameya Creeks | CLI.CON-000001 | SERVICE 17D.Basement.8-8 | motion detector | Approved
Katameya Creeks | CLI.CON-000001 |  |  | Approved
Katameya Creeks | CLI.CON-000001 | SERVICE 17D.Basement.8-9 | I.S, 3P, 40 A for LIFT | Approved
Katameya Creeks | CLI.CON-000001 |  |  | Approved
Katameya Creeks | CLI.CON-000001 | SERVICE 17D.Basement.8-10 | I.S, 3P, 63 A for EXHAUST FAN | Approved
Katameya Creeks | CLI.CON-000001 |  |  | Approved
Katameya Creeks | CLI.CON-000001 | SERVICE 17D.Basement.8-11 | I.S, 2P, 20 A for A/C | Approved
Katameya Creeks | CLI.CON-000001 |  |  | Approved
Katameya Creeks | CLI.CON-000001 | SERVICE 17D.Basement.8-12 | Supply and install a complete Low Current outlet from RACK to the outlet | Approved
Katameya Creeks | CLI.CON-000001 |  |  | Approved
Katameya Creeks | CLI.CON-000001 | SERVICE 17D.Basement.9.1 | Type F1 | Approved
Katameya Creeks | CLI.CON-000001 |  |  | Approved
Katameya Creeks | CLI.CON-000001 | SERVICE 17D.Basement.9.2 | Type C2 | Approved
Katameya Creeks | CLI.CON-000001 |  |  | Approved
Katameya Creeks | CLI.CON-000001 | SERVICE 17D.Basement.9.3 | Type C3 | Approved
Katameya Creeks | CLI.CON-000001 |  |  | Approved
Katameya Creeks | CLI.CON-000001 | SERVICE 17D.Basement.9.4 | Type D1 | Approved
Katameya Creeks | CLI.CON-000001 |  |  | Approved
Katameya Creeks | CLI.CON-000001 | SERVICE 17D.Basement.9.5 | Type D2 | Approved
Katameya Creeks | CLI.CON-000001 |  |  | Approved
Katameya Creeks | CLI.CON-000001 | SERVICE 17D.Basement.9 | Earthing system for power not more than 3 ohm | Approved
Katameya Creeks | CLI.CON-000001 |  |  | Approved
Katameya Creeks | CLI.CON-000001 | SERVICE 17D.Basement.10.1 | 100x100 mm width | Approved
Katameya Creeks | CLI.CON-000001 | 6G1 FIREALARM.Basement.1-3 | Fire alarm outlet complete with outlet boxes, pull boxes conduits, conduit fittings, 2x1.5 mm² fire alarm cable rated 105C back to next outlet or fire alarm panel, conduits will be PVC type in case of imbedded in concrete or galvanized steel in case of exposed fixation. | Approved
Katameya Creeks | CLI.CON-000001 |  |  | Approved
Katameya Creeks | CLI.CON-000001 | 6G1 FIREALARM.Basement.1-4 | Supply and install Intelligent addressable manual alarm station. | Approved
Katameya Creeks | CLI.CON-000001 |  |  | Approved
Katameya Creeks | CLI.CON-000001 | 6G1 FIREALARM.Basement.1-5 | Supply and install Intelligent addressable optical smoke detector | Approved
Katameya Creeks | CLI.CON-000001 |  |  | Approved
Katameya Creeks | CLI.CON-000001 | 6G1 FIREALARM.Basement.1-6 | Supply and install Intelligent addressable rise of heat detector | Approved
Katameya Creeks | CLI.CON-000001 |  |  | Approved
Katameya Creeks | CLI.CON-000001 | 6G1 FIREALARM.Basement.1-7 | Supply and install Intelligent addressable Multisensor detector | Approved
Katameya Creeks | CLI.CON-000001 |  |  | Approved
Katameya Creeks | CLI.CON-000001 | 6G1 FIREALARM.Basement.1-8 | Supply and install Fire alarm bell with Strob light. | Approved
Katameya Creeks | CLI.CON-000001 |  |  | Approved
Katameya Creeks | CLI.CON-000001 | 6G1 FIREALARM.Basement.1-9 | Supply and install control module for exhaust fan. | Approved
Katameya Creeks | CLI.CON-000001 |  |  | Approved
Katameya Creeks | CLI.CON-000001 | 6G1 FIREALARM.Basement.1-10 | Supply and install monitor module for fire fighting switches. | Approved
Katameya Creeks | CLI.CON-000001 |  |  | Approved
Katameya Creeks | CLI.CON-000001 | 7G FIREALARM.Basement.1-1 | Main fire alarm control panel (FACP) intelligent addressable type with capacity (1 loops), the item includes back-up batteries, battery charger, fault isolation modules, interfaces modules, programming and any needed / related accessories. | Approved
Katameya Creeks | CLI.CON-000001 |  |  | Approved
Katameya Creeks | CLI.CON-000001 | 7G FIREALARM.Basement.1-2 | Automatic dialer to call fire brigade in case of fire | Approved
Katameya Creeks | CLI.CON-000001 |  |  | Approved
Katameya Creeks | CLI.CON-000001 | 7G FIREALARM.Basement.1-3 | Fire alarm outlet complete with outlet boxes, pull boxes conduits, conduit fittings, 2x1.5 mm² fire alarm cable rated 105C back to next outlet or fire alarm panel, conduits will be PVC type in case of imbedded in concrete or galvanized steel in case of exposed fixation. | Approved
Katameya Creeks | CLI.CON-000001 |  |  | Approved
Katameya Creeks | CLI.CON-000001 | 7G FIREALARM.Basement.1-4 | Supply and install Intelligent addressable manual alarm station. | Approved
Katameya Creeks | CLI.CON-000001 |  |  | Approved
Katameya Creeks | CLI.CON-000001 | 7G FIREALARM.Basement.1-5 | Supply and install Intelligent addressable optical smoke detector | Approved
Katameya Creeks | CLI.CON-000001 |  |  | Approved
Katameya Creeks | CLI.CON-000001 | 7G FIREALARM.Basement.1-6 | Supply and install Intelligent addressable rise of heat detector | Approved
Katameya Creeks | CLI.CON-000001 |  |  | Approved
Katameya Creeks | CLI.CON-000001 | 7G FIREALARM.Basement.1-7 | Supply and install Intelligent addressable Multisensor detector | Approved
Katameya Creeks | CLI.CON-000001 |  |  | Approved
Katameya Creeks | CLI.CON-000001 | 7G FIREALARM.Basement.1-8 | Supply and install Fire alarm bell with Strobe light. | Approved
Katameya Creeks | CLI.CON-000001 |  |  | Approved
Katameya Creeks | CLI.CON-000001 | 7G FIREALARM.Basement.1-9 | Supply and install control module for exhaust fan. | Approved
Katameya Creeks | CLI.CON-000001 |  |  | Approved
Katameya Creeks | CLI.CON-000001 | 7G FIREALARM.Basement.1-10 | Supply and install monitor module for fire fighting switches. | Approved
Katameya Creeks | CLI.CON-000001 |  |  | Approved
Katameya Creeks | CLI.CON-000001 | Type G.Buildings.4-13 | Two way, three gang switch outlet | Approved
Katameya Creeks | CLI.CON-000001 |  |  | Approved
Katameya Creeks | CLI.CON-000001 | Type G.Buildings.4-14 | Curtain switch | Approved
Katameya Creeks | CLI.CON-000001 |  |  | Approved
Katameya Creeks | CLI.CON-000001 | Type G.Buildings.4-15 | One way, one gang switch outlet | Approved
Katameya Creeks | CLI.CON-000001 |  |  | Approved
Katameya Creeks | CLI.CON-000001 | Type G.Buildings.4-16 | One way, two gang switch outlet | Approved
Katameya Creeks | CLI.CON-000001 |  |  | Approved
Katameya Creeks | CLI.CON-000001 | Type G.Buildings.4-17 | One way, three gang switch outlet | Approved
Katameya Creeks | CLI.CON-000001 |  |  | Approved
Katameya Creeks | CLI.CON-000001 | Type G.Buildings.4-18 | Two way, one gang switch outlet | Approved
Katameya Creeks | CLI.CON-000001 |  |  | Approved
Katameya Creeks | CLI.CON-000001 | Type G.Buildings.4-19 | Two way, two gang switch outlet | Approved
Katameya Creeks | CLI.CON-000001 |  |  | Approved
Katameya Creeks | CLI.CON-000001 | Type G.Buildings.4-20 | Two way, three gang switch outlet | Approved
Katameya Creeks | CLI.CON-000001 |  |  | Approved
Katameya Creeks | CLI.CON-000001 | Type G.Buildings.4-21 | Curtain switch | Approved
Katameya Creeks | CLI.CON-000001 |  |  | Approved
Katameya Creeks | CLI.CON-000001 | Type G.Buildings.4-22 | One way, one gang switch outlet | Approved
Katameya Creeks | CLI.CON-000001 |  |  | Approved
Katameya Creeks | CLI.CON-000001 | Type G.Buildings.4-23 | One way, two gang switch outlet | Approved
Katameya Creeks | CLI.CON-000001 |  |  | Approved
Katameya Creeks | CLI.CON-000001 | Type G.Buildings.4-24 | One way, three gang switch outlet | Approved
Katameya Creeks | CLI.CON-000001 |  |  | Approved
Katameya Creeks | CLI.CON-000001 | Type G.Buildings.4-25 | Two way, one gang switch outlet | Approved
Katameya Creeks | CLI.CON-000001 |  |  | Approved
Katameya Creeks | CLI.CON-000001 | Type G.Buildings.4-26 | Two way, two gang switch outlet | Approved
Katameya Creeks | CLI.CON-000001 |  |  | Approved
Katameya Creeks | CLI.CON-000001 | Type G.Buildings.4-27 | Two way, three gang switch outlet | Approved
Katameya Creeks | CLI.CON-000001 |  |  | Approved
Katameya Creeks | CLI.CON-000001 | Type G.Buildings.4-28 | Curtain switch | Approved
Katameya Creeks | CLI.CON-000001 |  |  | Approved
Katameya Creeks | CLI.CON-000001 | Type G.Buildings.4-29 | One way, one gang switch outlet | Approved
Katameya Creeks | CLI.CON-000001 |  |  | Approved
Katameya Creeks | CLI.CON-000001 | Type G.Buildings.4-30 | One way, two gang switch outlet | Approved
Katameya Creeks | CLI.CON-000001 |  |  | Approved
Katameya Creeks | CLI.CON-000001 | Type G.Buildings.4-31 | One way, three gang switch outlet | Approved
Katameya Creeks | CLI.CON-000001 |  |  | Approved
Katameya Creeks | CLI.CON-000001 | Type G.Buildings.4-32 | Two way, one gang switch outlet | Approved
Katameya Creeks | CLI.CON-000001 |  |  | Approved
Katameya Creeks | CLI.CON-000001 | Type G.Buildings.4-33 | Two way, two gang switch outlet | Approved
Katameya Creeks | CLI.CON-000001 | Type D.Buildings.4-19 | One way, three gang switch outlet | Approved
Katameya Creeks | CLI.CON-000001 |  |  | Approved
Katameya Creeks | CLI.CON-000001 | Type D.Buildings.4-20 | Two way, one gang switch outlet | Approved
Katameya Creeks | CLI.CON-000001 |  |  | Approved
Katameya Creeks | CLI.CON-000001 | Type D.Buildings.4-21 | Two way, three gang switch outlet | Approved
Katameya Creeks | CLI.CON-000001 |  |  | Approved
Katameya Creeks | CLI.CON-000001 | Type D.Buildings.5-1 | Supply and install a complete socket outlet complete with wiring (3x3) mm² back to panel board or second outlet (exclude the socket) | Approved
Katameya Creeks | CLI.CON-000001 |  |  | Approved
Katameya Creeks | CLI.CON-000001 | Type D.Buildings.5-2 | Supply and install a complete socket outlet complete with wiring (3x4) mm² back to panel board or second outlet (exclude the socket) | Approved
Katameya Creeks | CLI.CON-000001 |  |  | Approved
Katameya Creeks | CLI.CON-000001 | Type D.Buildings.5-3 | Supply and install a complete socket outlet complete with wiring (3x3) mm² back to panel board or second outlet (exclude the socket) | Approved
Katameya Creeks | CLI.CON-000001 |  |  | Approved
Katameya Creeks | CLI.CON-000001 | Type D.Buildings.5-4 | Supply and install a complete socket outlet complete with wiring (3x4) mm² back to panel board or second outlet (exclude the socket) | Approved
Katameya Creeks | CLI.CON-000001 |  |  | Approved
Katameya Creeks | CLI.CON-000001 | Type D.Buildings.5-5 | Supply and install a complete socket outlet complete with wiring (3x3) mm² back to panel board or second outlet (exclude the socket) | Approved
Katameya Creeks | CLI.CON-000001 |  |  | Approved
Katameya Creeks | CLI.CON-000001 | Type D.Buildings.5-6 | Supply and install a complete socket outlet complete with wiring (3x4) mm² back to panel board or second outlet (exclude the socket) | Approved
Katameya Creeks | CLI.CON-000001 |  |  | Approved
Katameya Creeks | CLI.CON-000001 | Type D.Buildings.5-7 | Supply and install a complete socket outlet complete with wiring (3x3) mm² back to panel board or second outlet (exclude the socket) | Approved
Katameya Creeks | CLI.CON-000001 |  |  | Approved
Katameya Creeks | CLI.CON-000001 | Type D.Buildings.5-8 | Supply and install a complete socket outlet complete with wiring (3x4) mm² back to panel board or second outlet (exclude the socket) | Approved
Katameya Creeks | CLI.CON-000001 |  |  | Approved
Katameya Creeks | CLI.CON-000001 | Type D.Buildings.6-1 | Supply and install a complete electrical outlet for door bill complete with wiring (3x3) mm² back to panel board or second outlet | Approved
Katameya Creeks | CLI.CON-000001 |  |  | Approved
Katameya Creeks | CLI.CON-000001 | Type D.Buildings.6-2 | Supply and install a complete electrical outlet for door bill complete with wiring (3x3) mm² back to panel board or second outlet | Approved
Katameya Creeks | CLI.CON-000001 |  |  | Approved
Katameya Creeks | CLI.CON-000001 | Type D.Buildings.6-3 | Supply and install a complete electrical outlet for door bill complete with wiring (3x3) mm² back to panel board or second outlet | Approved
Katameya Creeks | CLI.CON-000001 |  |  | Approved
Katameya Creeks | CLI.CON-000001 | Type D.Buildings.6-4 | Supply and install a complete electrical outlet for POOL complete with wiring (4x10+10) mm² back to panel board or second outlet | Approved
Katameya Creeks | CLI.CON-000001 |  |  | Approved
Katameya Creeks | CLI.CON-000001 | Type D.Buildings.6-5 | Supply and install a complete electrical outlet for door bill complete with wiring (3x3) mm² back to panel board or second outlet | Approved
Katameya Creeks | CLI.CON-000001 |  |  | Approved
Katameya Creeks | CLI.CON-000001 | Type D.Buildings.6-6 | Supply and install a complete electrical outlet for POOL complete with wiring (4x10+10) mm² back to panel board or second outlet | Approved
Katameya Creeks | CLI.CON-000001 |  |  | Approved
Katameya Creeks | CLI.CON-000001 | RFV-S11 | 13G-14F | Approved
Katameya Creeks | CLI.CON-000001 |  |  | Approved
Katameya Creeks | CLI.CON-000001 | RFV-S12 | 5E-3H | Approved
Katameya Creeks | CLI.CON-000001 |  |  | Approved
Katameya Creeks | CLI.CON-000001 | RFV-S29 | 2D+ & 4D+ | Approved
Katameya Creeks | CLI.CON-000001 |  |  | Approved
Katameya Creeks | CLI.CON-000001 | RFV-S13-28.Columns Full Height | Columns Full Height | Approved
Katameya Creeks | CLI.CON-000001 |  |  | Approved
Katameya Creeks | CLI.CON-000001 | RFV-S13-28.Ceiling | Ceiling | Approved
Katameya Creeks | CLI.CON-000001 |  |  | Approved
Katameya Creeks | CLI.CON-000001 | RFV-47.Transformers | Polyethylene Sheet | Approved
Katameya Creeks | CLI.CON-000001 |  |  | Approved
Katameya Creeks | CLI.CON-000001 | RFV-S042 | Supply & apply elevators model 3300 | Approved
Katameya Creeks | CLI.CON-000001 |  |  | Approved
Katameya Creeks | CLI.CON-000001 | RFV-B07-01 | PLAIN CONCRETE P.C | Approved
Katameya Creeks | CLI.CON-000001 |  |  | Approved
Katameya Creeks | CLI.CON-000001 | RFV-B07-02 | Foundation Membrane Isolation | Approved
Katameya Creeks | CLI.CON-000001 |  |  | Approved
Katameya Creeks | CLI.CON-000001 | RFV-B07-03 | Screed Layer Protection For Foundation Isolation | Approved
Katameya Creeks | CLI.CON-000001 |  |  | Approved
Katameya Creeks | CLI.CON-000001 | RFV-B07-04 | Polyethylene sheet 150 micron under PC. | Approved
Katameya Creeks | CLI.CON-000001 |  |  | Approved
Katameya Creeks | CLI.CON-000001 | RFV-B07-05 | R.C Foundation. | Approved
Katameya Creeks | CLI.CON-000001 |  |  | Approved
Katameya Creeks | CLI.CON-000001 | RFV-B07-06 | R.C Columns and shear walls from foundation to 1st Basement | Approved
Katameya Creeks | CLI.CON-000001 |  |  | Approved
Katameya Creeks | CLI.CON-000001 | RFV-B07-07 | R.C Retaining walls at from foundation to 1st Basement | Approved
Katameya Creeks | CLI.CON-000001 |  |  | Approved
Katameya Creeks | CLI.CON-000001 | RFV-B07-08 | R.C Ramps from foundation to 1st Basement | Approved
Katameya Creeks | CLI.CON-000001 |  |  | Approved
Katameya Creeks | CLI.CON-000001 | RFV-B07-09 | 2nd Basement Ceiling&Stairs | Approved
Katameya Creeks | CLI.CON-000001 |  |  | Approved
Katameya Creeks | CLI.CON-000001 | RFV-B07-12 | R.C Columns and shear walls at 1st Basement (From 2nd Bas. Ceiling To 1st Basement Ceiling) | Approved
Katameya Creeks | CLI.CON-000001 |  |  | Approved
Katameya Creeks | CLI.CON-000001 | RFV-B07-13 | R.C Retaining walls at 1st Basement (From 2nd Bas. Ceiling To 1st Basement Ceiling) | Approved
Katameya Creeks | CLI.CON-000001 |  |  | Approved
Katameya Creeks | CLI.CON-000001 | RFV-B07-14 | R.C Ramps at 1st Basement (From 2nd Bas. Ceiling To 1st Basement Ceiling) | Approved
Katameya Creeks | CLI.CON-000001 |  |  | Approved
Katameya Creeks | CLI.CON-000001 | RFV-B07-15 | 1st Basement Ceiling & Stairs | Approved
Katameya Creeks | CLI.CON-000001 |  |  | Approved
Katameya Creeks | CLI.CON-000001 | RFV-B07-16 | R.C Columns and shear walls at Ground Floor (from Gr Floor to 1 st Floor) | Approved
Katameya Creeks | CLI.CON-000001 |  |  | Approved
Katameya Creeks | CLI.CON-000001 | 6.Basement.15D-16E | توريد وعمل خرسانة مسلحة لزوم الحوائط الساندة بدور البدروم بالقطاعات والأبعاد والمناسيب والتسليح الموضحة بالرسومات التنفيذية ألا تقل مقاومة الضغط للمكعب القياسـي عن 350 كجم/سم2 وبنسبة تسليح 75 كجم للمتر المكعب من الخرسانة. والبند يشمل القياس هندسي لكافة الاعمال المنفذة وكافة المعدات والفرم والشدات والمصنعيات اللازمة لنهو الأعمال طبقاً لأصول الصناعة ومواصفات الكود المصري لأعمال الخرسانة العادية والمسلحة والمواصفات الفنية للمشروع. كما يشمل البند كافة الاختبارات علي المواد قبل وبعد صب الخرسانة وكذلك التجارب اللازمة للتحكم في الجودة ومعالجة الخرسانة طبقاً للمواصفات الفنية وتعليمات المهندس المشرف. | Approved
Katameya Creeks | CLI.CON-000001 |  |  | Approved
Katameya Creeks | CLI.CON-000001 | 7.Basement.15D-16E | توريد وعمل خرسانة مسلحة لزوم بلاطات وكمرات وسلالم سقف دور البدروم بالقطاعات والأبعاد والمناسيب والتسليح الموضحة بالرسومات التنفيذية علي ألا تقل مقاومة الضغط للمكعب القياسـي عن 350 كجم/سم2 وبنسبة تسليح 110 كجم للمتر المكعب من الخرسانة. والبند يشمل القياس هندسي لكافة الاعمال المنفذة وكافة المعدات والفرم والشدات والمصنعيات اللازمة لنهو الأعمال طبقاً لأصول الصناعة ومواصفات الكود المصري لأعمال الخرسانة العادية والمسلحة والمواصفات الفنية للمشروع.كما يشمل البند كافة الاختبارات علي المواد قبل وبعد صب الخرسانة وكذلك التجارب اللازمة للتحكم في الجودة ومعالجة الخرسانة طبقاً للمواصفات الفنية وتعليمات المهندس المشرف. | Approved
Katameya Creeks | CLI.CON-000001 |  |  | Approved
Katameya Creeks | CLI.CON-000001 | 2.Basement.19D-21D | توريد وعمل خرسانة عادية لزوم الأساسات بالقطاعات والأبعاد والمناسيب الموضحة بالرسومات التنفيذية علي ألا تقل مقاومة الضغط للمكعب القياسي عن 200 كجم/سم2. والبند يشمل القياس هندسي لكافة الاعمال المنفذة وكافة المعدات والفرم والشدات والمصنعيات اللازمة لنهو الأعمال طبقاً لأصول الصناعة ومواصفات الكود المصري لأعمال الخرسانة العادية والمسلحة والمواصفات الفنية للمشروع. كما يشمل البند كافة الاختبارات علي المواد قبل وبعد صب الخرسانة وكذلك التجارب اللازمة للتحكم في الجودة ومعالجة الخرسانة طبقاً للمواصفات الفنية وتعليمات المهندس المشرف | Approved
Katameya Creeks | CLI.CON-000001 |  |  | Approved
Katameya Creeks | CLI.CON-000001 | 3.Basement.19D-21D | توريد وعمل بلاطات خرسانية مسلحة لزوم أرضيات البدروم بسمك 15 سم بالأبعاد والمناسيب الموضحة بالرسومات التنفيذية وشبكة تسليح 4ɸ10/م في الاتجاهين علي ألا تقل مقاومة الضغط للمكعب القياسـي عن 250 كجم/سم2. والبند يشمل القياس هندسي لكافة الاعمال المنفذة وكافة المعدات والفرم والشدات والمصنعيات اللازمة لنهو الأعمال طبقاً لأصول الصناعة ومواصفات الكود المصري لأعمال الخرسانة العادية والمسلحة والمواصفات الفنية للمشروع. | Approved
Katameya Creeks | CLI.CON-000001 |  |  | Approved
Katameya Creeks | CLI.CON-000001 | 4.Basement.19D-21D | توريد وعمل خرسانة مسلحة لزوم الأساسات بالقطاعات والأبعاد والمناسيب والتسليح الموضحة بالرسومات التنفيذية علي ألا تقل مقاومة الضغط للمكعب القياسـي عن 350 كجم/سم2 وبنسبة تسليح 74 كجم للمتر المكعب من الخرسانة. والبند يشمل القياس هندسي لكافة الاعمال المنفذة وكافة المعدات والفرم والشدات والمصنعيات اللازمة لنهو الأعمال طبقاً لأصول الصناعة ومواصفات الكود المصري لأعمال الخرسانة العادية والمسلحة والمواصفات الفنية للمشروع. كما يشمل البند كافة الاختبارات علي المواد قبل وبعد صب الخرسانة وكذلك التجارب اللازمة للتحكم في الجودة ومعالجة الخرسانة طبقاً للمواصفات الفنية وتعليمات المهندس المشرف. | Approved
Katameya Creeks | CLI.CON-000001 |  |  | Approved
Katameya Creeks | CLI.CON-000001 | 2.Buildings.Type E | توريد وعمل خرسانة مسلحة لزوم اعمدة الدور الأرضي بالقطاعات والأبعاد والمناسيب والتسليح الموضحة بالرسومات التنفيذية علي ألا تقل مقاومة الضغط للمكعب القياسـي عن 350 كجم/سم2 وبنسبة تسليح 185 كجم للمتر المكعب من الخرسانة.والبند يشمل القياس هندسي لكافة الاعمال المنفذة وكافة المعدات والفرم والشدات والمصنعيات اللازمة لنهو الأعمال طبقاً لأصول الصناعة ومواصفات الكود المصري لأعمال الخرسانة العادية والمسلحة والمواصفات الفنية للمشروع. كما يشمل البند كافة الاختبارات علي المواد قبل وبعد صب الخرسانة وكذلك التجارب اللازمة للتحكم في الجودة ومعالجة الخرسانة طبقاً .للمواصفات الفنية وتعليمات المهندس المشرف | Approved
Katameya Creeks | CLI.CON-000001 |  |  | Approved
Katameya Creeks | CLI.CON-000001 | 3.Buildings.Type E | توريد وعمل خرسانة مسلحة لزوم بلاطات وكمرات وسلالم سقف الدور الارضي بالقطاعات والأبعاد والمناسيب والتسليح الموضحة بالرسومات التنفيذية علي ألا تقل مقاومة الضغط للمكعب القياسـي عن350 كجم/سم2 وبنسبة تسليح 128كجم للمتر المكعب من الخرسانة. والبند يشمل القياس هندسي لكافة الاعمال المنفذة وكافة المعدات والفرم والشدات والمصنعيات اللازمة لنهو الأعمال طبقاً لأصول الصناعة ومواصفات الكود المصري لأعمال الخرسانة العادية والمسلحة والمواصفات الفنية للمشروع. كما يشمل البند كافة الاختبارات علي المواد قبل وبعد صب الخرسانة وكذلك التجارب اللازمة للتحكم في الجودة ومعالجة الخرسانة طبقاً للمواصفات الفنية وتعليمات المهندس المشرف. | Approved
Katameya Creeks | CLI.CON-000001 |  |  | Approved
Katameya Creeks | CLI.CON-000001 | 4.Buildings.Type E | توريد وعمل خرسانة مسلحة لزوم اعمدة الدور الاول بالقطاعات والأبعاد والمناسيب والتسليح الموضحة بالرسومات التنفيذية علي ألا تقل مقاومة الضغط للمكعب القياسـي عن 350 كجم/سم2 وبنسبة تسليح 165 كجم للمتر المكعب من الخرسانة. والبند يشمل القياس هندسي لكافة الاعمال المنفذة وكافة المعدات والفرم والشدات والمصنعيات اللازمة لنهو الأعمال طبقاً لأصول الصناعة ومواصفات الكود المصري لأعمال الخرسانة العادية والمسلحة والمواصفات الفنية للمشروع.كما يشمل البند كافة الاختبارات علي المواد قبل وبعد صب الخرسانة وكذلك التجارب اللازمة للتحكم في الجودة ومعالجة الخرسانة طبقاً للمواصفات الفنية وتعليمات المهندس المشرف. | Approved
Katameya Creeks | CLI.CON-000001 |  |  | Approved
Katameya Creeks | CLI.CON-000001 | 5.Buildings.Type E | توريد وعمل خرسانة مسلحة لزوم بلاطات وكمرات وسلالم سقف الدور الاول بالقطاعات والأبعاد والمناسيب والتسليح الموضحة بالرسومات التنفيذية ألا تقل مقاومة الضغط للمكعب القياسـي عن 350 كجم/سم2 وبنسبة تسليح 128 كجم للمتر المكعب من الخرسانة. والبند يشمل القياس هندسي لكافة الاعمال المنفذة وكافة المعدات والفرم والشدات والمصنعيات اللازمة لنهو الأعمال طبقاً لأصول الصناعة ومواصفات الكود المصري لأعمال الخرسانة العادية والمسلحة والمواصفات الفنية للمشروع. كما يشمل البند كافة الاختبارات علي المواد قبل وبعد صب الخرسانة وكذلك التجارب اللازمة للتحكم في الجودة ومعالجة الخرسانة طبقاً للمواصفات الفنية وتعليمات المهندس المشرف. | Approved
Katameya Creeks | CLI.CON-000001 |  |  | Approved
Katameya Creeks | CLI.CON-000001 | 6.Buildings.Type E | توريد وعمل خرسانة مسلحة لزوم اعمدة الدور الثاني بالقطاعات والأبعاد والمناسيب والتسليح الموضحة بالرسومات علي ألا تقل مقاومة الضغط للمكعب القياسـي عن 350 كجم/سم2 وبنسبة تسليح 165 كجم للمتر المكعب من الخرسانة.والبند يشمل القياس هندسي لكافة الاعمال المنفذة وكافة المعدات والفرم والشدات والمصنعيات اللازمة لنهو الأعمال طبقاً لأصول الصناعة ومواصفات الكود المصري لأعمال الخرسانة العادية والمسلحة والمواصفات الفنية للمشروع.كما يشمل البند كافة الاختبارات علي المواد قبل وبعد صب الخرسانة وكذلك التجارب اللازمة للتحكم في الجودة ومعالجة الخرسانة طبقاً للمواصفات الفنية وتعليمات المهندس المشرف. | Approved
Katameya Creeks | CLI.CON-000001 |  |  | Approved
Katameya Creeks | CLI.CON-000001 | 11.Buildings.Type G1 | توريد وعمل خرسانة مسلحة لزوم بلاطات وكمرات وسلالم سقف الدور الرابع بالقطاعات والأبعاد والمناسيب والتسليح الموضحة بالرسومات التنفيذية علي ألا تقل مقاومة الضغط للمكعب القياسـي عن 350 كجم/سم2 وبنسبة تسليح 127 كجم للمتر المكعب من الخرسانة.والبند يشمل القياس هندسي لكافة الاعمال المنفذة وكافة المعدات والفرم والشدات والمصنعيات اللازمة لنهو الأعمال طبقاً لأصول الصناعة ومواصفات الكود المصري لأعمال الخرسانة العادية والمسلحة والمواصفات الفنية للمشروع.كما يشمل البند كافة الاختبارات علي المواد قبل وبعد صب الخرسانة وكذلك التجارب اللازمة للتحكم في الجودة ومعالجة الخرسانة طبقاً للمواصفات الفنية وتعليمات المهندس المشرف. | Approved
Katameya Creeks | CLI.CON-000001 |  |  | Approved
Katameya Creeks | CLI.CON-000001 | 12.Buildings.Type G1 | توريد وعمل خرسانة مسلحة لزوم اعمدة الدور الخامس بالقطاعات والأبعاد والمناسيب والتسليح الموضحة بالرسومات علي ألا تقل مقاومة الضغط للمكعب القياسـي عن 350 كجم/سم2 وبنسبة تسليح 150 كجم للمتر المكعب من الخرسانة.والبند يشمل القياس هندسي لكافة الاعمال المنفذة وكافة المعدات والفرم والشدات والمصنعيات اللازمة لنهو الأعمال طبقاً لأصول الصناعة ومواصفات الكود المصري لأعمال الخرسانة العادية والمسلحة والمواصفات الفنية للمشروع.كما يشمل البند كافة الاختبارات علي المواد قبل وبعد صب الخرسانة وكذلك التجارب اللازمة للتحكم في الجودة ومعالجة الخرسانة طبقاً للمواصفات الفنية وتعليمات المهندس المشرف. | Approved
Katameya Creeks | CLI.CON-000001 |  |  | Approved
Katameya Creeks | CLI.CON-000001 | 13.Buildings.Type G1 | توريد وعمل خرسانة مسلحة لزوم بلاطات وكمرات وسلالم سقف الدور الخامس بالقطاعات والأبعاد والمناسيب والتسليح الموضحة بالرسومات التنفيذية علي ألا تقل مقاومة الضغط للمكعب القياسـي عن 350 كجم/سم2 وبنسبة تسليح 100 كجم للمتر المكعب من الخرسانة.والبند يشمل القياس هندسي لكافة الاعمال المنفذة وكافة المعدات والفرم والشدات والمصنعيات اللازمة لنهو الأعمال طبقاً لأصول الصناعة ومواصفات الكود المصري لأعمال الخرسانة العادية والمسلحة والمواصفات الفنية للمشروع.كما يشمل البند كافة الاختبارات علي المواد قبل وبعد صب الخرسانة وكذلك التجارب اللازمة للتحكم في الجودة ومعالجة الخرسانة طبقاً للمواصفات الفنية وتعليمات المهندس المشرف. | Approved
Katameya Creeks | CLI.CON-000001 |  |  | Approved
Katameya Creeks | CLI.CON-000001 | 1.1.Buildings.Arch | بالمتر المسطح أعمال البياض الداخلي بسمك 20 مم لزوم الغرف والمطابخ والحمامات، والبند بشمل عمل البؤج والأوتار وتوريد الأسمنت والرمل والمصنعية والشبك المدد و كافة الأكسسوارت | Approved
Katameya Creeks | CLI.CON-000001 |  |  | Approved
Katameya Creeks | CLI.CON-000001 | 1.2.Buildings.Arch | بالمتر المسطح أعمال دهانات سكنتين معجون ووش بطانة لزوم الغرف والمطابخ | Approved
Katameya Creeks | CLI.CON-000001 |  |  | Approved
Katameya Creeks | CLI.CON-000001 | 1.3.Buildings.Arch | اعمال توريد وننفيذ بياض ودهانات سكيب رويال للسلم الرئيسي لزوم جمع الادوار وCommon Area | Approved
Katameya Creeks | CLI.CON-000001 |  |  | Approved
Katameya Creeks | CLI.CON-000001 | 1.4.Buildings.Arch | اعمال توريد وننفيذ بياض وضهارة دراى ميكس اكريلك لزوم المناور | Approved
Katameya Creeks | CLI.CON-000001 |  |  | Approved
Katameya Creeks | CLI.CON-000001 | 1.5.Buildings.Arch | اعمال توريد وننفيذ بياض ودهانات لزوم أسقف التراسات | Approved
Katameya Creeks | CLI.CON-000001 |  |  | Approved
Katameya Creeks | CLI.CON-000001 | 1.6.Buildings.Arch | اعمال توريد وننفيذ بياض بباض ودهانات سكيب رويال لحوائط غرف ال (Driver Quarter , Kitch ,Storage, Corridor, Hvac Room , Telecom Room, KC Room, Service Room, Electrical room) | Approved
Katameya Creeks | CLI.CON-000001 |  |  | Approved
Katameya Creeks | CLI.CON-000001 | SERVICE 4D.Basement.6-1 | Supply and install a complete electrical outlet for F.A.C.P complete with wiring (3x4) mm² back to panel board or second outlet | Approved
Katameya Creeks | CLI.CON-000001 |  |  | Approved
Katameya Creeks | CLI.CON-000001 | SERVICE 4D.Basement.6-2 | Supply and install a complete electrical outlet for Exhaust fan complete with wiring (4x16+16) mm² back to panel board or second outlet | Approved
Katameya Creeks | CLI.CON-000001 |  |  | Approved
Katameya Creeks | CLI.CON-000001 | SERVICE 4D.Basement.7-1 | I.S, 3P, 40 A outlet with wire (4x10+10) for LIFT | Approved
Katameya Creeks | CLI.CON-000001 |  |  | Approved
Katameya Creeks | CLI.CON-000001 | SERVICE 4D.Basement.7-2 | I.S, 2P, 20 A outlet with wire (3x4) for A/C | Approved
Katameya Creeks | CLI.CON-000001 |  |  | Approved
Katameya Creeks | CLI.CON-000001 | SERVICE 4D.Basement.8-2 | 16 AMP, 220 Volt, single socket (Weather Proof) | Approved
Katameya Creeks | CLI.CON-000001 |  |  | Approved
Katameya Creeks | CLI.CON-000001 | SERVICE 4D.Basement.8-4 | 16 AMP, 220 Volt, single socket for storage EX.FAN (Weather Proof) | Approved
Katameya Creeks | CLI.CON-000001 |  |  | Approved
Katameya Creeks | CLI.CON-000001 | SERVICE 4D.Basement.8-5 | 32 AMP, 380 Volt, three phase socket. | Approved
Katameya Creeks | CLI.CON-000001 |  |  | Approved
Katameya Creeks | CLI.CON-000001 | SERVICE 4D.Basement.8-7 | One way, one gang switch | Approved
Katameya Creeks | CLI.CON-000001 |  |  | Approved
Katameya Creeks | CLI.CON-000001 | SERVICE 4D.Basement.8-8 | Two way, one gang switch | Approved
Katameya Creeks | CLI.CON-000001 |  |  | Approved
Katameya Creeks | CLI.CON-000001 | SERVICE 4D.Basement.8-11 | Entermediate switch | Approved
Katameya Creeks | CLI.CON-000001 |  |  | Approved
Katameya Creeks | CLI.CON-000001 | SERVICE 4D.Basement.8-12 | motion detector | Approved
Katameya Creeks | CLI.CON-000001 |  |  | Approved
Katameya Creeks | CLI.CON-000001 | SERVICE 4D.Basement.8-13 | I.S, 3P, 40 A for LIFT | Approved
Katameya Creeks | CLI.CON-000001 |  |  | Approved
Katameya Creeks | CLI.CON-000001 | SERVICE 4D.Basement.8-14 | I.S, 3P, 63 A for EXHAUST FAN | Approved
Katameya Creeks | CLI.CON-000001 |  |  | Approved
Katameya Creeks | CLI.CON-000001 | SERVICE 4D.Basement.8-15 | I.S, 2P, 20 A for A/C | Approved
Katameya Creeks | CLI.CON-000001 |  |  | Approved
Katameya Creeks | CLI.CON-000001 | SERVICE 4D.Basement.8-16 | I.S, 2P, 20 A for E.W.H (ceiling mounted) | Approved
Katameya Creeks | CLI.CON-000001 |  |  | Approved
Katameya Creeks | CLI.CON-000001 | SERVICE 4D.Basement.8-17 | Supply and install a complete Low Current outlet from RACK to the outlet | Approved
Katameya Creeks | CLI.CON-000001 |  |  | Approved
Katameya Creeks | CLI.CON-000001 | SERVICE 4D.Basement.9.1 | Type F1 | Approved
Katameya Creeks | CLI.CON-000001 |  |  | Approved
Katameya Creeks | CLI.CON-000001 | SERVICE 4D.Basement.9.2 | Type C2 | Approved
Katameya Creeks | CLI.CON-000001 |  |  | Approved
Katameya Creeks | CLI.CON-000001 | SERVICE 4D.Basement.9.3 | Type C3 | Approved
Katameya Creeks | CLI.CON-000001 |  |  | Approved
Katameya Creeks | CLI.CON-000001 | SERVICE 4D.Basement.9.4 | Type D1 | Approved
Katameya Creeks | CLI.CON-000001 |  |  | Approved
Katameya Creeks | CLI.CON-000001 |  |  | Approved
Katameya Creeks | CLI.CON-000001 | SERVICE 10 G.Basement.10 | Earthing system for power not more than 3 ohm | Approved
Katameya Creeks | CLI.CON-000001 |  |  | Approved
Katameya Creeks | CLI.CON-000001 | SERVICE 10 G.Basement.10.1 | Earthing system for light curent not more than 0.5 ohm | Approved
Katameya Creeks | CLI.CON-000001 |  |  | Approved
Katameya Creeks | CLI.CON-000001 | SERVICE 10 G.Basement. | 100x100 mm width | Approved
Katameya Creeks | CLI.CON-000001 |  |  | Approved
Katameya Creeks | CLI.CON-000001 | SERVICE 11D1.Basement.1-1 | MDB-1 | Approved
Katameya Creeks | CLI.CON-000001 |  |  | Approved
Katameya Creeks | CLI.CON-000001 | SERVICE 11D1.Basement.1-2 | MDB-2 | Approved
Katameya Creeks | CLI.CON-000001 |  |  | Approved
Katameya Creeks | CLI.CON-000001 | SERVICE 11D1.Basement.1-3 | EMDB | Approved
Katameya Creeks | CLI.CON-000001 |  |  | Approved
Katameya Creeks | CLI.CON-000001 | SERVICE 11D1.Basement.1-4 | LPP-B (with pre-paid power meter ) | Approved
Katameya Creeks | CLI.CON-000001 |  |  | Approved
Katameya Creeks | CLI.CON-000001 | SERVICE 11D1.Basement.1-5 | SMDB-G | Approved
Katameya Creeks | CLI.CON-000001 |  |  | Approved
Katameya Creeks | CLI.CON-000001 | SERVICE 11D1.Basement.1-6 | SMDB-1st | Approved
Katameya Creeks | CLI.CON-000001 |  |  | Approved
Katameya Creeks | CLI.CON-000001 | SERVICE 11D1.Basement.1-7 | SMDB-2nd | Approved
Katameya Creeks | CLI.CON-000001 |  |  | Approved
Katameya Creeks | CLI.CON-000001 | SERVICE 11D1.Basement.1-8 | SMDB-3rd | Approved
Katameya Creeks | CLI.CON-000001 |  |  | Approved
Katameya Creeks | CLI.CON-000001 | SERVICE 11D1.Basement.1-9 | SMDB-4th | Approved
Katameya Creeks | CLI.CON-000001 |  |  | Approved
Katameya Creeks | CLI.CON-000001 | SERVICE 11D1.Basement.1-10 | STAIRS MACHINE | Approved
Katameya Creeks | CLI.CON-000001 |  |  | Approved
Katameya Creeks | CLI.CON-000001 | SERVICE 11D1.Basement.2-1 | (4x6)+6mm² | Approved
Katameya Creeks | CLI.CON-000001 |  |  | Approved
Katameya Creeks | CLI.CON-000001 | SERVICE 11D1.Basement.2-3 | (3x70+35)+16mm² | Approved
Katameya Creeks | CLI.CON-000001 |  |  | Approved
Katameya Creeks | CLI.CON-000001 | SERVICE 11D1.Basement.2-4 | (3x95+50)+25mm² | Approved
Katameya Creeks | CLI.CON-000001 |  |  | Approved
Katameya Creeks | CLI.CON-000001 | SERVICE 11D1.Basement.3.1 | Supply, install & test a lighting fixtures complete with wiring (3x3) mm², back to panel or second outlet, according to drawings and specifications | Approved
Katameya Creeks | CLI.CON-000001 |  |  | Approved
Katameya Creeks | CLI.CON-000001 | SERVICE 11D1.Basement.4-1 | One way, one gang switch outlet | Approved
Katameya Creeks | CLI.CON-000001 |  |  | Approved
Katameya Creeks | CLI.CON-000001 | SERVICE 11D1.Basement.4-2 | One way, three gang switch outlet | Approved
Katameya Creeks | CLI.CON-000001 |  |  | Approved
Katameya Creeks | CLI.CON-000001 | SERVICE 11D1.Basement.4-3 | Entermediate switch outlet | Approved
Katameya Creeks | CLI.CON-000001 |  |  | Approved
Katameya Creeks | CLI.CON-000001 |  |  | Approved
Katameya Creeks | CLI.CON-000001 | SERVICE 18 F.Basement.1-1 | MDB-1 | Approved
Katameya Creeks | CLI.CON-000001 |  |  | Approved
Katameya Creeks | CLI.CON-000001 | SERVICE 18 F.Basement.1-2 | MDB-2 | Approved
Katameya Creeks | CLI.CON-000001 |  |  | Approved
Katameya Creeks | CLI.CON-000001 | SERVICE 18 F.Basement.1-3 | EMDB | Approved
Katameya Creeks | CLI.CON-000001 |  |  | Approved
Katameya Creeks | CLI.CON-000001 | SERVICE 18 F.Basement.1-4 | LPP-B (with pre-paid power meter ) | Approved
Katameya Creeks | CLI.CON-000001 |  |  | Approved
Katameya Creeks | CLI.CON-000001 | SERVICE 18 F.Basement.1-5 | SMDB-G | Approved
Katameya Creeks | CLI.CON-000001 |  |  | Approved
Katameya Creeks | CLI.CON-000001 | SERVICE 18 F.Basement.1-6 | SMDB-1st | Approved
Katameya Creeks | CLI.CON-000001 |  |  | Approved
Katameya Creeks | CLI.CON-000001 | SERVICE 18 F.Basement.1-7 | SMDB-2nd | Approved
Katameya Creeks | CLI.CON-000001 |  |  | Approved
Katameya Creeks | CLI.CON-000001 | SERVICE 18 F.Basement.1-8 | SMDB-3rd | Approved
Katameya Creeks | CLI.CON-000001 |  |  | Approved
Katameya Creeks | CLI.CON-000001 | SERVICE 18 F.Basement.1-9 | SMDB-4th | Approved
Katameya Creeks | CLI.CON-000001 |  |  | Approved
Katameya Creeks | CLI.CON-000001 | SERVICE 18 F.Basement.1-10 | STAIRS MACHINE | Approved
Katameya Creeks | CLI.CON-000001 |  |  | Approved
Katameya Creeks | CLI.CON-000001 | SERVICE 18 F.Basement.2-1 | (4x6)+6mm² | Approved
Katameya Creeks | CLI.CON-000001 |  |  | Approved
Katameya Creeks | CLI.CON-000001 | SERVICE 18 F.Basement.2-3 | (3x70+35)+16mm² | Approved
Katameya Creeks | CLI.CON-000001 |  |  | Approved
Katameya Creeks | CLI.CON-000001 | SERVICE 18 F.Basement.3.1 | Supply, install & test a lighting fixtures complete with wiring (3x3) mm², back to panel or second outlet, according to drawings and specifications | Approved
Katameya Creeks | CLI.CON-000001 |  |  | Approved
Katameya Creeks | CLI.CON-000001 | SERVICE 18 F.Basement.4-1 | One way, one gang switch outlet | Approved
Katameya Creeks | CLI.CON-000001 |  |  | Approved
Katameya Creeks | CLI.CON-000001 | SERVICE 18 F.Basement.4-2 | Two way, one gang switch outlet | Approved
Katameya Creeks | CLI.CON-000001 |  |  | Approved
Katameya Creeks | CLI.CON-000001 | SERVICE 18 F.Basement.4-3 | Entermediate switch outlet | Approved
Katameya Creeks | CLI.CON-000001 |  |  | Approved
Katameya Creeks | CLI.CON-000001 | SERVICE 18 F.Basement.4-4 | One way, three gang switch outlet | Approved
Katameya Creeks | CLI.CON-000001 |  |  | Approved
Katameya Creeks | CLI.CON-000001 | SERVICE 18 F.Basement.4-5 | One way, two gang switch outlet | Approved
Katameya Creeks | CLI.CON-000001 |  |  | Approved
Katameya Creeks | CLI.CON-000001 | SERVICE 18 F.Basement.5-1 | Supply and install a complete socket outlet complete with wiring (3x3) mm² back to panel board or second outlet (exclude the socket) | Approved
Katameya Creeks | CLI.CON-000001 |  |  | Approved
Katameya Creeks | CLI.CON-000001 | SERVICE 18 F.Basement.5-2 | Supply and install a complete socket outlet complete with wiring (4x6+6) mm² back to panel board or second outlet (exclude the socket) | Approved
Katameya Creeks | CLI.CON-000001 |  |  | Approved
Katameya Creeks | CLI.CON-000001 |  |  | Approved
Katameya Creeks | CLI.CON-000001 | 8E FIREALARM.Basement.1-1 | Main fire alarm control panel (FACP) intelligent addressable type with capacity (1 loops), the item includes back-up batteries, battery charger, fault isolation modules, interfaces modules, programming and any needed / related accessories. | Approved
Katameya Creeks | CLI.CON-000001 |  |  | Approved
Katameya Creeks | CLI.CON-000001 | 8E FIREALARM.Basement.1-2 | Automatic dialer to call fire brigade in case of fire | Approved
Katameya Creeks | CLI.CON-000001 |  |  | Approved
Katameya Creeks | CLI.CON-000001 | 8E FIREALARM.Basement.1-3 | Fire alarm outlet complete with outlet boxes, pull boxes conduits, conduit fittings, 2x1.5 mm² fire alarm cable rated 105C back to next outlet or fire alarm panel, conduits will be PVC type in case of imbedded in concrete or galvanized steel in case of exposed fixation. | Approved
Katameya Creeks | CLI.CON-000001 |  |  | Approved
Katameya Creeks | CLI.CON-000001 | 8E FIREALARM.Basement.1-4 | Supply and install Intelligent addressable manual alarm station. | Approved
Katameya Creeks | CLI.CON-000001 |  |  | Approved
Katameya Creeks | CLI.CON-000001 | 8E FIREALARM.Basement.1-5 | Supply and install Intelligent addressable optical smoke detector | Approved
Katameya Creeks | CLI.CON-000001 |  |  | Approved
Katameya Creeks | CLI.CON-000001 | 8E FIREALARM.Basement.1-6 | Supply and install Intelligent addressable rise of heat detector | Approved
Katameya Creeks | CLI.CON-000001 |  |  | Approved
Katameya Creeks | CLI.CON-000001 | 8E FIREALARM.Basement.1-7 | Supply and install Intelligent addressable Multisensor detector | Approved
Katameya Creeks | CLI.CON-000001 |  |  | Approved
Katameya Creeks | CLI.CON-000001 | 8E FIREALARM.Basement.1-8 | Supply and install Fire alarm bell with Strobe light. | Approved
Katameya Creeks | CLI.CON-000001 |  |  | Approved
Katameya Creeks | CLI.CON-000001 | 8E FIREALARM.Basement.1-9 | Supply and install control module for exhaust fan. | Approved
Katameya Creeks | CLI.CON-000001 |  |  | Approved
Katameya Creeks | CLI.CON-000001 | 8E FIREALARM.Basement.1-10 | Supply and install monitor module for fire fighting switches. | Approved
Katameya Creeks | CLI.CON-000001 |  |  | Approved
Katameya Creeks | CLI.CON-000001 | FIREALARM 9D1.Basement.1-1 | Main fire alarm control panel (FACP) intelligent addressable type with capacity (1 loops), the item includes back-up batteries, battery charger, fault isolation modules, interfaces modules, programming and any needed / related accessories. | Approved
Katameya Creeks | CLI.CON-000001 |  |  | Approved
Katameya Creeks | CLI.CON-000001 | FIREALARM 9D1.Basement.1-2 | Automatic dialer to call fire brigade in case of fire | Approved
Katameya Creeks | CLI.CON-000001 |  |  | Approved
Katameya Creeks | CLI.CON-000001 | FIREALARM 9D1.Basement.1-3 | Fire alarm outlet complete with outlet boxes, pull boxes conduits, conduit fittings, 2x1.5 mm² fire alarm cable rated 105C back to next outlet or fire alarm panel, conduits will be PVC type in case of imbedded in concrete or galvanized steel in case of exposed fixation. | Approved
Katameya Creeks | CLI.CON-000001 |  |  | Approved
Katameya Creeks | CLI.CON-000001 | FIREALARM 9D1.Basement.1-4 | Supply and install Intelligent addressable manual alarm station. | Approved
Katameya Creeks | CLI.CON-000001 |  |  | Approved
Katameya Creeks | CLI.CON-000001 | FIREALARM 9D1.Basement.1-5 | Supply and install Intelligent addressable optical smoke detector | Approved
Katameya Creeks | CLI.CON-000001 |  |  | Approved
Katameya Creeks | CLI.CON-000001 | FIREALARM 9D1.Basement.1-6 | Supply and install Intelligent addressable rise of heat detector | Approved
Katameya Creeks | CLI.CON-000001 |  |  | Approved
Katameya Creeks | CLI.CON-000001 | FIREALARM 9D1.Basement.1-7 | Supply and install Intelligent addressable Multisensor detector | Approved
Katameya Creeks | CLI.CON-000001 |  |  | Approved
Katameya Creeks | CLI.CON-000001 | Type G.Buildings.4-34 | Two way, three gang switch outlet | Approved
Katameya Creeks | CLI.CON-000001 |  |  | Approved
Katameya Creeks | CLI.CON-000001 | Type G.Buildings.4-35 | Curtain switch | Approved
Katameya Creeks | CLI.CON-000001 |  |  | Approved
Katameya Creeks | CLI.CON-000001 | Type G.Buildings.5-1 | Supply and install a complete socket outlet complete with wiring (3x3) mm² back to panel board or second outlet (exclude the socket) | Approved
Katameya Creeks | CLI.CON-000001 |  |  | Approved
Katameya Creeks | CLI.CON-000001 | Type G.Buildings.5-2 | Supply and install a complete socket outlet complete with wiring (3x4) mm² back to panel board or second outlet (exclude the socket) | Approved
Katameya Creeks | CLI.CON-000001 |  |  | Approved
Katameya Creeks | CLI.CON-000001 | Type G.Buildings.5-3 | Supply and install a complete socket outlet complete with wiring (3x3) mm² back to panel board or second outlet (exclude the socket) | Approved
Katameya Creeks | CLI.CON-000001 |  |  | Approved
Katameya Creeks | CLI.CON-000001 | Type G.Buildings.5-4 | Supply and install a complete socket outlet complete with wiring (3x4) mm² back to panel board or second outlet (exclude the socket) | Approved
Katameya Creeks | CLI.CON-000001 |  |  | Approved
Katameya Creeks | CLI.CON-000001 | Type G.Buildings.5-5 | Supply and install a complete socket outlet complete with wiring (3x3) mm² back to panel board or second outlet (exclude the socket) | Approved
Katameya Creeks | CLI.CON-000001 |  |  | Approved
Katameya Creeks | CLI.CON-000001 | Type G.Buildings.5-6 | Supply and install a complete socket outlet complete with wiring (3x4) mm² back to panel board or second outlet (exclude the socket) | Approved
Katameya Creeks | CLI.CON-000001 |  |  | Approved
Katameya Creeks | CLI.CON-000001 | Type G.Buildings.5-7 | Supply and install a complete socket outlet complete with wiring (3x3) mm² back to panel board or second outlet (exclude the socket) | Approved
Katameya Creeks | CLI.CON-000001 |  |  | Approved
Katameya Creeks | CLI.CON-000001 | Type G.Buildings.5-8 | Supply and install a complete socket outlet complete with wiring (3x4) mm² back to panel board or second outlet (exclude the socket) | Approved
Katameya Creeks | CLI.CON-000001 |  |  | Approved
Katameya Creeks | CLI.CON-000001 | Type G.Buildings.5-9 | Supply and install a complete socket outlet complete with wiring (3x3) mm² back to panel board or second outlet (exclude the socket) | Approved
Katameya Creeks | CLI.CON-000001 |  |  | Approved
Katameya Creeks | CLI.CON-000001 | Type G.Buildings.5-10 | Supply and install a complete socket outlet complete with wiring (3x4) mm² back to panel board or second outlet (exclude the socket) | Approved
Katameya Creeks | CLI.CON-000001 |  |  | Approved
Katameya Creeks | CLI.CON-000001 | Type G.Buildings.6-1 | Supply and install a complete electrical outlet for door bill complete with wiring (3x3) mm² back to panel board or second outlet | Approved
Katameya Creeks | CLI.CON-000001 |  |  | Approved
Katameya Creeks | CLI.CON-000001 | Type G.Buildings.6-2 | Supply and install a complete electrical outlet for door bill complete with wiring (3x3) mm² back to panel board or second outlet | Approved
Katameya Creeks | CLI.CON-000001 |  |  | Approved
Katameya Creeks | CLI.CON-000001 | Type G.Buildings.6-3 | Supply and install a complete electrical outlet for door bill complete with wiring (3x3) mm² back to panel board or second outlet | Approved
Katameya Creeks | CLI.CON-000001 |  |  | Approved
Katameya Creeks | CLI.CON-000001 | Type G.Buildings.6-4 | Supply and install a complete electrical outlet for door bill complete with wiring (3x3) mm² back to panel board or second outlet | Approved
Katameya Creeks | CLI.CON-000001 |  |  | Approved
Katameya Creeks | CLI.CON-000001 | Type D.Buildings.7-2 | I.S, 2P, 16 A outlet with wire (3x3) for A/C (ceiling mounted) | Approved
Katameya Creeks | CLI.CON-000001 |  |  | Approved
Katameya Creeks | CLI.CON-000001 | Type D.Buildings.7-3 | I.S, 2P, 16 A outlet with wire (3x3) for A/C | Approved
Katameya Creeks | CLI.CON-000001 |  |  | Approved
Katameya Creeks | CLI.CON-000001 | Type D.Buildings.7-4 | I.S, 2P, 20 A outlet with wire (3x4) for E.W.H (ceiling mounted) | Approved
Katameya Creeks | CLI.CON-000001 |  |  | Approved
Katameya Creeks | CLI.CON-000001 | Type D.Buildings.7-5 | I.S, 2P, 25 A outlet with wire (3x4) for HOOD | Approved
Katameya Creeks | CLI.CON-000001 |  |  | Approved
Katameya Creeks | CLI.CON-000001 | Type D.Buildings.7-6 | I.S, 3P, 25 A outlet with wire (4x4+4) for E.W.H | Approved
Katameya Creeks | CLI.CON-000001 |  |  | Approved
Katameya Creeks | CLI.CON-000001 | Type D.Buildings.7-7 | I.S, 2P, 16 A outlet with wire (3x3) for A/C (ceiling mounted) | Approved
Katameya Creeks | CLI.CON-000001 |  |  | Approved
Katameya Creeks | CLI.CON-000001 | Type D.Buildings.7-8 | I.S, 2P, 16 A outlet with wire (3x3) for A/C | Approved
Katameya Creeks | CLI.CON-000001 |  |  | Approved
Katameya Creeks | CLI.CON-000001 | Type D.Buildings.7-9 | I.S, 2P, 20 A outlet with wire (3x4) for E.W.H (ceiling mounted) | Approved
Katameya Creeks | CLI.CON-000001 |  |  | Approved
Katameya Creeks | CLI.CON-000001 | Type D.Buildings.7-10 | I.S, 2P, 25 A outlet with wire (3x4) for HOOD | Approved
Katameya Creeks | CLI.CON-000001 |  |  | Approved
Katameya Creeks | CLI.CON-000001 | Type D.Buildings.7-11 | I.S, 3P, 25 A outlet with wire (4x4+4) for E.W.H | Approved
Katameya Creeks | CLI.CON-000001 |  |  | Approved
Katameya Creeks | CLI.CON-000001 | Type D.Buildings.7-12 | I.S, 2P, 16 A outlet with wire (3x3) for A/C (ceiling mounted) | Approved
Katameya Creeks | CLI.CON-000001 |  |  | Approved
Katameya Creeks | CLI.CON-000001 | Type D.Buildings.7-13 | I.S, 2P, 16 A outlet with wire (3x3) for A/C | Approved
Katameya Creeks | CLI.CON-000001 |  |  | Approved
Katameya Creeks | CLI.CON-000001 | Type D.Buildings.7-14 | I.S, 2P, 20 A outlet with wire (3x4) for E.W.H (ceiling mounted) | Approved
Katameya Creeks | CLI.CON-000001 |  |  | Approved
Katameya Creeks | CLI.CON-000001 | Type D.Buildings.7-15 | I.S, 2P, 25 A outlet with wire (3x4) for HOOD | Approved
Katameya Creeks | CLI.CON-000001 |  |  | Approved
Katameya Creeks | CLI.CON-000001 | Type D.Buildings.7-16 | I.S, 3P, 25 A outlet with wire (4x4+4) for E.W.H | Approved
Katameya Creeks | CLI.CON-000001 |  |  | Approved
Katameya Creeks | CLI.CON-000001 | Type D.Buildings.7-17 | I.S, 2P, 16 A outlet with wire (3x3) for A/C (ceiling mounted) | Approved
Katameya Creeks | CLI.CON-000001 |  |  | Approved
Katameya Creeks | CLI.CON-000001 | Type D.Buildings.7-18 | I.S, 2P, 16 A outlet with wire (3x3) for A/C | Approved
Katameya Creeks | CLI.CON-000001 |  |  | Approved
Katameya Creeks | CLI.CON-000001 | Type D.Buildings.7-19 | I.S, 2P, 20 A outlet with wire (3x4) for E.W.H (ceiling mounted) | Approved
Katameya Creeks | CLI.CON-000001 |  |  | Approved
Katameya Creeks | CLI.CON-000001 | Type D.Buildings.7-20 | I.S, 2P, 25 A outlet with wire (3x4) for HOOD | Approved
Katameya Creeks | CLI.CON-000001 |  |  | Approved
Katameya Creeks | CLI.CON-000001 | Type D.Buildings.7-21 | I.S, 3P, 25 A outlet with wire (4x4+4) for E.W.H | Approved
Katameya Creeks | CLI.CON-000001 | RFV-B07-17 | Ground Ceiling & Stairs | Approved
Katameya Creeks | CLI.CON-000001 |  |  | Approved
Katameya Creeks | CLI.CON-000001 | RFV-B07-27 | R.C Columns and shear walls at 3rd Floor | Approved
Katameya Creeks | CLI.CON-000001 |  |  | Approved
Katameya Creeks | CLI.CON-000001 | RFV-B07-24 | First Ceiling & Stairs (Similar item until RFV Submission and approval) | Approved
Katameya Creeks | CLI.CON-000001 |  |  | Approved
Katameya Creeks | CLI.CON-000001 | RFV-B07-25 | R.C Columns and shear walls at 2nd Floor | Approved
Katameya Creeks | CLI.CON-000001 |  |  | Approved
Katameya Creeks | CLI.CON-000001 | RFV-B07-11 | Vertical waterproofing Membrane & Protection board for 2nd basement Retaining walls | Approved
Katameya Creeks | CLI.CON-000001 |  |  | Approved
Katameya Creeks | CLI.CON-000001 | RFV-B07-18 | Vertical waterproofing Membrane & Protection board for 1st basement Retaining walls | Approved
Katameya Creeks | CLI.CON-000001 |  |  | Approved
Katameya Creeks | CLI.CON-000001 | RFV-B07-19 | R.C Columns and shear walls at First Floor (From First Floor to Seconed Floor) | Approved
Katameya Creeks | CLI.CON-000001 |  |  | Approved
Katameya Creeks | CLI.CON-000001 | RFV-B07-26 | 2nd Ceiling & Stairs (Similar item until RFV Submission and approval) | Approved
Katameya Creeks | CLI.CON-000001 |  |  | Approved
Katameya Creeks | CLI.CON-000001 | RFV-B07-22 | Soil Investigation test Dynamic Cone Penetration Test. | Approved
Katameya Creeks | CLI.CON-000001 |  |  | Approved
Katameya Creeks | CLI.CON-000001 | RFV-B07-28 | 3rd Ceiling & Stairs (Similar item until RFV Submission and approval) | Approved
Katameya Creeks | CLI.CON-000001 |  |  | Approved
Katameya Creeks | CLI.CON-000001 | RFV-B07-29 | R.C Columns and shear walls at Roof | Approved
Katameya Creeks | CLI.CON-000001 |  |  | Approved
Katameya Creeks | CLI.CON-000001 | RFV-B07-30 | Roof (Similar item until RFV Submission and approval) | Approved
Katameya Creeks | CLI.CON-000001 |  |  | Approved
Katameya Creeks | CLI.CON-000001 | URBN-K B07 | Additional RFT for RC-Foundation | Approved
Katameya Creeks | CLI.CON-000001 |  |  | Approved
Katameya Creeks | CLI.CON-000001 | V.O.58 | Adding new Concrete slab at Building (3H) first floor. | Approved
Katameya Creeks | CLI.CON-000001 |  |  | Approved
Katameya Creeks | CLI.CON-000001 | ESC & ESCP | PC.ESC | Approved
Katameya Creeks | CLI.CON-000001 |  |  | Approved
Katameya Creeks | CLI.CON-000001 | ESC & ESCR350 | RC.350ESC | Approved
Katameya Creeks | CLI.CON-000001 |  |  | Approved
Katameya Creeks | CLI.CON-000001 | ESC & S.O.G.ESC | RC.250ESC | Approved
Katameya Creeks | CLI.CON-000001 |  |  | Approved
Katameya Creeks | CLI.CON-000001 | ESC & ESCR300 | Reinforced Concrete strength 300 kg/cm2 Urbin K B007 | Approved
Katameya Creeks | CLI.CON-000001 |  |  | Approved
Katameya Creeks | CLI.CON-000001 | ESC & ESC | Reinforced Concrete strength 300 kg/cm2 Shoring | Approved
Katameya Creeks | CLI.CON-000001 |  |  | Approved
Katameya Creeks | CLI.CON-000001 | ESC & ESCS | RFT.ESC | Approved
Katameya Creeks | CLI.CON-000001 |  |  | Approved
Katameya Creeks | CLI.CON-000001 | ESC & USD | $USD.ESC | Approved
Katameya Creeks | CLI.CON-000001 |  |  | Approved
Katameya Creeks | CLI.CON-000001 | 5.Basement.19D-21D | توريد وعمل خرسانة مسلحة لزوم اعمدة دور البدروم بالقطاعات والأبعاد والمناسيب والتسليح الموضحة بالرسومات التنفيذية ألا تقل مقاومة الضغط للمكعب القياسـي عن 350 كجم/سم2 وبنسبة تسليح 180 كجم للمتر المكعب من الخرسانة. والبند يشمل القياس هندسي لكافة الاعمال المنفذة وكافة المعدات والفرم والشدات والمصنعيات اللازمة لنهو الأعمال طبقاً لأصول الصناعة ومواصفات الكود المصري لأعمال الخرسانة العادية والمسلحة والمواصفات الفنية للمشروع. كما يشمل البند كافة الاختبارات علي المواد قبل وبعد صب الخرسانة وكذلك التجارب اللازمة للتحكم في الجودة ومعالجة الخرسانة طبقاً للمواصفات الفنية وتعليمات المهندس المشرف. | Approved
Katameya Creeks | CLI.CON-000001 |  |  | Approved
Katameya Creeks | CLI.CON-000001 | 6.Basement.19D-21D | توريد وعمل خرسانة مسلحة لزوم الحوائط الساندة بدور البدروم بالقطاعات والأبعاد والمناسيب والتسليح الموضحة بالرسومات التنفيذية ألا تقل مقاومة الضغط للمكعب القياسـي عن 350 كجم/سم2 وبنسبة تسليح 75 كجم للمتر المكعب من الخرسانة. والبند يشمل القياس هندسي لكافة الاعمال المنفذة وكافة المعدات والفرم والشدات والمصنعيات اللازمة لنهو الأعمال طبقاً لأصول الصناعة ومواصفات الكود المصري لأعمال الخرسانة العادية والمسلحة والمواصفات الفنية للمشروع. كما يشمل البند كافة الاختبارات علي المواد قبل وبعد صب الخرسانة وكذلك التجارب اللازمة للتحكم في الجودة ومعالجة الخرسانة طبقاً للمواصفات الفنية وتعليمات المهندس المشرف. | Approved
Katameya Creeks | CLI.CON-000001 |  |  | Approved
Katameya Creeks | CLI.CON-000001 | 7.Basement.19D-21D | توريد وعمل خرسانة مسلحة لزوم بلاطات وكمرات وسلالم سقف دور البدروم بالقطاعات والأبعاد والمناسيب والتسليح الموضحة بالرسومات التنفيذية علي ألا تقل مقاومة الضغط للمكعب القياسـي عن 350 كجم/سم2 وبنسبة تسليح 110 كجم للمتر المكعب من الخرسانة. والبند يشمل القياس هندسي لكافة الاعمال المنفذة وكافة المعدات والفرم والشدات والمصنعيات اللازمة لنهو الأعمال طبقاً لأصول الصناعة ومواصفات الكود المصري لأعمال الخرسانة العادية والمسلحة والمواصفات الفنية للمشروع.كما يشمل البند كافة الاختبارات علي المواد قبل وبعد صب الخرسانة وكذلك التجارب اللازمة للتحكم في الجودة ومعالجة الخرسانة طبقاً للمواصفات الفنية وتعليمات المهندس المشرف. | Approved
Katameya Creeks | CLI.CON-000001 |  |  | Approved
Katameya Creeks | CLI.CON-000001 | 2.Basement.20G-22E | توريد وعمل خرسانة عادية لزوم الأساسات بالقطاعات والأبعاد والمناسيب الموضحة بالرسومات التنفيذية علي ألا تقل مقاومة الضغط للمكعب القياسي عن 200 كجم/سم2. والبند يشمل القياس هندسي لكافة الاعمال المنفذة وكافة المعدات والفرم والشدات والمصنعيات اللازمة لنهو الأعمال طبقاً لأصول الصناعة ومواصفات الكود المصري لأعمال الخرسانة العادية والمسلحة والمواصفات الفنية للمشروع. كما يشمل البند كافة الاختبارات علي المواد قبل وبعد صب الخرسانة وكذلك التجارب اللازمة للتحكم في الجودة ومعالجة الخرسانة طبقاً للمواصفات الفنية وتعليمات المهندس المشرف | Approved
Katameya Creeks | CLI.CON-000001 |  |  | Approved
Katameya Creeks | CLI.CON-000001 | 3.Basement.20G-22E | توريد وعمل بلاطات خرسانية مسلحة لزوم أرضيات البدروم بسمك 15 سم بالأبعاد والمناسيب الموضحة بالرسومات التنفيذية وشبكة تسليح 4ɸ10/م في الاتجاهين علي ألا تقل مقاومة الضغط للمكعب القياسـي عن 250 كجم/سم2. والبند يشمل القياس هندسي لكافة الاعمال المنفذة وكافة المعدات والفرم والشدات والمصنعيات اللازمة لنهو الأعمال طبقاً لأصول الصناعة ومواصفات الكود المصري لأعمال الخرسانة العادية والمسلحة والمواصفات الفنية للمشروع. | Approved
Katameya Creeks | CLI.CON-000001 |  |  | Approved
Katameya Creeks | CLI.CON-000001 | 7.Buildings.Type E | توريد وعمل خرسانة مسلحة لزوم بلاطات وكمرات وسلالم سقف الدور الثاني بالقطاعات والأبعاد والمناسيب والتسليح الموضحة بالرسومات التنفيذية علي ألا تقل مقاومة الضغط للمكعب القياسـي عن 350 كجم/سم2 وبنسبة تسليح 128 كجم للمتر المكعب من الخرسانة. والبند يشمل القياس هندسي لكافة الاعمال المنفذة وكافة المعدات والفرم والشدات والمصنعيات اللازمة لنهو الأعمال طبقاً لأصول الصناعة ومواصفات الكود المصري لأعمال الخرسانة العادية والمسلحة والمواصفات الفنية للمشروع.كما يشمل البند كافة الاختبارات علي المواد قبل وبعد صب الخرسانة وكذلك التجارب اللازمة للتحكم في الجودة ومعالجة الخرسانة طبقاً للمواصفات الفنية وتعليمات المهندس المشرف. | Approved
Katameya Creeks | CLI.CON-000001 |  |  | Approved
Katameya Creeks | CLI.CON-000001 | 8.Buildings.Type E | توريد وعمل خرسانة مسلحة لزوم اعمدة الدور الثالث بالقطاعات والأبعاد والمناسيب والتسليح الموضحة بالرسومات علي ألا تقل مقاومة الضغط للمكعب القياسـي عن 350 كجم/سم2 وبنسبة تسليح 150 كجم للمتر المكعب من الخرسانة.والبند يشمل القياس هندسي لكافة الاعمال المنفذة وكافة المعدات والفرم والشدات والمصنعيات اللازمة لنهو الأعمال طبقاً لأصول الصناعة ومواصفات الكود المصري لأعمال الخرسانة العادية والمسلحة والمواصفات الفنية للمشروع.كما يشمل البند كافة الاختبارات علي المواد قبل وبعد صب الخرسانة وكذلك التجارب اللازمة للتحكم في الجودة ومعالجة الخرسانة طبقاً للمواصفات الفنية وتعليمات المهندس المشرف. | Approved
Katameya Creeks | CLI.CON-000001 |  |  | Approved
Katameya Creeks | CLI.CON-000001 | 9.Buildings.Type E | توريد وعمل خرسانة مسلحة لزوم بلاطات وكمرات وسلالم سقف الدور الثالث بالقطاعات والأبعاد والمناسيب والتسليح الموضحة بالرسومات التنفيذية علي ألا تقل مقاومة الضغط للمكعب القياسـي عن 350 كجم/سم2 وبنسبة تسليح 128 كجم للمتر المكعب من الخرسانة. والبند يشمل القياس هندسي لكافة الاعمال المنفذة وكافة المعدات والفرم والشدات والمصنعيات اللازمة لنهو الأعمال طبقاً لأصول الصناعة ومواصفات الكود المصري لأعمال الخرسانة العادية والمسلحة والمواصفات الفنية للمشروع.كما يشمل البند كافة الاختبارات علي المواد قبل وبعد صب الخرسانة وكذلك التجارب اللازمة للتحكم في الجودة ومعالجة الخرسانة طبقاً للمواصفات الفنية وتعليمات المهندس المشرف. | Approved
Katameya Creeks | CLI.CON-000001 |  |  | Approved
Katameya Creeks | CLI.CON-000001 | 10.Buildings.Type E | توريد وعمل خرسانة مسلحة لزوم اعمدة الدور الرابع بالقطاعات والأبعاد والمناسيب والتسليح الموضحة بالرسومات علي ألا تقل مقاومة الضغط للمكعب القياسـي عن 350 كجم/سم2 وبنسبة تسليح 150 كجم للمتر المكعب من الخرسانة.والبند يشمل القياس هندسي لكافة الاعمال المنفذة وكافة المعدات والفرم والشدات والمصنعيات اللازمة لنهو الأعمال طبقاً لأصول الصناعة ومواصفات الكود المصري لأعمال الخرسانة العادية والمسلحة والمواصفات الفنية للمشروع.كما يشمل البند كافة الاختبارات علي المواد قبل وبعد صب الخرسانة وكذلك التجارب اللازمة للتحكم في الجودة ومعالجة الخرسانة طبقاً للمواصفات الفنية وتعليمات المهندس المشرف. | Approved
Katameya Creeks | CLI.CON-000001 |  |  | Approved
Katameya Creeks | CLI.CON-000001 | 11.Buildings.Type E | توريد وعمل خرسانة مسلحة لزوم بلاطات وكمرات وسلالم سقف الدور الرابع بالقطاعات والأبعاد والمناسيب والتسليح الموضحة بالرسومات التنفيذية علي ألا تقل مقاومة الضغط للمكعب القياسـي عن 350 كجم/سم2 وبنسبة تسليح 128 كجم للمتر المكعب من الخرسانة. والبند يشمل القياس هندسي لكافة الاعمال المنفذة وكافة المعدات والفرم والشدات والمصنعيات اللازمة لنهو الأعمال طبقاً لأصول الصناعة ومواصفات الكود المصري لأعمال الخرسانة العادية والمسلحة والمواصفات الفنية للمشروع.كما يشمل البند كافة الاختبارات علي المواد قبل وبعد صب الخرسانة وكذلك التجارب اللازمة للتحكم في الجودة ومعالجة الخرسانة طبقاً للمواصفات الفنية وتعليمات المهندس المشرف. | Approved
Katameya Creeks | CLI.CON-000001 |  |  | Approved
Katameya Creeks | CLI.CON-000001 | 1.7.Buildings.Arch | اعمال توريد وننفيذ بياض بباض ودهانات سكيب رويال لحوائط غرف ال (Car Parking Area) | Approved
Katameya Creeks | CLI.CON-000001 |  |  | Approved
Katameya Creeks | CLI.CON-000001 | 1.8.Buildings.Arch | اعمال توريد وننفيذ دهانات بلاستيك علي الخرسانة لسقف غرف ال (Storage, Corridor, Hvac Room , Telecom Room, KC Room, Service Room, Electrical room , car parking area , Garbage Room) | Approved
Katameya Creeks | CLI.CON-000001 |  |  | Approved
Katameya Creeks | CLI.CON-000001 | 1.9.Buildings.Arch | اعمال توريد وننفيذ دهانات بلاستيك علي ألواح جبسية لزوم غرف (Driver Quarter , Kitchen , WC) | Approved
Katameya Creeks | CLI.CON-000001 |  |  | Approved
Katameya Creeks | CLI.CON-000001 | 2.1.Buildings.Arch | اعمال توريد وننفيذ أعمال سقف ساقط لزوم elevator Lobby & Main entrance سمك 12.5 مم | Approved
Katameya Creeks | CLI.CON-000001 |  |  | Approved
Katameya Creeks | CLI.CON-000001 | 2.2.Buildings.Arch | اعمال توريد وننفيذ ألواح جبسية لزوم غرف (Driver Quarter , Kitchen , WC سمك 12.5 مم | Approved
Katameya Creeks | CLI.CON-000001 |  |  | Approved
Katameya Creeks | CLI.CON-000001 | 4.7.Buildings.Arch | اعمال توريد و تركيب أرضيات رخام تريستا فاتح لزوم Balcony | Approved
Katameya Creeks | CLI.CON-000001 |  |  | Approved
Katameya Creeks | CLI.CON-000001 | 4.8.Buildings.Arch | اعمال توريد و تركيب أرضيات رخام تريستا ل Common Area وبسطات السلالم لجمع الادوار سمك 2 سم | Approved
Katameya Creeks | CLI.CON-000001 |  |  | Approved
Katameya Creeks | CLI.CON-000001 | 4.9.Buildings.Arch | اعمال توريد و تركيب درج رخام تريستا فاتح لزوم السلم الرئيسي لجمع الادوار | Approved
Katameya Creeks | CLI.CON-000001 |  |  | Approved
Katameya Creeks | CLI.CON-000001 | 4.1.Buildings.Arch | اعمال توريد و تركيب وزر رخام تريستا فاتح بارتفاع 15 سم لزوم السلم الرئيسي لجمع الادوار | Approved
Katameya Creeks | CLI.CON-000001 |  |  | Approved
Katameya Creeks | CLI.CON-000001 | 4.11.Buildings.Arch | اعمال توريد تركيب معابر رخام تريستا فاتح تحت ابواب وشبابيك الالومنيوم عرض 20 سم و بسمك 2 سم | Approved
Katameya Creeks | CLI.CON-000001 |  |  | Approved
Katameya Creeks | CLI.CON-000001 | 4.13.Buildings.Arch | اعمال توريد و تركيب أرضيات للشاور طبقا للعينة المعتمدة من جرانيت محلي رمادي (جرانيت شركة) | Approved
Katameya Creeks | CLI.CON-000001 |  |  | Approved
Katameya Creeks | CLI.CON-000001 | 5.1.Buildings.Arch | اعمال توريد و تركيب أرضيات بلاط موزايكو 25x25x2.5 سم لزوم الاستقبال وغرف النوم | Approved
Katameya Creeks | CLI.CON-000001 |  |  | Approved
Katameya Creeks | CLI.CON-000001 | 5.2..Buildings.Arch | أعمال توريد و تركيب وزر من موزايكو بارتفاع 10 سم | Approved
Katameya Creeks | CLI.CON-000001 |  |  | Approved
Katameya Creeks | CLI.CON-000001 | 5.3.Buildings.Arch | اعمال توريد و تركيب أرضيات بلاط موزايكو 25x25x2.5 سم لزوم غرف ال (Storage, Corridor, Hvac Room , Telecom Room, KC Room, Service Room) | Approved
Katameya Creeks | CLI.CON-000001 |  |  | Approved
Katameya Creeks | CLI.CON-000001 | 6.1.1.Buildings.Arch | بالعدد توريد وتركيب باب الشقة الرئيسى مفصلي مقاس (0.8X2.2) ، Semi solid wooden leaf with pine wood frame & architrave covered with fromica | Approved
Katameya Creeks | CLI.CON-000001 |  |  | Approved
Katameya Creeks | CLI.CON-000001 | 7.1.1.Buildings.Arch | مقاس (1.60x2.20) | Approved
Katameya Creeks | CLI.CON-000001 | SERVICE 4D.Basement.9.5 | Type D2 | Approved
Katameya Creeks | CLI.CON-000001 |  |  | Approved
Katameya Creeks | CLI.CON-000001 | SERVICE 4D.Basement.10.1 | Earthing system for power not more than 3 ohm | Approved
Katameya Creeks | CLI.CON-000001 |  |  | Approved
Katameya Creeks | CLI.CON-000001 | SERVICE 4D.Basement.10.2 | Earthing system for light curent not more than 0.5 ohm | Approved
Katameya Creeks | CLI.CON-000001 |  |  | Approved
Katameya Creeks | CLI.CON-000001 | SERVICE 4D.Basement. | 100x100 mm width | Approved
Katameya Creeks | CLI.CON-000001 |  |  | Approved
Katameya Creeks | CLI.CON-000001 | SERVICE 5 E.Basement.1-1 | MDB-1 | Approved
Katameya Creeks | CLI.CON-000001 |  |  | Approved
Katameya Creeks | CLI.CON-000001 | SERVICE 5 E.Basement.1-2 | MDB-2 | Approved
Katameya Creeks | CLI.CON-000001 |  |  | Approved
Katameya Creeks | CLI.CON-000001 | SERVICE 5 E.Basement.1-3 | EMDB | Approved
Katameya Creeks | CLI.CON-000001 |  |  | Approved
Katameya Creeks | CLI.CON-000001 | SERVICE 5 E.Basement.1-4 | LPP-B (with pre-paid power meter ) | Approved
Katameya Creeks | CLI.CON-000001 |  |  | Approved
Katameya Creeks | CLI.CON-000001 | SERVICE 5 E.Basement.1-5 | SMDB-G | Approved
Katameya Creeks | CLI.CON-000001 |  |  | Approved
Katameya Creeks | CLI.CON-000001 | SERVICE 5 E.Basement.1-6 | SMDB-1st | Approved
Katameya Creeks | CLI.CON-000001 |  |  | Approved
Katameya Creeks | CLI.CON-000001 | SERVICE 5 E.Basement.1-7 | SMDB-2nd | Approved
Katameya Creeks | CLI.CON-000001 |  |  | Approved
Katameya Creeks | CLI.CON-000001 | SERVICE 5 E.Basement.1-8 | SMDB-3rd | Approved
Katameya Creeks | CLI.CON-000001 |  |  | Approved
Katameya Creeks | CLI.CON-000001 | SERVICE 5 E.Basement.1-9 | SMDB-4th | Approved
Katameya Creeks | CLI.CON-000001 |  |  | Approved
Katameya Creeks | CLI.CON-000001 | SERVICE 5 E.Basement.1-10 | STAIRS MACHINE | Approved
Katameya Creeks | CLI.CON-000001 |  |  | Approved
Katameya Creeks | CLI.CON-000001 | SERVICE 5 E.Basement.2-1 | (4x6)+6mm² | Approved
Katameya Creeks | CLI.CON-000001 |  |  | Approved
Katameya Creeks | CLI.CON-000001 | SERVICE 5 E.Basement.2-3 | (3x70+35)+16mm² | Approved
Katameya Creeks | CLI.CON-000001 |  |  | Approved
Katameya Creeks | CLI.CON-000001 | SERVICE 5 E.Basement.3.1 | Supply, install & test a lighting fixtures complete with wiring (3x3) mm², back to panel or second outlet, according to drawings and specifications | Approved
Katameya Creeks | CLI.CON-000001 |  |  | Approved
Katameya Creeks | CLI.CON-000001 | SERVICE 5 E.Basement.4-1 | One way, one gang switch outlet | Approved
Katameya Creeks | CLI.CON-000001 |  |  | Approved
Katameya Creeks | CLI.CON-000001 | SERVICE 5 E.Basement.4-2 | Two way, one gang switch outlet | Approved
Katameya Creeks | CLI.CON-000001 |  |  | Approved
Katameya Creeks | CLI.CON-000001 | SERVICE 5 E.Basement.4-3 | Entermediate switch outlet | Approved
Katameya Creeks | CLI.CON-000001 |  |  | Approved
Katameya Creeks | CLI.CON-000001 | SERVICE 5 E.Basement.4-4 | One way, three gang switch outlet | Approved
Katameya Creeks | CLI.CON-000001 |  |  | Approved
Katameya Creeks | CLI.CON-000001 | SERVICE 11D1.Basement.5-1 | Supply and install a complete socket outlet complete with wiring (3x3) mm² back to panel board or second outlet (exclude the socket) | Approved
Katameya Creeks | CLI.CON-000001 |  |  | Approved
Katameya Creeks | CLI.CON-000001 | SERVICE 11D1.Basement.5-2 | Supply and install a complete socket outlet complete with wiring (4x6+6) mm² back to panel board or second outlet (exclude the socket) | Approved
Katameya Creeks | CLI.CON-000001 |  |  | Approved
Katameya Creeks | CLI.CON-000001 | SERVICE 11D1.Basement.6-1 | Supply and install a complete electrical outlet for F.A.C.P complete with wiring (3x4) mm² back to panel board or second outlet | Approved
Katameya Creeks | CLI.CON-000001 |  |  | Approved
Katameya Creeks | CLI.CON-000001 | SERVICE 11D1.Basement.6-2 | Supply and install a complete electrical outlet for Exhaust fan complete with wiring (4x16+16) mm² back to panel board or second outlet | Approved
Katameya Creeks | CLI.CON-000001 |  |  | Approved
Katameya Creeks | CLI.CON-000001 | SERVICE 11D1.Basement.7-1 | I.S, 3P, 40 A outlet with wire (4x10+10) for LIFT | Approved
Katameya Creeks | CLI.CON-000001 |  |  | Approved
Katameya Creeks | CLI.CON-000001 | SERVICE 11D1.Basement.7-2 | I.S, 2P, 20 A outlet with wire (3x4) for A/C | Approved
Katameya Creeks | CLI.CON-000001 |  |  | Approved
Katameya Creeks | CLI.CON-000001 | SERVICE 11D1.Basement.8-2 | 16 AMP, 220 Volt, single socket (Weather Proof) | Approved
Katameya Creeks | CLI.CON-000001 |  |  | Approved
Katameya Creeks | CLI.CON-000001 | SERVICE 11D1.Basement.8-4 | 16 AMP, 220 Volt, single socket for storage EX.FAN (Weather Proof) | Approved
Katameya Creeks | CLI.CON-000001 |  |  | Approved
Katameya Creeks | CLI.CON-000001 | SERVICE 11D1.Basement.8-5 | 32 AMP, 380 Volt, three phase socket. | Approved
Katameya Creeks | CLI.CON-000001 |  |  | Approved
Katameya Creeks | CLI.CON-000001 | SERVICE 11D1.Basement.8-7 | One way, one gang switch | Approved
Katameya Creeks | CLI.CON-000001 |  |  | Approved
Katameya Creeks | CLI.CON-000001 | SERVICE 11D1.Basement.8-8 | One way, three gang switch outlet | Approved
Katameya Creeks | CLI.CON-000001 |  |  | Approved
Katameya Creeks | CLI.CON-000001 | SERVICE 11D1.Basement.8-11 | Entermediate switch | Approved
Katameya Creeks | CLI.CON-000001 |  |  | Approved
Katameya Creeks | CLI.CON-000001 | SERVICE 11D1.Basement.8-12 | motion detector | Approved
Katameya Creeks | CLI.CON-000001 |  |  | Approved
Katameya Creeks | CLI.CON-000001 | SERVICE 11D1.Basement.8-13 | I.S, 3P, 40 A for LIFT | Approved
Katameya Creeks | CLI.CON-000001 |  |  | Approved
Katameya Creeks | CLI.CON-000001 | SERVICE 11D1.Basement.8-14 | I.S, 3P, 63 A for EXHAUST FAN | Approved
Katameya Creeks | CLI.CON-000001 |  |  | Approved
Katameya Creeks | CLI.CON-000001 | SERVICE 11D1.Basement.8-15 | I.S, 2P, 20 A for A/C | Approved
Katameya Creeks | CLI.CON-000001 |  |  | Approved
Katameya Creeks | CLI.CON-000001 | SERVICE 11D1.Basement.8-16 | Supply and install a complete Low Current outlet from RACK to the outlet | Approved
Katameya Creeks | CLI.CON-000001 |  |  | Approved
Katameya Creeks | CLI.CON-000001 | SERVICE 11D1.Basement.9.1 | Type F1 | Approved
Katameya Creeks | CLI.CON-000001 |  |  | Approved
Katameya Creeks | CLI.CON-000001 | SERVICE 11D1.Basement.9.2 | Type C2 | Approved
Katameya Creeks | CLI.CON-000001 |  |  | Approved
Katameya Creeks | CLI.CON-000001 | SERVICE 11D1.Basement.9.3 | Type C3 | Approved
Katameya Creeks | CLI.CON-000001 | SERVICE 18 F.Basement.5-3 | Supply and install a complete socket outlet complete with wiring (3x4) mm² back to panel board or second outlet (exclude the socket) | Approved
Katameya Creeks | CLI.CON-000001 |  |  | Approved
Katameya Creeks | CLI.CON-000001 | SERVICE 18 F.Basement.6-1 | Supply and install a complete electrical outlet for F.A.C.P complete with wiring (3x4) mm² back to panel board or second outlet | Approved
Katameya Creeks | CLI.CON-000001 |  |  | Approved
Katameya Creeks | CLI.CON-000001 | SERVICE 18 F.Basement.6-2 | Supply and install a complete electrical outlet for Exhaust fan complete with wiring (4x16+16) mm² back to panel board or second outlet | Approved
Katameya Creeks | CLI.CON-000001 |  |  | Approved
Katameya Creeks | CLI.CON-000001 | SERVICE 18 F.Basement.7-1 | I.S, 3P, 40 A outlet with wire (4x10+10) for LIFT | Approved
Katameya Creeks | CLI.CON-000001 |  |  | Approved
Katameya Creeks | CLI.CON-000001 | SERVICE 18 F.Basement.7-2 | I.S, 2P, 20 A outlet with wire (3x4) for A/C | Approved
Katameya Creeks | CLI.CON-000001 |  |  | Approved
Katameya Creeks | CLI.CON-000001 | SERVICE 18 F.Basement.7-3 | I.S, 2P, 20 A outlet with wire (3x4) for EWH | Approved
Katameya Creeks | CLI.CON-000001 |  |  | Approved
Katameya Creeks | CLI.CON-000001 | SERVICE 18 F.Basement.8-1 | 16 AMP, 220 Volt, doublex socket for T.V | Approved
Katameya Creeks | CLI.CON-000001 |  |  | Approved
Katameya Creeks | CLI.CON-000001 | SERVICE 18 F.Basement.8-2 | 16 AMP, 220 Volt, single socket (Weather Proof) | Approved
Katameya Creeks | CLI.CON-000001 |  |  | Approved
Katameya Creeks | CLI.CON-000001 | SERVICE 18 F.Basement.8-3 | 16 AMP, 220 Volt, doublex socket | Approved
Katameya Creeks | CLI.CON-000001 |  |  | Approved
Katameya Creeks | CLI.CON-000001 | SERVICE 18 F.Basement.8-4 | 16 AMP, 220 Volt, doublex socket (Weather Proof) | Approved
Katameya Creeks | CLI.CON-000001 |  |  | Approved
Katameya Creeks | CLI.CON-000001 | SERVICE 18 F.Basement.8-5 | 16 AMP, 220 Volt, single socket for storage EX.FAN (Weather Proof) | Approved
Katameya Creeks | CLI.CON-000001 |  |  | Approved
Katameya Creeks | CLI.CON-000001 | SERVICE 18 F.Basement.8-6 | 20 AMP, 220 Volt, single socket (Weather Proof) | Approved
Katameya Creeks | CLI.CON-000001 |  |  | Approved
Katameya Creeks | CLI.CON-000001 | SERVICE 18 F.Basement.8-7 | 32 AMP, 380 Volt, three phase socket. | Approved
Katameya Creeks | CLI.CON-000001 |  |  | Approved
Katameya Creeks | CLI.CON-000001 | SERVICE 18 F.Basement.8-8 | One way, one gang switch | Approved
Katameya Creeks | CLI.CON-000001 |  |  | Approved
Katameya Creeks | CLI.CON-000001 | SERVICE 18 F.Basement.8-9 | Two way, one gang switch | Approved
Katameya Creeks | CLI.CON-000001 |  |  | Approved
Katameya Creeks | CLI.CON-000001 | SERVICE 18 F.Basement.8-10 | One way, three gang switch outlet | Approved
Katameya Creeks | CLI.CON-000001 |  |  | Approved
Katameya Creeks | CLI.CON-000001 | SERVICE 18 F.Basement.8-11 | One way, two gang switch outlet | Approved
Katameya Creeks | CLI.CON-000001 |  |  | Approved
Katameya Creeks | CLI.CON-000001 | SERVICE 18 F.Basement.8-12 | Entermediate switch | Approved
Katameya Creeks | CLI.CON-000001 |  |  | Approved
Katameya Creeks | CLI.CON-000001 | SERVICE 18 F.Basement.8-13 | motion detector | Approved
Katameya Creeks | CLI.CON-000001 |  |  | Approved
Katameya Creeks | CLI.CON-000001 | SERVICE 18 F.Basement.8-14 | I.S, 3P, 40 A for LIFT | Approved
Katameya Creeks | CLI.CON-000001 |  |  | Approved
Katameya Creeks | CLI.CON-000001 | FIREALARM 9D1.Basement.1-8 | Supply and install Fire alarm bell with Strobe light. | Approved
Katameya Creeks | CLI.CON-000001 |  |  | Approved
Katameya Creeks | CLI.CON-000001 | FIREALARM 9D1.Basement.1-9 | Supply and install control module for exhaust fan. | Approved
Katameya Creeks | CLI.CON-000001 |  |  | Approved
Katameya Creeks | CLI.CON-000001 | FIREALARM 9D1.Basement.1-10 | Supply and install monitor module for fire fighting switches. | Approved
Katameya Creeks | CLI.CON-000001 |  |  | Approved
Katameya Creeks | CLI.CON-000001 | FIREALARM 10 G.Basement.1-1 | Main fire alarm control panel (FACP) intelligent addressable type with capacity (1 loops), the item includes back-up batteries, battery charger, fault isolation modules, interfaces modules, programming and any needed / related accessories. | Approved
Katameya Creeks | CLI.CON-000001 |  |  | Approved
Katameya Creeks | CLI.CON-000001 | FIREALARM 10 G.Basement.1-2 | Automatic dialer to call fire brigade in case of fire | Approved
Katameya Creeks | CLI.CON-000001 |  |  | Approved
Katameya Creeks | CLI.CON-000001 | FIREALARM 10 G.Basement.1-3 | Fire alarm outlet complete with outlet boxes, pull boxes conduits, conduit fittings, 2x1.5 mm² fire alarm cable rated 105C back to next outlet or fire alarm panel, conduits will be PVC type in case of imbedded in concrete or galvanized steel in case of exposed fixation. | Approved
Katameya Creeks | CLI.CON-000001 |  |  | Approved
Katameya Creeks | CLI.CON-000001 | FIREALARM 10 G.Basement.1-4 | Supply and install Intelligent addressable manual alarm station. | Approved
Katameya Creeks | CLI.CON-000001 |  |  | Approved
Katameya Creeks | CLI.CON-000001 | FIREALARM 10 G.Basement.1-5 | Supply and install Intelligent addressable optical smoke detector | Approved
Katameya Creeks | CLI.CON-000001 |  |  | Approved
Katameya Creeks | CLI.CON-000001 | FIREALARM 10 G.Basement.1-6 | Supply and install Intelligent addressable rise of heat detector | Approved
Katameya Creeks | CLI.CON-000001 |  |  | Approved
Katameya Creeks | CLI.CON-000001 | FIREALARM 10 G.Basement.1-7 | Supply and install Intelligent addressable Multisensor detector | Approved
Katameya Creeks | CLI.CON-000001 |  |  | Approved
Katameya Creeks | CLI.CON-000001 | FIREALARM 10 G.Basement.1-8 | Supply and install Fire alarm bell with Strobe light. | Approved
Katameya Creeks | CLI.CON-000001 |  |  | Approved
Katameya Creeks | CLI.CON-000001 | FIREALARM 10 G.Basement.1-9 | Supply and install control module for exhaust fan. | Approved
Katameya Creeks | CLI.CON-000001 |  |  | Approved
Katameya Creeks | CLI.CON-000001 | FIREALARM 10 G.Basement.1-10 | Supply and install monitor module for fire fighting switches. | Approved
Katameya Creeks | CLI.CON-000001 |  |  | Approved
Katameya Creeks | CLI.CON-000001 | FIREALARM 11D1.Basement.1-1 | Main fire alarm control panel (FACP) intelligent addressable type with capacity (1 loops), the item includes back-up batteries, battery charger, fault isolation modules, interfaces modules, programming and any needed / related accessories. | Approved
Katameya Creeks | CLI.CON-000001 |  |  | Approved
Katameya Creeks | CLI.CON-000001 | FIREALARM 11D1.Basement.1-2 | Automatic dialer to call fire brigade in case of fire | Approved
Katameya Creeks | CLI.CON-000001 |  |  | Approved
Katameya Creeks | CLI.CON-000001 | FIREALARM 11D1.Basement.1-3 | Fire alarm outlet complete with outlet boxes, pull boxes conduits, conduit fittings, 2x1.5 mm² fire alarm cable rated 105C back to next outlet or fire alarm panel, conduits will be PVC type in case of imbedded in concrete or galvanized steel in case of exposed fixation. | Approved
Katameya Creeks | CLI.CON-000001 |  |  | Approved
Katameya Creeks | CLI.CON-000001 | FIREALARM 11D1.Basement.1-4 | Supply and install Intelligent addressable manual alarm station. | Approved
Katameya Creeks | CLI.CON-000001 | Type G.Buildings.6-5 | Supply and install a complete electrical outlet for door bill complete with wiring (3x3) mm² back to panel board or second outlet | Approved
Katameya Creeks | CLI.CON-000001 |  |  | Approved
Katameya Creeks | CLI.CON-000001 | Type G.Buildings.6-6 | Supply and install a complete electrical outlet for POOL complete with wiring (4x6+6) mm² back to panel board or second outlet | Approved
Katameya Creeks | CLI.CON-000001 |  |  | Approved
Katameya Creeks | CLI.CON-000001 | Type G.Buildings.7-1 | I.S, 2P, 16 A outlet with wire (3x3) for A/C (ceiling mounted) | Approved
Katameya Creeks | CLI.CON-000001 |  |  | Approved
Katameya Creeks | CLI.CON-000001 | Type G.Buildings.7-2 | I.S, 2P, 20 A outlet with wire (3x4) for E.W.H | Approved
Katameya Creeks | CLI.CON-000001 |  |  | Approved
Katameya Creeks | CLI.CON-000001 | Type G.Buildings.7-3 | I.S, 2P, 20 A outlet with wire (3x4) for HOOD | Approved
Katameya Creeks | CLI.CON-000001 |  |  | Approved
Katameya Creeks | CLI.CON-000001 | Type G.Buildings.7-4 | I.S, 2P, 20 A outlet with wire (3x4) for HOOD | Approved
Katameya Creeks | CLI.CON-000001 |  |  | Approved
Katameya Creeks | CLI.CON-000001 | Type G.Buildings.7-5 | I.S, 2P, 16 A outlet with wire (3x3) for A/C (ceiling mounted) | Approved
Katameya Creeks | CLI.CON-000001 |  |  | Approved
Katameya Creeks | CLI.CON-000001 | Type G.Buildings.7-6 | I.S, 2P, 16 A outlet with wire (3x3) for A/C | Approved
Katameya Creeks | CLI.CON-000001 |  |  | Approved
Katameya Creeks | CLI.CON-000001 | Type G.Buildings.7-7 | I.S, 2P, 20 A outlet with wire (3x4) for E.W.H | Approved
Katameya Creeks | CLI.CON-000001 |  |  | Approved
Katameya Creeks | CLI.CON-000001 | Type G.Buildings.7-8 | I.S, 2P, 20 A outlet with wire (3x4) for HOOD | Approved
Katameya Creeks | CLI.CON-000001 |  |  | Approved
Katameya Creeks | CLI.CON-000001 | Type G.Buildings.7-9 | I.S, 2P, 16 A outlet with wire (3x3) for A/C (ceiling mounted) | Approved
Katameya Creeks | CLI.CON-000001 |  |  | Approved
Katameya Creeks | CLI.CON-000001 | Type G.Buildings.7-10 | I.S, 2P, 16 A outlet with wire (3x3) for A/C | Approved
Katameya Creeks | CLI.CON-000001 |  |  | Approved
Katameya Creeks | CLI.CON-000001 | Type G.Buildings.7-11 | I.S, 2P, 20 A outlet with wire (3x4) for E.W.H | Approved
Katameya Creeks | CLI.CON-000001 |  |  | Approved
Katameya Creeks | CLI.CON-000001 | Type G.Buildings.7-12 | I.S, 2P, 20 A outlet with wire (3x4) for HOOD | Approved
Katameya Creeks | CLI.CON-000001 |  |  | Approved
Katameya Creeks | CLI.CON-000001 | Type G.Buildings.7-13 | I.S, 2P, 16 A outlet with wire (3x3) for A/C (ceiling mounted) | Approved
Katameya Creeks | CLI.CON-000001 |  |  | Approved
Katameya Creeks | CLI.CON-000001 | Type G.Buildings.7-14 | I.S, 2P, 16 A outlet with wire (3x3) for A/C | Approved
Katameya Creeks | CLI.CON-000001 |  |  | Approved
Katameya Creeks | CLI.CON-000001 | Type G.Buildings.7-15 | I.S, 2P, 20 A outlet with wire (3x4) for E.W.H | Approved
Katameya Creeks | CLI.CON-000001 |  |  | Approved
Katameya Creeks | CLI.CON-000001 | Type G.Buildings.7-16 | I.S, 2P, 20 A outlet with wire (3x4) for HOOD | Approved
Katameya Creeks | CLI.CON-000001 |  |  | Approved
Katameya Creeks | CLI.CON-000001 | Type G.Buildings.8-1 | Door bell switch | Approved
Katameya Creeks | CLI.CON-000001 |  |  | Approved
Katameya Creeks | CLI.CON-000001 | Type G.Buildings.8-2 | THERMOSTAT | Approved
Katameya Creeks | CLI.CON-000001 |  |  | Approved
Katameya Creeks | CLI.CON-000001 | Type D.Buildings.8-1 | Door bell switch | Approved
Katameya Creeks | CLI.CON-000001 |  |  | Approved
Katameya Creeks | CLI.CON-000001 | Type D.Buildings.8-2 | THERMOSTAT | Approved
Katameya Creeks | CLI.CON-000001 |  |  | Approved
Katameya Creeks | CLI.CON-000001 | Type D.Buildings.8-3 | Door bell switch | Approved
Katameya Creeks | CLI.CON-000001 |  |  | Approved
Katameya Creeks | CLI.CON-000001 | Type D.Buildings.8-4 | THERMOSTAT | Approved
Katameya Creeks | CLI.CON-000001 |  |  | Approved
Katameya Creeks | CLI.CON-000001 | Type D.Buildings.8-5 | Door bell switch | Approved
Katameya Creeks | CLI.CON-000001 |  |  | Approved
Katameya Creeks | CLI.CON-000001 | Type D.Buildings.8-6 | THERMOSTAT | Approved
Katameya Creeks | CLI.CON-000001 |  |  | Approved
Katameya Creeks | CLI.CON-000001 | Type D.Buildings.8-7 | 16 AMP, 220 Volt, single socket | Approved
Katameya Creeks | CLI.CON-000001 |  |  | Approved
Katameya Creeks | CLI.CON-000001 | Type D.Buildings.8-8 | Door bell switch | Approved
Katameya Creeks | CLI.CON-000001 |  |  | Approved
Katameya Creeks | CLI.CON-000001 | Type D.Buildings.8-9 | THERMOSTAT | Approved
Katameya Creeks | CLI.CON-000001 |  |  | Approved
Katameya Creeks | CLI.CON-000001 | Type D.Buildings.9-1 | Supply and install panel with power meter (pre-paid) as per Electric recommendation, complete with all related accessories as shown on drawings. | Approved
Katameya Creeks | CLI.CON-000001 |  |  | Approved
Katameya Creeks | CLI.CON-000001 | Type D.Buildings.9-2 | Supply and install panel with power meter (pre-paid) as per Electric recommendation, complete with all related accessories as shown on drawings. | Approved
Katameya Creeks | CLI.CON-000001 |  |  | Approved
Katameya Creeks | CLI.CON-000001 | Type D.Buildings.9-3 | Supply and install panel with power meter (pre-paid) as per Electric recommendation, complete with all related accessories as shown on drawings. | Approved
Katameya Creeks | CLI.CON-000001 |  |  | Approved
Katameya Creeks | CLI.CON-000001 | Type D.Buildings.9-4 | Supply and install panel with power meter (pre-paid) as per Electric recommendation, complete with all related accessories as shown on drawings. | Approved
Katameya Creeks | CLI.CON-000001 |  |  | Approved
Katameya Creeks | CLI.CON-000001 | Type D.Buildings.10-1 | Supply and install IT RACK INCLUDED 2 PATCH PANNEL | Approved
Katameya Creeks | CLI.CON-000001 |  |  | Approved
Katameya Creeks | CLI.CON-000001 | Type D.Buildings.10-2 | Supply and install a complete Low Current outlet from the to the outlet | Approved
Katameya Creeks | CLI.CON-000001 |  |  | Approved
Katameya Creeks | CLI.CON-000001 | Type D.Buildings.10-3 | Supply and install IT RACK INCLUDED 2 PATCH PANNEL | Approved
Katameya Creeks | CLI.CON-000001 |  |  | Approved
Katameya Creeks | CLI.CON-000001 | Type D.Buildings.10-4 | Supply and install a complete Low Current outlet from the to the outlet | Approved
Katameya Creeks | CLI.CON-000001 |  |  | Approved
Katameya Creeks | CLI.CON-000001 | Type D.Buildings.10-5 | Supply and install IT RACK INCLUDED 2 PATCH PANNEL | Approved
Katameya Creeks | CLI.CON-000001 |  |  | Approved
Katameya Creeks | CLI.CON-000001 | Type D.Buildings.10-6 | Supply and install a complete Low Current outlet from the to the outlet | Approved
Katameya Creeks | CLI.CON-000001 |  |  | Approved
Katameya Creeks | CLI.CON-000001 | ESC & Diesel | Diesel | Approved
Katameya Creeks | CLI.CON-000001 |  |  | Approved
Katameya Creeks | CLI.CON-000001 | RFV-046 | Supply & install of shoring with secant piles system to retain maximum height of 10.00 m. RC pile dia. 60 cm, length is 15.00 m, and reinforcement percentage not less than 1.0%, cement amount not less than 350 kg/m3 and fcu is 300 kg/cm2. Bentonite pile dia. 60 cm, length is 7.50 m. the price must include submit of the full detailed drawings, design calculation sheet, specs and method statement for review before construction | Approved
Katameya Creeks | CLI.CON-000001 |  |  | Approved
Katameya Creeks | CLI.CON-000001 | RFV-B07-23 | Design of Stone Columns | Approved
Katameya Creeks | CLI.CON-000001 |  |  | Approved
Katameya Creeks | CLI.CON-000001 | Main gate | Polyethylene Sheet | Approved
Katameya Creeks | CLI.CON-000001 |  |  | Approved
Katameya Creeks | CLI.CON-000001 | RFV-054 | Windows & doors buildings | Approved
Katameya Creeks | CLI.CON-000001 |  |  | Approved
Katameya Creeks | CLI.CON-000001 | RFV-021 | Roofing system for building Foam Conc. | Approved
Katameya Creeks | CLI.CON-000001 |  |  | Approved
Katameya Creeks | CLI.CON-000001 | RFV-051 | Supply and apply of Glass Handrail in front of Windows at Building Using Alum. Profile Alumil M8210 (1.0 m Height) | Approved
Katameya Creeks | CLI.CON-000001 |  |  | Approved
Katameya Creeks | CLI.CON-000001 | RFV-053 | 1.0 m Height | Approved
Katameya Creeks | CLI.CON-000001 |  |  | Approved
Katameya Creeks | CLI.CON-000001 | RFV-071 | Aluminum Louvers For Elevations | Approved
Katameya Creeks | CLI.CON-000001 |  |  | Approved
Katameya Creeks | CLI.CON-000001 | Not submitted | Supply & Install Pottcino Classic Marble for Entrances For Mock-up (Walls) | Approved
Katameya Creeks | CLI.CON-000001 |  |  | Approved
Katameya Creeks | CLI.CON-000001 | RFV-073 | توريد وتركيب باب الشقة الرئيسي مع تجليدة من الخارج فقط و التجليدة الخارجية نفس المستوي مع الضلفة بمقاس (110*275*17 سم) مكون من حلق من 24-26 سم خشب كونتر خمس طبقات علي قطعتين تلبيس قشرة جوز ترك طبيعي اتجاه القشرة طولي+ برابلاكاش تلبيس قشرة جوز ترك طبيعي اتجاه القشرة طولي +ضلفة سكينة مقلوبة تخانة 5.5 سم عبارة عن شاسيه موسكي عرض 12.50 سم مع حشو هواوكور تخانة 35مم وكبس الواح ام دي اف 10 مم تلبيس قشرة طبيعي جوز ترك اتجاه القشرة طولي + تجاليد خشب ام دي اف تخانة 18 مم مع تلبيس قشره جوز ترك طبيعي التجليدة نفس المستوي مع الضلفه اتجاه القشره طولي مع عمل تفريز طولي من اسفل الضلفه حتي اعلي التجليدة جهة المقبض + تفتيح كالون ومفصلات+ تغليف +دهانات وذلك لنهو الاعمال طبقا للرسومات والمواصفات وتعليمات الاستشاري و اصول الصناعة | Approved
Katameya Creeks | CLI.CON-000001 |  |  | Approved
Katameya Creeks | CLI.CON-000001 | RFV-Not submitted | RXYQ10U | Approved
Katameya Creeks | CLI.CON-000001 |  |  | Approved
Katameya Creeks | CLI.CON-000001 | RFV-079 | RXYQ12U (Material Only) | Approved
Katameya Creeks | CLI.CON-000001 |  |  | Approved
Katameya Creeks | CLI.CON-000001 | RFV-070 | RXYQ10U (Material Only) | Approved
Katameya Creeks | CLI.CON-000001 |  |  | Approved
Katameya Creeks | CLI.CON-000001 | RFV-064 | Supply and Install for Fire Hose Cabients (Class 2) including 40mm Ball valve in all Buildings floors | Approved
Katameya Creeks | CLI.CON-000001 |  |  | Approved
Katameya Creeks | CLI.CON-000001 | RFV-027 | Changing material of Garage Drain to be cast iron body and Ductile iron cover instead of Plastic body and Stainless steel cover in all Basements | Approved
Katameya Creeks | CLI.CON-000001 |  |  | Approved
Katameya Creeks | CLI.CON-000001 | 4.Basement.20G-22E | توريد وعمل خرسانة مسلحة لزوم الأساسات بالقطاعات والأبعاد والمناسيب والتسليح الموضحة بالرسومات التنفيذية علي ألا تقل مقاومة الضغط للمكعب القياسـي عن 350 كجم/سم2 وبنسبة تسليح 74 كجم للمتر المكعب من الخرسانة. والبند يشمل القياس هندسي لكافة الاعمال المنفذة وكافة المعدات والفرم والشدات والمصنعيات اللازمة لنهو الأعمال طبقاً لأصول الصناعة ومواصفات الكود المصري لأعمال الخرسانة العادية والمسلحة والمواصفات الفنية للمشروع. كما يشمل البند كافة الاختبارات علي المواد قبل وبعد صب الخرسانة وكذلك التجارب اللازمة للتحكم في الجودة ومعالجة الخرسانة طبقاً للمواصفات الفنية وتعليمات المهندس المشرف. | Approved
Katameya Creeks | CLI.CON-000001 |  |  | Approved
Katameya Creeks | CLI.CON-000001 | 5.Basement.20G-22E | توريد وعمل خرسانة مسلحة لزوم اعمدة دور البدروم بالقطاعات والأبعاد والمناسيب والتسليح الموضحة بالرسومات التنفيذية ألا تقل مقاومة الضغط للمكعب القياسـي عن 350 كجم/سم2 وبنسبة تسليح 180 كجم للمتر المكعب من الخرسانة. والبند يشمل القياس هندسي لكافة الاعمال المنفذة وكافة المعدات والفرم والشدات والمصنعيات اللازمة لنهو الأعمال طبقاً لأصول الصناعة ومواصفات الكود المصري لأعمال الخرسانة العادية والمسلحة والمواصفات الفنية للمشروع. كما يشمل البند كافة الاختبارات علي المواد قبل وبعد صب الخرسانة وكذلك التجارب اللازمة للتحكم في الجودة ومعالجة الخرسانة طبقاً للمواصفات الفنية وتعليمات المهندس المشرف. | Approved
Katameya Creeks | CLI.CON-000001 |  |  | Approved
Katameya Creeks | CLI.CON-000001 | 6.Basement.20G-22E | توريد وعمل خرسانة مسلحة لزوم الحوائط الساندة بدور البدروم بالقطاعات والأبعاد والمناسيب والتسليح الموضحة بالرسومات التنفيذية ألا تقل مقاومة الضغط للمكعب القياسـي عن 350 كجم/سم2 وبنسبة تسليح 75 كجم للمتر المكعب من الخرسانة. والبند يشمل القياس هندسي لكافة الاعمال المنفذة وكافة المعدات والفرم والشدات والمصنعيات اللازمة لنهو الأعمال طبقاً لأصول الصناعة ومواصفات الكود المصري لأعمال الخرسانة العادية والمسلحة والمواصفات الفنية للمشروع. كما يشمل البند كافة الاختبارات علي المواد قبل وبعد صب الخرسانة وكذلك التجارب اللازمة للتحكم في الجودة ومعالجة الخرسانة طبقاً للمواصفات الفنية وتعليمات المهندس المشرف. | Approved
Katameya Creeks | CLI.CON-000001 |  |  | Approved
Katameya Creeks | CLI.CON-000001 | 7.Basement.20G-22E | توريد وعمل خرسانة مسلحة لزوم بلاطات وكمرات وسلالم سقف دور البدروم بالقطاعات والأبعاد والمناسيب والتسليح الموضحة بالرسومات التنفيذية علي ألا تقل مقاومة الضغط للمكعب القياسـي عن 350 كجم/سم2 وبنسبة تسليح 110 كجم للمتر المكعب من الخرسانة. والبند يشمل القياس هندسي لكافة الاعمال المنفذة وكافة المعدات والفرم والشدات والمصنعيات اللازمة لنهو الأعمال طبقاً لأصول الصناعة ومواصفات الكود المصري لأعمال الخرسانة العادية والمسلحة والمواصفات الفنية للمشروع.كما يشمل البند كافة الاختبارات علي المواد قبل وبعد صب الخرسانة وكذلك التجارب اللازمة للتحكم في الجودة ومعالجة الخرسانة طبقاً للمواصفات الفنية وتعليمات المهندس المشرف. | Approved
Katameya Creeks | CLI.CON-000001 |  |  | Approved
Katameya Creeks | CLI.CON-000001 | 2.Basement.6G1 | توريد وعمل خرسانة عادية لزوم الأساسات بالقطاعات والأبعاد والمناسيب الموضحة بالرسومات التنفيذية علي ألا تقل مقاومة الضغط للمكعب القياسي عن 200 كجم/سم2. والبند يشمل القياس هندسي لكافة الاعمال المنفذة وكافة المعدات والفرم والشدات والمصنعيات اللازمة لنهو الأعمال طبقاً لأصول الصناعة ومواصفات الكود المصري لأعمال الخرسانة العادية والمسلحة والمواصفات الفنية للمشروع. كما يشمل البند كافة الاختبارات علي المواد قبل وبعد صب الخرسانة وكذلك التجارب اللازمة للتحكم في الجودة ومعالجة الخرسانة طبقاً للمواصفات الفنية وتعليمات المهندس المشرف | Approved
Katameya Creeks | CLI.CON-000001 |  |  | Approved
Katameya Creeks | CLI.CON-000001 | 12.Buildings.Type E | توريد وعمل خرسانة مسلحة لزوم اعمدة الدور الخامس بالقطاعات والأبعاد والمناسيب والتسليح الموضحة بالرسومات علي ألا تقل مقاومة الضغط للمكعب القياسـي عن 350 كجم/سم2 وبنسبة تسليح 150 كجم للمتر المكعب من الخرسانة.والبند يشمل القياس هندسي لكافة الاعمال المنفذة وكافة المعدات والفرم والشدات والمصنعيات اللازمة لنهو الأعمال طبقاً لأصول الصناعة ومواصفات الكود المصري لأعمال الخرسانة العادية والمسلحة والمواصفات الفنية للمشروع.كما يشمل البند كافة الاختبارات علي المواد قبل وبعد صب الخرسانة وكذلك التجارب اللازمة للتحكم في الجودة ومعالجة الخرسانة طبقاً للمواصفات الفنية وتعليمات المهندس المشرف. | Approved
Katameya Creeks | CLI.CON-000001 |  |  | Approved
Katameya Creeks | CLI.CON-000001 | 13.Buildings.Type E | توريد وعمل خرسانة مسلحة لزوم بلاطات وكمرات وسلالم سقف الدور الخامس بالقطاعات والأبعاد والمناسيب والتسليح الموضحة بالرسومات التنفيذية علي ألا تقل مقاومة الضغط للمكعب القياسـي عن 350 كجم/سم2 وبنسبة تسليح 100 كجم للمتر المكعب من الخرسانة.والبند يشمل القياس هندسي لكافة الاعمال المنفذة وكافة المعدات والفرم والشدات والمصنعيات اللازمة لنهو الأعمال طبقاً لأصول الصناعة ومواصفات الكود المصري لأعمال الخرسانة العادية والمسلحة والمواصفات الفنية للمشروع.كما يشمل البند كافة الاختبارات علي المواد قبل وبعد صب الخرسانة وكذلك التجارب اللازمة للتحكم في الجودة ومعالجة الخرسانة طبقاً للمواصفات الفنية وتعليمات المهندس المشرف. | Approved
Katameya Creeks | CLI.CON-000001 |  |  | Approved
Katameya Creeks | CLI.CON-000001 | 2.Buildings.Type F | توريد وعمل خرسانة مسلحة لزوم اعمدة الدور الأرضي بالقطاعات والأبعاد والمناسيب والتسليح الموضحة بالرسومات التنفيذية علي ألا تقل مقاومة الضغط للمكعب القياسـي عن 350 كجم/سم2 وبنسبة تسليح 185 كجم للمتر المكعب من الخرسانة.والبند يشمل القياس هندسي لكافة الاعمال المنفذة وكافة المعدات والفرم والشدات والمصنعيات اللازمة لنهو الأعمال طبقاً لأصول الصناعة ومواصفات الكود المصري لأعمال الخرسانة العادية والمسلحة والمواصفات الفنية للمشروع. كما يشمل البند كافة الاختبارات علي المواد قبل وبعد صب الخرسانة وكذلك التجارب اللازمة للتحكم في الجودة ومعالجة الخرسانة طبقاً .للمواصفات الفنية وتعليمات المهندس المشرف | Approved
Katameya Creeks | CLI.CON-000001 |  |  | Approved
Katameya Creeks | CLI.CON-000001 | 3.Buildings.Type F | توريد وعمل خرسانة مسلحة لزوم بلاطات وكمرات وسلالم سقف الدور الارضي بالقطاعات والأبعاد والمناسيب والتسليح الموضحة بالرسومات التنفيذية علي ألا تقل مقاومة الضغط للمكعب القياسـي عن350 كجم/سم2 وبنسبة تسليح 132كجم للمتر المكعب من الخرسانة. والبند يشمل القياس هندسي لكافة الاعمال المنفذة وكافة المعدات والفرم والشدات والمصنعيات اللازمة لنهو الأعمال طبقاً لأصول الصناعة ومواصفات الكود المصري لأعمال الخرسانة العادية والمسلحة والمواصفات الفنية للمشروع. كما يشمل البند كافة الاختبارات علي المواد قبل وبعد صب الخرسانة وكذلك التجارب اللازمة للتحكم في الجودة ومعالجة الخرسانة طبقاً للمواصفات الفنية وتعليمات المهندس المشرف. | Approved
Katameya Creeks | CLI.CON-000001 |  |  | Approved
Katameya Creeks | CLI.CON-000001 | 4.Buildings.Type F | توريد وعمل خرسانة مسلحة لزوم اعمدة الدور الاول بالقطاعات والأبعاد والمناسيب والتسليح الموضحة بالرسومات التنفيذية علي ألا تقل مقاومة الضغط للمكعب القياسـي عن 350 كجم/سم2 وبنسبة تسليح 170 كجم للمتر المكعب من الخرسانة. والبند يشمل القياس هندسي لكافة الاعمال المنفذة وكافة المعدات والفرم والشدات والمصنعيات اللازمة لنهو الأعمال طبقاً لأصول الصناعة ومواصفات الكود المصري لأعمال الخرسانة العادية والمسلحة والمواصفات الفنية للمشروع. كما يشمل البند كافة الاختبارات علي المواد قبل وبعد صب الخرسانة وكذلك التجارب اللازمة للتحكم في الجودة ومعالجة الخرسانة طبقاً للمواصفات الفنية وتعليمات المهندس المشرف. | Approved
Katameya Creeks | CLI.CON-000001 |  |  | Approved
Katameya Creeks | CLI.CON-000001 |  |  | Approved
Katameya Creeks | CLI.CON-000001 | 7.2.5.Buildings.Arch | مقاس (4.00x3.00) | Approved
Katameya Creeks | CLI.CON-000001 |  |  | Approved
Katameya Creeks | CLI.CON-000001 | 7.2.6.Buildings.Arch | مقاس (3.00x3.00) | Approved
Katameya Creeks | CLI.CON-000001 |  |  | Approved
Katameya Creeks | CLI.CON-000001 | 7.2.7.Buildings.Arch | مقاس (3.23x3.05) | Approved
Katameya Creeks | CLI.CON-000001 |  |  | Approved
Katameya Creeks | CLI.CON-000001 | 7.2.8.Buildings.Arch | مقاس (3.80x3.05) | Approved
Katameya Creeks | CLI.CON-000001 |  |  | Approved
Katameya Creeks | CLI.CON-000001 | 7.2.9.Buildings.Arch | مقاس (0.80x2.40) | Approved
Katameya Creeks | CLI.CON-000001 |  |  | Approved
Katameya Creeks | CLI.CON-000001 | 8.1.1.Buildings.Arch | D1 (1.60x2.20) | Approved
Katameya Creeks | CLI.CON-000001 |  |  | Approved
Katameya Creeks | CLI.CON-000001 | 8.1.2.Buildings.Arch | D3 (0.90x2.20) | Approved
Katameya Creeks | CLI.CON-000001 |  |  | Approved
Katameya Creeks | CLI.CON-000001 | 8.1.3.Buildings.Arch | D4 (0.90x2.20) | Approved
Katameya Creeks | CLI.CON-000001 |  |  | Approved
Katameya Creeks | CLI.CON-000001 | 8.1.4.Buildings.Arch | D5 (1.00x2.20) | Approved
Katameya Creeks | CLI.CON-000001 |  |  | Approved
Katameya Creeks | CLI.CON-000001 | 8.1.5.Buildings.Arch | D6 (0.90x2.20) | Approved
Katameya Creeks | CLI.CON-000001 |  |  | Approved
Katameya Creeks | CLI.CON-000001 | 8.1.6.Buildings.Arch | D7 (1.00x2.20) | Approved
Katameya Creeks | CLI.CON-000001 |  |  | Approved
Katameya Creeks | CLI.CON-000001 | 8.1.7.Buildings.Arch | D8 (1.00x2.20) | Approved
Katameya Creeks | CLI.CON-000001 |  |  | Approved
Katameya Creeks | CLI.CON-000001 | 8.1.8.Buildings.Arch | D9 (1.60x2.20) | Approved
Katameya Creeks | CLI.CON-000001 |  |  | Approved
Katameya Creeks | CLI.CON-000001 | 8.1.9.Buildings.Arch | D10 (1.6x2.20) | Approved
Katameya Creeks | CLI.CON-000001 |  |  | Approved
Katameya Creeks | CLI.CON-000001 | 8.1.10.Buildings.Arch | D11 (0.80x2.20) | Approved
Katameya Creeks | CLI.CON-000001 |  |  | Approved
Katameya Creeks | CLI.CON-000001 | 8.1.11.Buildings.Arch | D13 (1.00x2.20) | Approved
Katameya Creeks | CLI.CON-000001 |  |  | Approved
Katameya Creeks | CLI.CON-000001 | 8.1.12.Buildings.Arch | D13 (1.60x2.20) | Approved
Katameya Creeks | CLI.CON-000001 |  |  | Approved
Katameya Creeks | CLI.CON-000001 | 8.1.13.Buildings.Arch | D13 (0.90x2.20) | Approved
Katameya Creeks | CLI.CON-000001 |  |  | Approved
Katameya Creeks | CLI.CON-000001 | 8.1.14.Buildings.Arch | D13 (2.50x2.00) | Approved
Katameya Creeks | CLI.CON-000001 |  |  | Approved
Katameya Creeks | CLI.CON-000001 | 8.1.15.Buildings.Arch | D14 (2.50x2.20) | Approved
Katameya Creeks | CLI.CON-000001 |  |  | Approved
Katameya Creeks | CLI.CON-000001 | 8.2.1.Buildings.Arch | D3 (1.00x2.40) | Approved
Katameya Creeks | CLI.CON-000001 |  |  | Approved
Katameya Creeks | CLI.CON-000001 | 8.2.2.Buildings.Arch | D3 (2.50x2.20) | Approved
Katameya Creeks | CLI.CON-000001 |  |  | Approved
Katameya Creeks | CLI.CON-000001 | SERVICE 5 E.Basement.4-5 | One way, two gang switch outlet | Approved
Katameya Creeks | CLI.CON-000001 |  |  | Approved
Katameya Creeks | CLI.CON-000001 | SERVICE 5 E.Basement.5-1 | Supply and install a complete socket outlet complete with wiring (3x3) mm² back to panel board or second outlet (exclude the socket) | Approved
Katameya Creeks | CLI.CON-000001 |  |  | Approved
Katameya Creeks | CLI.CON-000001 | SERVICE 5 E.Basement.5-2 | Supply and install a complete socket outlet complete with wiring (4x6+6) mm² back to panel board or second outlet (exclude the socket) | Approved
Katameya Creeks | CLI.CON-000001 |  |  | Approved
Katameya Creeks | CLI.CON-000001 | SERVICE 5 E.Basement.5-3 | Supply and install a complete socket outlet complete with wiring (3x4) mm² back to panel board or second outlet (exclude the socket) | Approved
Katameya Creeks | CLI.CON-000001 |  |  | Approved
Katameya Creeks | CLI.CON-000001 | SERVICE 5 E.Basement.6-1 | Supply and install a complete electrical outlet for F.A.C.P complete with wiring (3x4) mm² back to panel board or second outlet | Approved
Katameya Creeks | CLI.CON-000001 |  |  | Approved
Katameya Creeks | CLI.CON-000001 | SERVICE 5 E.Basement.6-2 | Supply and install a complete electrical outlet for Exhaust fan complete with wiring (4x16+16) mm² back to panel board or second outlet | Approved
Katameya Creeks | CLI.CON-000001 |  |  | Approved
Katameya Creeks | CLI.CON-000001 | SERVICE 5 E.Basement.7-1 | I.S, 3P, 40 A outlet with wire (4x10+10) for LIFT | Approved
Katameya Creeks | CLI.CON-000001 |  |  | Approved
Katameya Creeks | CLI.CON-000001 | SERVICE 5 E.Basement.7-2 | I.S, 2P, 20 A outlet with wire (3x4) for A/C | Approved
Katameya Creeks | CLI.CON-000001 |  |  | Approved
Katameya Creeks | CLI.CON-000001 | SERVICE 5 E.Basement.7-3 | I.S, 2P, 20 A outlet with wire (3x4) for EWH | Approved
Katameya Creeks | CLI.CON-000001 |  |  | Approved
Katameya Creeks | CLI.CON-000001 | SERVICE 5 E.Basement.8-1 | 16 AMP, 220 Volt, doublex socket for T.V | Approved
Katameya Creeks | CLI.CON-000001 |  |  | Approved
Katameya Creeks | CLI.CON-000001 | SERVICE 5 E.Basement.8-2 | 16 AMP, 220 Volt, single socket (Weather Proof) | Approved
Katameya Creeks | CLI.CON-000001 |  |  | Approved
Katameya Creeks | CLI.CON-000001 | SERVICE 5 E.Basement.8-3 | 16 AMP, 220 Volt, doublex socket | Approved
Katameya Creeks | CLI.CON-000001 |  |  | Approved
Katameya Creeks | CLI.CON-000001 | SERVICE 5 E.Basement.8-4 | 16 AMP, 220 Volt, doublex socket (Weather Proof) | Approved
Katameya Creeks | CLI.CON-000001 |  |  | Approved
Katameya Creeks | CLI.CON-000001 | SERVICE 5 E.Basement.8-5 | 16 AMP, 220 Volt, single socket for storage EX.FAN (Weather Proof) | Approved
Katameya Creeks | CLI.CON-000001 |  |  | Approved
Katameya Creeks | CLI.CON-000001 | SERVICE 5 E.Basement.8-6 | 20 AMP, 220 Volt, single socket (Weather Proof) | Approved
Katameya Creeks | CLI.CON-000001 |  |  | Approved
Katameya Creeks | CLI.CON-000001 | SERVICE 5 E.Basement.8-7 | 32 AMP, 380 Volt, three phase socket. | Approved
Katameya Creeks | CLI.CON-000001 |  |  | Approved
Katameya Creeks | CLI.CON-000001 | SERVICE 5 E.Basement.8-8 | One way, one gang switch | Approved
Katameya Creeks | CLI.CON-000001 |  |  | Approved
Katameya Creeks | CLI.CON-000001 | SERVICE 5 E.Basement.8-9 | Two way, one gang switch | Approved
Katameya Creeks | CLI.CON-000001 |  |  | Approved
Katameya Creeks | CLI.CON-000001 | SERVICE 5 E.Basement.8-10 | One way, three gang switch outlet | Approved
Katameya Creeks | CLI.CON-000001 |  |  | Approved
Katameya Creeks | CLI.CON-000001 |  |  | Approved
Katameya Creeks | CLI.CON-000001 | SERVICE 11D1.Basement.9.4 | Type D1 | Approved
Katameya Creeks | CLI.CON-000001 |  |  | Approved
Katameya Creeks | CLI.CON-000001 | SERVICE 11D1.Basement.9.5 | Type D2 | Approved
Katameya Creeks | CLI.CON-000001 |  |  | Approved
Katameya Creeks | CLI.CON-000001 | SERVICE 11D1.Basement.10 | Earthing system for power not more than 3 ohm | Approved
Katameya Creeks | CLI.CON-000001 |  |  | Approved
Katameya Creeks | CLI.CON-000001 | SERVICE 11D1.Basement.10.1 | Earthing system for light curent not more than 0.5 ohm | Approved
Katameya Creeks | CLI.CON-000001 |  |  | Approved
Katameya Creeks | CLI.CON-000001 | SERVICE 11D1.Basement. | 100x100 mm width | Approved
Katameya Creeks | CLI.CON-000001 |  |  | Approved
Katameya Creeks | CLI.CON-000001 | SERVICE 12E.Basement.1-1 | MDB-1 | Approved
Katameya Creeks | CLI.CON-000001 |  |  | Approved
Katameya Creeks | CLI.CON-000001 | SERVICE 12E.Basement.1-2 | MDB-2 | Approved
Katameya Creeks | CLI.CON-000001 |  |  | Approved
Katameya Creeks | CLI.CON-000001 | SERVICE 12E.Basement.1-3 | EMDB | Approved
Katameya Creeks | CLI.CON-000001 |  |  | Approved
Katameya Creeks | CLI.CON-000001 | SERVICE 12E.Basement.1-4 | LPP-B (with pre-paid power meter ) | Approved
Katameya Creeks | CLI.CON-000001 |  |  | Approved
Katameya Creeks | CLI.CON-000001 | SERVICE 12E.Basement.1-5 | SMDB-G | Approved
Katameya Creeks | CLI.CON-000001 |  |  | Approved
Katameya Creeks | CLI.CON-000001 | SERVICE 12E.Basement.1-6 | SMDB-1st | Approved
Katameya Creeks | CLI.CON-000001 |  |  | Approved
Katameya Creeks | CLI.CON-000001 | SERVICE 12E.Basement.1-7 | SMDB-2nd | Approved
Katameya Creeks | CLI.CON-000001 |  |  | Approved
Katameya Creeks | CLI.CON-000001 | SERVICE 12E.Basement.1-8 | SMDB-3rd | Approved
Katameya Creeks | CLI.CON-000001 |  |  | Approved
Katameya Creeks | CLI.CON-000001 | SERVICE 12E.Basement.1-9 | SMDB-4th | Approved
Katameya Creeks | CLI.CON-000001 |  |  | Approved
Katameya Creeks | CLI.CON-000001 | SERVICE 12E.Basement.1-10 | STAIRS MACHINE | Approved
Katameya Creeks | CLI.CON-000001 |  |  | Approved
Katameya Creeks | CLI.CON-000001 | SERVICE 12E.Basement.2-1 | (4x6)+6mm² | Approved
Katameya Creeks | CLI.CON-000001 |  |  | Approved
Katameya Creeks | CLI.CON-000001 | SERVICE 12E.Basement.2-3 | (3x70+35)+16mm² | Approved
Katameya Creeks | CLI.CON-000001 |  |  | Approved
Katameya Creeks | CLI.CON-000001 | SERVICE 12E.Basement.2-4 | (3x95+50)+25mm² | Approved
Katameya Creeks | CLI.CON-000001 |  |  | Approved
Katameya Creeks | CLI.CON-000001 | SERVICE 12E.Basement.3.1 | Supply, install & test a lighting fixtures complete with wiring (3x3) mm², back to panel or second outlet, according to drawings and specifications | Approved
Katameya Creeks | CLI.CON-000001 |  |  | Approved
Katameya Creeks | CLI.CON-000001 | SERVICE 12E.Basement.4-1 | One way, one gang switch outlet | Approved
Katameya Creeks | CLI.CON-000001 |  |  | Approved
Katameya Creeks | CLI.CON-000001 | SERVICE 12E.Basement.4-2 | Two way, one gang switch outlet | Approved
Katameya Creeks | CLI.CON-000001 |  |  | Approved
Katameya Creeks | CLI.CON-000001 | SERVICE 18 F.Basement.8-15 | I.S, 3P, 63 A for EXHAUST FAN | Approved
Katameya Creeks | CLI.CON-000001 |  |  | Approved
Katameya Creeks | CLI.CON-000001 | SERVICE 18 F.Basement.8-16 | I.S, 2P, 20 A for A/C | Approved
Katameya Creeks | CLI.CON-000001 |  |  | Approved
Katameya Creeks | CLI.CON-000001 | SERVICE 18 F.Basement.8-17 | I.S, 2P, 20 A for EWH (ceiling mounted) | Approved
Katameya Creeks | CLI.CON-000001 |  |  | Approved
Katameya Creeks | CLI.CON-000001 | SERVICE 18 F.Basement.8-18 | Supply and install a complete Low Current outlet from RACK to the outlet | Approved
Katameya Creeks | CLI.CON-000001 |  |  | Approved
Katameya Creeks | CLI.CON-000001 | SERVICE 18 F.Basement.9.1 | Type F1 | Approved
Katameya Creeks | CLI.CON-000001 |  |  | Approved
Katameya Creeks | CLI.CON-000001 | SERVICE 18 F.Basement.9.2 | Type C2 | Approved
Katameya Creeks | CLI.CON-000001 |  |  | Approved
Katameya Creeks | CLI.CON-000001 | SERVICE 18 F.Basement.9.3 | Type C3 | Approved
Katameya Creeks | CLI.CON-000001 |  |  | Approved
Katameya Creeks | CLI.CON-000001 | SERVICE 18 F.Basement.9.4 | Type D1 | Approved
Katameya Creeks | CLI.CON-000001 |  |  | Approved
Katameya Creeks | CLI.CON-000001 | SERVICE 18 F.Basement.9.5 | Type D2 | Approved
Katameya Creeks | CLI.CON-000001 |  |  | Approved
Katameya Creeks | CLI.CON-000001 | SERVICE 18 F.Basement.9 | Earthing system for power not more than 3 ohm | Approved
Katameya Creeks | CLI.CON-000001 |  |  | Approved
Katameya Creeks | CLI.CON-000001 | SERVICE 18 F.Basement.10.1 | 100x100 mm width | Approved
Katameya Creeks | CLI.CON-000001 |  |  | Approved
Katameya Creeks | CLI.CON-000001 | SERVICE 19D.Basement.1-1 | MDB-1 | Approved
Katameya Creeks | CLI.CON-000001 |  |  | Approved
Katameya Creeks | CLI.CON-000001 | SERVICE 19D.Basement.1-2 | MDB-2 | Approved
Katameya Creeks | CLI.CON-000001 |  |  | Approved
Katameya Creeks | CLI.CON-000001 | SERVICE 19D.Basement.1-3 | EMDB | Approved
Katameya Creeks | CLI.CON-000001 |  |  | Approved
Katameya Creeks | CLI.CON-000001 | SERVICE 19D.Basement.1-4 | LPP-B (with pre-paid power meter ) | Approved
Katameya Creeks | CLI.CON-000001 |  |  | Approved
Katameya Creeks | CLI.CON-000001 | SERVICE 19D.Basement.1-5 | SMDB-G | Approved
Katameya Creeks | CLI.CON-000001 |  |  | Approved
Katameya Creeks | CLI.CON-000001 | SERVICE 19D.Basement.1-6 | SMDB-1st | Approved
Katameya Creeks | CLI.CON-000001 |  |  | Approved
Katameya Creeks | CLI.CON-000001 | SERVICE 19D.Basement.1-7 | SMDB-2nd | Approved
Katameya Creeks | CLI.CON-000001 |  |  | Approved
Katameya Creeks | CLI.CON-000001 | SERVICE 19D.Basement.1-8 | SMDB-3rd | Approved
Katameya Creeks | CLI.CON-000001 |  |  | Approved
Katameya Creeks | CLI.CON-000001 | SERVICE 19D.Basement.1-9 | SMDB-4th | Approved
Katameya Creeks | CLI.CON-000001 |  |  | Approved
Katameya Creeks | CLI.CON-000001 | SERVICE 19D.Basement.1-10 | STAIRS MACHINE | Approved
Katameya Creeks | CLI.CON-000001 |  |  | Approved
Katameya Creeks | CLI.CON-000001 |  |  | Approved
Katameya Creeks | CLI.CON-000001 | FIREALARM 11D1.Basement.1-5 | Supply and install Intelligent addressable optical smoke detector | Approved
Katameya Creeks | CLI.CON-000001 |  |  | Approved
Katameya Creeks | CLI.CON-000001 | FIREALARM 11D1.Basement.1-7 | Supply and install Intelligent addressable Multisensor detector | Approved
Katameya Creeks | CLI.CON-000001 |  |  | Approved
Katameya Creeks | CLI.CON-000001 | FIREALARM 11D1.Basement.1-8 | Supply and install Fire alarm bell with Strobe light. | Approved
Katameya Creeks | CLI.CON-000001 |  |  | Approved
Katameya Creeks | CLI.CON-000001 | FIREALARM 11D1.Basement.1-9 | Supply and install control module for exhaust fan. | Approved
Katameya Creeks | CLI.CON-000001 |  |  | Approved
Katameya Creeks | CLI.CON-000001 | FIREALARM 11D1.Basement.1-10 | Supply and install monitor module for fire fighting switches. | Approved
Katameya Creeks | CLI.CON-000001 |  |  | Approved
Katameya Creeks | CLI.CON-000001 | FIREALARM 12E.Basement.1-1 | Main fire alarm control panel (FACP) intelligent addressable type with capacity (1 loops), the item includes back-up batteries, battery charger, fault isolation modules, interfaces modules, programming and any needed / related accessories. | Approved
Katameya Creeks | CLI.CON-000001 |  |  | Approved
Katameya Creeks | CLI.CON-000001 | FIREALARM 12E.Basement.1-2 | Automatic dialer to call fire brigade in case of fire | Approved
Katameya Creeks | CLI.CON-000001 |  |  | Approved
Katameya Creeks | CLI.CON-000001 | FIREALARM 12E.Basement.1-3 | Fire alarm outlet complete with outlet boxes, pull boxes conduits, conduit fittings, 2x1.5 mm² fire alarm cable rated 105C back to next outlet or fire alarm panel, conduits will be PVC type in case of imbedded in concrete or galvanized steel in case of exposed fixation. | Approved
Katameya Creeks | CLI.CON-000001 |  |  | Approved
Katameya Creeks | CLI.CON-000001 | FIREALARM 12E.Basement.1-4 | Supply and install Intelligent addressable manual alarm station. | Approved
Katameya Creeks | CLI.CON-000001 |  |  | Approved
Katameya Creeks | CLI.CON-000001 | FIREALARM 12E.Basement.1-5 | Supply and install Intelligent addressable optical smoke detector | Approved
Katameya Creeks | CLI.CON-000001 |  |  | Approved
Katameya Creeks | CLI.CON-000001 | FIREALARM 12E.Basement.1-7 | Supply and install Intelligent addressable Multisensor detector | Approved
Katameya Creeks | CLI.CON-000001 |  |  | Approved
Katameya Creeks | CLI.CON-000001 | FIREALARM 12E.Basement.1-8 | Supply and install Fire alarm bell with Strobe light. | Approved
Katameya Creeks | CLI.CON-000001 |  |  | Approved
Katameya Creeks | CLI.CON-000001 | FIREALARM 12E.Basement.1-9 | Supply and install control module for exhaust fan. | Approved
Katameya Creeks | CLI.CON-000001 |  |  | Approved
Katameya Creeks | CLI.CON-000001 | FIREALARM 12E.Basement.1-10 | Supply and install monitor module for fire fighting switches. | Approved
Katameya Creeks | CLI.CON-000001 |  |  | Approved
Katameya Creeks | CLI.CON-000001 | FIREALARM 13G.Basement.1-1 | Main fire alarm control panel (FACP) intelligent addressable type with capacity (1 loops), the item includes back-up batteries, battery charger, fault isolation modules, interfaces modules, programming and any needed / related accessories. | Approved
Katameya Creeks | CLI.CON-000001 |  |  | Approved
Katameya Creeks | CLI.CON-000001 | FIREALARM 13G.Basement.1-2 | Automatic dialer to call fire brigade in case of fire | Approved
Katameya Creeks | CLI.CON-000001 |  |  | Approved
Katameya Creeks | CLI.CON-000001 | FIREALARM 13G.Basement.1-3 | Fire alarm outlet complete with outlet boxes, pull boxes conduits, conduit fittings, 2x1.5 mm² fire alarm cable rated 105C back to next outlet or fire alarm panel, conduits will be PVC type in case of imbedded in concrete or galvanized steel in case of exposed fixation. | Approved
Katameya Creeks | CLI.CON-000001 |  |  | Approved
Katameya Creeks | CLI.CON-000001 | Type G.Buildings.8-3 | Door bell switch | Approved
Katameya Creeks | CLI.CON-000001 |  |  | Approved
Katameya Creeks | CLI.CON-000001 | Type G.Buildings.8-4 | THERMOSTAT | Approved
Katameya Creeks | CLI.CON-000001 |  |  | Approved
Katameya Creeks | CLI.CON-000001 | Type G.Buildings.8-5 | Door bell switch | Approved
Katameya Creeks | CLI.CON-000001 |  |  | Approved
Katameya Creeks | CLI.CON-000001 | Type G.Buildings.8-6 | THERMOSTAT | Approved
Katameya Creeks | CLI.CON-000001 |  |  | Approved
Katameya Creeks | CLI.CON-000001 | Type G.Buildings.8-7 | Door bell switch | Approved
Katameya Creeks | CLI.CON-000001 |  |  | Approved
Katameya Creeks | CLI.CON-000001 | Type G.Buildings.8-8 | THERMOSTAT | Approved
Katameya Creeks | CLI.CON-000001 |  |  | Approved
Katameya Creeks | CLI.CON-000001 | Type G.Buildings.8-9 | Door bell switch | Approved
Katameya Creeks | CLI.CON-000001 |  |  | Approved
Katameya Creeks | CLI.CON-000001 | Type G.Buildings.8-10 | THERMOSTAT | Approved
Katameya Creeks | CLI.CON-000001 |  |  | Approved
Katameya Creeks | CLI.CON-000001 | Type G.Buildings.9-1 | Supply and install panel with power meter (pre-paid) as per Electric recommendation, complete with all related accessories as shown on drawings. | Approved
Katameya Creeks | CLI.CON-000001 |  |  | Approved
Katameya Creeks | CLI.CON-000001 | Type G.Buildings.9-2 | Supply and install panel with power meter (pre-paid) as per Electric recommendation, complete with all related accessories as shown on drawings. | Approved
Katameya Creeks | CLI.CON-000001 |  |  | Approved
Katameya Creeks | CLI.CON-000001 | Type G.Buildings.9-3 | Supply and install panel with power meter (pre-paid) as per Electric recommendation, complete with all related accessories as shown on drawings. | Approved
Katameya Creeks | CLI.CON-000001 |  |  | Approved
Katameya Creeks | CLI.CON-000001 | Type G.Buildings.9-4 | Supply and install panel with power meter (pre-paid) as per Electric recommendation, complete with all related accessories as shown on drawings. | Approved
Katameya Creeks | CLI.CON-000001 |  |  | Approved
Katameya Creeks | CLI.CON-000001 | Type G.Buildings.9-5 | Supply and install panel with power meter (pre-paid) as per Electric recommendation, complete with all related accessories as shown on drawings. | Approved
Katameya Creeks | CLI.CON-000001 |  |  | Approved
Katameya Creeks | CLI.CON-000001 | Type G.Buildings.10-1 | Supply and install IT RACK INCLUDED 2 PATCH PANNEL | Approved
Katameya Creeks | CLI.CON-000001 |  |  | Approved
Katameya Creeks | CLI.CON-000001 | Type G.Buildings.10-2 | Supply and install a complete Low Current outlet from the to the outlet | Approved
Katameya Creeks | CLI.CON-000001 |  |  | Approved
Katameya Creeks | CLI.CON-000001 | Type G.Buildings.10-3 | Supply and install IT RACK INCLUDED 2 PATCH PANNEL | Approved
Katameya Creeks | CLI.CON-000001 |  |  | Approved
Katameya Creeks | CLI.CON-000001 | Type G.Buildings.10-4 | Supply and install a complete Low Current outlet from the to the outlet | Approved
Katameya Creeks | CLI.CON-000001 |  |  | Approved
Katameya Creeks | CLI.CON-000001 | Type G.Buildings.10-5 | Supply and install IT RACK INCLUDED 2 PATCH PANNEL | Approved
Katameya Creeks | CLI.CON-000001 |  |  | Approved
Katameya Creeks | CLI.CON-000001 | Type G.Buildings.10-6 | Supply and install a complete Low Current outlet from the to the outlet | Approved
Katameya Creeks | CLI.CON-000001 | Type D.Buildings.10-7 | Supply and install IT RACK INCLUDED 2 PATCH PANNEL | Approved
Katameya Creeks | CLI.CON-000001 |  |  | Approved
Katameya Creeks | CLI.CON-000001 | Type D.Buildings.10-8 | Supply and install a complete Low Current outlet from the to the outlet | Approved
Katameya Creeks | CLI.CON-000001 |  |  | Approved
Katameya Creeks | CLI.CON-000001 | Type D1.Buildings.1-1 | PP-G1 | Approved
Katameya Creeks | CLI.CON-000001 |  |  | Approved
Katameya Creeks | CLI.CON-000001 | Type D1.Buildings.1-2 | MCC-G1 | Approved
Katameya Creeks | CLI.CON-000001 |  |  | Approved
Katameya Creeks | CLI.CON-000001 | Type D1.Buildings.1-3 | PP-T1 | Approved
Katameya Creeks | CLI.CON-000001 |  |  | Approved
Katameya Creeks | CLI.CON-000001 | Type D1.Buildings.1-4 | MCC-T1 | Approved
Katameya Creeks | CLI.CON-000001 |  |  | Approved
Katameya Creeks | CLI.CON-000001 | Type D1.Buildings.1-5 | PP-D1 | Approved
Katameya Creeks | CLI.CON-000001 |  |  | Approved
Katameya Creeks | CLI.CON-000001 | Type D1.Buildings.1-6 | PP-D12 | Approved
Katameya Creeks | CLI.CON-000001 |  |  | Approved
Katameya Creeks | CLI.CON-000001 | Type D1.Buildings.1-7 | MCC-D1 | Approved
Katameya Creeks | CLI.CON-000001 |  |  | Approved
Katameya Creeks | CLI.CON-000001 | Type D1.Buildings.1-8 | PP-D4 | Approved
Katameya Creeks | CLI.CON-000001 |  |  | Approved
Katameya Creeks | CLI.CON-000001 | Type D1.Buildings.1-9 | MCC-D | Approved
Katameya Creeks | CLI.CON-000001 |  |  | Approved
Katameya Creeks | CLI.CON-000001 | Type D1.Buildings.2-1 | (4x25)+16mm² | Approved
Katameya Creeks | CLI.CON-000001 |  |  | Approved
Katameya Creeks | CLI.CON-000001 | Type D1.Buildings.2-2 | (4x10)+6mm² | Approved
Katameya Creeks | CLI.CON-000001 |  |  | Approved
Katameya Creeks | CLI.CON-000001 | Type D1.Buildings.2-3 | (4x16)+16mm² | Approved
Katameya Creeks | CLI.CON-000001 |  |  | Approved
Katameya Creeks | CLI.CON-000001 | Type D1.Buildings.2-4 | (4x6)+6mm² | Approved
Katameya Creeks | CLI.CON-000001 |  |  | Approved
Katameya Creeks | CLI.CON-000001 | Type D1.Buildings.2-5 | (4x35)+16mm² | Approved
Katameya Creeks | CLI.CON-000001 |  |  | Approved
Katameya Creeks | CLI.CON-000001 | Type D1.Buildings.2-6 | (4x10)+10mm² | Approved
Katameya Creeks | CLI.CON-000001 |  |  | Approved
Katameya Creeks | CLI.CON-000001 | Type D1.Buildings.2-7 | (4x6)+6mm² | Approved
Katameya Creeks | CLI.CON-000001 |  |  | Approved
Katameya Creeks | CLI.CON-000001 | Type D1.Buildings.2-8 | (4x25)+16mm² | Approved
Katameya Creeks | CLI.CON-000001 |  |  | Approved
Katameya Creeks | CLI.CON-000001 | Type D1.Buildings.2-9 | (4x6)+6mm² | Approved
Katameya Creeks | CLI.CON-000001 |  |  | Approved
Katameya Creeks | CLI.CON-000001 | Type D1.Buildings.3-1 | Supply, install & test a lighting fixtures complete with wiring (3x3) mm², back to panel or second outlet, according to drawings and specifications | Approved
Katameya Creeks | CLI.CON-000001 |  |  | Approved
Katameya Creeks | CLI.CON-000001 | RFV-023 | Replace some of Inspection Champers with Ductile Floor Cleanouts in basements | Approved
Katameya Creeks | CLI.CON-000001 |  |  | Approved
Katameya Creeks | CLI.CON-000001 | RFV-030 | Mechanical Works-Adding G.R.P cover with dimension (600 x 900) at sumpits for all Buildings | Approved
Katameya Creeks | CLI.CON-000001 |  |  | Approved
Katameya Creeks | CLI.CON-000001 | RFV-032 | Architectural Works- Metal flashing and sealant fillet for Vertical Water proofing of Retaining Wall for Villas | Approved
Katameya Creeks | CLI.CON-000001 |  |  | Approved
Katameya Creeks | CLI.CON-000001 | RFV-033 | Architectural Works- Metal flashing and sealant fillet for Vertical Water proofing of Retaining Wall for buildings | Approved
Katameya Creeks | CLI.CON-000001 |  |  | Approved
Katameya Creeks | CLI.CON-000001 | RFV-075 | Supply & Apply Style White Ceramic Tile with size 60 X 60 from GEMMA for Bathroom Floor | Approved
Katameya Creeks | CLI.CON-000001 |  |  | Approved
Katameya Creeks | CLI.CON-000001 | RFV-076 | Supply and apply 20mm Thick. Turkish beige Marble for floors of buildings main entrances and Elevator Lobby at Basement | Approved
Katameya Creeks | CLI.CON-000001 |  |  | Approved
Katameya Creeks | CLI.CON-000001 | 3.Basement.6G1 | توريد وعمل بلاطات خرسانية مسلحة لزوم أرضيات البدروم بسمك 15 سم بالأبعاد والمناسيب الموضحة بالرسومات التنفيذية وشبكة تسليح 4ɸ10/م في الاتجاهين علي ألا تقل مقاومة الضغط للمكعب القياسـي عن 250 كجم/سم2. والبند يشمل القياس هندسي لكافة الاعمال المنفذة وكافة المعدات والفرم والشدات والمصنعيات اللازمة لنهو الأعمال طبقاً لأصول الصناعة ومواصفات الكود المصري لأعمال الخرسانة العادية والمسلحة والمواصفات الفنية للمشروع. | Approved
Katameya Creeks | CLI.CON-000001 |  |  | Approved
Katameya Creeks | CLI.CON-000001 | 4.Basement.6G1 | توريد وعمل خرسانة مسلحة لزوم الأساسات بالقطاعات والأبعاد والمناسيب والتسليح الموضحة بالرسومات التنفيذية علي ألا تقل مقاومة الضغط للمكعب القياسـي عن 350 كجم/سم2 وبنسبة تسليح 74 كجم للمتر المكعب من الخرسانة. والبند يشمل القياس هندسي لكافة الاعمال المنفذة وكافة المعدات والفرم والشدات والمصنعيات اللازمة لنهو الأعمال طبقاً لأصول الصناعة ومواصفات الكود المصري لأعمال الخرسانة العادية والمسلحة والمواصفات الفنية للمشروع. كما يشمل البند كافة الاختبارات علي المواد قبل وبعد صب الخرسانة وكذلك التجارب اللازمة للتحكم في الجودة ومعالجة الخرسانة طبقاً للمواصفات الفنية وتعليمات المهندس المشرف. | Approved
Katameya Creeks | CLI.CON-000001 |  |  | Approved
Katameya Creeks | CLI.CON-000001 | 5.Basement.6G1 | توريد وعمل خرسانة مسلحة لزوم اعمدة دور البدروم بالقطاعات والأبعاد والمناسيب والتسليح الموضحة بالرسومات التنفيذية ألا تقل مقاومة الضغط للمكعب القياسـي عن 350 كجم/سم2 وبنسبة تسليح 180 كجم للمتر المكعب من الخرسانة. والبند يشمل القياس هندسي لكافة الاعمال المنفذة وكافة المعدات والفرم والشدات والمصنعيات اللازمة لنهو الأعمال طبقاً لأصول الصناعة ومواصفات الكود المصري لأعمال الخرسانة العادية والمسلحة والمواصفات الفنية للمشروع. كما يشمل البند كافة الاختبارات علي المواد قبل وبعد صب الخرسانة وكذلك التجارب اللازمة للتحكم في الجودة ومعالجة الخرسانة طبقاً للمواصفات الفنية وتعليمات المهندس المشرف. | Approved
Katameya Creeks | CLI.CON-000001 |  |  | Approved
Katameya Creeks | CLI.CON-000001 | 6.Basement.6G1 | توريد وعمل خرسانة مسلحة لزوم الحوائط الساندة بدور البدروم بالقطاعات والأبعاد والمناسيب والتسليح الموضحة بالرسومات التنفيذية ألا تقل مقاومة الضغط للمكعب القياسـي عن 350 كجم/سم2 وبنسبة تسليح 75 كجم للمتر المكعب من الخرسانة. والبند يشمل القياس هندسي لكافة الاعمال المنفذة وكافة المعدات والفرم والشدات والمصنعيات اللازمة لنهو الأعمال طبقاً لأصول الصناعة ومواصفات الكود المصري لأعمال الخرسانة العادية والمسلحة والمواصفات الفنية للمشروع. كما يشمل البند كافة الاختبارات علي المواد قبل وبعد صب الخرسانة وكذلك التجارب اللازمة للتحكم في الجودة ومعالجة الخرسانة طبقاً للمواصفات الفنية وتعليمات المهندس المشرف. | Approved
Katameya Creeks | CLI.CON-000001 |  |  | Approved
Katameya Creeks | CLI.CON-000001 | 7.Basement.6G1 | توريد وعمل خرسانة مسلحة لزوم بلاطات وكمرات وسلالم سقف دور البدروم بالقطاعات والأبعاد والمناسيب والتسليح الموضحة بالرسومات التنفيذية علي ألا تقل مقاومة الضغط للمكعب القياسـي عن 350 كجم/سم2 وبنسبة تسليح 110 كجم للمتر المكعب من الخرسانة. والبند يشمل القياس هندسي لكافة الاعمال المنفذة وكافة المعدات والفرم والشدات والمصنعيات اللازمة لنهو الأعمال طبقاً لأصول الصناعة ومواصفات الكود المصري لأعمال الخرسانة العادية والمسلحة والمواصفات الفنية للمشروع.كما يشمل البند كافة الاختبارات علي المواد قبل وبعد صب الخرسانة وكذلك التجارب اللازمة للتحكم في الجودة ومعالجة الخرسانة طبقاً للمواصفات الفنية وتعليمات المهندس المشرف. | Approved
Katameya Creeks | CLI.CON-000001 |  |  | Approved
Katameya Creeks | CLI.CON-000001 | 8.2.3.Buildings.Arch | D4 (1.00x2.40) | Approved
Katameya Creeks | CLI.CON-000001 |  |  | Approved
Katameya Creeks | CLI.CON-000001 | 8.2.4.Buildings.Arch | D4-A (1.00x2.40) | Approved
Katameya Creeks | CLI.CON-000001 |  |  | Approved
Katameya Creeks | CLI.CON-000001 | 8.2.5.Buildings.Arch | D5 (0.90x2.40) | Approved
Katameya Creeks | CLI.CON-000001 |  |  | Approved
Katameya Creeks | CLI.CON-000001 | 8.2.6.Buildings.Arch | D6 (0.90x2.20) | Approved
Katameya Creeks | CLI.CON-000001 |  |  | Approved
Katameya Creeks | CLI.CON-000001 | 8.2.7.Buildings.Arch | D6 (0.75x2.40) | Approved
Katameya Creeks | CLI.CON-000001 |  |  | Approved
Katameya Creeks | CLI.CON-000001 | 8.2.8.Buildings.Arch | D6 (0.80x2.20) | Approved
Katameya Creeks | CLI.CON-000001 |  |  | Approved
Katameya Creeks | CLI.CON-000001 | 8.2.9.Buildings.Arch | D7 (1.00x2.40) | Approved
Katameya Creeks | CLI.CON-000001 |  |  | Approved
Katameya Creeks | CLI.CON-000001 | 8.2.10.Buildings.Arch | D7 (0.75x2.20) | Approved
Katameya Creeks | CLI.CON-000001 |  |  | Approved
Katameya Creeks | CLI.CON-000001 | 8.2.11.Buildings.Arch | D8 (0.90x2.40) | Approved
Katameya Creeks | CLI.CON-000001 |  |  | Approved
Katameya Creeks | CLI.CON-000001 | 8.2.12.Buildings.Arch | D9 (0.80x2.40) | Approved
Katameya Creeks | CLI.CON-000001 |  |  | Approved
Katameya Creeks | CLI.CON-000001 | 8.2.13.Buildings.Arch | D10 (0.70x2.40) | Approved
Katameya Creeks | CLI.CON-000001 |  |  | Approved
Katameya Creeks | CLI.CON-000001 | 9.1.Buildings.Arch | اعمال توريد و تركيب هاندريل زجاج 20مم لزوم السلم الداخل | Approved
Katameya Creeks | CLI.CON-000001 |  |  | Approved
Katameya Creeks | CLI.CON-000001 | 9.5.Buildings.Arch | اعمال توريد و تركيب درابزين سلم الومنبيوم إرتفاع 90 سم | Approved
Katameya Creeks | CLI.CON-000001 |  |  | Approved
Katameya Creeks | CLI.CON-000001 | 10.1.Buildings.Arch | أعمال توريد و تنفيذ بولي ايثيلين 150 ميكرون تحت الخرسانة العادية | Approved
Katameya Creeks | CLI.CON-000001 |  |  | Approved
Katameya Creeks | CLI.CON-000001 | 10.2.Buildings.Arch | أعمال توريد و تنفيذ عزل بيتومين سيكا W فوق اللبشة | Approved
Katameya Creeks | CLI.CON-000001 |  |  | Approved
Katameya Creeks | CLI.CON-000001 | 10.3.Buildings.Arch | بالمر المسطح توريد وعمل طبقة عازلة للرطوبة لزوم الحمامات والمطبخ باستخدام مواد ذات اساس اسمني انتاج شركة سيكا (عزل كيماوى سيكا 107) | Approved
Katameya Creeks | CLI.CON-000001 |  |  | Approved
Katameya Creeks | CLI.CON-000001 | 10.5.Buildings.Arch | اعمال توريد وننفيذ عزل لسقف البدروم (عزل كيماوى سيكا 107) | Approved
Katameya Creeks | CLI.CON-000001 |  |  | Approved
Katameya Creeks | CLI.CON-000001 | 10.6.Buildings.Arch | اعمال توريد وننفيذ عزل للحوائط الخرسانية من الخارج والسعر يشمل طبقة من membrane 4mm و الواح كارتونال 3مم | Approved
Katameya Creeks | CLI.CON-000001 |  |  | Approved
Katameya Creeks | CLI.CON-000001 | 11.1.Buildings.Arch | اعمال تنفيذ أرضيات خرسانة هليكوبتر (سعر التوريد شامل في مقايسة الانشائي) | Approved
Katameya Creeks | CLI.CON-000001 |  |  | Approved
Katameya Creeks | CLI.CON-000001 | SERVICE 5 E.Basement.8-11 | One way, two gang switch outlet | Approved
Katameya Creeks | CLI.CON-000001 |  |  | Approved
Katameya Creeks | CLI.CON-000001 | SERVICE 5 E.Basement.8-12 | Entermediate switch | Approved
Katameya Creeks | CLI.CON-000001 |  |  | Approved
Katameya Creeks | CLI.CON-000001 | SERVICE 5 E.Basement.8-13 | motion detector | Approved
Katameya Creeks | CLI.CON-000001 |  |  | Approved
Katameya Creeks | CLI.CON-000001 | SERVICE 5 E.Basement.8-14 | I.S, 3P, 40 A for LIFT | Approved
Katameya Creeks | CLI.CON-000001 |  |  | Approved
Katameya Creeks | CLI.CON-000001 | SERVICE 5 E.Basement.8-15 | I.S, 3P, 63 A for EXHAUST FAN | Approved
Katameya Creeks | CLI.CON-000001 |  |  | Approved
Katameya Creeks | CLI.CON-000001 | SERVICE 5 E.Basement.8-16 | I.S, 2P, 20 A for A/C | Approved
Katameya Creeks | CLI.CON-000001 |  |  | Approved
Katameya Creeks | CLI.CON-000001 | SERVICE 5 E.Basement.8-17 | I.S, 2P, 20 A for EWH (ceiling mounted) | Approved
Katameya Creeks | CLI.CON-000001 |  |  | Approved
Katameya Creeks | CLI.CON-000001 | SERVICE 5 E.Basement.8-18 | Supply and install a complete Low Current outlet from RACK to the outlet | Approved
Katameya Creeks | CLI.CON-000001 |  |  | Approved
Katameya Creeks | CLI.CON-000001 | SERVICE 5 E.Basement.9.1 | Type F1 | Approved
Katameya Creeks | CLI.CON-000001 |  |  | Approved
Katameya Creeks | CLI.CON-000001 | SERVICE 5 E.Basement.9.2 | Type C2 | Approved
Katameya Creeks | CLI.CON-000001 |  |  | Approved
Katameya Creeks | CLI.CON-000001 | SERVICE 5 E.Basement.9.3 | Type C3 | Approved
Katameya Creeks | CLI.CON-000001 |  |  | Approved
Katameya Creeks | CLI.CON-000001 | SERVICE 5 E.Basement.9.4 | Type D1 | Approved
Katameya Creeks | CLI.CON-000001 |  |  | Approved
Katameya Creeks | CLI.CON-000001 | SERVICE 5 E.Basement.9.5 | Type D2 | Approved
Katameya Creeks | CLI.CON-000001 |  |  | Approved
Katameya Creeks | CLI.CON-000001 | SERVICE 5 E.Basement.9 | Earthing system for power not more than 3 ohm | Approved
Katameya Creeks | CLI.CON-000001 |  |  | Approved
Katameya Creeks | CLI.CON-000001 | SERVICE 5 E.Basement.10.1 | 100x100 mm width | Approved
Katameya Creeks | CLI.CON-000001 |  |  | Approved
Katameya Creeks | CLI.CON-000001 | 6G1 SERVICE.Basement.1-1 | MDB-1 | Approved
Katameya Creeks | CLI.CON-000001 |  |  | Approved
Katameya Creeks | CLI.CON-000001 | 6G1 SERVICE.Basement.1-2 | MDB-2 | Approved
Katameya Creeks | CLI.CON-000001 |  |  | Approved
Katameya Creeks | CLI.CON-000001 | 6G1 SERVICE.Basement.1-3 | EMDB | Approved
Katameya Creeks | CLI.CON-000001 |  |  | Approved
Katameya Creeks | CLI.CON-000001 | 6G1 SERVICE.Basement.1-4 | LPP-B (with pre-paid power meter ) | Approved
Katameya Creeks | CLI.CON-000001 |  |  | Approved
Katameya Creeks | CLI.CON-000001 | 6G1 SERVICE.Basement.1-5 | SMDB-G | Approved
Katameya Creeks | CLI.CON-000001 |  |  | Approved
Katameya Creeks | CLI.CON-000001 | 6G1 SERVICE.Basement.1-6 | SMDB-1st | Approved
Katameya Creeks | CLI.CON-000001 |  |  | Approved
Katameya Creeks | CLI.CON-000001 | 6G1 SERVICE.Basement.1-7 | SMDB-2nd | Approved
Katameya Creeks | CLI.CON-000001 |  |  | Approved
Katameya Creeks | CLI.CON-000001 | SERVICE 12E.Basement.4-3 | Entermediate switch outlet | Approved
Katameya Creeks | CLI.CON-000001 |  |  | Approved
Katameya Creeks | CLI.CON-000001 | SERVICE 12E.Basement.4-4 | One way, three gang switch outlet | Approved
Katameya Creeks | CLI.CON-000001 |  |  | Approved
Katameya Creeks | CLI.CON-000001 | SERVICE 12E.Basement.5-1 | Supply and install a complete socket outlet complete with wiring (3x3) mm² back to panel board or second outlet (exclude the socket) | Approved
Katameya Creeks | CLI.CON-000001 |  |  | Approved
Katameya Creeks | CLI.CON-000001 | SERVICE 12E.Basement.5-2 | Supply and install a complete socket outlet complete with wiring (4x6+6) mm² back to panel board or second outlet (exclude the socket) | Approved
Katameya Creeks | CLI.CON-000001 |  |  | Approved
Katameya Creeks | CLI.CON-000001 | SERVICE 12E.Basement.6-1 | Supply and install a complete electrical outlet for F.A.C.P complete with wiring (3x4) mm² back to panel board or second outlet | Approved
Katameya Creeks | CLI.CON-000001 |  |  | Approved
Katameya Creeks | CLI.CON-000001 | SERVICE 12E.Basement.6-2 | Supply and install a complete electrical outlet for Exhaust fan complete with wiring (4x16+16) mm² back to panel board or second outlet | Approved
Katameya Creeks | CLI.CON-000001 |  |  | Approved
Katameya Creeks | CLI.CON-000001 | SERVICE 12E.Basement.7-1 | I.S, 3P, 40 A outlet with wire (4x10+10) for LIFT | Approved
Katameya Creeks | CLI.CON-000001 |  |  | Approved
Katameya Creeks | CLI.CON-000001 | SERVICE 12E.Basement.7-2 | I.S, 2P, 20 A outlet with wire (3x4) for A/C | Approved
Katameya Creeks | CLI.CON-000001 |  |  | Approved
Katameya Creeks | CLI.CON-000001 | SERVICE 12E.Basement.8-1 | 16 AMP, 220 Volt, single socket (Weather Proof) | Approved
Katameya Creeks | CLI.CON-000001 |  |  | Approved
Katameya Creeks | CLI.CON-000001 | SERVICE 12E.Basement.8-2 | 16 AMP, 220 Volt, single socket for storage EX.FAN | Approved
Katameya Creeks | CLI.CON-000001 |  |  | Approved
Katameya Creeks | CLI.CON-000001 | SERVICE 12E.Basement.8-3 | 32 AMP, 380 Volt, three phase socket. | Approved
Katameya Creeks | CLI.CON-000001 |  |  | Approved
Katameya Creeks | CLI.CON-000001 | SERVICE 12E.Basement.8-4 | One way, one gang switch | Approved
Katameya Creeks | CLI.CON-000001 |  |  | Approved
Katameya Creeks | CLI.CON-000001 | SERVICE 12E.Basement.8-5 | Two way, one gang switch | Approved
Katameya Creeks | CLI.CON-000001 |  |  | Approved
Katameya Creeks | CLI.CON-000001 | SERVICE 12E.Basement.8-6 | One way, three gang switch outlet | Approved
Katameya Creeks | CLI.CON-000001 |  |  | Approved
Katameya Creeks | CLI.CON-000001 | SERVICE 12E.Basement.8-7 | Entermediate switch | Approved
Katameya Creeks | CLI.CON-000001 |  |  | Approved
Katameya Creeks | CLI.CON-000001 | SERVICE 12E.Basement.8-8 | motion detector | Approved
Katameya Creeks | CLI.CON-000001 |  |  | Approved
Katameya Creeks | CLI.CON-000001 | SERVICE 12E.Basement.8-9 | I.S, 3P, 40 A for LIFT | Approved
Katameya Creeks | CLI.CON-000001 |  |  | Approved
Katameya Creeks | CLI.CON-000001 | SERVICE 12E.Basement.8-10 | I.S, 3P, 63 A for EXHAUST FAN | Approved
Katameya Creeks | CLI.CON-000001 |  |  | Approved
Katameya Creeks | CLI.CON-000001 | SERVICE 12E.Basement.8-11 | I.S, 2P, 20 A for A/C | Approved
Katameya Creeks | CLI.CON-000001 |  |  | Approved
Katameya Creeks | CLI.CON-000001 | SERVICE 19D.Basement.2-1 | (4x6)+6mm² | Approved
Katameya Creeks | CLI.CON-000001 |  |  | Approved
Katameya Creeks | CLI.CON-000001 | SERVICE 19D.Basement.2-3 | (3x70+35)+16mm² | Approved
Katameya Creeks | CLI.CON-000001 |  |  | Approved
Katameya Creeks | CLI.CON-000001 | SERVICE 19D.Basement.2-4 | (3x95+50)+25mm² | Approved
Katameya Creeks | CLI.CON-000001 |  |  | Approved
Katameya Creeks | CLI.CON-000001 | SERVICE 19D.Basement.2-5 | (3x120+70)+35mm² | Approved
Katameya Creeks | CLI.CON-000001 |  |  | Approved
Katameya Creeks | CLI.CON-000001 | SERVICE 19D.Basement.3.1 | Supply, install & test a lighting fixtures complete with wiring (3x3) mm², back to panel or second outlet, according to drawings and specifications | Approved
Katameya Creeks | CLI.CON-000001 |  |  | Approved
Katameya Creeks | CLI.CON-000001 | SERVICE 19D.Basement.4-1 | One way, one gang switch outlet | Approved
Katameya Creeks | CLI.CON-000001 |  |  | Approved
Katameya Creeks | CLI.CON-000001 | SERVICE 19D.Basement.4-2 | Two way, one gang switch outlet | Approved
Katameya Creeks | CLI.CON-000001 |  |  | Approved
Katameya Creeks | CLI.CON-000001 | SERVICE 19D.Basement.4-3 | Entermediate switch outlet | Approved
Katameya Creeks | CLI.CON-000001 |  |  | Approved
Katameya Creeks | CLI.CON-000001 | SERVICE 19D.Basement.4-4 | One way, three gang switch outlet | Approved
Katameya Creeks | CLI.CON-000001 |  |  | Approved
Katameya Creeks | CLI.CON-000001 | SERVICE 19D.Basement.5-1 | Supply and install a complete socket outlet complete with wiring (3x3) mm² back to panel board or second outlet (exclude the socket) | Approved
Katameya Creeks | CLI.CON-000001 |  |  | Approved
Katameya Creeks | CLI.CON-000001 | SERVICE 19D.Basement.5-2 | Supply and install a complete socket outlet complete with wiring (4x6+6) mm² back to panel board or second outlet (exclude the socket) | Approved
Katameya Creeks | CLI.CON-000001 |  |  | Approved
Katameya Creeks | CLI.CON-000001 | SERVICE 19D.Basement.6-1 | Supply and install a complete electrical outlet for F.A.C.P complete with wiring (3x4) mm² back to panel board or second outlet | Approved
Katameya Creeks | CLI.CON-000001 |  |  | Approved
Katameya Creeks | CLI.CON-000001 | SERVICE 19D.Basement.6-2 | Supply and install a complete electrical outlet for Exhaust fan complete with wiring (4x16+16) mm² back to panel board or second outlet | Approved
Katameya Creeks | CLI.CON-000001 |  |  | Approved
Katameya Creeks | CLI.CON-000001 | SERVICE 19D.Basement.7-1 | I.S, 3P, 40 A outlet with wire (4x10+10) for LIFT | Approved
Katameya Creeks | CLI.CON-000001 |  |  | Approved
Katameya Creeks | CLI.CON-000001 | SERVICE 19D.Basement.7-2 | I.S, 2P, 20 A outlet with wire (3x4) for A/C | Approved
Katameya Creeks | CLI.CON-000001 |  |  | Approved
Katameya Creeks | CLI.CON-000001 | SERVICE 19D.Basement.8-1 | 16 AMP, 220 Volt, single socket (Weather Proof) | Approved
Katameya Creeks | CLI.CON-000001 |  |  | Approved
Katameya Creeks | CLI.CON-000001 | SERVICE 19D.Basement.8-2 | 16 AMP, 220 Volt, single socket for storage EX.FAN (Weather Proof) | Approved
Katameya Creeks | CLI.CON-000001 |  |  | Approved
Katameya Creeks | CLI.CON-000001 | SERVICE 19D.Basement.8-3 | 32 AMP, 380 Volt, three phase socket. | Approved
Katameya Creeks | CLI.CON-000001 |  |  | Approved
Katameya Creeks | CLI.CON-000001 | SERVICE 19D.Basement.8-4 | One way, one gang switch | Approved
Katameya Creeks | CLI.CON-000001 |  |  | Approved
Katameya Creeks | CLI.CON-000001 |  |  | Approved
Katameya Creeks | CLI.CON-000001 | FIREALARM 13G.Basement.1-4 | Supply and install Intelligent addressable manual alarm station. | Approved
Katameya Creeks | CLI.CON-000001 |  |  | Approved
Katameya Creeks | CLI.CON-000001 | FIREALARM 13G.Basement.1-5 | Supply and install Intelligent addressable optical smoke detector | Approved
Katameya Creeks | CLI.CON-000001 |  |  | Approved
Katameya Creeks | CLI.CON-000001 | FIREALARM 13G.Basement.1-6 | Supply and install Intelligent addressable rise of heat detector | Approved
Katameya Creeks | CLI.CON-000001 |  |  | Approved
Katameya Creeks | CLI.CON-000001 | FIREALARM 13G.Basement.1-7 | Supply and install Intelligent addressable Multisensor detector | Approved
Katameya Creeks | CLI.CON-000001 |  |  | Approved
Katameya Creeks | CLI.CON-000001 | FIREALARM 13G.Basement.1-8 | Supply and install Fire alarm bell with Strobe light. | Approved
Katameya Creeks | CLI.CON-000001 |  |  | Approved
Katameya Creeks | CLI.CON-000001 | FIREALARM 13G.Basement.1-9 | Supply and install control module for exhaust fan. | Approved
Katameya Creeks | CLI.CON-000001 |  |  | Approved
Katameya Creeks | CLI.CON-000001 | FIREALARM 13G.Basement.1-10 | Supply and install monitor module for fire fighting switches. | Approved
Katameya Creeks | CLI.CON-000001 |  |  | Approved
Katameya Creeks | CLI.CON-000001 | FIREALARM 14F.Basement.1-1 | Main fire alarm control panel (FACP) intelligent addressable type with capacity (1 loops), the item includes back-up batteries, battery charger, fault isolation modules, interfaces modules, programming and any needed / related accessories. | Approved
Katameya Creeks | CLI.CON-000001 |  |  | Approved
Katameya Creeks | CLI.CON-000001 | FIREALARM 14F.Basement.1-2 | Automatic dialer to call fire brigade in case of fire | Approved
Katameya Creeks | CLI.CON-000001 |  |  | Approved
Katameya Creeks | CLI.CON-000001 | FIREALARM 14F.Basement.1-3 | Fire alarm outlet complete with outlet boxes, pull boxes conduits, conduit fittings, 2x1.5 mm² fire alarm cable rated 105C back to next outlet or fire alarm panel, conduits will be PVC type in case of imbedded in concrete or galvanized steel in case of exposed fixation. | Approved
Katameya Creeks | CLI.CON-000001 |  |  | Approved
Katameya Creeks | CLI.CON-000001 | FIREALARM 14F.Basement.1-4 | Supply and install Intelligent addressable manual alarm station. | Approved
Katameya Creeks | CLI.CON-000001 |  |  | Approved
Katameya Creeks | CLI.CON-000001 | FIREALARM 14F.Basement.1-5 | Supply and install Intelligent addressable optical smoke detector | Approved
Katameya Creeks | CLI.CON-000001 |  |  | Approved
Katameya Creeks | CLI.CON-000001 | FIREALARM 14F.Basement.1-7 | Supply and install Intelligent addressable Multisensor detector | Approved
Katameya Creeks | CLI.CON-000001 |  |  | Approved
Katameya Creeks | CLI.CON-000001 | FIREALARM 14F.Basement.1-8 | Supply and install Fire alarm bell with Strobe light. | Approved
Katameya Creeks | CLI.CON-000001 |  |  | Approved
Katameya Creeks | CLI.CON-000001 | FIREALARM 14F.Basement.1-9 | Supply and install control module for exhaust fan. | Approved
Katameya Creeks | CLI.CON-000001 |  |  | Approved
Katameya Creeks | CLI.CON-000001 | FIREALARM 14F.Basement.1-10 | Supply and install monitor module for fire fighting switches. | Approved
Katameya Creeks | CLI.CON-000001 |  |  | Approved
Katameya Creeks | CLI.CON-000001 | FIREALARM 15D.Basement.1-1 | Main fire alarm control panel (FACP) intelligent addressable type with capacity (1 loops), the item includes back-up batteries, battery charger, fault isolation modules, interfaces modules, programming and any needed / related accessories. | Approved
Katameya Creeks | CLI.CON-000001 |  |  | Approved
Katameya Creeks | CLI.CON-000001 |  |  | Approved
Katameya Creeks | CLI.CON-000001 | Type G.Buildings.10-7 | Supply and install IT RACK INCLUDED 2 PATCH PANNEL | Approved
Katameya Creeks | CLI.CON-000001 |  |  | Approved
Katameya Creeks | CLI.CON-000001 | Type G.Buildings.10-8 | Supply and install a complete Low Current outlet from the to the outlet | Approved
Katameya Creeks | CLI.CON-000001 |  |  | Approved
Katameya Creeks | CLI.CON-000001 | Type G.Buildings.10-9 | Supply and install IT RACK INCLUDED 2 PATCH PANNEL | Approved
Katameya Creeks | CLI.CON-000001 |  |  | Approved
Katameya Creeks | CLI.CON-000001 | Type G.Buildings.10-10 | Supply and install a complete Low Current outlet from the to the outlet | Approved
Katameya Creeks | CLI.CON-000001 |  |  | Approved
Katameya Creeks | CLI.CON-000001 | Type G.Buildings.4-11 | Two way, one gang switch outlet | Approved
Katameya Creeks | CLI.CON-000001 |  |  | Approved
Katameya Creeks | CLI.CON-000001 | Type G1.Buildings.1-1 | PP-G1 | Approved
Katameya Creeks | CLI.CON-000001 |  |  | Approved
Katameya Creeks | CLI.CON-000001 | Type G1.Buildings.1-2 | MCC-G1 | Approved
Katameya Creeks | CLI.CON-000001 |  |  | Approved
Katameya Creeks | CLI.CON-000001 | Type G1.Buildings.1-3 | PP-G3 | Approved
Katameya Creeks | CLI.CON-000001 |  |  | Approved
Katameya Creeks | CLI.CON-000001 | Type G1.Buildings.1-4 | MCC-G3 | Approved
Katameya Creeks | CLI.CON-000001 |  |  | Approved
Katameya Creeks | CLI.CON-000001 | Type G1.Buildings.1-5 | PP-T1,T2 | Approved
Katameya Creeks | CLI.CON-000001 |  |  | Approved
Katameya Creeks | CLI.CON-000001 | Type G1.Buildings.1-6 | PP-T3 | Approved
Katameya Creeks | CLI.CON-000001 |  |  | Approved
Katameya Creeks | CLI.CON-000001 | Type G1.Buildings.1-7 | MCC-T3 | Approved
Katameya Creeks | CLI.CON-000001 |  |  | Approved
Katameya Creeks | CLI.CON-000001 | Type G1.Buildings.1-8 | MCC-T1,T2 | Approved
Katameya Creeks | CLI.CON-000001 |  |  | Approved
Katameya Creeks | CLI.CON-000001 | Type G1.Buildings.1-9 | PP-4TH1 | Approved
Katameya Creeks | CLI.CON-000001 |  |  | Approved
Katameya Creeks | CLI.CON-000001 | Type G1.Buildings.1-10 | PP-4TH-D1-01 | Approved
Katameya Creeks | CLI.CON-000001 |  |  | Approved
Katameya Creeks | CLI.CON-000001 | Type G1.Buildings.1-11 | MCC-4TH1 | Approved
Katameya Creeks | CLI.CON-000001 |  |  | Approved
Katameya Creeks | CLI.CON-000001 | Type G1.Buildings.2-1 | (4x16)+16mm² | Approved
Katameya Creeks | CLI.CON-000001 |  |  | Approved
Katameya Creeks | CLI.CON-000001 | Type G1.Buildings.2-3 | (4x16)+16mm² | Approved
Katameya Creeks | CLI.CON-000001 |  |  | Approved
Katameya Creeks | CLI.CON-000001 | Type G1.Buildings.2-5 | (4x25)+16mm² | Approved
Katameya Creeks | CLI.CON-000001 |  |  | Approved
Katameya Creeks | CLI.CON-000001 | Type G1.Buildings.2-7 | (4x16)+16mm² | Approved
Katameya Creeks | CLI.CON-000001 |  |  | Approved
Katameya Creeks | CLI.CON-000001 | Type G1.Buildings.2-9 | (4x35)+16 mm² | Approved
Katameya Creeks | CLI.CON-000001 |  |  | Approved
Katameya Creeks | CLI.CON-000001 | Type D1.Buildings.3-2 | Supply, install & test a lighting fixtures complete with wiring (3x3) mm², back to panel or second outlet, according to drawings and specifications | Approved
Katameya Creeks | CLI.CON-000001 |  |  | Approved
Katameya Creeks | CLI.CON-000001 | Type D1.Buildings.3-3 | Supply, install & test a lighting fixtures complete with wiring (3x3) mm², back to panel or second outlet, according to drawings and specifications | Approved
Katameya Creeks | CLI.CON-000001 |  |  | Approved
Katameya Creeks | CLI.CON-000001 | Type D1.Buildings.3-4 | Supply, install & test a lighting fixtures complete with wiring (3x3) mm², back to panel or second outlet, according to drawings and specifications | Approved
Katameya Creeks | CLI.CON-000001 |  |  | Approved
Katameya Creeks | CLI.CON-000001 | Type D1.Buildings.4-1 | One way, one gang switch outlet | Approved
Katameya Creeks | CLI.CON-000001 |  |  | Approved
Katameya Creeks | CLI.CON-000001 | Type D1.Buildings.4-2 | One way, two gang switch outlet | Approved
Katameya Creeks | CLI.CON-000001 |  |  | Approved
Katameya Creeks | CLI.CON-000001 | Type D1.Buildings.4-3 | One way, three gang switch outlet | Approved
Katameya Creeks | CLI.CON-000001 |  |  | Approved
Katameya Creeks | CLI.CON-000001 | Type D1.Buildings.4-4 | Two way, one gang switch outlet | Approved
Katameya Creeks | CLI.CON-000001 |  |  | Approved
Katameya Creeks | CLI.CON-000001 | Type D1.Buildings.4-5 | Two way, three gang switch outlet | Approved
Katameya Creeks | CLI.CON-000001 |  |  | Approved
Katameya Creeks | CLI.CON-000001 | Type D1.Buildings.4-6 | One way, one gang switch outlet | Approved
Katameya Creeks | CLI.CON-000001 |  |  | Approved
Katameya Creeks | CLI.CON-000001 | Type D1.Buildings.4-7 | One way, two gang switch outlet | Approved
Katameya Creeks | CLI.CON-000001 |  |  | Approved
Katameya Creeks | CLI.CON-000001 | Type D1.Buildings.4-8 | One way, three gang switch outlet | Approved
Katameya Creeks | CLI.CON-000001 |  |  | Approved
Katameya Creeks | CLI.CON-000001 | Type D1.Buildings.4-9 | Two way, one gang switch outlet | Approved
Katameya Creeks | CLI.CON-000001 |  |  | Approved
Katameya Creeks | CLI.CON-000001 | Type D1.Buildings.4-10 | Two way, two gang switch outlet | Approved
Katameya Creeks | CLI.CON-000001 |  |  | Approved
Katameya Creeks | CLI.CON-000001 | Type D1.Buildings.4-11 | Two way, three gang switch outlet | Approved
Katameya Creeks | CLI.CON-000001 |  |  | Approved
Katameya Creeks | CLI.CON-000001 | Type D1.Buildings.4-12 | One way, one gang switch outlet | Approved
Katameya Creeks | CLI.CON-000001 |  |  | Approved
Katameya Creeks | CLI.CON-000001 | Type D1.Buildings.4-13 | One way, two gang switch outlet | Approved
Katameya Creeks | CLI.CON-000001 |  |  | Approved
Katameya Creeks | CLI.CON-000001 | Type D1.Buildings.4-14 | One way, three gang switch outlet | Approved
Katameya Creeks | CLI.CON-000001 |  |  | Approved
Katameya Creeks | CLI.CON-000001 | Type D1.Buildings.4-15 | Two way, one gang switch outlet | Approved
Katameya Creeks | CLI.CON-000001 |  |  | Approved
Katameya Creeks | CLI.CON-000001 | Type D1.Buildings.4-16 | Two way, three gang switch outlet | Approved
Katameya Creeks | CLI.CON-000001 |  |  | Approved
Katameya Creeks | CLI.CON-000001 | Type D1.Buildings.4-17 | One way, one gang switch outlet | Approved
Katameya Creeks | CLI.CON-000001 |  |  | Approved
Katameya Creeks | CLI.CON-000001 | 2.Basement.9D1-11D1 | توريد وعمل خرسانة عادية لزوم الأساسات بالقطاعات والأبعاد والمناسيب الموضحة بالرسومات التنفيذية علي ألا تقل مقاومة الضغط للمكعب القياسي عن 200 كجم/سم2. والبند يشمل القياس هندسي لكافة الاعمال المنفذة وكافة المعدات والفرم والشدات والمصنعيات اللازمة لنهو الأعمال طبقاً لأصول الصناعة ومواصفات الكود المصري لأعمال الخرسانة العادية والمسلحة والمواصفات الفنية للمشروع. كما يشمل البند كافة الاختبارات علي المواد قبل وبعد صب الخرسانة وكذلك التجارب اللازمة للتحكم في الجودة ومعالجة الخرسانة طبقاً للمواصفات الفنية وتعليمات المهندس المشرف | Approved
Katameya Creeks | CLI.CON-000001 |  |  | Approved
Katameya Creeks | CLI.CON-000001 | 3.Basement.9D1-11D1 | توريد وعمل بلاطات خرسانية مسلحة لزوم أرضيات البدروم بسمك 15 سم بالأبعاد والمناسيب الموضحة بالرسومات التنفيذية وشبكة تسليح 4ɸ10/م في الاتجاهين علي ألا تقل مقاومة الضغط للمكعب القياسـي عن 250 كجم/سم2. والبند يشمل القياس هندسي لكافة الاعمال المنفذة وكافة المعدات والفرم والشدات والمصنعيات اللازمة لنهو الأعمال طبقاً لأصول الصناعة ومواصفات الكود المصري لأعمال الخرسانة العادية والمسلحة والمواصفات الفنية للمشروع. | Approved
Katameya Creeks | CLI.CON-000001 |  |  | Approved
Katameya Creeks | CLI.CON-000001 | 4.Basement.9D1-11D1 | توريد وعمل خرسانة مسلحة لزوم الأساسات بالقطاعات والأبعاد والمناسيب والتسليح الموضحة بالرسومات التنفيذية علي ألا تقل مقاومة الضغط للمكعب القياسـي عن 350 كجم/سم2 وبنسبة تسليح 74 كجم للمتر المكعب من الخرسانة. والبند يشمل القياس هندسي لكافة الاعمال المنفذة وكافة المعدات والفرم والشدات والمصنعيات اللازمة لنهو الأعمال طبقاً لأصول الصناعة ومواصفات الكود المصري لأعمال الخرسانة العادية والمسلحة والمواصفات الفنية للمشروع. كما يشمل البند كافة الاختبارات علي المواد قبل وبعد صب الخرسانة وكذلك التجارب اللازمة للتحكم في الجودة ومعالجة الخرسانة طبقاً للمواصفات الفنية وتعليمات المهندس المشرف. | Approved
Katameya Creeks | CLI.CON-000001 |  |  | Approved
Katameya Creeks | CLI.CON-000001 | 5.Basement.9D1-11D1 | توريد وعمل خرسانة مسلحة لزوم اعمدة دور البدروم بالقطاعات والأبعاد والمناسيب والتسليح الموضحة بالرسومات التنفيذية ألا تقل مقاومة الضغط للمكعب القياسـي عن 350 كجم/سم2 وبنسبة تسليح 180 كجم للمتر المكعب من الخرسانة. والبند يشمل القياس هندسي لكافة الاعمال المنفذة وكافة المعدات والفرم والشدات والمصنعيات اللازمة لنهو الأعمال طبقاً لأصول الصناعة ومواصفات الكود المصري لأعمال الخرسانة العادية والمسلحة والمواصفات الفنية للمشروع. كما يشمل البند كافة الاختبارات علي المواد قبل وبعد صب الخرسانة وكذلك التجارب اللازمة للتحكم في الجودة ومعالجة الخرسانة طبقاً للمواصفات الفنية وتعليمات المهندس المشرف. | Approved
Katameya Creeks | CLI.CON-000001 |  |  | Approved
Katameya Creeks | CLI.CON-000001 | 6.Basement.9D1-11D1 | توريد وعمل خرسانة مسلحة لزوم الحوائط الساندة بدور البدروم بالقطاعات والأبعاد والمناسيب والتسليح الموضحة بالرسومات التنفيذية ألا تقل مقاومة الضغط للمكعب القياسـي عن 350 كجم/سم2 وبنسبة تسليح 75 كجم للمتر المكعب من الخرسانة. والبند يشمل القياس هندسي لكافة الاعمال المنفذة وكافة المعدات والفرم والشدات والمصنعيات اللازمة لنهو الأعمال طبقاً لأصول الصناعة ومواصفات الكود المصري لأعمال الخرسانة العادية والمسلحة والمواصفات الفنية للمشروع. كما يشمل البند كافة الاختبارات علي المواد قبل وبعد صب الخرسانة وكذلك التجارب اللازمة للتحكم في الجودة ومعالجة الخرسانة طبقاً للمواصفات الفنية وتعليمات المهندس المشرف. | Approved
Katameya Creeks | CLI.CON-000001 |  |  | Approved
Katameya Creeks | CLI.CON-000001 | 11.2.Buildings.Arch | اعمال توريد و تركيب بردورت امام المداخل وغرف ال Technical | Approved
Katameya Creeks | CLI.CON-000001 |  |  | Approved
Katameya Creeks | CLI.CON-000001 | 11.3.Buildings.Arch | (عرض 20 سم و سمك 25 مم ) Rubber Corner Guard توريد و تركيب | Approved
Katameya Creeks | CLI.CON-000001 |  |  | Approved
Katameya Creeks | CLI.CON-000001 | 11.4.Buildings.Arch | توريد و تنفيذ Epoxy Traffic Coating | Approved
Katameya Creeks | CLI.CON-000001 |  |  | Approved
Katameya Creeks | CLI.CON-000001 | 11.5.Buildings.Arch | توريد و تركيب ترقيم لأماكن السيارات (signage) ( مقاس 30x30سم) | Approved
Katameya Creeks | CLI.CON-000001 |  |  | Approved
Katameya Creeks | CLI.CON-000001 | 12.1.Buildings.Arch | توريد و تنفيذ أعمال مباني من طوب اسمنتي لزوم قصة الردم قصة ردم | Approved
Katameya Creeks | CLI.CON-000001 |  |  | Approved
Katameya Creeks | CLI.CON-000001 | 12.2.Buildings.Arch | توريد و تنفيذ أعمال مباني من طوب لايكا لا تزيد كثافته عن 500 كجم/م3 من انتاح شركة دلتا أو ما يماثلها | Approved
Katameya Creeks | CLI.CON-000001 |  |  | Approved
Katameya Creeks | CLI.CON-000001 | 12.3.Buildings.Arch | توريد و تنفيذ أعمال مباني من طوب اسمنتي مفرغ لزوم الحوائط الخارجية خارجي سمك 20سم | Approved
Katameya Creeks | CLI.CON-000001 |  |  | Approved
Katameya Creeks | CLI.CON-000001 | 1E.Basement.HVAC | مروحة لها تصرف هواء قدرة 16880 قدم مكعب لكل دقيقة عند السرعة الاولى هواء قدرة 27000 قدم مكعب لكل دقيقة لكل دقيقة عند السرعة الثانية وذلك للجراج رقم 1E | Approved
Katameya Creeks | CLI.CON-000001 |  |  | Approved
Katameya Creeks | CLI.CON-000001 | 1E.Basement.Drainage | مواسير قطر 75مم. | Approved
Katameya Creeks | CLI.CON-000001 |  |  | Approved
Katameya Creeks | CLI.CON-000001 | 1E.Basement.Water supply | مواسير قطر 25مم. | Approved
Katameya Creeks | CLI.CON-000001 |  |  | Approved
Katameya Creeks | CLI.CON-000001 | 1E.Basement.Fire Fighting | 25mm dia. | Approved
Katameya Creeks | CLI.CON-000001 |  |  | Approved
Katameya Creeks | CLI.CON-000001 | 2D-4D.Basement.HVAC | مروحة لها تصرف هواء قدرة 16890 قدم مكعب لكل دقيقة عند السرعة الاولى هواء قدرة 28150 قدم مكعب لكل دقيقة لكل دقيقة عند السرعة الثانية وذلك للجراج رقم 1E | Approved
Katameya Creeks | CLI.CON-000001 |  |  | Approved
Katameya Creeks | CLI.CON-000001 | 2D-4D.Basement.Drainage | مواسير قطر 75مم. | Approved
Katameya Creeks | CLI.CON-000001 |  |  | Approved
Katameya Creeks | CLI.CON-000001 | 2D-4D.Basement.Water supply | مواسير قطر 25مم. | Approved
Katameya Creeks | CLI.CON-000001 |  |  | Approved
Katameya Creeks | CLI.CON-000001 | 2D-4D.Basement.Fire Fighting | 25mm dia. | Approved
Katameya Creeks | CLI.CON-000001 |  |  | Approved
Katameya Creeks | CLI.CON-000001 | 7G.Basement.HVAC | مروحة لها تصرف هواء قدرة 16340 قدم مكعب لكل دقيقة عند السرعة الاولى هواء قدرة 27000 قدم مكعب لكل دقيقة لكل دقيقة عند السرعة الثانية وذلك للجراج رقم 1E | Approved
Katameya Creeks | CLI.CON-000001 |  |  | Approved
Katameya Creeks | CLI.CON-000001 | 7G.Basement.Drainage | مواسير قطر 75مم. | Approved
Katameya Creeks | CLI.CON-000001 |  |  | Approved
Katameya Creeks | CLI.CON-000001 |  |  | Approved
Katameya Creeks | CLI.CON-000001 | 6G1 SERVICE.Basement.1-8 | SMDB-3rd | Approved
Katameya Creeks | CLI.CON-000001 |  |  | Approved
Katameya Creeks | CLI.CON-000001 | 6G1 SERVICE.Basement.1-9 | SMDB-4th | Approved
Katameya Creeks | CLI.CON-000001 |  |  | Approved
Katameya Creeks | CLI.CON-000001 | 6G1 SERVICE.Basement.1-10 | STAIRS MACHINE | Approved
Katameya Creeks | CLI.CON-000001 |  |  | Approved
Katameya Creeks | CLI.CON-000001 | 6G1 SERVICE.Basement.2-1 | (4x6)+6mm² | Approved
Katameya Creeks | CLI.CON-000001 |  |  | Approved
Katameya Creeks | CLI.CON-000001 | 6G1 SERVICE.Basement.2-3 | (3x70+35)+16mm² | Approved
Katameya Creeks | CLI.CON-000001 |  |  | Approved
Katameya Creeks | CLI.CON-000001 | 6G1 SERVICE.Basement.2-4 | (3x95+50)+25mm² | Approved
Katameya Creeks | CLI.CON-000001 |  |  | Approved
Katameya Creeks | CLI.CON-000001 | 6G1 SERVICE.Basement.3.1 | Supply, install & test a lighting fixtures complete with wiring (3x3) mm², back to panel or second outlet, according to drawings and specifications | Approved
Katameya Creeks | CLI.CON-000001 |  |  | Approved
Katameya Creeks | CLI.CON-000001 | 6G1 SERVICE.Basement.4-1 | One way, one gang switch outlet | Approved
Katameya Creeks | CLI.CON-000001 |  |  | Approved
Katameya Creeks | CLI.CON-000001 | 6G1 SERVICE.Basement.4-2 | Two way, one gang switch outlet | Approved
Katameya Creeks | CLI.CON-000001 |  |  | Approved
Katameya Creeks | CLI.CON-000001 | 6G1 SERVICE.Basement.4-3 | Entermediate switch outlet | Approved
Katameya Creeks | CLI.CON-000001 |  |  | Approved
Katameya Creeks | CLI.CON-000001 | 6G1 SERVICE.Basement.4-4 | One way, three gang switch outlet | Approved
Katameya Creeks | CLI.CON-000001 |  |  | Approved
Katameya Creeks | CLI.CON-000001 | 6G1 SERVICE.Basement.5-1 | Supply and install a complete socket outlet complete with wiring (3x3) mm² back to panel board or second outlet (exclude the socket) | Approved
Katameya Creeks | CLI.CON-000001 |  |  | Approved
Katameya Creeks | CLI.CON-000001 | 6G1 SERVICE.Basement.5-2 | Supply and install a complete socket outlet complete with wiring (4x6+6) mm² back to panel board or second outlet (exclude the socket) | Approved
Katameya Creeks | CLI.CON-000001 |  |  | Approved
Katameya Creeks | CLI.CON-000001 | 6G1 SERVICE.Basement.6-1 | Supply and install a complete electrical outlet for F.A.C.P complete with wiring (3x3) mm² back to panel board or second outlet | Approved
Katameya Creeks | CLI.CON-000001 |  |  | Approved
Katameya Creeks | CLI.CON-000001 | 6G1 SERVICE.Basement.6-2 | Supply and install a complete electrical outlet for Exhaust fan complete with wiring (4x16+16) mm² back to panel board or second outlet | Approved
Katameya Creeks | CLI.CON-000001 |  |  | Approved
Katameya Creeks | CLI.CON-000001 | 6G1 SERVICE.Basement.7-1 | I.S, 3P, 40 A outlet with wire (4x10+10) for LIFT | Approved
Katameya Creeks | CLI.CON-000001 |  |  | Approved
Katameya Creeks | CLI.CON-000001 | 6G1 SERVICE.Basement.7-2 | I.S, 2P, 20 A outlet with wire (3x4) for A/C | Approved
Katameya Creeks | CLI.CON-000001 |  |  | Approved
Katameya Creeks | CLI.CON-000001 | 6G1 SERVICE.Basement.7-3 | I.S, 2P, 20 A outlet with wire (3x4) for EWH | Approved
Katameya Creeks | CLI.CON-000001 |  |  | Approved
Katameya Creeks | CLI.CON-000001 | 6G1 SERVICE.Basement.8-1 | 16 AMP, 220 Volt, doublex socket for T.V | Approved
Katameya Creeks | CLI.CON-000001 |  |  | Approved
Katameya Creeks | CLI.CON-000001 | SERVICE 12E.Basement.8-12 | Supply and install a complete Low Current outlet from RACK to the outlet | Approved
Katameya Creeks | CLI.CON-000001 |  |  | Approved
Katameya Creeks | CLI.CON-000001 | SERVICE 12E.Basement.9.1 | Type F1 | Approved
Katameya Creeks | CLI.CON-000001 |  |  | Approved
Katameya Creeks | CLI.CON-000001 | SERVICE 12E.Basement.9.2 | Type C2 | Approved
Katameya Creeks | CLI.CON-000001 |  |  | Approved
Katameya Creeks | CLI.CON-000001 | SERVICE 12E.Basement.9.3 | Type C3 | Approved
Katameya Creeks | CLI.CON-000001 |  |  | Approved
Katameya Creeks | CLI.CON-000001 | SERVICE 12E.Basement.9.4 | Type D1 | Approved
Katameya Creeks | CLI.CON-000001 |  |  | Approved
Katameya Creeks | CLI.CON-000001 | SERVICE 12E.Basement.9.5 | Type D2 | Approved
Katameya Creeks | CLI.CON-000001 |  |  | Approved
Katameya Creeks | CLI.CON-000001 | SERVICE 12E.Basement.10 | Earthing system for power not more than 3 ohm | Approved
Katameya Creeks | CLI.CON-000001 |  |  | Approved
Katameya Creeks | CLI.CON-000001 | SERVICE 12E.Basement.10.1 | Earthing system for light curent not more than 0.5 ohm | Approved
Katameya Creeks | CLI.CON-000001 |  |  | Approved
Katameya Creeks | CLI.CON-000001 | SERVICE 12E.Basement.11.1 | 100x100 mm width | Approved
Katameya Creeks | CLI.CON-000001 |  |  | Approved
Katameya Creeks | CLI.CON-000001 | SERVICE 13G.Basement.1-1 | MDB-1 | Approved
Katameya Creeks | CLI.CON-000001 |  |  | Approved
Katameya Creeks | CLI.CON-000001 | SERVICE 13G.Basement.1-2 | MDB-2 | Approved
Katameya Creeks | CLI.CON-000001 |  |  | Approved
Katameya Creeks | CLI.CON-000001 | SERVICE 13G.Basement.1-3 | EMDB | Approved
Katameya Creeks | CLI.CON-000001 |  |  | Approved
Katameya Creeks | CLI.CON-000001 | SERVICE 13G.Basement.1-4 | LPP-B (with pre-paid power meter ) | Approved
Katameya Creeks | CLI.CON-000001 |  |  | Approved
Katameya Creeks | CLI.CON-000001 | SERVICE 13G.Basement.1-5 | SMDB-G | Approved
Katameya Creeks | CLI.CON-000001 |  |  | Approved
Katameya Creeks | CLI.CON-000001 | SERVICE 13G.Basement.1-6 | SMDB-1st | Approved
Katameya Creeks | CLI.CON-000001 |  |  | Approved
Katameya Creeks | CLI.CON-000001 | SERVICE 13G.Basement.1-7 | SMDB-2nd | Approved
Katameya Creeks | CLI.CON-000001 |  |  | Approved
Katameya Creeks | CLI.CON-000001 | SERVICE 13G.Basement.1-8 | SMDB-3rd | Approved
Katameya Creeks | CLI.CON-000001 |  |  | Approved
Katameya Creeks | CLI.CON-000001 | SERVICE 13G.Basement.1-9 | SMDB-4th | Approved
Katameya Creeks | CLI.CON-000001 |  |  | Approved
Katameya Creeks | CLI.CON-000001 | SERVICE 13G.Basement.1-10 | STAIRS MACHINE | Approved
Katameya Creeks | CLI.CON-000001 |  |  | Approved
Katameya Creeks | CLI.CON-000001 | SERVICE 13G.Basement.2-1 | (4x6)+6mm² | Approved
Katameya Creeks | CLI.CON-000001 |  |  | Approved
Katameya Creeks | CLI.CON-000001 | SERVICE 13G.Basement.2-3 | (3x70+35)+16mm² | Approved
Katameya Creeks | CLI.CON-000001 |  |  | Approved
Katameya Creeks | CLI.CON-000001 | SERVICE 13G.Basement.2-4 | (3x95+50)+25mm² | Approved
Katameya Creeks | CLI.CON-000001 | SERVICE 19D.Basement.8-5 | Two way, one gang switch outlet | Approved
Katameya Creeks | CLI.CON-000001 |  |  | Approved
Katameya Creeks | CLI.CON-000001 | SERVICE 19D.Basement.8-6 | One way, three gang switch outlet | Approved
Katameya Creeks | CLI.CON-000001 |  |  | Approved
Katameya Creeks | CLI.CON-000001 | SERVICE 19D.Basement.8-7 | Entermediate switch | Approved
Katameya Creeks | CLI.CON-000001 |  |  | Approved
Katameya Creeks | CLI.CON-000001 | SERVICE 19D.Basement.8-8 | motion detector | Approved
Katameya Creeks | CLI.CON-000001 |  |  | Approved
Katameya Creeks | CLI.CON-000001 | SERVICE 19D.Basement.8-9 | I.S, 3P, 40 A for LIFT | Approved
Katameya Creeks | CLI.CON-000001 |  |  | Approved
Katameya Creeks | CLI.CON-000001 | SERVICE 19D.Basement.8-10 | I.S, 3P, 63 A for EXHAUST FAN | Approved
Katameya Creeks | CLI.CON-000001 |  |  | Approved
Katameya Creeks | CLI.CON-000001 | SERVICE 19D.Basement.8-11 | I.S, 2P, 20 A for A/C | Approved
Katameya Creeks | CLI.CON-000001 |  |  | Approved
Katameya Creeks | CLI.CON-000001 | SERVICE 19D.Basement.8-12 | Supply and install a complete Low Current outlet from RACK to the outlet | Approved
Katameya Creeks | CLI.CON-000001 |  |  | Approved
Katameya Creeks | CLI.CON-000001 | SERVICE 19D.Basement.9.1 | Type F1 | Approved
Katameya Creeks | CLI.CON-000001 |  |  | Approved
Katameya Creeks | CLI.CON-000001 | SERVICE 19D.Basement.9.2 | Type C2 | Approved
Katameya Creeks | CLI.CON-000001 |  |  | Approved
Katameya Creeks | CLI.CON-000001 | SERVICE 19D.Basement.9.3 | Type C3 | Approved
Katameya Creeks | CLI.CON-000001 |  |  | Approved
Katameya Creeks | CLI.CON-000001 | SERVICE 19D.Basement.9.4 | Type D1 | Approved
Katameya Creeks | CLI.CON-000001 |  |  | Approved
Katameya Creeks | CLI.CON-000001 | SERVICE 19D.Basement.9.5 | Type D2 | Approved
Katameya Creeks | CLI.CON-000001 |  |  | Approved
Katameya Creeks | CLI.CON-000001 | SERVICE 19D.Basement.10 | Earthing system for power not more than 3 ohm | Approved
Katameya Creeks | CLI.CON-000001 |  |  | Approved
Katameya Creeks | CLI.CON-000001 | SERVICE 19D.Basement.10.1 | Earthing system for light curent not more than 0.5 ohm | Approved
Katameya Creeks | CLI.CON-000001 |  |  | Approved
Katameya Creeks | CLI.CON-000001 | SERVICE 20 G.Basement.1-1 | MDB-1 | Approved
Katameya Creeks | CLI.CON-000001 |  |  | Approved
Katameya Creeks | CLI.CON-000001 | SERVICE 20 G.Basement.1-2 | MDB-2 | Approved
Katameya Creeks | CLI.CON-000001 |  |  | Approved
Katameya Creeks | CLI.CON-000001 | SERVICE 20 G.Basement.1-3 | EMDB | Approved
Katameya Creeks | CLI.CON-000001 |  |  | Approved
Katameya Creeks | CLI.CON-000001 | SERVICE 20 G.Basement.1-4 | LPP-B (with pre-paid power meter ) | Approved
Katameya Creeks | CLI.CON-000001 |  |  | Approved
Katameya Creeks | CLI.CON-000001 | SERVICE 20 G.Basement.1-5 | SMDB-G | Approved
Katameya Creeks | CLI.CON-000001 |  |  | Approved
Katameya Creeks | CLI.CON-000001 | SERVICE 20 G.Basement.1-6 | SMDB-1st | Approved
Katameya Creeks | CLI.CON-000001 |  |  | Approved
Katameya Creeks | CLI.CON-000001 | FIREALARM 15D.Basement.1-2 | Automatic dialer to call fire brigade in case of fire | Approved
Katameya Creeks | CLI.CON-000001 |  |  | Approved
Katameya Creeks | CLI.CON-000001 | FIREALARM 15D.Basement.1-3 | Fire alarm outlet complete with outlet boxes, pull boxes conduits, conduit fittings, 2x1.5 mm² fire alarm cable rated 105C back to next outlet or fire alarm panel, conduits will be PVC type in case of imbedded in concrete or galvanized steel in case of exposed fixation. | Approved
Katameya Creeks | CLI.CON-000001 |  |  | Approved
Katameya Creeks | CLI.CON-000001 | FIREALARM 15D.Basement.1-4 | Supply and install Intelligent addressable manual alarm station. | Approved
Katameya Creeks | CLI.CON-000001 |  |  | Approved
Katameya Creeks | CLI.CON-000001 | FIREALARM 15D.Basement.1-5 | Supply and install Intelligent addressable optical smoke detector | Approved
Katameya Creeks | CLI.CON-000001 |  |  | Approved
Katameya Creeks | CLI.CON-000001 | FIREALARM 15D.Basement.1-6 | Supply and install Intelligent addressable rise of heat detector | Approved
Katameya Creeks | CLI.CON-000001 |  |  | Approved
Katameya Creeks | CLI.CON-000001 | FIREALARM 15D.Basement.1-7 | Supply and install Intelligent addressable Multisensor detector | Approved
Katameya Creeks | CLI.CON-000001 |  |  | Approved
Katameya Creeks | CLI.CON-000001 | FIREALARM 15D.Basement.1-8 | Supply and install Fire alarm bell with Strobe light. | Approved
Katameya Creeks | CLI.CON-000001 |  |  | Approved
Katameya Creeks | CLI.CON-000001 | FIREALARM 15D.Basement.1-9 | Supply and install control module for exhaust fan. | Approved
Katameya Creeks | CLI.CON-000001 |  |  | Approved
Katameya Creeks | CLI.CON-000001 | FIREALARM 15D.Basement.1-10 | Supply and install monitor module for fire fighting switches. | Approved
Katameya Creeks | CLI.CON-000001 |  |  | Approved
Katameya Creeks | CLI.CON-000001 | FIREALARM 16E.Basement.1-1 | Main fire alarm control panel (FACP) intelligent addressable type with capacity (1 loops), the item includes back-up batteries, battery charger, fault isolation modules, interfaces modules, programming and any needed / related accessories. | Approved
Katameya Creeks | CLI.CON-000001 |  |  | Approved
Katameya Creeks | CLI.CON-000001 | FIREALARM 16E.Basement.1-2 | Automatic dialer to call fire brigade in case of fire | Approved
Katameya Creeks | CLI.CON-000001 |  |  | Approved
Katameya Creeks | CLI.CON-000001 | FIREALARM 16E.Basement.1-3 | Fire alarm outlet complete with outlet boxes, pull boxes conduits, conduit fittings, 2x1.5 mm² fire alarm cable rated 105C back to next outlet or fire alarm panel, conduits will be PVC type in case of imbedded in concrete or galvanized steel in case of exposed fixation. | Approved
Katameya Creeks | CLI.CON-000001 |  |  | Approved
Katameya Creeks | CLI.CON-000001 | FIREALARM 16E.Basement.1-4 | Supply and install Intelligent addressable manual alarm station. | Approved
Katameya Creeks | CLI.CON-000001 |  |  | Approved
Katameya Creeks | CLI.CON-000001 | FIREALARM 16E.Basement.1-5 | Supply and install Intelligent addressable optical smoke detector | Approved
Katameya Creeks | CLI.CON-000001 |  |  | Approved
Katameya Creeks | CLI.CON-000001 | FIREALARM 16E.Basement.1-7 | Supply and install Intelligent addressable Multisensor detector | Approved
Katameya Creeks | CLI.CON-000001 |  |  | Approved
Katameya Creeks | CLI.CON-000001 | FIREALARM 16E.Basement.1-8 | Supply and install Fire alarm bell with Strobe light. | Approved
Katameya Creeks | CLI.CON-000001 |  |  | Approved
Katameya Creeks | CLI.CON-000001 | FIREALARM 16E.Basement.1-9 | Supply and install control module for exhaust fan. | Approved
Katameya Creeks | CLI.CON-000001 |  |  | Approved
Katameya Creeks | CLI.CON-000001 | FIREALARM 16E.Basement.1-10 | Supply and install monitor module for fire fighting switches. | Approved
Katameya Creeks | CLI.CON-000001 | Type G1.Buildings.2-10 | (4x16)+10mm² | Approved
Katameya Creeks | CLI.CON-000001 |  |  | Approved
Katameya Creeks | CLI.CON-000001 | Type G1.Buildings.2-11 | (4x10)+10mm² | Approved
Katameya Creeks | CLI.CON-000001 |  |  | Approved
Katameya Creeks | CLI.CON-000001 | Type G1.Buildings.3-1 | Supply, install & test a lighting fixtures complete with wiring (3x3) mm², back to panel or second outlet, according to drawings and specifications | Approved
Katameya Creeks | CLI.CON-000001 |  |  | Approved
Katameya Creeks | CLI.CON-000001 | Type G1.Buildings.3-2 | Supply, install & test a lighting fixtures complete with wiring (3x3) mm², back to panel or second outlet, according to drawings and specifications | Approved
Katameya Creeks | CLI.CON-000001 |  |  | Approved
Katameya Creeks | CLI.CON-000001 | Type G1.Buildings.3-3 | Supply, install & test a lighting fixtures complete with wiring (3x3) mm², back to panel or second outlet, according to drawings and specifications | Approved
Katameya Creeks | CLI.CON-000001 |  |  | Approved
Katameya Creeks | CLI.CON-000001 | Type G1.Buildings.3-4 | Supply, install & test a lighting fixtures complete with wiring (3x3) mm², back to panel or second outlet, according to drawings and specifications | Approved
Katameya Creeks | CLI.CON-000001 |  |  | Approved
Katameya Creeks | CLI.CON-000001 | Type G1.Buildings.3-5 | Supply, install & test a lighting fixtures complete with wiring (3x3) mm², back to panel or second outlet, according to drawings and specifications | Approved
Katameya Creeks | CLI.CON-000001 |  |  | Approved
Katameya Creeks | CLI.CON-000001 | Type G1.Buildings.4-1 | One way, one gang switch outlet | Approved
Katameya Creeks | CLI.CON-000001 |  |  | Approved
Katameya Creeks | CLI.CON-000001 | Type G1.Buildings.4-2 | One way, two gang switch outlet | Approved
Katameya Creeks | CLI.CON-000001 |  |  | Approved
Katameya Creeks | CLI.CON-000001 | Type G1.Buildings.4-3 | One way, three gang switch outlet | Approved
Katameya Creeks | CLI.CON-000001 |  |  | Approved
Katameya Creeks | CLI.CON-000001 | Type G1.Buildings.4-5 | Two way, two gang switch outlet | Approved
Katameya Creeks | CLI.CON-000001 |  |  | Approved
Katameya Creeks | CLI.CON-000001 | Type G1.Buildings.4-6 | Two way, three gang switch outlet | Approved
Katameya Creeks | CLI.CON-000001 |  |  | Approved
Katameya Creeks | CLI.CON-000001 | Type G1.Buildings.4-7 | Curtain switch | Approved
Katameya Creeks | CLI.CON-000001 |  |  | Approved
Katameya Creeks | CLI.CON-000001 | Type G1.Buildings.4-8 | One way, one gang switch outlet | Approved
Katameya Creeks | CLI.CON-000001 |  |  | Approved
Katameya Creeks | CLI.CON-000001 | Type G1.Buildings.4-9 | One way, two gang switch outlet | Approved
Katameya Creeks | CLI.CON-000001 |  |  | Approved
Katameya Creeks | CLI.CON-000001 | Type G1.Buildings.4-10 | One way, three gang switch outlet | Approved
Katameya Creeks | CLI.CON-000001 |  |  | Approved
Katameya Creeks | CLI.CON-000001 | Type G1.Buildings.4-12 | Two way, two gang switch outlet | Approved
Katameya Creeks | CLI.CON-000001 |  |  | Approved
Katameya Creeks | CLI.CON-000001 | Type G1.Buildings.4-13 | Two way, three gang switch outlet | Approved
Katameya Creeks | CLI.CON-000001 |  |  | Approved
Katameya Creeks | CLI.CON-000001 | Type G1.Buildings.4-14 | Curtain switch | Approved
Katameya Creeks | CLI.CON-000001 |  |  | Approved
Katameya Creeks | CLI.CON-000001 | Type D1.Buildings.4-18 | One way, two gang switch outlet | Approved
Katameya Creeks | CLI.CON-000001 |  |  | Approved
Katameya Creeks | CLI.CON-000001 | Type D1.Buildings.4-19 | One way, three gang switch outlet | Approved
Katameya Creeks | CLI.CON-000001 |  |  | Approved
Katameya Creeks | CLI.CON-000001 | Type D1.Buildings.4-20 | Two way, one gang switch outlet | Approved
Katameya Creeks | CLI.CON-000001 |  |  | Approved
Katameya Creeks | CLI.CON-000001 | Type D1.Buildings.4-21 | Two way, three gang switch outlet | Approved
Katameya Creeks | CLI.CON-000001 |  |  | Approved
Katameya Creeks | CLI.CON-000001 | Type D1.Buildings.5-1 | Supply and install a complete socket outlet complete with wiring (3x3) mm² back to panel board or second outlet (exclude the socket) | Approved
Katameya Creeks | CLI.CON-000001 |  |  | Approved
Katameya Creeks | CLI.CON-000001 | Type D1.Buildings.5-2 | Supply and install a complete socket outlet complete with wiring (3x4) mm² back to panel board or second outlet (exclude the socket) | Approved
Katameya Creeks | CLI.CON-000001 |  |  | Approved
Katameya Creeks | CLI.CON-000001 | Type D1.Buildings.5-3 | Supply and install a complete socket outlet complete with wiring (3x3) mm² back to panel board or second outlet (exclude the socket) | Approved
Katameya Creeks | CLI.CON-000001 |  |  | Approved
Katameya Creeks | CLI.CON-000001 | Type D1.Buildings.5-4 | Supply and install a complete socket outlet complete with wiring (3x4) mm² back to panel board or second outlet (exclude the socket) | Approved
Katameya Creeks | CLI.CON-000001 |  |  | Approved
Katameya Creeks | CLI.CON-000001 | Type D1.Buildings.5-5 | Supply and install a complete socket outlet complete with wiring (3x3) mm² back to panel board or second outlet (exclude the socket) | Approved
Katameya Creeks | CLI.CON-000001 |  |  | Approved
Katameya Creeks | CLI.CON-000001 | Type D1.Buildings.5-6 | Supply and install a complete socket outlet complete with wiring (3x4) mm² back to panel board or second outlet (exclude the socket) | Approved
Katameya Creeks | CLI.CON-000001 |  |  | Approved
Katameya Creeks | CLI.CON-000001 | Type D1.Buildings.5-7 | Supply and install a complete socket outlet complete with wiring (3x3) mm² back to panel board or second outlet (exclude the socket) | Approved
Katameya Creeks | CLI.CON-000001 |  |  | Approved
Katameya Creeks | CLI.CON-000001 | Type D1.Buildings.5-8 | Supply and install a complete socket outlet complete with wiring (3x4) mm² back to panel board or second outlet (exclude the socket) | Approved
Katameya Creeks | CLI.CON-000001 |  |  | Approved
Katameya Creeks | CLI.CON-000001 | Type D1.Buildings.6-1 | Supply and install a complete electrical outlet for door bill complete with wiring (3x3) mm² back to panel board or second outlet | Approved
Katameya Creeks | CLI.CON-000001 |  |  | Approved
Katameya Creeks | CLI.CON-000001 | Type D1.Buildings.6-2 | Supply and install a complete electrical outlet for door bill complete with wiring (3x3) mm² back to panel board or second outlet | Approved
Katameya Creeks | CLI.CON-000001 |  |  | Approved
Katameya Creeks | CLI.CON-000001 | Type D1.Buildings.6-3 | Supply and install a complete electrical outlet for door bill complete with wiring (3x3) mm² back to panel board or second outlet | Approved
Katameya Creeks | CLI.CON-000001 |  |  | Approved
Katameya Creeks | CLI.CON-000001 | Type D1.Buildings.6-5 | Supply and install a complete electrical outlet for door bill complete with wiring (3x3) mm² back to panel board or second outlet | Approved
Katameya Creeks | CLI.CON-000001 |  |  | Approved
Katameya Creeks | CLI.CON-000001 | Type D1.Buildings.7-2 | I.S, 2P, 16 A outlet with wire (3x3) for A/C (ceiling mounted) | Approved
Katameya Creeks | CLI.CON-000001 |  |  | Approved
Katameya Creeks | CLI.CON-000001 | 2.Northern Fence | توريد وعمل خرسانة عادية لزوم القواعد الشريطية بسمك 30.0سم بالقطاعات والأبعاد والمناسيب الموضحة بالرسومات التنفيذية علي ألا تقل مقاومة الضغط للمكعب القياسي عن 200 كجم/سم2. والبند يشمل القياس هندسي لكافة الاعمال المنفذة وكافة المعدات والفرم والشدات والمصنعيات اللازمة لنهو الأعمال طبقاً لأصول الصناعة ومواصفات الكود المصري لأعمال الخرسانة العادية والمسلحة والمواصفات الفنية للمشروع. كما يشمل البند كافة الاختبارات علي المواد قبل وبعد صب الخرسانة وكذلك التجارب اللازمة للتحكم في الجودة ومعالجة الخرسانة طبقاً للمواصفات الفنية وتعليمات المهندس المشرف. | Approved
Katameya Creeks | CLI.CON-000001 |  |  | Approved
Katameya Creeks | CLI.CON-000001 | 3.Northern Fence | توريد وعمل خرسانة مسلحة لزوم القواعد الشريطية بسمك 40.0 سم بالقطاعات والأبعاد والمناسيب والتسليح الموضحة بالرسومات التنفيذية علي ألا تقل مقاومة الضغط للمكعب القياسـي عن 350 كجم/سم2 وبنسبة تسليح 95 كجم للمتر المكعب من الخرسانة. والبند يشمل القياس هندسي لكافة الاعمال المنفذة وكافة المعدات والفرم والشدات والمصنعيات اللازمة لنهو الأعمال طبقاً لأصول الصناعة ومواصفات الكود المصري لأعمال الخرسانة العادية والمسلحة والمواصفات الفنية للمشروع. كما يشمل البند كافة الاختبارات علي المواد قبل وبعد صب الخرسانة وكذلك التجارب اللازمة للتحكم في الجودة ومعالجة الخرسانة طبقاً للمواصفات الفنية وتعليمات المهندس المشرف. | Approved
Katameya Creeks | CLI.CON-000001 |  |  | Approved
Katameya Creeks | CLI.CON-000001 | 4.Northern Fence | توريد وعمل خرسانة مسلحة لزوم القواعد الشريطية بسمك 50.0 سم بالقطاعات والأبعاد والمناسيب والتسليح الموضحة بالرسومات التنفيذية علي ألا تقل مقاومة الضغط للمكعب القياسـي عن 350 كجم/سم2 وبنسبة تسليح 80 كجم للمتر المكعب من الخرسانة. والبند يشمل القياس هندسي لكافة الاعمال المنفذة وكافة المعدات والفرم والشدات والمصنعيات اللازمة لنهو الأعمال طبقاً لأصول الصناعة ومواصفات الكود المصري لأعمال الخرسانة العادية والمسلحة والمواصفات الفنية للمشروع. كما يشمل البند كافة الاختبارات علي المواد قبل وبعد صب الخرسانة وكذلك التجارب اللازمة للتحكم في الجودة ومعالجة الخرسانة طبقاً للمواصفات الفنية وتعليمات المهندس المشرف. | Approved
Katameya Creeks | CLI.CON-000001 |  |  | Approved
Katameya Creeks | CLI.CON-000001 | 5.Northern Fence | توريد وعمل خرسانة مسلحة لزوم القواعد الشريطية بسمك 60.0 سم بالقطاعات والأبعاد والمناسيب والتسليح الموضحة بالرسومات التنفيذية علي ألا تقل مقاومة الضغط للمكعب القياسـي عن 350 كجم/سم2 وبنسبة تسليح 78 كجم للمتر المكعب من الخرسانة. والبند يشمل القياس هندسي لكافة الاعمال المنفذة وكافة المعدات والفرم والشدات والمصنعيات اللازمة لنهو الأعمال طبقاً لأصول الصناعة ومواصفات الكود المصري لأعمال الخرسانة العادية والمسلحة والمواصفات الفنية للمشروع. كما يشمل البند كافة الاختبارات علي المواد قبل وبعد صب الخرسانة وكذلك التجارب اللازمة للتحكم في الجودة ومعالجة الخرسانة طبقاً للمواصفات الفنية وتعليمات المهندس المشرف. | Approved
Katameya Creeks | CLI.CON-000001 |  |  | Approved
Katameya Creeks | CLI.CON-000001 | 6.Northern Fence | توريد وعمل خرسانة مسلحة لزوم الحوائط بسمك 25.0 سم بالقطاعات والأبعاد والمناسيب والتسليح الموضحة بالرسومات التنفيذية ألا تقل مقاومة الضغط للمكعب القياسـي عن 350 كجم/سم2 وبنسبة تسليح 80 كجم للمتر المكعب من الخرسانة. والبند يشمل القياس هندسي لكافة الاعمال المنفذة وكافة المعدات والفرم والشدات والمصنعيات اللازمة لنهو الأعمال طبقاً لأصول الصناعة ومواصفات الكود المصري لأعمال الخرسانة العادية والمسلحة والمواصفات الفنية للمشروع. كما يشمل البند كافة الاختبارات علي المواد قبل وبعد صب الخرسانة وكذلك التجارب اللازمة للتحكم في الجودة ومعالجة الخرسانة طبقاً للمواصفات الفنية وتعليمات المهندس المشرف. | Approved
Katameya Creeks | CLI.CON-000001 |  |  | Approved
Katameya Creeks | CLI.CON-000001 | 7.Basement.9D1-11D1 | توريد وعمل خرسانة مسلحة لزوم بلاطات وكمرات وسلالم سقف دور البدروم بالقطاعات والأبعاد والمناسيب والتسليح الموضحة بالرسومات التنفيذية علي ألا تقل مقاومة الضغط للمكعب القياسـي عن 350 كجم/سم2 وبنسبة تسليح 110 كجم للمتر المكعب من الخرسانة. والبند يشمل القياس هندسي لكافة الاعمال المنفذة وكافة المعدات والفرم والشدات والمصنعيات اللازمة لنهو الأعمال طبقاً لأصول الصناعة ومواصفات الكود المصري لأعمال الخرسانة العادية والمسلحة والمواصفات الفنية للمشروع.كما يشمل البند كافة الاختبارات علي المواد قبل وبعد صب الخرسانة وكذلك التجارب اللازمة للتحكم في الجودة ومعالجة الخرسانة طبقاً للمواصفات الفنية وتعليمات المهندس المشرف. | Approved
Katameya Creeks | CLI.CON-000001 |  |  | Approved
Katameya Creeks | CLI.CON-000001 | 2.Basement.13G-14F | توريد وعمل خرسانة عادية لزوم الأساسات بالقطاعات والأبعاد والمناسيب الموضحة بالرسومات التنفيذية علي ألا تقل مقاومة الضغط للمكعب القياسي عن 200 كجم/سم2. والبند يشمل القياس هندسي لكافة الاعمال المنفذة وكافة المعدات والفرم والشدات والمصنعيات اللازمة لنهو الأعمال طبقاً لأصول الصناعة ومواصفات الكود المصري لأعمال الخرسانة العادية والمسلحة والمواصفات الفنية للمشروع. كما يشمل البند كافة الاختبارات علي المواد قبل وبعد صب الخرسانة وكذلك التجارب اللازمة للتحكم في الجودة ومعالجة الخرسانة طبقاً للمواصفات الفنية وتعليمات المهندس المشرف | Approved
Katameya Creeks | CLI.CON-000001 |  |  | Approved
Katameya Creeks | CLI.CON-000001 | 3.Basement.13G-14F | توريد وعمل بلاطات خرسانية مسلحة لزوم أرضيات البدروم بسمك 15 سم بالأبعاد والمناسيب الموضحة بالرسومات التنفيذية وشبكة تسليح 4ɸ10/م في الاتجاهين علي ألا تقل مقاومة الضغط للمكعب القياسـي عن 250 كجم/سم2. والبند يشمل القياس هندسي لكافة الاعمال المنفذة وكافة المعدات والفرم والشدات والمصنعيات اللازمة لنهو الأعمال طبقاً لأصول الصناعة ومواصفات الكود المصري لأعمال الخرسانة العادية والمسلحة والمواصفات الفنية للمشروع. | Approved
Katameya Creeks | CLI.CON-000001 |  |  | Approved
Katameya Creeks | CLI.CON-000001 | 4.Basement.13G-14F | توريد وعمل خرسانة مسلحة لزوم الأساسات بالقطاعات والأبعاد والمناسيب والتسليح الموضحة بالرسومات التنفيذية علي ألا تقل مقاومة الضغط للمكعب القياسـي عن 350 كجم/سم2 وبنسبة تسليح 74 كجم للمتر المكعب من الخرسانة. والبند يشمل القياس هندسي لكافة الاعمال المنفذة وكافة المعدات والفرم والشدات والمصنعيات اللازمة لنهو الأعمال طبقاً لأصول الصناعة ومواصفات الكود المصري لأعمال الخرسانة العادية والمسلحة والمواصفات الفنية للمشروع. كما يشمل البند كافة الاختبارات علي المواد قبل وبعد صب الخرسانة وكذلك التجارب اللازمة للتحكم في الجودة ومعالجة الخرسانة طبقاً للمواصفات الفنية وتعليمات المهندس المشرف. | Approved
Katameya Creeks | CLI.CON-000001 |  |  | Approved
Katameya Creeks | CLI.CON-000001 | 5.Basement.13G-14F | توريد وعمل خرسانة مسلحة لزوم اعمدة دور البدروم بالقطاعات والأبعاد والمناسيب والتسليح الموضحة بالرسومات التنفيذية ألا تقل مقاومة الضغط للمكعب القياسـي عن 350 كجم/سم2 وبنسبة تسليح 180 كجم للمتر المكعب من الخرسانة. والبند يشمل القياس هندسي لكافة الاعمال المنفذة وكافة المعدات والفرم والشدات والمصنعيات اللازمة لنهو الأعمال طبقاً لأصول الصناعة ومواصفات الكود المصري لأعمال الخرسانة العادية والمسلحة والمواصفات الفنية للمشروع. كما يشمل البند كافة الاختبارات علي المواد قبل وبعد صب الخرسانة وكذلك التجارب اللازمة للتحكم في الجودة ومعالجة الخرسانة طبقاً للمواصفات الفنية وتعليمات المهندس المشرف. | Approved
Katameya Creeks | CLI.CON-000001 |  |  | Approved
Katameya Creeks | CLI.CON-000001 | 7G.Basement.Water supply | مواسير قطر 25مم. | Approved
Katameya Creeks | CLI.CON-000001 |  |  | Approved
Katameya Creeks | CLI.CON-000001 | 7G.Basement.Fire Fighting | 25mm dia. | Approved
Katameya Creeks | CLI.CON-000001 |  |  | Approved
Katameya Creeks | CLI.CON-000001 | 8E.Basement.HVAC | مروحة لها تصرف هواء قدرة 16270 قدم مكعب لكل دقيقة عند السرعة الاولى هواء قدرة 27000 قدم مكعب لكل دقيقة لكل دقيقة عند السرعة الثانية وذلك للجراج رقم 1E | Approved
Katameya Creeks | CLI.CON-000001 |  |  | Approved
Katameya Creeks | CLI.CON-000001 | 8E.Basement.Drainage | مواسير قطر 75مم. | Approved
Katameya Creeks | CLI.CON-000001 |  |  | Approved
Katameya Creeks | CLI.CON-000001 | 8E.Basement.Water supply | مواسير قطر 25مم. | Approved
Katameya Creeks | CLI.CON-000001 |  |  | Approved
Katameya Creeks | CLI.CON-000001 | 8E.Basement.Fire Fighting | 25mm dia. | Approved
Katameya Creeks | CLI.CON-000001 |  |  | Approved
Katameya Creeks | CLI.CON-000001 | 12E-10G.Basement.HVAC | مروحة لها تصرف هواء قدرة 17560 قدم مكعب لكل دقيقة عند السرعة الاولى هواء قدرة 29000 قدم مكعب لكل دقيقة لكل دقيقة عند السرعة الثانية وذلك للجراج رقم 1E | Approved
Katameya Creeks | CLI.CON-000001 |  |  | Approved
Katameya Creeks | CLI.CON-000001 | 12E-10G.Basement.Drainage | مواسير قطر 75مم. | Approved
Katameya Creeks | CLI.CON-000001 |  |  | Approved
Katameya Creeks | CLI.CON-000001 | 12E-10G.Basement.Water supply | مواسير قطر 25مم. | Approved
Katameya Creeks | CLI.CON-000001 |  |  | Approved
Katameya Creeks | CLI.CON-000001 | 12E-10G.Basement.Fire Fighting | 25mm dia. | Approved
Katameya Creeks | CLI.CON-000001 |  |  | Approved
Katameya Creeks | CLI.CON-000001 | 16E-15D.Basement.HVAC | مروحة لها تصرف هواء قدرة 20570 قدم مكعب لكل دقيقة عند السرعة الاولى هواء قدرة 33000 قدم مكعب لكل دقيقة لكل دقيقة عند السرعة الثانية وذلك للجراج رقم 1E | Approved
Katameya Creeks | CLI.CON-000001 |  |  | Approved
Katameya Creeks | CLI.CON-000001 | 16E-15D.Basement.Drainage | مواسير قطر 75مم. | Approved
Katameya Creeks | CLI.CON-000001 |  |  | Approved
Katameya Creeks | CLI.CON-000001 | 16E-15D.Basement.Water supply | مواسير قطر 25مم. | Approved
Katameya Creeks | CLI.CON-000001 |  |  | Approved
Katameya Creeks | CLI.CON-000001 | 16E-15D.Basement.Fire Fighting | 25mm dia. | Approved
Katameya Creeks | CLI.CON-000001 |  |  | Approved
Katameya Creeks | CLI.CON-000001 | 21D-19D.Basement.HVAC | مروحة لها تصرف هواء قدرة 4680 قدم مكعب لكل دقيقة عند السرعة الاولى هواء قدرة 41000 قدم مكعب لكل دقيقة لكل دقيقة عند السرعة الثانية وذلك للجراج رقم 21D | Approved
Katameya Creeks | CLI.CON-000001 |  |  | Approved
Katameya Creeks | CLI.CON-000001 | 21D-19D.Basement.Drainage | مواسير قطر 75مم. | Approved
Katameya Creeks | CLI.CON-000001 |  |  | Approved
Katameya Creeks | CLI.CON-000001 | 21D-19D.Basement.Water supply | مواسير قطر 25مم. | Approved
Katameya Creeks | CLI.CON-000001 |  |  | Approved
Katameya Creeks | CLI.CON-000001 | 21D-19D.Basement.Fire Fighting | 25mm dia. | Approved
Katameya Creeks | CLI.CON-000001 |  |  | Approved
Katameya Creeks | CLI.CON-000001 | 6G1 SERVICE.Basement.8-2 | 16 AMP, 220 Volt, single socket (Weather Proof) | Approved
Katameya Creeks | CLI.CON-000001 |  |  | Approved
Katameya Creeks | CLI.CON-000001 | 6G1 SERVICE.Basement.8-3 | 16 AMP, 220 Volt, doublex socket (Weather Proof). | Approved
Katameya Creeks | CLI.CON-000001 |  |  | Approved
Katameya Creeks | CLI.CON-000001 | 6G1 SERVICE.Basement.8-4 | 16 AMP, 220 Volt, single socket for storage EX.FAN | Approved
Katameya Creeks | CLI.CON-000001 |  |  | Approved
Katameya Creeks | CLI.CON-000001 | 6G1 SERVICE.Basement.8-5 | 32 AMP, 380 Volt, three phase socket. | Approved
Katameya Creeks | CLI.CON-000001 |  |  | Approved
Katameya Creeks | CLI.CON-000001 | 6G1 SERVICE.Basement.8-6 | 20 AMP, 220 Volt, single socket (Weather Proof) | Approved
Katameya Creeks | CLI.CON-000001 |  |  | Approved
Katameya Creeks | CLI.CON-000001 | 6G1 SERVICE.Basement.8-7 | One way, one gang switch | Approved
Katameya Creeks | CLI.CON-000001 |  |  | Approved
Katameya Creeks | CLI.CON-000001 | 6G1 SERVICE.Basement.8-8 | Two way, one gang switch | Approved
Katameya Creeks | CLI.CON-000001 |  |  | Approved
Katameya Creeks | CLI.CON-000001 | 6G1 SERVICE.Basement.8-9 | One way, three gang switch outlet | Approved
Katameya Creeks | CLI.CON-000001 |  |  | Approved
Katameya Creeks | CLI.CON-000001 | 6G1 SERVICE.Basement.8-10 | Entermediate switch | Approved
Katameya Creeks | CLI.CON-000001 |  |  | Approved
Katameya Creeks | CLI.CON-000001 | 6G1 SERVICE.Basement.8-11 | motion detector | Approved
Katameya Creeks | CLI.CON-000001 |  |  | Approved
Katameya Creeks | CLI.CON-000001 | 6G1 SERVICE.Basement.8-12 | I.S, 3P, 40 A for LIFT | Approved
Katameya Creeks | CLI.CON-000001 |  |  | Approved
Katameya Creeks | CLI.CON-000001 | 6G1 SERVICE.Basement.8-13 | I.S, 3P, 63 A for EXHAUST FAN | Approved
Katameya Creeks | CLI.CON-000001 |  |  | Approved
Katameya Creeks | CLI.CON-000001 | 6G1 SERVICE.Basement.8-14 | I.S, 2P, 20 A for A/C | Approved
Katameya Creeks | CLI.CON-000001 |  |  | Approved
Katameya Creeks | CLI.CON-000001 | 6G1 SERVICE.Basement.8-15 | I.S, 2P, 20 A for E.W.H (ceiling mounted) | Approved
Katameya Creeks | CLI.CON-000001 |  |  | Approved
Katameya Creeks | CLI.CON-000001 | 6G1 SERVICE.Basement.9.1 | Type F1 | Approved
Katameya Creeks | CLI.CON-000001 |  |  | Approved
Katameya Creeks | CLI.CON-000001 | 6G1 SERVICE.Basement.9.2 | Type C2 | Approved
Katameya Creeks | CLI.CON-000001 |  |  | Approved
Katameya Creeks | CLI.CON-000001 | 6G1 SERVICE.Basement.9.3 | Type C3 | Approved
Katameya Creeks | CLI.CON-000001 |  |  | Approved
Katameya Creeks | CLI.CON-000001 | 6G1 SERVICE.Basement.9.4 | Type D1 | Approved
Katameya Creeks | CLI.CON-000001 |  |  | Approved
Katameya Creeks | CLI.CON-000001 | 6G1 SERVICE.Basement.9.5 | Type D2 | Approved
Katameya Creeks | CLI.CON-000001 |  |  | Approved
Katameya Creeks | CLI.CON-000001 | 6G1 SERVICE.Basement.10-1 | Supply and install a complete Low Current outlet from RACK to the outlet | Approved
Katameya Creeks | CLI.CON-000001 |  |  | Approved
Katameya Creeks | CLI.CON-000001 | 6G1 SERVICE.Basement.11.1 | Earthing system for power not more than 3 ohm | Approved
Katameya Creeks | CLI.CON-000001 |  |  | Approved
Katameya Creeks | CLI.CON-000001 |  |  | Approved
Katameya Creeks | CLI.CON-000001 | SERVICE 13G.Basement.3.1 | Supply, install & test a lighting fixtures complete with wiring (3x3) mm², back to panel or second outlet, according to drawings and specifications | Approved
Katameya Creeks | CLI.CON-000001 |  |  | Approved
Katameya Creeks | CLI.CON-000001 | SERVICE 13G.Basement.4-1 | One way, one gang switch outlet | Approved
Katameya Creeks | CLI.CON-000001 |  |  | Approved
Katameya Creeks | CLI.CON-000001 | SERVICE 13G.Basement.4-2 | Two way, one gang switch outlet | Approved
Katameya Creeks | CLI.CON-000001 |  |  | Approved
Katameya Creeks | CLI.CON-000001 | SERVICE 13G.Basement.4-3 | Entermediate switch outlet | Approved
Katameya Creeks | CLI.CON-000001 |  |  | Approved
Katameya Creeks | CLI.CON-000001 | SERVICE 13G.Basement.4-4 | One way, three gang switch outlet | Approved
Katameya Creeks | CLI.CON-000001 |  |  | Approved
Katameya Creeks | CLI.CON-000001 | SERVICE 13G.Basement.5-1 | Supply and install a complete socket outlet complete with wiring (3x3) mm² back to panel board or second outlet (exclude the socket) | Approved
Katameya Creeks | CLI.CON-000001 |  |  | Approved
Katameya Creeks | CLI.CON-000001 | SERVICE 13G.Basement.5-2 | Supply and install a complete socket outlet complete with wiring (4x6+6) mm² back to panel board or second outlet (exclude the socket) | Approved
Katameya Creeks | CLI.CON-000001 |  |  | Approved
Katameya Creeks | CLI.CON-000001 | SERVICE 13G.Basement.5-3 | Supply and install a complete socket outlet complete with wiring (3x4) mm² back to panel board or second outlet (exclude the socket) | Approved
Katameya Creeks | CLI.CON-000001 |  |  | Approved
Katameya Creeks | CLI.CON-000001 | SERVICE 13G.Basement.6-1 | Supply and install a complete electrical outlet for F.A.C.P complete with wiring (3x4) mm² back to panel board or second outlet | Approved
Katameya Creeks | CLI.CON-000001 |  |  | Approved
Katameya Creeks | CLI.CON-000001 | SERVICE 13G.Basement.6-2 | Supply and install a complete electrical outlet for Exhaust fan complete with wiring (4x16+16) mm² back to panel board or second outlet | Approved
Katameya Creeks | CLI.CON-000001 |  |  | Approved
Katameya Creeks | CLI.CON-000001 | SERVICE 13G.Basement.7-1 | I.S, 3P, 40 A outlet with wire (4x10+10) for LIFT | Approved
Katameya Creeks | CLI.CON-000001 |  |  | Approved
Katameya Creeks | CLI.CON-000001 | SERVICE 13G.Basement.7-2 | I.S, 2P, 20 A outlet with wire (3x4) for A/C | Approved
Katameya Creeks | CLI.CON-000001 |  |  | Approved
Katameya Creeks | CLI.CON-000001 | SERVICE 13G.Basement.7-3 | I.S, 2P, 20 A outlet with wire (3x4) for EWH | Approved
Katameya Creeks | CLI.CON-000001 |  |  | Approved
Katameya Creeks | CLI.CON-000001 | SERVICE 13G.Basement.8-1 | 16 AMP, 220 Volt, doublex socket for T.V | Approved
Katameya Creeks | CLI.CON-000001 |  |  | Approved
Katameya Creeks | CLI.CON-000001 | SERVICE 13G.Basement.8-2 | 16 AMP, 220 Volt, single socket (Weather Proof) | Approved
Katameya Creeks | CLI.CON-000001 |  |  | Approved
Katameya Creeks | CLI.CON-000001 | SERVICE 13G.Basement.8-3 | 16 AMP, 220 Volt, doublex socket (Weather Proof). | Approved
Katameya Creeks | CLI.CON-000001 |  |  | Approved
Katameya Creeks | CLI.CON-000001 | SERVICE 13G.Basement.8-4 | 16 AMP, 220 Volt, single socket for storage EX.FAN (Weather Proof) | Approved
Katameya Creeks | CLI.CON-000001 |  |  | Approved
Katameya Creeks | CLI.CON-000001 | SERVICE 13G.Basement.8-5 | 32 AMP, 380 Volt, three phase socket. | Approved
Katameya Creeks | CLI.CON-000001 |  |  | Approved
Katameya Creeks | CLI.CON-000001 | SERVICE 20 G.Basement.1-7 | SMDB-2nd | Approved
Katameya Creeks | CLI.CON-000001 |  |  | Approved
Katameya Creeks | CLI.CON-000001 | SERVICE 20 G.Basement.1-8 | SMDB-3rd | Approved
Katameya Creeks | CLI.CON-000001 |  |  | Approved
Katameya Creeks | CLI.CON-000001 | SERVICE 20 G.Basement.1-9 | SMDB-4th | Approved
Katameya Creeks | CLI.CON-000001 |  |  | Approved
Katameya Creeks | CLI.CON-000001 | SERVICE 20 G.Basement.1-10 | STAIRS MACHINE | Approved
Katameya Creeks | CLI.CON-000001 |  |  | Approved
Katameya Creeks | CLI.CON-000001 | SERVICE 20 G.Basement.2-1 | (4x6)+6mm² | Approved
Katameya Creeks | CLI.CON-000001 |  |  | Approved
Katameya Creeks | CLI.CON-000001 | SERVICE 20 G.Basement.2-3 | (3x70+35)+16mm² | Approved
Katameya Creeks | CLI.CON-000001 |  |  | Approved
Katameya Creeks | CLI.CON-000001 | SERVICE 20 G.Basement.2-4 | (3x95+50)+25mm² | Approved
Katameya Creeks | CLI.CON-000001 |  |  | Approved
Katameya Creeks | CLI.CON-000001 | SERVICE 20 G.Basement.3.1 | Supply, install & test a lighting fixtures complete with wiring (3x3) mm², back to panel or second outlet, according to drawings and specifications | Approved
Katameya Creeks | CLI.CON-000001 |  |  | Approved
Katameya Creeks | CLI.CON-000001 | SERVICE 20 G.Basement.4-1 | One way, one gang switch outlet | Approved
Katameya Creeks | CLI.CON-000001 |  |  | Approved
Katameya Creeks | CLI.CON-000001 | SERVICE 20 G.Basement.4-2 | Two way, one gang switch outlet | Approved
Katameya Creeks | CLI.CON-000001 |  |  | Approved
Katameya Creeks | CLI.CON-000001 | SERVICE 20 G.Basement.4-3 | Entermediate switch outlet | Approved
Katameya Creeks | CLI.CON-000001 |  |  | Approved
Katameya Creeks | CLI.CON-000001 | SERVICE 20 G.Basement.4-4 | One way, three gang switch outlet | Approved
Katameya Creeks | CLI.CON-000001 |  |  | Approved
Katameya Creeks | CLI.CON-000001 | SERVICE 20 G.Basement.5-1 | Supply and install a complete socket outlet complete with wiring (3x3) mm² back to panel board or second outlet (exclude the socket) | Approved
Katameya Creeks | CLI.CON-000001 |  |  | Approved
Katameya Creeks | CLI.CON-000001 | SERVICE 20 G.Basement.5-2 | Supply and install a complete socket outlet complete with wiring (4x6+6) mm² back to panel board or second outlet (exclude the socket) | Approved
Katameya Creeks | CLI.CON-000001 |  |  | Approved
Katameya Creeks | CLI.CON-000001 | SERVICE 20 G.Basement.6-1 | Supply and install a complete electrical outlet for F.A.C.P complete with wiring (3x4) mm² back to panel board or second outlet | Approved
Katameya Creeks | CLI.CON-000001 |  |  | Approved
Katameya Creeks | CLI.CON-000001 | SERVICE 20 G.Basement.6-2 | Supply and install a complete electrical outlet for Exhaust fan complete with wiring (4x16+16) mm² back to panel board or second outlet | Approved
Katameya Creeks | CLI.CON-000001 |  |  | Approved
Katameya Creeks | CLI.CON-000001 | SERVICE 20 G.Basement.7-1 | I.S, 3P, 40 A outlet with wire (4x10+10) for LIFT | Approved
Katameya Creeks | CLI.CON-000001 |  |  | Approved
Katameya Creeks | CLI.CON-000001 | SERVICE 20 G.Basement.7-2 | I.S, 2P, 20 A outlet with wire (3x4) for A/C | Approved
Katameya Creeks | CLI.CON-000001 |  |  | Approved
Katameya Creeks | CLI.CON-000001 | SERVICE 20 G.Basement.8-2 | 16 AMP, 220 Volt, single socket (Weather Proof) | Approved
Katameya Creeks | CLI.CON-000001 |  |  | Approved
Katameya Creeks | CLI.CON-000001 |  |  | Approved
Katameya Creeks | CLI.CON-000001 | FIREALARM 17D.Basement.1-1 | Main fire alarm control panel (FACP) intelligent addressable type with capacity (1 loops), the item includes back-up batteries, battery charger, fault isolation modules, interfaces modules, programming and any needed / related accessories. | Approved
Katameya Creeks | CLI.CON-000001 |  |  | Approved
Katameya Creeks | CLI.CON-000001 | FIREALARM 17D.Basement.1-2 | Automatic dialer to call fire brigade in case of fire | Approved
Katameya Creeks | CLI.CON-000001 |  |  | Approved
Katameya Creeks | CLI.CON-000001 | FIREALARM 17D.Basement.1-3 | Fire alarm outlet complete with outlet boxes, pull boxes conduits, conduit fittings, 2x1.5 mm² fire alarm cable rated 105C back to next outlet or fire alarm panel, conduits will be PVC type in case of imbedded in concrete or galvanized steel in case of exposed fixation. | Approved
Katameya Creeks | CLI.CON-000001 |  |  | Approved
Katameya Creeks | CLI.CON-000001 | FIREALARM 17D.Basement.1-4 | Supply and install Intelligent addressable manual alarm station. | Approved
Katameya Creeks | CLI.CON-000001 |  |  | Approved
Katameya Creeks | CLI.CON-000001 | FIREALARM 17D.Basement.1-5 | Supply and install Intelligent addressable optical smoke detector | Approved
Katameya Creeks | CLI.CON-000001 |  |  | Approved
Katameya Creeks | CLI.CON-000001 | FIREALARM 17D.Basement.1-7 | Supply and install Intelligent addressable Multisensor detector | Approved
Katameya Creeks | CLI.CON-000001 |  |  | Approved
Katameya Creeks | CLI.CON-000001 | FIREALARM 17D.Basement.1-8 | Supply and install Fire alarm bell with Strobe light. | Approved
Katameya Creeks | CLI.CON-000001 |  |  | Approved
Katameya Creeks | CLI.CON-000001 | FIREALARM 17D.Basement.1-9 | Supply and install control module for exhaust fan. | Approved
Katameya Creeks | CLI.CON-000001 |  |  | Approved
Katameya Creeks | CLI.CON-000001 | FIREALARM 17D.Basement.1-10 | Supply and install monitor module for fire fighting switches. | Approved
Katameya Creeks | CLI.CON-000001 |  |  | Approved
Katameya Creeks | CLI.CON-000001 | FIREALARM 18 F.Basement.1-1 | Main fire alarm control panel (FACP) intelligent addressable type with capacity (1 loops), the item includes back-up batteries, battery charger, fault isolation modules, interfaces modules, programming and any needed / related accessories. | Approved
Katameya Creeks | CLI.CON-000001 |  |  | Approved
Katameya Creeks | CLI.CON-000001 | FIREALARM 18 F.Basement.1-2 | Automatic dialer to call fire brigade in case of fire | Approved
Katameya Creeks | CLI.CON-000001 |  |  | Approved
Katameya Creeks | CLI.CON-000001 | FIREALARM 18 F.Basement.1-3 | Fire alarm outlet complete with outlet boxes, pull boxes conduits, conduit fittings, 2x1.5 mm² fire alarm cable rated 105C back to next outlet or fire alarm panel, conduits will be PVC type in case of imbedded in concrete or galvanized steel in case of exposed fixation. | Approved
Katameya Creeks | CLI.CON-000001 |  |  | Approved
Katameya Creeks | CLI.CON-000001 | FIREALARM 18 F.Basement.1-4 | Supply and install Intelligent addressable manual alarm station. | Approved
Katameya Creeks | CLI.CON-000001 |  |  | Approved
Katameya Creeks | CLI.CON-000001 | FIREALARM 18 F.Basement.1-5 | Supply and install Intelligent addressable optical smoke detector | Approved
Katameya Creeks | CLI.CON-000001 |  |  | Approved
Katameya Creeks | CLI.CON-000001 | FIREALARM 18 F.Basement.1-6 | Supply and install Intelligent addressable rise of heat detector | Approved
Katameya Creeks | CLI.CON-000001 |  |  | Approved
Katameya Creeks | CLI.CON-000001 | FIREALARM 18 F.Basement.1-7 | Supply and install Intelligent addressable Multisensor detector | Approved
Katameya Creeks | CLI.CON-000001 |  |  | Approved
Katameya Creeks | CLI.CON-000001 | FIREALARM 18 F.Basement.1-8 | Supply and install Fire alarm bell with Strobe light. | Approved
Katameya Creeks | CLI.CON-000001 | Type G1.Buildings.4-15 | One way, one gang switch outlet For T1,T2 | Approved
Katameya Creeks | CLI.CON-000001 |  |  | Approved
Katameya Creeks | CLI.CON-000001 | Type G1.Buildings.4-16 | One way, two gang switch outlet For T1,T2 | Approved
Katameya Creeks | CLI.CON-000001 |  |  | Approved
Katameya Creeks | CLI.CON-000001 | Type G1.Buildings.4-17 | One way, three gang switch outlet For T1,T2 | Approved
Katameya Creeks | CLI.CON-000001 |  |  | Approved
Katameya Creeks | CLI.CON-000001 | Type G1.Buildings.4-18 | Two way, one gang switch outlet For T1,T2 | Approved
Katameya Creeks | CLI.CON-000001 |  |  | Approved
Katameya Creeks | CLI.CON-000001 | Type G1.Buildings.4-19 | Two way, two gang switch outlet For T1,T2 | Approved
Katameya Creeks | CLI.CON-000001 |  |  | Approved
Katameya Creeks | CLI.CON-000001 | Type G1.Buildings.4-20 | Two way, three gang switch outlet For T1,T2 | Approved
Katameya Creeks | CLI.CON-000001 |  |  | Approved
Katameya Creeks | CLI.CON-000001 | Type G1.Buildings.4-21 | Curtain switch For T1,T2 | Approved
Katameya Creeks | CLI.CON-000001 |  |  | Approved
Katameya Creeks | CLI.CON-000001 | Type G1.Buildings.4-22 | One way, one gang switch outlet | Approved
Katameya Creeks | CLI.CON-000001 |  |  | Approved
Katameya Creeks | CLI.CON-000001 | Type G1.Buildings.4-23 | One way, two gang switch outlet | Approved
Katameya Creeks | CLI.CON-000001 |  |  | Approved
Katameya Creeks | CLI.CON-000001 | Type G1.Buildings.4-24 | One way, three gang switch outlet | Approved
Katameya Creeks | CLI.CON-000001 |  |  | Approved
Katameya Creeks | CLI.CON-000001 | Type G1.Buildings.4-25 | Two way, one gang switch outlet | Approved
Katameya Creeks | CLI.CON-000001 |  |  | Approved
Katameya Creeks | CLI.CON-000001 | Type G1.Buildings.4-26 | Two way, two gang switch outlet | Approved
Katameya Creeks | CLI.CON-000001 |  |  | Approved
Katameya Creeks | CLI.CON-000001 | Type G1.Buildings.4-27 | Two way, three gang switch outlet | Approved
Katameya Creeks | CLI.CON-000001 |  |  | Approved
Katameya Creeks | CLI.CON-000001 | Type G1.Buildings.4-28 | Curtain switch | Approved
Katameya Creeks | CLI.CON-000001 |  |  | Approved
Katameya Creeks | CLI.CON-000001 | Type G1.Buildings.4-29 | One way, one gang switch outlet | Approved
Katameya Creeks | CLI.CON-000001 |  |  | Approved
Katameya Creeks | CLI.CON-000001 | Type G1.Buildings.4-30 | One way, two gang switch outlet | Approved
Katameya Creeks | CLI.CON-000001 |  |  | Approved
Katameya Creeks | CLI.CON-000001 | Type G1.Buildings.4-31 | One way, three gang switch outlet | Approved
Katameya Creeks | CLI.CON-000001 |  |  | Approved
Katameya Creeks | CLI.CON-000001 | Type G1.Buildings.4-32 | Two way, one gang switch outlet | Approved
Katameya Creeks | CLI.CON-000001 |  |  | Approved
Katameya Creeks | CLI.CON-000001 | Type G1.Buildings.4-33 | Two way, two gang switch outlet | Approved
Katameya Creeks | CLI.CON-000001 |  |  | Approved
Katameya Creeks | CLI.CON-000001 | Type G1.Buildings.4-34 | Two way, three gang switch outlet | Approved
Katameya Creeks | CLI.CON-000001 |  |  | Approved
Katameya Creeks | CLI.CON-000001 | Type G1.Buildings.4-35 | Curtain switch | Approved
Katameya Creeks | CLI.CON-000001 |  |  | Approved
Katameya Creeks | CLI.CON-000001 | Type D1.Buildings.7-3 | I.S, 2P, 16 A outlet with wire (3x3) for A/C | Approved
Katameya Creeks | CLI.CON-000001 |  |  | Approved
Katameya Creeks | CLI.CON-000001 | Type D1.Buildings.7-4 | I.S, 2P, 20 A outlet with wire (3x4) for E.W.H (ceiling mounted) | Approved
Katameya Creeks | CLI.CON-000001 |  |  | Approved
Katameya Creeks | CLI.CON-000001 | Type D1.Buildings.7-5 | I.S, 2P, 25 A outlet with wire (3x4) for HOOD | Approved
Katameya Creeks | CLI.CON-000001 |  |  | Approved
Katameya Creeks | CLI.CON-000001 | Type D1.Buildings.7-6 | I.S, 3P, 25 A outlet with wire (4x4+4) for E.W.H | Approved
Katameya Creeks | CLI.CON-000001 |  |  | Approved
Katameya Creeks | CLI.CON-000001 | Type D1.Buildings.7-7 | I.S, 2P, 16 A outlet with wire (3x3) for A/C (ceiling mounted) | Approved
Katameya Creeks | CLI.CON-000001 |  |  | Approved
Katameya Creeks | CLI.CON-000001 | Type D1.Buildings.7-8 | I.S, 2P, 16 A outlet with wire (3x3) for A/C | Approved
Katameya Creeks | CLI.CON-000001 |  |  | Approved
Katameya Creeks | CLI.CON-000001 | Type D1.Buildings.7-9 | I.S, 2P, 20 A outlet with wire (3x4) for E.W.H (ceiling mounted) | Approved
Katameya Creeks | CLI.CON-000001 |  |  | Approved
Katameya Creeks | CLI.CON-000001 | Type D1.Buildings.7-10 | I.S, 2P, 25 A outlet with wire (3x4) for HOOD | Approved
Katameya Creeks | CLI.CON-000001 |  |  | Approved
Katameya Creeks | CLI.CON-000001 | Type D1.Buildings.7-11 | I.S, 3P, 25 A outlet with wire (4x4+4) for E.W.H | Approved
Katameya Creeks | CLI.CON-000001 |  |  | Approved
Katameya Creeks | CLI.CON-000001 | Type D1.Buildings.7-12 | I.S, 2P, 16 A outlet with wire (3x3) for A/C (ceiling mounted) | Approved
Katameya Creeks | CLI.CON-000001 |  |  | Approved
Katameya Creeks | CLI.CON-000001 | Type D1.Buildings.7-13 | I.S, 2P, 16 A outlet with wire (3x3) for A/C | Approved
Katameya Creeks | CLI.CON-000001 |  |  | Approved
Katameya Creeks | CLI.CON-000001 | Type D1.Buildings.7-14 | I.S, 2P, 20 A outlet with wire (3x4) for E.W.H (ceiling mounted) | Approved
Katameya Creeks | CLI.CON-000001 |  |  | Approved
Katameya Creeks | CLI.CON-000001 | Type D1.Buildings.7-15 | I.S, 2P, 25 A outlet with wire (3x4) for HOOD | Approved
Katameya Creeks | CLI.CON-000001 |  |  | Approved
Katameya Creeks | CLI.CON-000001 | Type D1.Buildings.7-16 | I.S, 3P, 25 A outlet with wire (4x4+4) for E.W.H | Approved
Katameya Creeks | CLI.CON-000001 |  |  | Approved
Katameya Creeks | CLI.CON-000001 | Type D1.Buildings.7-17 | I.S, 2P, 16 A outlet with wire (3x3) for A/C (ceiling mounted) | Approved
Katameya Creeks | CLI.CON-000001 |  |  | Approved
Katameya Creeks | CLI.CON-000001 | Type D1.Buildings.7-18 | I.S, 2P, 16 A outlet with wire (3x3) for A/C | Approved
Katameya Creeks | CLI.CON-000001 |  |  | Approved
Katameya Creeks | CLI.CON-000001 | Type D1.Buildings.7-19 | I.S, 2P, 20 A outlet with wire (3x4) for E.W.H (ceiling mounted) | Approved
Katameya Creeks | CLI.CON-000001 |  |  | Approved
Katameya Creeks | CLI.CON-000001 | Type D1.Buildings.7-20 | I.S, 2P, 25 A outlet with wire (3x4) for HOOD | Approved
Katameya Creeks | CLI.CON-000001 |  |  | Approved
Katameya Creeks | CLI.CON-000001 | Type D1.Buildings.7-21 | I.S, 3P, 25 A outlet with wire (4x4+4) for E.W.H | Approved
Katameya Creeks | CLI.CON-000001 |  |  | Approved
Katameya Creeks | CLI.CON-000001 | Type D1.Buildings.8-1 | Door bell switch | Approved
Katameya Creeks | CLI.CON-000001 | 7.Northern Fence | توريد وعمل خرسانة مسلحة لزوم الحوائط بسمك 30.0 سم بالقطاعات والأبعاد والمناسيب والتسليح الموضحة بالرسومات التنفيذية ألا تقل مقاومة الضغط للمكعب القياسـي عن 350 كجم/سم2 وبنسبة تسليح 80 كجم للمتر المكعب من الخرسانة. والبند يشمل القياس هندسي لكافة الاعمال المنفذة وكافة المعدات والفرم والشدات والمصنعيات اللازمة لنهو الأعمال طبقاً لأصول الصناعة ومواصفات الكود المصري لأعمال الخرسانة العادية والمسلحة والمواصفات الفنية للمشروع. كما يشمل البند كافة الاختبارات علي المواد قبل وبعد صب الخرسانة وكذلك التجارب اللازمة للتحكم في الجودة ومعالجة الخرسانة طبقاً للمواصفات الفنية وتعليمات المهندس المشرف. | Approved
Katameya Creeks | CLI.CON-000001 |  |  | Approved
Katameya Creeks | CLI.CON-000001 | 8.Northern Fence | اعمال توريد وننفيذ عزل علي البارد لزوم القواعد الخرسانية من سيكا بيتومين W | Approved
Katameya Creeks | CLI.CON-000001 |  |  | Approved
Katameya Creeks | CLI.CON-000001 | 9.Northern Fence | اعمال توريد وننفيذ عزل للحوائط الخرسانية من الخارج والسعر يشمل طبقة من membrane 4mm و الواح كارتونال 3مم | Approved
Katameya Creeks | CLI.CON-000001 |  |  | Approved
Katameya Creeks | CLI.CON-000001 | 2.Villas | توريد وعمل خرسانة عادية لزوم الأساسات بالقطاعات والأبعاد والمناسيب الموضحة بالرسومات التنفيذية علي ألا تقل مقاومة الضغط للمكعب القياسي عن 200 كجم/سم2. والبند يشمل القياس هندسي لكافة الاعمال المنفذة وكافة المعدات والفرم والشدات والمصنعيات اللازمة لنهو الأعمال طبقاً لأصول الصناعة ومواصفات الكود المصري لأعمال الخرسانة العادية والمسلحة والمواصفات الفنية للمشروع. كما يشمل البند كافة الاختبارات علي المواد قبل وبعد صب الخرسانة وكذلك التجارب اللازمة للتحكم في الجودة ومعالجة الخرسانة طبقاً للمواصفات الفنية وتعليمات المهندس المشرف. | Approved
Katameya Creeks | CLI.CON-000001 |  |  | Approved
Katameya Creeks | CLI.CON-000001 | 3.Villas | توريد وعمل بلاطات خرسانية مسلحة لزوم أرضيات البدروم بسمك 15 سم بالأبعاد والمناسيب الموضحة بالرسومات التنفيذية وشبكة تسليح 4ɸ10/م في الاتجاهين علي ألا تقل مقاومة الضغط للمكعب القياسـي عن 250 كجم/سم2. والبند يشمل القياس هندسي لكافة الاعمال المنفذة وكافة المعدات والفرم والشدات والمصنعيات اللازمة لنهو الأعمال طبقاً لأصول الصناعة ومواصفات الكود المصري لأعمال الخرسانة العادية والمسلحة والمواصفات الفنية للمشروع. | Approved
Katameya Creeks | CLI.CON-000001 |  |  | Approved
Katameya Creeks | CLI.CON-000001 | 4.Villas | توريد وعمل خرسانة مسلحة لزوم الأساسات بالقطاعات والأبعاد والمناسيب والتسليح الموضحة بالرسومات التنفيذية علي ألا تقل مقاومة الضغط للمكعب القياسـي عن 350 كجم/سم2 وبنسبة تسليح فى حدود 80 كجم للمتر المكعب من الخرسانة. والبند يشمل القياس هندسي لكافة الاعمال المنفذة وكافة المعدات والفرم والشدات والمصنعيات اللازمة لنهو الأعمال طبقاً لأصول الصناعة ومواصفات الكود المصري لأعمال الخرسانة العادية والمسلحة والمواصفات الفنية للمشروع. كما يشمل البند كافة الاختبارات علي المواد قبل وبعد صب الخرسانة وكذلك التجارب اللازمة للتحكم في الجودة ومعالجة الخرسانة طبقاً للمواصفات الفنية وتعليمات المهندس المشرف. | Approved
Katameya Creeks | CLI.CON-000001 |  |  | Approved
Katameya Creeks | CLI.CON-000001 | 6.Basement.13G-14F | توريد وعمل خرسانة مسلحة لزوم الحوائط الساندة بدور البدروم بالقطاعات والأبعاد والمناسيب والتسليح الموضحة بالرسومات التنفيذية ألا تقل مقاومة الضغط للمكعب القياسـي عن 350 كجم/سم2 وبنسبة تسليح 75 كجم للمتر المكعب من الخرسانة. والبند يشمل القياس هندسي لكافة الاعمال المنفذة وكافة المعدات والفرم والشدات والمصنعيات اللازمة لنهو الأعمال طبقاً لأصول الصناعة ومواصفات الكود المصري لأعمال الخرسانة العادية والمسلحة والمواصفات الفنية للمشروع. كما يشمل البند كافة الاختبارات علي المواد قبل وبعد صب الخرسانة وكذلك التجارب اللازمة للتحكم في الجودة ومعالجة الخرسانة طبقاً للمواصفات الفنية وتعليمات المهندس المشرف. | Approved
Katameya Creeks | CLI.CON-000001 |  |  | Approved
Katameya Creeks | CLI.CON-000001 | 7.Basement.13G-14F | توريد وعمل خرسانة مسلحة لزوم بلاطات وكمرات وسلالم سقف دور البدروم بالقطاعات والأبعاد والمناسيب والتسليح الموضحة بالرسومات التنفيذية علي ألا تقل مقاومة الضغط للمكعب القياسـي عن 350 كجم/سم2 وبنسبة تسليح 110 كجم للمتر المكعب من الخرسانة. والبند يشمل القياس هندسي لكافة الاعمال المنفذة وكافة المعدات والفرم والشدات والمصنعيات اللازمة لنهو الأعمال طبقاً لأصول الصناعة ومواصفات الكود المصري لأعمال الخرسانة العادية والمسلحة والمواصفات الفنية للمشروع.كما يشمل البند كافة الاختبارات علي المواد قبل وبعد صب الخرسانة وكذلك التجارب اللازمة للتحكم في الجودة ومعالجة الخرسانة طبقاً للمواصفات الفنية وتعليمات المهندس المشرف. | Approved
Katameya Creeks | CLI.CON-000001 |  |  | Approved
Katameya Creeks | CLI.CON-000001 | 2.Basement.17D-18F | توريد وعمل خرسانة عادية لزوم الأساسات بالقطاعات والأبعاد والمناسيب الموضحة بالرسومات التنفيذية علي ألا تقل مقاومة الضغط للمكعب القياسي عن 200 كجم/سم2. والبند يشمل القياس هندسي لكافة الاعمال المنفذة وكافة المعدات والفرم والشدات والمصنعيات اللازمة لنهو الأعمال طبقاً لأصول الصناعة ومواصفات الكود المصري لأعمال الخرسانة العادية والمسلحة والمواصفات الفنية للمشروع. كما يشمل البند كافة الاختبارات علي المواد قبل وبعد صب الخرسانة وكذلك التجارب اللازمة للتحكم في الجودة ومعالجة الخرسانة طبقاً للمواصفات الفنية وتعليمات المهندس المشرف | Approved
Katameya Creeks | CLI.CON-000001 |  |  | Approved
Katameya Creeks | CLI.CON-000001 | 3.Basement.17D-18F | توريد وعمل بلاطات خرسانية مسلحة لزوم أرضيات البدروم بسمك 15 سم بالأبعاد والمناسيب الموضحة بالرسومات التنفيذية وشبكة تسليح 4ɸ10/م في الاتجاهين علي ألا تقل مقاومة الضغط للمكعب القياسـي عن 250 كجم/سم2. والبند يشمل القياس هندسي لكافة الاعمال المنفذة وكافة المعدات والفرم والشدات والمصنعيات اللازمة لنهو الأعمال طبقاً لأصول الصناعة ومواصفات الكود المصري لأعمال الخرسانة العادية والمسلحة والمواصفات الفنية للمشروع. | Approved
Katameya Creeks | CLI.CON-000001 |  |  | Approved
Katameya Creeks | CLI.CON-000001 | 4.Basement.17D-18F | توريد وعمل خرسانة مسلحة لزوم الأساسات بالقطاعات والأبعاد والمناسيب والتسليح الموضحة بالرسومات التنفيذية علي ألا تقل مقاومة الضغط للمكعب القياسـي عن 350 كجم/سم2 وبنسبة تسليح 74 كجم للمتر المكعب من الخرسانة. والبند يشمل القياس هندسي لكافة الاعمال المنفذة وكافة المعدات والفرم والشدات والمصنعيات اللازمة لنهو الأعمال طبقاً لأصول الصناعة ومواصفات الكود المصري لأعمال الخرسانة العادية والمسلحة والمواصفات الفنية للمشروع. كما يشمل البند كافة الاختبارات علي المواد قبل وبعد صب الخرسانة وكذلك التجارب اللازمة للتحكم في الجودة ومعالجة الخرسانة طبقاً للمواصفات الفنية وتعليمات المهندس المشرف. | Approved
Katameya Creeks | CLI.CON-000001 |  |  | Approved
Katameya Creeks | CLI.CON-000001 | 22E-20G.Basement.HVAC | مروحة لها تصرف هواء قدرة 17240 قدم مكعب لكل دقيقة عند السرعة الاولى هواء قدرة 28500 قدم مكعب لكل دقيقة لكل دقيقة عند السرعة الثانية وذلك للجراج رقم 22E | Approved
Katameya Creeks | CLI.CON-000001 |  |  | Approved
Katameya Creeks | CLI.CON-000001 | 22E-20G.Basement.Drainage | مواسير قطر 75مم. | Approved
Katameya Creeks | CLI.CON-000001 |  |  | Approved
Katameya Creeks | CLI.CON-000001 | 22E-20G.Basement.Water supply | مواسير قطر 25مم. | Approved
Katameya Creeks | CLI.CON-000001 |  |  | Approved
Katameya Creeks | CLI.CON-000001 | 22E-20G.Basement.Fire Fighting | 25mm dia. | Approved
Katameya Creeks | CLI.CON-000001 |  |  | Approved
Katameya Creeks | CLI.CON-000001 | 6G1.Basement.HVAC | مروحة لها تصرف هواء قدرة 23540 قدم مكعب لكل دقيقة عند السرعة الاولى هواء قدرة 38500 قدم مكعب لكل دقيقة لكل دقيقة عند السرعة الثانية وذلك للجراج رقم G6-1 | Approved
Katameya Creeks | CLI.CON-000001 |  |  | Approved
Katameya Creeks | CLI.CON-000001 | 6G1.Basement.Drainage | مواسير قطر 75مم. | Approved
Katameya Creeks | CLI.CON-000001 |  |  | Approved
Katameya Creeks | CLI.CON-000001 | 6G1.Basement.Water supply | مواسير قطر 25مم. | Approved
Katameya Creeks | CLI.CON-000001 |  |  | Approved
Katameya Creeks | CLI.CON-000001 | 6G1.Basement.Fire Fighting | 25mm dia. | Approved
Katameya Creeks | CLI.CON-000001 |  |  | Approved
Katameya Creeks | CLI.CON-000001 | 11D-9D.Basement.HVAC | مروحة لها تصرف هواء قدرة 20600 قدم مكعب لكل دقيقة عند السرعة الاولى هواء قدرة 33500 قدم مكعب لكل دقيقة لكل دقيقة عند السرعة الثانية وذلك للجراج رقم 11D1 | Approved
Katameya Creeks | CLI.CON-000001 |  |  | Approved
Katameya Creeks | CLI.CON-000001 | 11D-9D.Basement.Drainage | مواسير قطر 75مم. | Approved
Katameya Creeks | CLI.CON-000001 |  |  | Approved
Katameya Creeks | CLI.CON-000001 | 11D-9D.Basement.Water supply | مواسير قطر 25مم. | Approved
Katameya Creeks | CLI.CON-000001 |  |  | Approved
Katameya Creeks | CLI.CON-000001 | 11D-9D.Basement.Fire Fighting | 25mm dia. | Approved
Katameya Creeks | CLI.CON-000001 |  |  | Approved
Katameya Creeks | CLI.CON-000001 | 14F-13G.Basement.HVAC | مروحة لها تصرف هواء قدرة 21250 قدم مكعب لكل دقيقة عند السرعة الاولى هواء قدرة 35200 قدم مكعب لكل دقيقة لكل دقيقة عند السرعة الثانية وذلك للجراج رقم | Approved
Katameya Creeks | CLI.CON-000001 |  |  | Approved
Katameya Creeks | CLI.CON-000001 | 14F-13G.Basement.Drainage | مواسير قطر 75مم. | Approved
Katameya Creeks | CLI.CON-000001 |  |  | Approved
Katameya Creeks | CLI.CON-000001 | 14F-13G.Basement.Water supply | مواسير قطر 25مم. | Approved
Katameya Creeks | CLI.CON-000001 |  |  | Approved
Katameya Creeks | CLI.CON-000001 | 14F-13G.Basement.Fire Fighting | 25mm dia. | Approved
Katameya Creeks | CLI.CON-000001 |  |  | Approved
Katameya Creeks | CLI.CON-000001 | 17D-18F.Basement.HVAC | مروحة لها تصرف هواء قدرة 23540 قدم مكعب لكل دقيقة عند السرعة الاولى هواء قدرة 38500 قدم مكعب لكل دقيقة لكل دقيقة عند السرعة الثانية وذلك للجراج رقم | Approved
Katameya Creeks | CLI.CON-000001 |  |  | Approved
Katameya Creeks | CLI.CON-000001 | 6G1 SERVICE.Basement.11.2 | Earthing system for light curent not more than 0.5 ohm | Approved
Katameya Creeks | CLI.CON-000001 |  |  | Approved
Katameya Creeks | CLI.CON-000001 | 6G1 SERVICE.Basement. | 100x100 mm width | Approved
Katameya Creeks | CLI.CON-000001 |  |  | Approved
Katameya Creeks | CLI.CON-000001 | 7G SERVICE.Basement.1-1 | MDB-1 | Approved
Katameya Creeks | CLI.CON-000001 |  |  | Approved
Katameya Creeks | CLI.CON-000001 | 7G SERVICE.Basement.1-2 | MDB-2 | Approved
Katameya Creeks | CLI.CON-000001 |  |  | Approved
Katameya Creeks | CLI.CON-000001 | 7G SERVICE.Basement.1-3 | EMDB | Approved
Katameya Creeks | CLI.CON-000001 |  |  | Approved
Katameya Creeks | CLI.CON-000001 | 7G SERVICE.Basement.1-4 | LPP-B (with pre-paid power meter ) | Approved
Katameya Creeks | CLI.CON-000001 |  |  | Approved
Katameya Creeks | CLI.CON-000001 | 7G SERVICE.Basement.1-5 | SMDB-G | Approved
Katameya Creeks | CLI.CON-000001 |  |  | Approved
Katameya Creeks | CLI.CON-000001 | 7G SERVICE.Basement.1-6 | SMDB-1st | Approved
Katameya Creeks | CLI.CON-000001 |  |  | Approved
Katameya Creeks | CLI.CON-000001 | 7G SERVICE.Basement.1-7 | SMDB-2nd | Approved
Katameya Creeks | CLI.CON-000001 |  |  | Approved
Katameya Creeks | CLI.CON-000001 | 7G SERVICE.Basement.1-8 | SMDB-3rd | Approved
Katameya Creeks | CLI.CON-000001 |  |  | Approved
Katameya Creeks | CLI.CON-000001 | 7G SERVICE.Basement.1-9 | SMDB-4th | Approved
Katameya Creeks | CLI.CON-000001 |  |  | Approved
Katameya Creeks | CLI.CON-000001 | 7G SERVICE.Basement.1-10 | STAIRS MACHINE | Approved
Katameya Creeks | CLI.CON-000001 |  |  | Approved
Katameya Creeks | CLI.CON-000001 | 7G SERVICE.Basement.2-1 | (4x6)+6mm² | Approved
Katameya Creeks | CLI.CON-000001 |  |  | Approved
Katameya Creeks | CLI.CON-000001 | 7G SERVICE.Basement.2-3 | (3x70+35)+16mm² | Approved
Katameya Creeks | CLI.CON-000001 |  |  | Approved
Katameya Creeks | CLI.CON-000001 | 7G SERVICE.Basement.2-4 | (3x95+50)+25mm² | Approved
Katameya Creeks | CLI.CON-000001 |  |  | Approved
Katameya Creeks | CLI.CON-000001 | 7G SERVICE.Basement.3.1 | Supply, install & test a lighting fixtures complete with wiring (3x3) mm², back to panel or second outlet, according to drawings and specifications | Approved
Katameya Creeks | CLI.CON-000001 |  |  | Approved
Katameya Creeks | CLI.CON-000001 | 7G SERVICE.Basement.4-1 | One way, one gang switch outlet | Approved
Katameya Creeks | CLI.CON-000001 |  |  | Approved
Katameya Creeks | CLI.CON-000001 | 7G SERVICE.Basement.4-2 | Two way, one gang switch outlet | Approved
Katameya Creeks | CLI.CON-000001 |  |  | Approved
Katameya Creeks | CLI.CON-000001 | 7G SERVICE.Basement.4-3 | Entermediate switch outlet | Approved
Katameya Creeks | CLI.CON-000001 |  |  | Approved
Katameya Creeks | CLI.CON-000001 | 7G SERVICE.Basement.4-4 | One way, two gang switch outlet | Approved
Katameya Creeks | CLI.CON-000001 |  |  | Approved
Katameya Creeks | CLI.CON-000001 | 7G SERVICE.Basement.4-5 | One way, three gang switch outlet | Approved
Katameya Creeks | CLI.CON-000001 |  |  | Approved
Katameya Creeks | CLI.CON-000001 | SERVICE 13G.Basement.8-6 | 20 AMP, 220 Volt, single socket (Weather Proof) | Approved
Katameya Creeks | CLI.CON-000001 |  |  | Approved
Katameya Creeks | CLI.CON-000001 | SERVICE 13G.Basement.8-7 | One way, one gang switch | Approved
Katameya Creeks | CLI.CON-000001 |  |  | Approved
Katameya Creeks | CLI.CON-000001 | SERVICE 13G.Basement.8-8 | Two way, one gang switch | Approved
Katameya Creeks | CLI.CON-000001 |  |  | Approved
Katameya Creeks | CLI.CON-000001 | SERVICE 13G.Basement.8-9 | One way, three gang switch outlet | Approved
Katameya Creeks | CLI.CON-000001 |  |  | Approved
Katameya Creeks | CLI.CON-000001 | SERVICE 13G.Basement.8-10 | One way, two gang switch outlet | Approved
Katameya Creeks | CLI.CON-000001 |  |  | Approved
Katameya Creeks | CLI.CON-000001 | SERVICE 13G.Basement.8-11 | Entermediate switch | Approved
Katameya Creeks | CLI.CON-000001 |  |  | Approved
Katameya Creeks | CLI.CON-000001 | SERVICE 13G.Basement.8-12 | motion detector | Approved
Katameya Creeks | CLI.CON-000001 |  |  | Approved
Katameya Creeks | CLI.CON-000001 | SERVICE 13G.Basement.8-13 | I.S, 3P, 40 A for LIFT | Approved
Katameya Creeks | CLI.CON-000001 |  |  | Approved
Katameya Creeks | CLI.CON-000001 | SERVICE 13G.Basement.8-14 | I.S, 3P, 63 A for EXHAUST FAN | Approved
Katameya Creeks | CLI.CON-000001 |  |  | Approved
Katameya Creeks | CLI.CON-000001 | SERVICE 13G.Basement.8-15 | I.S, 2P, 20 A for A/C | Approved
Katameya Creeks | CLI.CON-000001 |  |  | Approved
Katameya Creeks | CLI.CON-000001 | SERVICE 13G.Basement.8-16 | I.S, 2P, 20 A for E.W.H (ceiling mounted) | Approved
Katameya Creeks | CLI.CON-000001 |  |  | Approved
Katameya Creeks | CLI.CON-000001 | SERVICE 13G.Basement.9.1 | Type F1 | Approved
Katameya Creeks | CLI.CON-000001 |  |  | Approved
Katameya Creeks | CLI.CON-000001 | SERVICE 13G.Basement.9.2 | Type C2 | Approved
Katameya Creeks | CLI.CON-000001 |  |  | Approved
Katameya Creeks | CLI.CON-000001 | SERVICE 13G.Basement.9.3 | Type C3 | Approved
Katameya Creeks | CLI.CON-000001 |  |  | Approved
Katameya Creeks | CLI.CON-000001 | SERVICE 13G.Basement.9.4 | Type D1 | Approved
Katameya Creeks | CLI.CON-000001 |  |  | Approved
Katameya Creeks | CLI.CON-000001 | SERVICE 13G.Basement.9.5 | Type D2 | Approved
Katameya Creeks | CLI.CON-000001 |  |  | Approved
Katameya Creeks | CLI.CON-000001 | SERVICE 13G.Basement.10 | Supply and install a complete Low Current outlet from RACK to the outlet | Approved
Katameya Creeks | CLI.CON-000001 |  |  | Approved
Katameya Creeks | CLI.CON-000001 | SERVICE 13G.Basement.11 | Earthing system for power not more than 3 ohm | Approved
Katameya Creeks | CLI.CON-000001 |  |  | Approved
Katameya Creeks | CLI.CON-000001 | SERVICE 13G.Basement.11.1 | Earthing system for light curent not more than 0.5 ohm | Approved
Katameya Creeks | CLI.CON-000001 |  |  | Approved
Katameya Creeks | CLI.CON-000001 | SERVICE 13G.Basement.12.1 | 100x100 mm width | Approved
Katameya Creeks | CLI.CON-000001 |  |  | Approved
Katameya Creeks | CLI.CON-000001 | SERVICE 14F.Basement.1-1 | MDB-1 | Approved
Katameya Creeks | CLI.CON-000001 |  |  | Approved
Katameya Creeks | CLI.CON-000001 | SERVICE 20 G.Basement.8-3 | 16 AMP, 220 Volt, doublex socket (Weather Proof). | Approved
Katameya Creeks | CLI.CON-000001 |  |  | Approved
Katameya Creeks | CLI.CON-000001 | SERVICE 20 G.Basement.8-4 | 16 AMP, 220 Volt, single socket for storage EX.FAN (Weather Proof) | Approved
Katameya Creeks | CLI.CON-000001 |  |  | Approved
Katameya Creeks | CLI.CON-000001 | SERVICE 20 G.Basement.8-5 | 32 AMP, 380 Volt, three phase socket. | Approved
Katameya Creeks | CLI.CON-000001 |  |  | Approved
Katameya Creeks | CLI.CON-000001 | SERVICE 20 G.Basement.8-7 | One way, one gang switch | Approved
Katameya Creeks | CLI.CON-000001 |  |  | Approved
Katameya Creeks | CLI.CON-000001 | SERVICE 20 G.Basement.8-8 | Two way, one gang switch | Approved
Katameya Creeks | CLI.CON-000001 |  |  | Approved
Katameya Creeks | CLI.CON-000001 | SERVICE 20 G.Basement.8-9 | One way, three gang switch outlet | Approved
Katameya Creeks | CLI.CON-000001 |  |  | Approved
Katameya Creeks | CLI.CON-000001 | SERVICE 20 G.Basement.8-11 | Entermediate switch | Approved
Katameya Creeks | CLI.CON-000001 |  |  | Approved
Katameya Creeks | CLI.CON-000001 | SERVICE 20 G.Basement.8-12 | motion detector | Approved
Katameya Creeks | CLI.CON-000001 |  |  | Approved
Katameya Creeks | CLI.CON-000001 | SERVICE 20 G.Basement.8-13 | I.S, 3P, 40 A for LIFT | Approved
Katameya Creeks | CLI.CON-000001 |  |  | Approved
Katameya Creeks | CLI.CON-000001 | SERVICE 20 G.Basement.8-14 | I.S, 3P, 63 A for EXHAUST FAN | Approved
Katameya Creeks | CLI.CON-000001 |  |  | Approved
Katameya Creeks | CLI.CON-000001 | SERVICE 20 G.Basement.8-15 | I.S, 2P, 20 A for A/C | Approved
Katameya Creeks | CLI.CON-000001 |  |  | Approved
Katameya Creeks | CLI.CON-000001 | SERVICE 20 G.Basement.8-16 | Supply and install a complete Low Current outlet from RACK to the outlet | Approved
Katameya Creeks | CLI.CON-000001 |  |  | Approved
Katameya Creeks | CLI.CON-000001 | SERVICE 20 G.Basement.9.1 | Type F1 | Approved
Katameya Creeks | CLI.CON-000001 |  |  | Approved
Katameya Creeks | CLI.CON-000001 | SERVICE 20 G.Basement.9.2 | Type C2 | Approved
Katameya Creeks | CLI.CON-000001 |  |  | Approved
Katameya Creeks | CLI.CON-000001 | SERVICE 20 G.Basement.9.3 | Type C3 | Approved
Katameya Creeks | CLI.CON-000001 |  |  | Approved
Katameya Creeks | CLI.CON-000001 | SERVICE 20 G.Basement.9.4 | Type D1 | Approved
Katameya Creeks | CLI.CON-000001 |  |  | Approved
Katameya Creeks | CLI.CON-000001 | SERVICE 20 G.Basement.9.5 | Type D2 | Approved
Katameya Creeks | CLI.CON-000001 |  |  | Approved
Katameya Creeks | CLI.CON-000001 | SERVICE 20 G.Basement.10 | Earthing system for power not more than 3 ohm | Approved
Katameya Creeks | CLI.CON-000001 |  |  | Approved
Katameya Creeks | CLI.CON-000001 | SERVICE 20 G.Basement.10.1 | Earthing system for light curent not more than 0.5 ohm | Approved
Katameya Creeks | CLI.CON-000001 |  |  | Approved
Katameya Creeks | CLI.CON-000001 | SERVICE 20 G.Basement.11.1 | 100x100 mm width | Approved
Katameya Creeks | CLI.CON-000001 |  |  | Approved
Katameya Creeks | CLI.CON-000001 | SERVICE 21D.Basement.1-1 | MDB-1 | Approved
Katameya Creeks | CLI.CON-000001 |  |  | Approved
Katameya Creeks | CLI.CON-000001 |  |  | Approved
Katameya Creeks | CLI.CON-000001 | FIREALARM 18 F.Basement.1-9 | Supply and install control module for exhaust fan. | Approved
Katameya Creeks | CLI.CON-000001 |  |  | Approved
Katameya Creeks | CLI.CON-000001 | FIREALARM 18 F.Basement.1-10 | Supply and install monitor module for fire fighting switches. | Approved
Katameya Creeks | CLI.CON-000001 |  |  | Approved
Katameya Creeks | CLI.CON-000001 | FIREALARM 19D.Basement.1-1 | Main fire alarm control panel (FACP) intelligent addressable type with capacity (1 loops), the item includes back-up batteries, battery charger, fault isolation modules, interfaces modules, programming and any needed / related accessories. | Approved
Katameya Creeks | CLI.CON-000001 |  |  | Approved
Katameya Creeks | CLI.CON-000001 | FIREALARM 19D.Basement.1-2 | Automatic dialer to call fire brigade in case of fire | Approved
Katameya Creeks | CLI.CON-000001 |  |  | Approved
Katameya Creeks | CLI.CON-000001 | FIREALARM 19D.Basement.1-3 | Fire alarm outlet complete with outlet boxes, pull boxes conduits, conduit fittings, 2x1.5 mm² fire alarm cable rated 105C back to next outlet or fire alarm panel, conduits will be PVC type in case of imbedded in concrete or galvanized steel in case of exposed fixation. | Approved
Katameya Creeks | CLI.CON-000001 |  |  | Approved
Katameya Creeks | CLI.CON-000001 | FIREALARM 19D.Basement.1-4 | Supply and install Intelligent addressable manual alarm station. | Approved
Katameya Creeks | CLI.CON-000001 |  |  | Approved
Katameya Creeks | CLI.CON-000001 | FIREALARM 19D.Basement.1-5 | Supply and install Intelligent addressable optical smoke detector | Approved
Katameya Creeks | CLI.CON-000001 |  |  | Approved
Katameya Creeks | CLI.CON-000001 | FIREALARM 19D.Basement.1-7 | Supply and install Intelligent addressable Multisensor detector | Approved
Katameya Creeks | CLI.CON-000001 |  |  | Approved
Katameya Creeks | CLI.CON-000001 | FIREALARM 19D.Basement.1-8 | Supply and install Fire alarm bell with Strobe light. | Approved
Katameya Creeks | CLI.CON-000001 |  |  | Approved
Katameya Creeks | CLI.CON-000001 | FIREALARM 19D.Basement.1-9 | Supply and install control module for exhaust fan. | Approved
Katameya Creeks | CLI.CON-000001 |  |  | Approved
Katameya Creeks | CLI.CON-000001 | FIREALARM 19D.Basement.1-10 | Supply and install monitor module for fire fighting switches. | Approved
Katameya Creeks | CLI.CON-000001 |  |  | Approved
Katameya Creeks | CLI.CON-000001 | FIREALARM20 G.Basement.1-1 | Main fire alarm control panel (FACP) intelligent addressable type with capacity (1 loops), the item includes back-up batteries, battery charger, fault isolation modules, interfaces modules, programming and any needed / related accessories. | Approved
Katameya Creeks | CLI.CON-000001 |  |  | Approved
Katameya Creeks | CLI.CON-000001 | FIREALARM20 G.Basement.1-2 | Automatic dialer to call fire brigade in case of fire | Approved
Katameya Creeks | CLI.CON-000001 |  |  | Approved
Katameya Creeks | CLI.CON-000001 | FIREALARM20 G.Basement.1-3 | Fire alarm outlet complete with outlet boxes, pull boxes conduits, conduit fittings, 2x1.5 mm² fire alarm cable rated 105C back to next outlet or fire alarm panel, conduits will be PVC type in case of imbedded in concrete or galvanized steel in case of exposed fixation. | Approved
Katameya Creeks | CLI.CON-000001 |  |  | Approved
Katameya Creeks | CLI.CON-000001 | FIREALARM20 G.Basement.1-4 | Supply and install Intelligent addressable manual alarm station. | Approved
Katameya Creeks | CLI.CON-000001 |  |  | Approved
Katameya Creeks | CLI.CON-000001 | FIREALARM20 G.Basement.1-5 | Supply and install Intelligent addressable optical smoke detector | Approved
Katameya Creeks | CLI.CON-000001 |  |  | Approved
Katameya Creeks | CLI.CON-000001 | FIREALARM20 G.Basement.1-7 | Supply and install Intelligent addressable Multisensor detector | Approved
Katameya Creeks | CLI.CON-000001 | Type G1.Buildings.5-1 | Supply and install a complete socket outlet complete with wiring (3x3) mm² back to panel board or second outlet (exclude the socket) | Approved
Katameya Creeks | CLI.CON-000001 |  |  | Approved
Katameya Creeks | CLI.CON-000001 | Type G1.Buildings.5-2 | Supply and install a complete socket outlet complete with wiring (3x4) mm² back to panel board or second outlet (exclude the socket) | Approved
Katameya Creeks | CLI.CON-000001 |  |  | Approved
Katameya Creeks | CLI.CON-000001 | Type G1.Buildings.5-3 | Supply and install a complete socket outlet complete with wiring (3x3) mm² back to panel board or second outlet (exclude the socket) | Approved
Katameya Creeks | CLI.CON-000001 |  |  | Approved
Katameya Creeks | CLI.CON-000001 | Type G1.Buildings.5-4 | Supply and install a complete socket outlet complete with wiring (3x4) mm² back to panel board or second outlet (exclude the socket) | Approved
Katameya Creeks | CLI.CON-000001 |  |  | Approved
Katameya Creeks | CLI.CON-000001 | Type G1.Buildings.5-5 | Supply and install a complete socket outlet complete with wiring (3x3) mm² back to panel board or second outlet (exclude the socket) | Approved
Katameya Creeks | CLI.CON-000001 |  |  | Approved
Katameya Creeks | CLI.CON-000001 | Type G1.Buildings.5-6 | Supply and install a complete socket outlet complete with wiring (3x4) mm² back to panel board or second outlet (exclude the socket) | Approved
Katameya Creeks | CLI.CON-000001 |  |  | Approved
Katameya Creeks | CLI.CON-000001 | Type G1.Buildings.5-7 | Supply and install a complete socket outlet complete with wiring (3x3) mm² back to panel board or second outlet (exclude the socket) | Approved
Katameya Creeks | CLI.CON-000001 |  |  | Approved
Katameya Creeks | CLI.CON-000001 | Type G1.Buildings.5-8 | Supply and install a complete socket outlet complete with wiring (3x4) mm² back to panel board or second outlet (exclude the socket) | Approved
Katameya Creeks | CLI.CON-000001 |  |  | Approved
Katameya Creeks | CLI.CON-000001 | Type G1.Buildings.5-9 | Supply and install a complete socket outlet complete with wiring (3x3) mm² back to panel board or second outlet (exclude the socket) | Approved
Katameya Creeks | CLI.CON-000001 |  |  | Approved
Katameya Creeks | CLI.CON-000001 | Type G1.Buildings.5-10 | Supply and install a complete socket outlet complete with wiring (3x4) mm² back to panel board or second outlet (exclude the socket) | Approved
Katameya Creeks | CLI.CON-000001 |  |  | Approved
Katameya Creeks | CLI.CON-000001 | Type G1.Buildings.6-1 | Supply and install a complete electrical outlet for door bill complete with wiring (3x3) mm² back to panel board or second outlet | Approved
Katameya Creeks | CLI.CON-000001 |  |  | Approved
Katameya Creeks | CLI.CON-000001 | Type G1.Buildings.6-2 | Supply and install a complete electrical outlet for door bill complete with wiring (3x3) mm² back to panel board or second outlet | Approved
Katameya Creeks | CLI.CON-000001 |  |  | Approved
Katameya Creeks | CLI.CON-000001 | Type G1.Buildings.6-3 | Supply and install a complete electrical outlet for door bill complete with wiring (3x3) mm² back to panel board or second outlet | Approved
Katameya Creeks | CLI.CON-000001 |  |  | Approved
Katameya Creeks | CLI.CON-000001 | Type G1.Buildings.6-4 | Supply and install a complete electrical outlet for door bill complete with wiring (3x3) mm² back to panel board or second outlet | Approved
Katameya Creeks | CLI.CON-000001 |  |  | Approved
Katameya Creeks | CLI.CON-000001 | Type G1.Buildings.6-5 | Supply and install a complete electrical outlet for door bill complete with wiring (3x3) mm² back to panel board or second outlet | Approved
Katameya Creeks | CLI.CON-000001 |  |  | Approved
Katameya Creeks | CLI.CON-000001 | Type G1.Buildings.6-6 | Supply and install a complete electrical outlet for POOL complete with wiring (4x6+6) mm² back to panel board or second outlet | Approved
Katameya Creeks | CLI.CON-000001 |  |  | Approved
Katameya Creeks | CLI.CON-000001 |  |  | Approved
Katameya Creeks | CLI.CON-000001 | Type D1.Buildings.8-2 | THERMOSTAT | Approved
Katameya Creeks | CLI.CON-000001 |  |  | Approved
Katameya Creeks | CLI.CON-000001 | Type D1.Buildings.8-3 | Door bell switch | Approved
Katameya Creeks | CLI.CON-000001 |  |  | Approved
Katameya Creeks | CLI.CON-000001 | Type D1.Buildings.8-4 | THERMOSTAT | Approved
Katameya Creeks | CLI.CON-000001 |  |  | Approved
Katameya Creeks | CLI.CON-000001 | Type D1.Buildings.8-5 | Door bell switch | Approved
Katameya Creeks | CLI.CON-000001 |  |  | Approved
Katameya Creeks | CLI.CON-000001 | Type D1.Buildings.8-6 | THERMOSTAT | Approved
Katameya Creeks | CLI.CON-000001 |  |  | Approved
Katameya Creeks | CLI.CON-000001 | Type D1.Buildings.8-7 | 16 AMP, 220 Volt, single socket | Approved
Katameya Creeks | CLI.CON-000001 |  |  | Approved
Katameya Creeks | CLI.CON-000001 | Type D1.Buildings.8-8 | Door bell switch | Approved
Katameya Creeks | CLI.CON-000001 |  |  | Approved
Katameya Creeks | CLI.CON-000001 | Type D1.Buildings.8-9 | THERMOSTAT | Approved
Katameya Creeks | CLI.CON-000001 |  |  | Approved
Katameya Creeks | CLI.CON-000001 | Type D1.Buildings.9-1 | Supply and install panel with power meter (pre-paid) as per Electric recommendation, complete with all related accessories as shown on drawings. | Approved
Katameya Creeks | CLI.CON-000001 |  |  | Approved
Katameya Creeks | CLI.CON-000001 | Type D1.Buildings.9-2 | Supply and install panel with power meter (pre-paid) as per Electric recommendation, complete with all related accessories as shown on drawings. | Approved
Katameya Creeks | CLI.CON-000001 |  |  | Approved
Katameya Creeks | CLI.CON-000001 | Type D1.Buildings.9-3 | Supply and install panel with power meter (pre-paid) as per Electric recommendation, complete with all related accessories as shown on drawings. | Approved
Katameya Creeks | CLI.CON-000001 |  |  | Approved
Katameya Creeks | CLI.CON-000001 | Type D1.Buildings.9-4 | Supply and install panel with power meter (pre-paid) as per Electric recommendation, complete with all related accessories as shown on drawings. | Approved
Katameya Creeks | CLI.CON-000001 |  |  | Approved
Katameya Creeks | CLI.CON-000001 | Type D1.Buildings.10-1 | Supply and install IT RACK INCLUDED 2 PATCH PANNEL | Approved
Katameya Creeks | CLI.CON-000001 |  |  | Approved
Katameya Creeks | CLI.CON-000001 | Type D1.Buildings.10-2 | Supply and install a complete Low Current outlet from the to the outlet | Approved
Katameya Creeks | CLI.CON-000001 |  |  | Approved
Katameya Creeks | CLI.CON-000001 | Type D1.Buildings.10-3 | Supply and install IT RACK INCLUDED 2 PATCH PANNEL | Approved
Katameya Creeks | CLI.CON-000001 |  |  | Approved
Katameya Creeks | CLI.CON-000001 | Type D1.Buildings.10-4 | Supply and install a complete Low Current outlet from the to the outlet | Approved
Katameya Creeks | CLI.CON-000001 |  |  | Approved
Katameya Creeks | CLI.CON-000001 | Type D1.Buildings.10-5 | Supply and install IT RACK INCLUDED 2 PATCH PANNEL | Approved
Katameya Creeks | CLI.CON-000001 |  |  | Approved
Katameya Creeks | CLI.CON-000001 | Type D1.Buildings.10-6 | Supply and install a complete Low Current outlet from the to the outlet | Approved
Katameya Creeks | CLI.CON-000001 |  |  | Approved
Katameya Creeks | CLI.CON-000001 | Type D1.Buildings.10-7 | Supply and install IT RACK INCLUDED 2 PATCH PANNEL | Approved
Katameya Creeks | CLI.CON-000001 |  |  | Approved
Katameya Creeks | CLI.CON-000001 | 5.Villas | توريد وعمل خرسانة مسلحة لزوم اعمدة دور البدروم بالقطاعات والأبعاد والمناسيب والتسليح الموضحة بالرسومات التنفيذية ألا تقل مقاومة الضغط للمكعب القياسـي عن 350 كجم/سم2 وبنسبة تسليح 165 كجم للمتر المكعب من الخرسانة. والبند يشمل القياس هندسي لكافة الاعمال المنفذة وكافة المعدات والفرم والشدات والمصنعيات اللازمة لنهو الأعمال طبقاً لأصول الصناعة ومواصفات الكود المصري لأعمال الخرسانة العادية والمسلحة والمواصفات الفنية للمشروع. كما يشمل البند كافة الاختبارات علي المواد قبل وبعد صب الخرسانة وكذلك التجارب اللازمة للتحكم في الجودة ومعالجة الخرسانة طبقاً للمواصفات الفنية وتعليمات المهندس المشرف. | Approved
Katameya Creeks | CLI.CON-000001 |  |  | Approved
Katameya Creeks | CLI.CON-000001 | 6.Villas | توريد وعمل خرسانة مسلحة لزوم الحوائط الساندة بدور البدروم بالقطاعات والأبعاد والمناسيب والتسليح الموضحة بالرسومات التنفيذية ألا تقل مقاومة الضغط للمكعب القياسـي عن 350 كجم/سم2 وبنسبة تسليح 85 كجم للمتر المكعب من الخرسانة. والبند يشمل القياس هندسي لكافة الاعمال المنفذة وكافة المعدات والفرم والشدات والمصنعيات اللازمة لنهو الأعمال طبقاً لأصول الصناعة ومواصفات الكود المصري لأعمال الخرسانة العادية والمسلحة والمواصفات الفنية للمشروع. كما يشمل البند كافة الاختبارات علي المواد قبل وبعد صب الخرسانة وكذلك التجارب اللازمة للتحكم في الجودة ومعالجة الخرسانة طبقاً للمواصفات الفنية وتعليمات المهندس المشرف. | Approved
Katameya Creeks | CLI.CON-000001 |  |  | Approved
Katameya Creeks | CLI.CON-000001 | 7.Villas | توريد وعمل خرسانة مسلحة لزوم بلاطات وكمرات وسلالم سقف دور البدروم بالقطاعات والأبعاد والمناسيب والتسليح الموضحة بالرسومات التنفيذية علي ألا تقل مقاومة الضغط للمكعب القياسـي عن 350 كجم/سم2 وبنسبة تسليح فى حدود 125 كجم للمتر المكعب من الخرسانة. والبند يشمل القياس هندسي لكافة الاعمال المنفذة وكافة المعدات والفرم والشدات والمصنعيات اللازمة لنهو الأعمال طبقاً لأصول الصناعة ومواصفات الكود المصري لأعمال الخرسانة العادية والمسلحة والمواصفات الفنية للمشروع. كما يشمل البند كافة الاختبارات علي المواد قبل وبعد صب الخرسانة وكذلك التجارب اللازمة للتحكم في الجودة ومعالجة الخرسانة طبقاً للمواصفات الفنية وتعليمات المهندس المشرف. | Approved
Katameya Creeks | CLI.CON-000001 |  |  | Approved
Katameya Creeks | CLI.CON-000001 | 8.Villas | توريد وعمل خرسانة مسلحة لزوم اعمدة الدور الأرضي بالقطاعات والأبعاد والمناسيب والتسليح الموضحة بالرسومات التنفيذية ألا تقل مقاومة الضغط للمكعب القياسـي عن 350 كجم/سم2 وبنسبة تسليح 165 كجم للمتر المكعب من الخرسانة. والبند يشمل القياس هندسي لكافة الاعمال المنفذة وكافة المعدات والفرم والشدات والمصنعيات اللازمة لنهو الأعمال طبقاً لأصول الصناعة ومواصفات الكود المصري لأعمال الخرسانة العادية والمسلحة والمواصفات الفنية للمشروع. كما يشمل البند كافة الاختبارات علي المواد قبل وبعد صب الخرسانة وكذلك التجارب اللازمة للتحكم في الجودة ومعالجة الخرسانة طبقاً للمواصفات الفنية وتعليمات المهندس المشرف. | Approved
Katameya Creeks | CLI.CON-000001 |  |  | Approved
Katameya Creeks | CLI.CON-000001 | 9.Villas | توريد وعمل خرسانة مسلحة لزوم بلاطات وكمرات وسلالم سقف الدور الارضي بالقطاعات والأبعاد والمناسيب والتسليح الموضحة بالرسومات التنفيذية علي ألا تقل مقاومة الضغط للمكعب القياسـي عن350 كجم/سم2 وبنسبة تسليح 125كجم للمتر المكعب من الخرسانة. والبند يشمل القياس هندسي لكافة الاعمال المنفذة وكافة المعدات والفرم والشدات والمصنعيات اللازمة لنهو الأعمال طبقاً لأصول الصناعة ومواصفات الكود المصري لأعمال الخرسانة العادية والمسلحة والمواصفات الفنية للمشروع. كما يشمل البند كافة الاختبارات علي المواد قبل وبعد صب الخرسانة وكذلك التجارب اللازمة للتحكم في الجودة ومعالجة الخرسانة طبقاً للمواصفات الفنية وتعليمات المهندس المشرف. | Approved
Katameya Creeks | CLI.CON-000001 |  |  | Approved
Katameya Creeks | CLI.CON-000001 | 5.Basement.17D-18F | توريد وعمل خرسانة مسلحة لزوم اعمدة دور البدروم بالقطاعات والأبعاد والمناسيب والتسليح الموضحة بالرسومات التنفيذية ألا تقل مقاومة الضغط للمكعب القياسـي عن 350 كجم/سم2 وبنسبة تسليح 180 كجم للمتر المكعب من الخرسانة. والبند يشمل القياس هندسي لكافة الاعمال المنفذة وكافة المعدات والفرم والشدات والمصنعيات اللازمة لنهو الأعمال طبقاً لأصول الصناعة ومواصفات الكود المصري لأعمال الخرسانة العادية والمسلحة والمواصفات الفنية للمشروع. كما يشمل البند كافة الاختبارات علي المواد قبل وبعد صب الخرسانة وكذلك التجارب اللازمة للتحكم في الجودة ومعالجة الخرسانة طبقاً للمواصفات الفنية وتعليمات المهندس المشرف. | Approved
Katameya Creeks | CLI.CON-000001 |  |  | Approved
Katameya Creeks | CLI.CON-000001 | 6.Basement.17D-18F | توريد وعمل خرسانة مسلحة لزوم الحوائط الساندة بدور البدروم بالقطاعات والأبعاد والمناسيب والتسليح الموضحة بالرسومات التنفيذية ألا تقل مقاومة الضغط للمكعب القياسـي عن 350 كجم/سم2 وبنسبة تسليح 75 كجم للمتر المكعب من الخرسانة. والبند يشمل القياس هندسي لكافة الاعمال المنفذة وكافة المعدات والفرم والشدات والمصنعيات اللازمة لنهو الأعمال طبقاً لأصول الصناعة ومواصفات الكود المصري لأعمال الخرسانة العادية والمسلحة والمواصفات الفنية للمشروع. كما يشمل البند كافة الاختبارات علي المواد قبل وبعد صب الخرسانة وكذلك التجارب اللازمة للتحكم في الجودة ومعالجة الخرسانة طبقاً للمواصفات الفنية وتعليمات المهندس المشرف. | Approved
Katameya Creeks | CLI.CON-000001 |  |  | Approved
Katameya Creeks | CLI.CON-000001 | 7.Basement.17D-18F | توريد وعمل خرسانة مسلحة لزوم بلاطات وكمرات وسلالم سقف دور البدروم بالقطاعات والأبعاد والمناسيب والتسليح الموضحة بالرسومات التنفيذية علي ألا تقل مقاومة الضغط للمكعب القياسـي عن 350 كجم/سم2 وبنسبة تسليح 110 كجم للمتر المكعب من الخرسانة. والبند يشمل القياس هندسي لكافة الاعمال المنفذة وكافة المعدات والفرم والشدات والمصنعيات اللازمة لنهو الأعمال طبقاً لأصول الصناعة ومواصفات الكود المصري لأعمال الخرسانة العادية والمسلحة والمواصفات الفنية للمشروع.كما يشمل البند كافة الاختبارات علي المواد قبل وبعد صب الخرسانة وكذلك التجارب اللازمة للتحكم في الجودة ومعالجة الخرسانة طبقاً للمواصفات الفنية وتعليمات المهندس المشرف. | Approved
Katameya Creeks | CLI.CON-000001 |  |  | Approved
Katameya Creeks | CLI.CON-000001 | 2.Basement.5E-3H | توريد وعمل خرسانة عادية لزوم الأساسات بالقطاعات والأبعاد والمناسيب الموضحة بالرسومات التنفيذية علي ألا تقل مقاومة الضغط للمكعب القياسي عن 200 كجم/سم2. والبند يشمل القياس هندسي لكافة الاعمال المنفذة وكافة المعدات والفرم والشدات والمصنعيات اللازمة لنهو الأعمال طبقاً لأصول الصناعة ومواصفات الكود المصري لأعمال الخرسانة العادية والمسلحة والمواصفات الفنية للمشروع. كما يشمل البند كافة الاختبارات علي المواد قبل وبعد صب الخرسانة وكذلك التجارب اللازمة للتحكم في الجودة ومعالجة الخرسانة طبقاً للمواصفات الفنية وتعليمات المهندس المشرف | Approved
Katameya Creeks | CLI.CON-000001 |  |  | Approved
Katameya Creeks | CLI.CON-000001 | 3.Basement.5E-3H | توريد وعمل بلاطات خرسانية مسلحة لزوم أرضيات البدروم بسمك 15 سم بالأبعاد والمناسيب الموضحة بالرسومات التنفيذية وشبكة تسليح 4ɸ10/م في الاتجاهين علي ألا تقل مقاومة الضغط للمكعب القياسـي عن 250 كجم/سم2. والبند يشمل القياس هندسي لكافة الاعمال المنفذة وكافة المعدات والفرم والشدات والمصنعيات اللازمة لنهو الأعمال طبقاً لأصول الصناعة ومواصفات الكود المصري لأعمال الخرسانة العادية والمسلحة والمواصفات الفنية للمشروع. | Approved
Katameya Creeks | CLI.CON-000001 |  |  | Approved
Katameya Creeks | CLI.CON-000001 | 17D-18F.Basement.Drainage | مواسير قطر 75مم. | Approved
Katameya Creeks | CLI.CON-000001 |  |  | Approved
Katameya Creeks | CLI.CON-000001 | 17D-18F.Basement.Water supply | مواسير قطر 25مم. | Approved
Katameya Creeks | CLI.CON-000001 |  |  | Approved
Katameya Creeks | CLI.CON-000001 | 17D-18F.Basement.Fire Fighting | 25mm dia. | Approved
Katameya Creeks | CLI.CON-000001 |  |  | Approved
Katameya Creeks | CLI.CON-000001 | 5E-3H.Basement.HVAC | مروحة لها تصرف هواء قدرة 23540 قدم مكعب لكل دقيقة عند السرعة الاولى هواء قدرة 38500 قدم مكعب لكل دقيقة لكل دقيقة عند السرعة الثانية وذلك للجراج رقم | Approved
Katameya Creeks | CLI.CON-000001 |  |  | Approved
Katameya Creeks | CLI.CON-000001 | 5E-3H.Basement.Drainage | مواسير قطر 75مم. | Approved
Katameya Creeks | CLI.CON-000001 |  |  | Approved
Katameya Creeks | CLI.CON-000001 | 5E-3H.Basement.Water supply | مواسير قطر 25مم. | Approved
Katameya Creeks | CLI.CON-000001 |  |  | Approved
Katameya Creeks | CLI.CON-000001 | 5E-3H.Basement.Fire Fighting | 25mm dia. | Approved
Katameya Creeks | CLI.CON-000001 |  |  | Approved
Katameya Creeks | CLI.CON-000001 | Type D.Buildings.Drainage | مما جميعه السيفون كاملاً. | Approved
Katameya Creeks | CLI.CON-000001 |  |  | Approved
Katameya Creeks | CLI.CON-000001 | Type D.Buildings.Water supply | مواسير قطر 25مم. | Approved
Katameya Creeks | CLI.CON-000001 |  |  | Approved
Katameya Creeks | CLI.CON-000001 | Type E.Buildings.Drainage | مواسير قطر 50 مم | Approved
Katameya Creeks | CLI.CON-000001 |  |  | Approved
Katameya Creeks | CLI.CON-000001 | Type E.Buildings.Water supply | مواسير قطر 25مم. | Approved
Katameya Creeks | CLI.CON-000001 |  |  | Approved
Katameya Creeks | CLI.CON-000001 | Type F.Buildings.Drainage | مواسير قطر 50 مم | Approved
Katameya Creeks | CLI.CON-000001 |  |  | Approved
Katameya Creeks | CLI.CON-000001 | Type F.Buildings.Water supply | مواسير قطر 25مم. | Approved
Katameya Creeks | CLI.CON-000001 |  |  | Approved
Katameya Creeks | CLI.CON-000001 | Type G.Buildings.Drainage | مواسير قطر 50 مم | Approved
Katameya Creeks | CLI.CON-000001 |  |  | Approved
Katameya Creeks | CLI.CON-000001 | Type G.Buildings.Water supply | مواسير قطر 25مم. | Approved
Katameya Creeks | CLI.CON-000001 |  |  | Approved
Katameya Creeks | CLI.CON-000001 | Type D1.Buildings.Drainage | مما جميعه السيفون كاملاً. | Approved
Katameya Creeks | CLI.CON-000001 |  |  | Approved
Katameya Creeks | CLI.CON-000001 | Type D1.Buildings.Water supply | مواسير قطر 25مم. | Approved
Katameya Creeks | CLI.CON-000001 |  |  | Approved
Katameya Creeks | CLI.CON-000001 | Type G1.Buildings.Drainage | مواسير قطر 50 مم | Approved
Katameya Creeks | CLI.CON-000001 |  |  | Approved
Katameya Creeks | CLI.CON-000001 | Type G1.Buildings.Water supply | مواسير قطر 25مم. | Approved
Katameya Creeks | CLI.CON-000001 |  |  | Approved
Katameya Creeks | CLI.CON-000001 | Type H.Buildings.Drainage | مما جميعه السيفون كاملاً. | Approved
Katameya Creeks | CLI.CON-000001 | 7G SERVICE.Basement.5-1 | Supply and install a complete socket outlet complete with wiring (3x3) mm² back to panel board or second outlet (exclude the socket) | Approved
Katameya Creeks | CLI.CON-000001 |  |  | Approved
Katameya Creeks | CLI.CON-000001 | 7G SERVICE.Basement.5-2 | Supply and install a complete socket outlet complete with wiring (4x6+6) mm² back to panel board or second outlet (exclude the socket) | Approved
Katameya Creeks | CLI.CON-000001 |  |  | Approved
Katameya Creeks | CLI.CON-000001 | 7G SERVICE.Basement.6-1 | Supply and install a complete electrical outlet for F.A.C.P complete with wiring (3x4) mm² back to panel board or second outlet | Approved
Katameya Creeks | CLI.CON-000001 |  |  | Approved
Katameya Creeks | CLI.CON-000001 | 7G SERVICE.Basement.6-2 | Supply and install a complete electrical outlet for Exhaust fan complete with wiring (4x16+16) mm² back to panel board or second outlet | Approved
Katameya Creeks | CLI.CON-000001 |  |  | Approved
Katameya Creeks | CLI.CON-000001 | 7G SERVICE.Basement.7-1 | I.S, 3P, 40 A outlet with wire (4x10+10) for LIFT | Approved
Katameya Creeks | CLI.CON-000001 |  |  | Approved
Katameya Creeks | CLI.CON-000001 | 7G SERVICE.Basement.7-2 | I.S, 2P, 20 A outlet with wire (3x4) for A/C | Approved
Katameya Creeks | CLI.CON-000001 |  |  | Approved
Katameya Creeks | CLI.CON-000001 | 7G SERVICE.Basement.7-3 | I.S, 2P, 20 A outlet with wire (3x4) for EWH | Approved
Katameya Creeks | CLI.CON-000001 |  |  | Approved
Katameya Creeks | CLI.CON-000001 | 7G SERVICE.Basement.8-1 | 16 AMP, 220 Volt, doublex socket for T.V | Approved
Katameya Creeks | CLI.CON-000001 |  |  | Approved
Katameya Creeks | CLI.CON-000001 | 7G SERVICE.Basement.8-2 | 16 AMP, 220 Volt, single socket (Weather Proof) | Approved
Katameya Creeks | CLI.CON-000001 |  |  | Approved
Katameya Creeks | CLI.CON-000001 | 7G SERVICE.Basement.8-3 | 16 AMP, 220 Volt, doublex socket (Weather Proof). | Approved
Katameya Creeks | CLI.CON-000001 |  |  | Approved
Katameya Creeks | CLI.CON-000001 | 7G SERVICE.Basement.8-4 | 16 AMP, 220 Volt, doublex socket | Approved
Katameya Creeks | CLI.CON-000001 |  |  | Approved
Katameya Creeks | CLI.CON-000001 | 7G SERVICE.Basement.8-5 | 16 AMP, 220 Volt, single socket for storage EX.FAN | Approved
Katameya Creeks | CLI.CON-000001 |  |  | Approved
Katameya Creeks | CLI.CON-000001 | 7G SERVICE.Basement.8-6 | 32 AMP, 380 Volt, three phase socket. | Approved
Katameya Creeks | CLI.CON-000001 |  |  | Approved
Katameya Creeks | CLI.CON-000001 | 7G SERVICE.Basement.8-7 | 20 AMP, 220 Volt, single socket (Weather Proof) | Approved
Katameya Creeks | CLI.CON-000001 |  |  | Approved
Katameya Creeks | CLI.CON-000001 | 7G SERVICE.Basement.8-8 | One way, one gang switch | Approved
Katameya Creeks | CLI.CON-000001 |  |  | Approved
Katameya Creeks | CLI.CON-000001 | 7G SERVICE.Basement.8-9 | Two way, one gang switch | Approved
Katameya Creeks | CLI.CON-000001 |  |  | Approved
Katameya Creeks | CLI.CON-000001 | 7G SERVICE.Basement.8-10 | One way, three gang switch outlet | Approved
Katameya Creeks | CLI.CON-000001 |  |  | Approved
Katameya Creeks | CLI.CON-000001 | 7G SERVICE.Basement.8-11 | One way, two gang switch outlet | Approved
Katameya Creeks | CLI.CON-000001 |  |  | Approved
Katameya Creeks | CLI.CON-000001 | 7G SERVICE.Basement.8-12 | Entermediate switch | Approved
Katameya Creeks | CLI.CON-000001 |  |  | Approved
Katameya Creeks | CLI.CON-000001 | 7G SERVICE.Basement.8-13 | Motion detector | Approved
Katameya Creeks | CLI.CON-000001 | SERVICE 14F.Basement.1-2 | MDB-2 | Approved
Katameya Creeks | CLI.CON-000001 |  |  | Approved
Katameya Creeks | CLI.CON-000001 | SERVICE 14F.Basement.1-3 | EMDB | Approved
Katameya Creeks | CLI.CON-000001 |  |  | Approved
Katameya Creeks | CLI.CON-000001 | SERVICE 14F.Basement.1-4 | LPP-B (with pre-paid power meter ) | Approved
Katameya Creeks | CLI.CON-000001 |  |  | Approved
Katameya Creeks | CLI.CON-000001 | SERVICE 14F.Basement.1-5 | SMDB-G | Approved
Katameya Creeks | CLI.CON-000001 |  |  | Approved
Katameya Creeks | CLI.CON-000001 | SERVICE 14F.Basement.1-6 | SMDB-1st | Approved
Katameya Creeks | CLI.CON-000001 |  |  | Approved
Katameya Creeks | CLI.CON-000001 | SERVICE 14F.Basement.1-7 | SMDB-2nd | Approved
Katameya Creeks | CLI.CON-000001 |  |  | Approved
Katameya Creeks | CLI.CON-000001 | SERVICE 14F.Basement.1-8 | SMDB-3rd | Approved
Katameya Creeks | CLI.CON-000001 |  |  | Approved
Katameya Creeks | CLI.CON-000001 | SERVICE 14F.Basement.1-9 | SMDB-4th | Approved
Katameya Creeks | CLI.CON-000001 |  |  | Approved
Katameya Creeks | CLI.CON-000001 | SERVICE 14F.Basement.1-10 | STAIRS MACHINE | Approved
Katameya Creeks | CLI.CON-000001 |  |  | Approved
Katameya Creeks | CLI.CON-000001 | SERVICE 14F.Basement.2-1 | (4x6)+6mm² | Approved
Katameya Creeks | CLI.CON-000001 |  |  | Approved
Katameya Creeks | CLI.CON-000001 | SERVICE 14F.Basement.2-3 | (3x70+35)+16mm² | Approved
Katameya Creeks | CLI.CON-000001 |  |  | Approved
Katameya Creeks | CLI.CON-000001 | SERVICE 14F.Basement.3.1 | Supply, install & test a lighting fixtures complete with wiring (3x3) mm², back to panel or second outlet, according to drawings and specifications | Approved
Katameya Creeks | CLI.CON-000001 |  |  | Approved
Katameya Creeks | CLI.CON-000001 | SERVICE 14F.Basement.4-1 | One way, one gang switch outlet | Approved
Katameya Creeks | CLI.CON-000001 |  |  | Approved
Katameya Creeks | CLI.CON-000001 | SERVICE 14F.Basement.4-2 | Two way, one gang switch outlet | Approved
Katameya Creeks | CLI.CON-000001 |  |  | Approved
Katameya Creeks | CLI.CON-000001 | SERVICE 14F.Basement.4-3 | Entermediate switch outlet | Approved
Katameya Creeks | CLI.CON-000001 |  |  | Approved
Katameya Creeks | CLI.CON-000001 | SERVICE 14F.Basement.4-4 | One way, three gang switch outlet | Approved
Katameya Creeks | CLI.CON-000001 |  |  | Approved
Katameya Creeks | CLI.CON-000001 | SERVICE 14F.Basement.4-5 | One way, two gang switch outlet | Approved
Katameya Creeks | CLI.CON-000001 |  |  | Approved
Katameya Creeks | CLI.CON-000001 | SERVICE 14F.Basement.5-1 | Supply and install a complete socket outlet complete with wiring (3x3) mm² back to panel board or second outlet (exclude the socket) | Approved
Katameya Creeks | CLI.CON-000001 |  |  | Approved
Katameya Creeks | CLI.CON-000001 | SERVICE 14F.Basement.5-2 | Supply and install a complete socket outlet complete with wiring (4x6+6) mm² back to panel board or second outlet (exclude the socket) | Approved
Katameya Creeks | CLI.CON-000001 |  |  | Approved
Katameya Creeks | CLI.CON-000001 | SERVICE 14F.Basement.6-1 | Supply and install a complete electrical outlet for F.A.C.P complete with wiring (3x4) mm² back to panel board or second outlet | Approved
Katameya Creeks | CLI.CON-000001 |  |  | Approved
Katameya Creeks | CLI.CON-000001 | SERVICE 21D.Basement.1-2 | MDB-2 | Approved
Katameya Creeks | CLI.CON-000001 |  |  | Approved
Katameya Creeks | CLI.CON-000001 | SERVICE 21D.Basement.1-3 | EMDB | Approved
Katameya Creeks | CLI.CON-000001 |  |  | Approved
Katameya Creeks | CLI.CON-000001 | SERVICE 21D.Basement.1-4 | LPP-B (with pre-paid power meter ) | Approved
Katameya Creeks | CLI.CON-000001 |  |  | Approved
Katameya Creeks | CLI.CON-000001 | SERVICE 21D.Basement.1-5 | SMDB-G | Approved
Katameya Creeks | CLI.CON-000001 |  |  | Approved
Katameya Creeks | CLI.CON-000001 | SERVICE 21D.Basement.1-6 | SMDB-1st | Approved
Katameya Creeks | CLI.CON-000001 |  |  | Approved
Katameya Creeks | CLI.CON-000001 | SERVICE 21D.Basement.1-7 | SMDB-2nd | Approved
Katameya Creeks | CLI.CON-000001 |  |  | Approved
Katameya Creeks | CLI.CON-000001 | SERVICE 21D.Basement.1-8 | SMDB-3rd | Approved
Katameya Creeks | CLI.CON-000001 |  |  | Approved
Katameya Creeks | CLI.CON-000001 | SERVICE 21D.Basement.1-9 | SMDB-4th | Approved
Katameya Creeks | CLI.CON-000001 |  |  | Approved
Katameya Creeks | CLI.CON-000001 | SERVICE 21D.Basement.1-10 | STAIRS MACHINE | Approved
Katameya Creeks | CLI.CON-000001 |  |  | Approved
Katameya Creeks | CLI.CON-000001 | SERVICE 21D.Basement.2-1 | (4x6)+6mm² | Approved
Katameya Creeks | CLI.CON-000001 |  |  | Approved
Katameya Creeks | CLI.CON-000001 | SERVICE 21D.Basement.2-3 | (3x70+35)+16mm² | Approved
Katameya Creeks | CLI.CON-000001 |  |  | Approved
Katameya Creeks | CLI.CON-000001 | SERVICE 21D.Basement.2-4 | (3x95+50)+25mm² | Approved
Katameya Creeks | CLI.CON-000001 |  |  | Approved
Katameya Creeks | CLI.CON-000001 | SERVICE 21D.Basement.2-5 | (3x120+70)+35mm² | Approved
Katameya Creeks | CLI.CON-000001 |  |  | Approved
Katameya Creeks | CLI.CON-000001 | SERVICE 21D.Basement.3.1 | Supply, install & test a lighting fixtures complete with wiring (3x3) mm², back to panel or second outlet, according to drawings and specifications | Approved
Katameya Creeks | CLI.CON-000001 |  |  | Approved
Katameya Creeks | CLI.CON-000001 | SERVICE 21D.Basement.4-1 | One way, one gang switch outlet | Approved
Katameya Creeks | CLI.CON-000001 |  |  | Approved
Katameya Creeks | CLI.CON-000001 | SERVICE 21D.Basement.4-2 | Two way, one gang switch outlet | Approved
Katameya Creeks | CLI.CON-000001 |  |  | Approved
Katameya Creeks | CLI.CON-000001 | SERVICE 21D.Basement.4-3 | One way, three gang switch outlet | Approved
Katameya Creeks | CLI.CON-000001 |  |  | Approved
Katameya Creeks | CLI.CON-000001 | SERVICE 21D.Basement.4-4 | Entermediate switch outlet | Approved
Katameya Creeks | CLI.CON-000001 |  |  | Approved
Katameya Creeks | CLI.CON-000001 | SERVICE 21D.Basement.4-5 | One way, two gang switch outlet | Approved
Katameya Creeks | CLI.CON-000001 |  |  | Approved
Katameya Creeks | CLI.CON-000001 | SERVICE 21D.Basement.5-1 | Supply and install a complete socket outlet complete with wiring (3x3) mm² back to panel board or second outlet (exclude the socket) | Approved
Katameya Creeks | CLI.CON-000001 |  |  | Approved
Katameya Creeks | CLI.CON-000001 | SERVICE 21D.Basement.5-2 | Supply and install a complete socket outlet complete with wiring (4x6+6) mm² back to panel board or second outlet (exclude the socket) | Approved
Katameya Creeks | CLI.CON-000001 |  |  | Approved
Katameya Creeks | CLI.CON-000001 | FIREALARM20 G.Basement.1-8 | Supply and install Fire alarm bell with Strobe light. | Approved
Katameya Creeks | CLI.CON-000001 |  |  | Approved
Katameya Creeks | CLI.CON-000001 | FIREALARM20 G.Basement.1-9 | Supply and install control module for exhaust fan. | Approved
Katameya Creeks | CLI.CON-000001 |  |  | Approved
Katameya Creeks | CLI.CON-000001 | FIREALARM20 G.Basement.1-10 | Supply and install monitor module for fire fighting switches. | Approved
Katameya Creeks | CLI.CON-000001 |  |  | Approved
Katameya Creeks | CLI.CON-000001 | FIREALARM 21D.Basement.1-1 | Main fire alarm control panel (FACP) intelligent addressable type with capacity (1 loops), the item includes back-up batteries, battery charger, fault isolation modules, interfaces modules, programming and any needed / related accessories. | Approved
Katameya Creeks | CLI.CON-000001 |  |  | Approved
Katameya Creeks | CLI.CON-000001 | FIREALARM 21D.Basement.1-2 | Automatic dialer to call fire brigade in case of fire | Approved
Katameya Creeks | CLI.CON-000001 |  |  | Approved
Katameya Creeks | CLI.CON-000001 | FIREALARM 21D.Basement.1-3 | Fire alarm outlet complete with outlet boxes, pull boxes conduits, conduit fittings, 2x1.5 mm² fire alarm cable rated 105C back to next outlet or fire alarm panel, conduits will be PVC type in case of imbedded in concrete or galvanized steel in case of exposed fixation. | Approved
Katameya Creeks | CLI.CON-000001 |  |  | Approved
Katameya Creeks | CLI.CON-000001 | FIREALARM 21D.Basement.1-4 | Supply and install Intelligent addressable manual alarm station. | Approved
Katameya Creeks | CLI.CON-000001 |  |  | Approved
Katameya Creeks | CLI.CON-000001 | FIREALARM 21D.Basement.1-5 | Supply and install Intelligent addressable optical smoke detector | Approved
Katameya Creeks | CLI.CON-000001 |  |  | Approved
Katameya Creeks | CLI.CON-000001 | FIREALARM 21D.Basement.1-6 | Supply and install Intelligent addressable rise of heat detector | Approved
Katameya Creeks | CLI.CON-000001 |  |  | Approved
Katameya Creeks | CLI.CON-000001 | FIREALARM 21D.Basement.1-7 | Supply and install Intelligent addressable Multisensor detector | Approved
Katameya Creeks | CLI.CON-000001 |  |  | Approved
Katameya Creeks | CLI.CON-000001 | FIREALARM 21D.Basement.1-8 | Supply and install Fire alarm bell with Strobe light. | Approved
Katameya Creeks | CLI.CON-000001 |  |  | Approved
Katameya Creeks | CLI.CON-000001 | FIREALARM 21D.Basement.1-9 | Supply and install control module for exhaust fan. | Approved
Katameya Creeks | CLI.CON-000001 |  |  | Approved
Katameya Creeks | CLI.CON-000001 | FIREALARM 21D.Basement.1-10 | Supply and install monitor module for fire fighting switches. | Approved
Katameya Creeks | CLI.CON-000001 |  |  | Approved
Katameya Creeks | CLI.CON-000001 | FIREALARM 22E.Basement.1-1 | Main fire alarm control panel (FACP) intelligent addressable type with capacity (1 loops), the item includes back-up batteries, battery charger, fault isolation modules, interfaces modules, programming and any needed / related accessories. | Approved
Katameya Creeks | CLI.CON-000001 |  |  | Approved
Katameya Creeks | CLI.CON-000001 | FIREALARM 22E.Basement.1-2 | Automatic dialer to call fire brigade in case of fire | Approved
Katameya Creeks | CLI.CON-000001 |  |  | Approved
Katameya Creeks | CLI.CON-000001 | FIREALARM 22E.Basement.1-3 | Fire alarm outlet complete with outlet boxes, pull boxes conduits, conduit fittings, 2x1.5 mm² fire alarm cable rated 105C back to next outlet or fire alarm panel, conduits will be PVC type in case of imbedded in concrete or galvanized steel in case of exposed fixation. | Approved
Katameya Creeks | CLI.CON-000001 |  |  | Approved
Katameya Creeks | CLI.CON-000001 | FIREALARM 22E.Basement.1-4 | Supply and install Intelligent addressable manual alarm station. | Approved
Katameya Creeks | CLI.CON-000001 | Type G1.Buildings.7-1 | I.S, 2P, 16 A outlet with wire (3x3) for A/C (ceiling mounted) | Approved
Katameya Creeks | CLI.CON-000001 |  |  | Approved
Katameya Creeks | CLI.CON-000001 | Type G1.Buildings.7-2 | I.S, 2P, 20 A outlet with wire (3x4) for E.W.H | Approved
Katameya Creeks | CLI.CON-000001 |  |  | Approved
Katameya Creeks | CLI.CON-000001 | Type G1.Buildings.7-3 | I.S, 2P, 20 A outlet with wire (3x4) for HOOD | Approved
Katameya Creeks | CLI.CON-000001 |  |  | Approved
Katameya Creeks | CLI.CON-000001 | Type G1.Buildings.7-4 | I.S, 2P, 20 A outlet with wire (3x4) for HOOD | Approved
Katameya Creeks | CLI.CON-000001 |  |  | Approved
Katameya Creeks | CLI.CON-000001 | Type G1.Buildings.7-5 | I.S, 2P, 16 A outlet with wire (3x3) for A/C (ceiling mounted) | Approved
Katameya Creeks | CLI.CON-000001 |  |  | Approved
Katameya Creeks | CLI.CON-000001 | Type G1.Buildings.7-6 | I.S, 2P, 20 A outlet with wire (3x4) for E.W.H | Approved
Katameya Creeks | CLI.CON-000001 |  |  | Approved
Katameya Creeks | CLI.CON-000001 | Type G1.Buildings.7-7 | I.S, 2P, 20 A outlet with wire (3x4) for HOOD | Approved
Katameya Creeks | CLI.CON-000001 |  |  | Approved
Katameya Creeks | CLI.CON-000001 | Type G1.Buildings.7-8 | I.S, 2P, 20 A outlet with wire (3x4) for HOOD | Approved
Katameya Creeks | CLI.CON-000001 |  |  | Approved
Katameya Creeks | CLI.CON-000001 | Type G1.Buildings.7-9 | I.S, 2P, 16 A outlet with wire (3x3) for A/C (ceiling mounted) | Approved
Katameya Creeks | CLI.CON-000001 |  |  | Approved
Katameya Creeks | CLI.CON-000001 | Type G1.Buildings.7-10 | I.S, 2P, 16 A outlet with wire (3x3) for A/C | Approved
Katameya Creeks | CLI.CON-000001 |  |  | Approved
Katameya Creeks | CLI.CON-000001 | Type G1.Buildings.7-11 | I.S, 2P, 20 A outlet with wire (3x4) for E.W.H | Approved
Katameya Creeks | CLI.CON-000001 |  |  | Approved
Katameya Creeks | CLI.CON-000001 | Type G1.Buildings.7-12 | I.S, 2P, 20 A outlet with wire (3x4) for HOOD | Approved
Katameya Creeks | CLI.CON-000001 |  |  | Approved
Katameya Creeks | CLI.CON-000001 | Type G1.Buildings.7-13 | I.S, 2P, 16 A outlet with wire (3x3) for A/C (ceiling mounted) | Approved
Katameya Creeks | CLI.CON-000001 |  |  | Approved
Katameya Creeks | CLI.CON-000001 | Type G1.Buildings.7-14 | I.S, 2P, 16 A outlet with wire (3x3) for A/C | Approved
Katameya Creeks | CLI.CON-000001 |  |  | Approved
Katameya Creeks | CLI.CON-000001 | Type G1.Buildings.7-15 | I.S, 2P, 20 A outlet with wire (3x4) for E.W.H | Approved
Katameya Creeks | CLI.CON-000001 |  |  | Approved
Katameya Creeks | CLI.CON-000001 | Type G1.Buildings.7-16 | I.S, 2P, 20 A outlet with wire (3x4) for HOOD | Approved
Katameya Creeks | CLI.CON-000001 |  |  | Approved
Katameya Creeks | CLI.CON-000001 | Type G1.Buildings.7-17 | I.S, 2P, 16 A outlet with wire (3x3) for A/C (ceiling mounted) | Approved
Katameya Creeks | CLI.CON-000001 |  |  | Approved
Katameya Creeks | CLI.CON-000001 | Type G1.Buildings.7-18 | I.S, 2P, 16 A outlet with wire (3x3) for A/C | Approved
Katameya Creeks | CLI.CON-000001 |  |  | Approved
Katameya Creeks | CLI.CON-000001 | Type G1.Buildings.7-19 | I.S, 2P, 20 A outlet with wire (3x4) for E.W.H | Approved
Katameya Creeks | CLI.CON-000001 |  |  | Approved
Katameya Creeks | CLI.CON-000001 | Type G1.Buildings.7-20 | I.S, 2P, 20 A outlet with wire (3x4) for HOOD | Approved
Katameya Creeks | CLI.CON-000001 |  |  | Approved
Katameya Creeks | CLI.CON-000001 | Type D1.Buildings.10-8 | Supply and install a complete Low Current outlet from the to the outlet | Approved
Katameya Creeks | CLI.CON-000001 |  |  | Approved
Katameya Creeks | CLI.CON-000001 | Type E.Buildings.1-1 | PP-G1 | Approved
Katameya Creeks | CLI.CON-000001 |  |  | Approved
Katameya Creeks | CLI.CON-000001 | Type E.Buildings.1-2 | MCC-G1 | Approved
Katameya Creeks | CLI.CON-000001 |  |  | Approved
Katameya Creeks | CLI.CON-000001 | Type E.Buildings.1-3 | PP-T1,T2 | Approved
Katameya Creeks | CLI.CON-000001 |  |  | Approved
Katameya Creeks | CLI.CON-000001 | Type E.Buildings.1-4 | PP-T3 | Approved
Katameya Creeks | CLI.CON-000001 |  |  | Approved
Katameya Creeks | CLI.CON-000001 | Type E.Buildings.1-5 | MCC-T3 | Approved
Katameya Creeks | CLI.CON-000001 |  |  | Approved
Katameya Creeks | CLI.CON-000001 | Type E.Buildings.1-6 | MCC-T1,T2 | Approved
Katameya Creeks | CLI.CON-000001 |  |  | Approved
Katameya Creeks | CLI.CON-000001 | Type E.Buildings.1-7 | PP-D1 | Approved
Katameya Creeks | CLI.CON-000001 |  |  | Approved
Katameya Creeks | CLI.CON-000001 | Type E.Buildings.1-8 | PP-D3 | Approved
Katameya Creeks | CLI.CON-000001 |  |  | Approved
Katameya Creeks | CLI.CON-000001 | Type E.Buildings.1-9 | PP-D1-01 | Approved
Katameya Creeks | CLI.CON-000001 |  |  | Approved
Katameya Creeks | CLI.CON-000001 | Type E.Buildings.1-10 | PP-D3-01 | Approved
Katameya Creeks | CLI.CON-000001 |  |  | Approved
Katameya Creeks | CLI.CON-000001 | Type E.Buildings.1-11 | MCC-PH1 | Approved
Katameya Creeks | CLI.CON-000001 |  |  | Approved
Katameya Creeks | CLI.CON-000001 | Type E.Buildings.1-12 | MCC-4TH3 | Approved
Katameya Creeks | CLI.CON-000001 |  |  | Approved
Katameya Creeks | CLI.CON-000001 | Type E.Buildings.2-1 | (4x25)+16mm² | Approved
Katameya Creeks | CLI.CON-000001 |  |  | Approved
Katameya Creeks | CLI.CON-000001 | Type E.Buildings.2-3 | (4x25)+16mm² | Approved
Katameya Creeks | CLI.CON-000001 |  |  | Approved
Katameya Creeks | CLI.CON-000001 | Type E.Buildings.2-5 | (4x16)+16mm² | Approved
Katameya Creeks | CLI.CON-000001 |  |  | Approved
Katameya Creeks | CLI.CON-000001 | Type E.Buildings.2-7 | (4x25)+16mm² | Approved
Katameya Creeks | CLI.CON-000001 |  |  | Approved
Katameya Creeks | CLI.CON-000001 | Type E.Buildings.2-8 | (4x10)+6mm² | Approved
Katameya Creeks | CLI.CON-000001 |  |  | Approved
Katameya Creeks | CLI.CON-000001 | Type E.Buildings.2-10 | (4x25)+16mm² | Approved
Katameya Creeks | CLI.CON-000001 |  |  | Approved
Katameya Creeks | CLI.CON-000001 | Type E.Buildings.2-11 | (4x6)+6mm² | Approved
Katameya Creeks | CLI.CON-000001 |  |  | Approved
Katameya Creeks | CLI.CON-000001 | Type E.Buildings.3-1 | Supply, install & test a lighting fixtures complete with wiring (3x3) mm², back to panel or second outlet, according to drawings and specifications | Approved
Katameya Creeks | CLI.CON-000001 |  |  | Approved
Katameya Creeks | CLI.CON-000001 | 10.Villas | توريد وعمل خرسانة مسلحة لزوم اعمدة الدور الاول بالقطاعات والأبعاد والمناسيب والتسليح الموضحة بالرسومات التنفيذية علي ألا تقل مقاومة الضغط للمكعب القياسـي عن 350 كجم/سم2 وبنسبة تسليح 150 كجم للمتر المكعب من الخرسانة. والبند يشمل القياس هندسي لكافة الاعمال المنفذة وكافة المعدات والفرم والشدات والمصنعيات اللازمة لنهو الأعمال طبقاً لأصول الصناعة ومواصفات الكود المصري لأعمال الخرسانة العادية والمسلحة والمواصفات الفنية للمشروع. كما يشمل البند كافة الاختبارات علي المواد قبل وبعد صب الخرسانة وكذلك التجارب اللازمة للتحكم في الجودة ومعالجة الخرسانة طبقاً للمواصفات الفنية وتعليمات المهندس المشرف. | Approved
Katameya Creeks | CLI.CON-000001 |  |  | Approved
Katameya Creeks | CLI.CON-000001 | 11.Villas | توريد وعمل خرسانة مسلحة لزوم بلاطات وكمرات وسلالم سقف الدور الاول بالقطاعات والأبعاد والمناسيب والتسليح الموضحة بالرسومات التنفيذية ألا تقل مقاومة الضغط للمكعب القياسـي عن 350 كجم/سم2 وبنسبة تسليح 150 كجم للمتر المكعب من الخرسانة. والبند يشمل القياس هندسي لكافة الاعمال المنفذة وكافة المعدات والفرم والشدات والمصنعيات اللازمة لنهو الأعمال طبقاً لأصول الصناعة ومواصفات الكود المصري لأعمال الخرسانة العادية والمسلحة والمواصفات الفنية للمشروع. كما يشمل البند كافة الاختبارات علي المواد قبل وبعد صب الخرسانة وكذلك التجارب اللازمة للتحكم في الجودة ومعالجة الخرسانة طبقاً للمواصفات الفنية وتعليمات المهندس المشرف. | Approved
Katameya Creeks | CLI.CON-000001 |  |  | Approved
Katameya Creeks | CLI.CON-000001 | 12.Villas | توريد وعمل خرسانة مسلحة لزوم اعمدة الدور الثاني بالقطاعات والأبعاد والمناسيب والتسليح الموضحة بالرسومات علي ألا تقل مقاومة الضغط للمكعب القياسـي عن 350 كجم/سم2 وبنسبة تسليح 150 كجم للمتر المكعب من الخرسانة. والبند يشمل القياس هندسي لكافة الاعمال المنفذة وكافة المعدات والفرم والشدات والمصنعيات اللازمة لنهو الأعمال طبقاً لأصول الصناعة ومواصفات الكود المصري لأعمال الخرسانة العادية والمسلحة والمواصفات الفنية للمشروع. كما يشمل البند كافة الاختبارات علي المواد قبل وبعد صب الخرسانة وكذلك التجارب اللازمة للتحكم في الجودة ومعالجة الخرسانة طبقاً للمواصفات الفنية وتعليمات المهندس المشرف. | Approved
Katameya Creeks | CLI.CON-000001 |  |  | Approved
Katameya Creeks | CLI.CON-000001 | 13.Villas | توريد وعمل خرسانة مسلحة لزوم بلاطات وكمرات وسلالم سقف الدور الثاني بالقطاعات والأبعاد والمناسيب والتسليح الموضحة بالرسومات التنفيذية علي ألا تقل مقاومة الضغط للمكعب القياسـي عن 350 كجم/سم2 وبنسبة تسليح فى حدود 125 كجم للمتر المكعب من الخرسانة. والبند يشمل القياس هندسي لكافة الاعمال المنفذة وكافة المعدات والفرم والشدات والمصنعيات اللازمة لنهو الأعمال طبقاً لأصول الصناعة ومواصفات الكود المصري لأعمال الخرسانة العادية والمسلحة والمواصفات الفنية للمشروع. كما يشمل البند كافة الاختبارات علي المواد قبل وبعد صب الخرسانة وكذلك التجارب اللازمة للتحكم في الجودة ومعالجة الخرسانة طبقاً للمواصفات الفنية وتعليمات المهندس المشرف. | Approved
Katameya Creeks | CLI.CON-000001 |  |  | Approved
Katameya Creeks | CLI.CON-000001 | 14.Villas | توريد وعمل خرسانة مسلحة لزوم اعمدة وسقف وكمرات دور غرف السطح بالقطاعات والأبعاد والمناسيب والتسليح الموضحة بالرسومات علي ألا تقل مقاومة الضغط للمكعب القياسـي عن 350 كجم/سم2 وبنسبة تسليح 100 كجم للمتر المكعب من الخرسانة. والبند يشمل القياس هندسي لكافة الاعمال المنفذة وكافة المعدات والفرم والشدات والمصنعيات اللازمة لنهو الأعمال طبقاً لأصول الصناعة ومواصفات الكود المصري لأعمال الخرسانة العادية والمسلحة والمواصفات الفنية للمشروع. كما يشمل البند كافة الاختبارات علي المواد قبل وبعد صب الخرسانة وكذلك التجارب اللازمة للتحكم في الجودة ومعالجة الخرسانة طبقاً للمواصفات الفنية وتعليمات المهندس المشرف. | Approved
Katameya Creeks | CLI.CON-000001 |  |  | Approved
Katameya Creeks | CLI.CON-000001 | 4.Basement.5E-3H | توريد وعمل خرسانة مسلحة لزوم الأساسات بالقطاعات والأبعاد والمناسيب والتسليح الموضحة بالرسومات التنفيذية علي ألا تقل مقاومة الضغط للمكعب القياسـي عن 350 كجم/سم2 وبنسبة تسليح 74 كجم للمتر المكعب من الخرسانة. والبند يشمل القياس هندسي لكافة الاعمال المنفذة وكافة المعدات والفرم والشدات والمصنعيات اللازمة لنهو الأعمال طبقاً لأصول الصناعة ومواصفات الكود المصري لأعمال الخرسانة العادية والمسلحة والمواصفات الفنية للمشروع. كما يشمل البند كافة الاختبارات علي المواد قبل وبعد صب الخرسانة وكذلك التجارب اللازمة للتحكم في الجودة ومعالجة الخرسانة طبقاً للمواصفات الفنية وتعليمات المهندس المشرف. | Approved
Katameya Creeks | CLI.CON-000001 |  |  | Approved
Katameya Creeks | CLI.CON-000001 | 5.Basement.5E-3H | توريد وعمل خرسانة مسلحة لزوم اعمدة دور البدروم بالقطاعات والأبعاد والمناسيب والتسليح الموضحة بالرسومات التنفيذية ألا تقل مقاومة الضغط للمكعب القياسـي عن 350 كجم/سم2 وبنسبة تسليح 180 كجم للمتر المكعب من الخرسانة. والبند يشمل القياس هندسي لكافة الاعمال المنفذة وكافة المعدات والفرم والشدات والمصنعيات اللازمة لنهو الأعمال طبقاً لأصول الصناعة ومواصفات الكود المصري لأعمال الخرسانة العادية والمسلحة والمواصفات الفنية للمشروع. كما يشمل البند كافة الاختبارات علي المواد قبل وبعد صب الخرسانة وكذلك التجارب اللازمة للتحكم في الجودة ومعالجة الخرسانة طبقاً للمواصفات الفنية وتعليمات المهندس المشرف. | Approved
Katameya Creeks | CLI.CON-000001 |  |  | Approved
Katameya Creeks | CLI.CON-000001 | 6.Basement.5E-3H | توريد وعمل خرسانة مسلحة لزوم الحوائط الساندة بدور البدروم بالقطاعات والأبعاد والمناسيب والتسليح الموضحة بالرسومات التنفيذية ألا تقل مقاومة الضغط للمكعب القياسـي عن 350 كجم/سم2 وبنسبة تسليح 75 كجم للمتر المكعب من الخرسانة. والبند يشمل القياس هندسي لكافة الاعمال المنفذة وكافة المعدات والفرم والشدات والمصنعيات اللازمة لنهو الأعمال طبقاً لأصول الصناعة ومواصفات الكود المصري لأعمال الخرسانة العادية والمسلحة والمواصفات الفنية للمشروع. كما يشمل البند كافة الاختبارات علي المواد قبل وبعد صب الخرسانة وكذلك التجارب اللازمة للتحكم في الجودة ومعالجة الخرسانة طبقاً للمواصفات الفنية وتعليمات المهندس المشرف. | Approved
Katameya Creeks | CLI.CON-000001 |  |  | Approved
Katameya Creeks | CLI.CON-000001 | 7.Basement.5E-3H | توريد وعمل خرسانة مسلحة لزوم بلاطات وكمرات وسلالم سقف دور البدروم بالقطاعات والأبعاد والمناسيب والتسليح الموضحة بالرسومات التنفيذية علي ألا تقل مقاومة الضغط للمكعب القياسـي عن 350 كجم/سم2 وبنسبة تسليح 110 كجم للمتر المكعب من الخرسانة. والبند يشمل القياس هندسي لكافة الاعمال المنفذة وكافة المعدات والفرم والشدات والمصنعيات اللازمة لنهو الأعمال طبقاً لأصول الصناعة ومواصفات الكود المصري لأعمال الخرسانة العادية والمسلحة والمواصفات الفنية للمشروع.كما يشمل البند كافة الاختبارات علي المواد قبل وبعد صب الخرسانة وكذلك التجارب اللازمة للتحكم في الجودة ومعالجة الخرسانة طبقاً للمواصفات الفنية وتعليمات المهندس المشرف. | Approved
Katameya Creeks | CLI.CON-000001 |  |  | Approved
Katameya Creeks | CLI.CON-000001 | 2.Buildings.Type D | توريد وعمل خرسانة مسلحة لزوم اعمدة الدور الأرضي بالقطاعات والأبعاد والمناسيب والتسليح الموضحة بالرسومات التنفيذية علي ألا تقل مقاومة الضغط للمكعب القياسـي عن 350 كجم/سم2 وبنسبة تسليح 185 كجم للمتر المكعب من الخرسانة.والبند يشمل القياس هندسي لكافة الاعمال المنفذة وكافة المعدات والفرم والشدات والمصنعيات اللازمة لنهو الأعمال طبقاً لأصول الصناعة ومواصفات الكود المصري لأعمال الخرسانة العادية والمسلحة والمواصفات الفنية للمشروع. كما يشمل البند كافة الاختبارات علي المواد قبل وبعد صب الخرسانة وكذلك التجارب اللازمة للتحكم في الجودة ومعالجة الخرسانة طبقاً .للمواصفات الفنية وتعليمات المهندس المشرف | Approved
Katameya Creeks | CLI.CON-000001 |  |  | Approved
Katameya Creeks | CLI.CON-000001 |  |  | Approved
Katameya Creeks | CLI.CON-000001 | Type H.Buildings.Water supply | مواسير قطر 25مم. | Approved
Katameya Creeks | CLI.CON-000001 |  |  | Approved
Katameya Creeks | CLI.CON-000001 | SERVICE 1E.Basement.1-1 | MDB-1 | Approved
Katameya Creeks | CLI.CON-000001 |  |  | Approved
Katameya Creeks | CLI.CON-000001 | SERVICE 1E.Basement.1-2 | MDB-2 | Approved
Katameya Creeks | CLI.CON-000001 |  |  | Approved
Katameya Creeks | CLI.CON-000001 | SERVICE 1E.Basement.1-3 | EMDB | Approved
Katameya Creeks | CLI.CON-000001 |  |  | Approved
Katameya Creeks | CLI.CON-000001 | SERVICE 1E.Basement.1-4 | LPP-B (with pre-paid power meter ) | Approved
Katameya Creeks | CLI.CON-000001 |  |  | Approved
Katameya Creeks | CLI.CON-000001 | SERVICE 1E.Basement.1-5 | SMDB-G | Approved
Katameya Creeks | CLI.CON-000001 |  |  | Approved
Katameya Creeks | CLI.CON-000001 | SERVICE 1E.Basement.1-6 | SMDB-1st | Approved
Katameya Creeks | CLI.CON-000001 |  |  | Approved
Katameya Creeks | CLI.CON-000001 | SERVICE 1E.Basement.1-7 | SMDB-2nd | Approved
Katameya Creeks | CLI.CON-000001 |  |  | Approved
Katameya Creeks | CLI.CON-000001 | SERVICE 1E.Basement.1-8 | SMDB-3rd | Approved
Katameya Creeks | CLI.CON-000001 |  |  | Approved
Katameya Creeks | CLI.CON-000001 | SERVICE 1E.Basement.1-9 | SMDB-4th | Approved
Katameya Creeks | CLI.CON-000001 |  |  | Approved
Katameya Creeks | CLI.CON-000001 | SERVICE 1E.Basement.1-10 | STAIRS MACHINE | Approved
Katameya Creeks | CLI.CON-000001 |  |  | Approved
Katameya Creeks | CLI.CON-000001 | SERVICE 1E.Basement.2-1 | (4x6)+6mm² | Approved
Katameya Creeks | CLI.CON-000001 |  |  | Approved
Katameya Creeks | CLI.CON-000001 | SERVICE 1E.Basement.2-3 | (3x70+35)+16mm² | Approved
Katameya Creeks | CLI.CON-000001 |  |  | Approved
Katameya Creeks | CLI.CON-000001 | SERVICE 1E.Basement.2-4 | (3x95+50)+25mm² | Approved
Katameya Creeks | CLI.CON-000001 |  |  | Approved
Katameya Creeks | CLI.CON-000001 | SERVICE 1E.Basement.3.1 | Supply, install & test a lighting fixtures complete with wiring (3x3) mm², back to panel or second outlet, according to drawings and specifications | Approved
Katameya Creeks | CLI.CON-000001 |  |  | Approved
Katameya Creeks | CLI.CON-000001 | SERVICE 1E.Basement.4-1 | One way, one gang switch outlet | Approved
Katameya Creeks | CLI.CON-000001 |  |  | Approved
Katameya Creeks | CLI.CON-000001 | SERVICE 1E.Basement.4-2 | Two way, one gang switch outlet | Approved
Katameya Creeks | CLI.CON-000001 |  |  | Approved
Katameya Creeks | CLI.CON-000001 | SERVICE 1E.Basement.4-3 | Entermediate switch outlet | Approved
Katameya Creeks | CLI.CON-000001 |  |  | Approved
Katameya Creeks | CLI.CON-000001 | SERVICE 1E.Basement.4-4 | One way, three gang switch outlet | Approved
Katameya Creeks | CLI.CON-000001 |  |  | Approved
Katameya Creeks | CLI.CON-000001 | SERVICE 1E.Basement.5-1 | Supply and install a complete socket outlet complete with wiring (3x3) mm² back to panel board or second outlet (exclude the socket) | Approved
Katameya Creeks | CLI.CON-000001 |  |  | Approved
Katameya Creeks | CLI.CON-000001 |  |  | Approved
Katameya Creeks | CLI.CON-000001 | 7G SERVICE.Basement.8-14 | I.S, 3P, 40 A for LIFT | Approved
Katameya Creeks | CLI.CON-000001 |  |  | Approved
Katameya Creeks | CLI.CON-000001 | 7G SERVICE.Basement.8-15 | I.S, 3P, 63 A for EXHAUST FAN | Approved
Katameya Creeks | CLI.CON-000001 |  |  | Approved
Katameya Creeks | CLI.CON-000001 | 7G SERVICE.Basement.8-16 | I.S, 2P, 20 A for A/C | Approved
Katameya Creeks | CLI.CON-000001 |  |  | Approved
Katameya Creeks | CLI.CON-000001 | 7G SERVICE.Basement.8-17 | I.S, 2P, 20 A for E.W.H (ceiling mounted) | Approved
Katameya Creeks | CLI.CON-000001 |  |  | Approved
Katameya Creeks | CLI.CON-000001 | 7G SERVICE.Basement.9.1 | Type F1 | Approved
Katameya Creeks | CLI.CON-000001 |  |  | Approved
Katameya Creeks | CLI.CON-000001 | 7G SERVICE.Basement.9.2 | Type C2 | Approved
Katameya Creeks | CLI.CON-000001 |  |  | Approved
Katameya Creeks | CLI.CON-000001 | 7G SERVICE.Basement.9.3 | Type C3 | Approved
Katameya Creeks | CLI.CON-000001 |  |  | Approved
Katameya Creeks | CLI.CON-000001 | 7G SERVICE.Basement.9.4 | Type D1 | Approved
Katameya Creeks | CLI.CON-000001 |  |  | Approved
Katameya Creeks | CLI.CON-000001 | 7G SERVICE.Basement.9.5 | Type D2 | Approved
Katameya Creeks | CLI.CON-000001 |  |  | Approved
Katameya Creeks | CLI.CON-000001 | 7G SERVICE.Basement.10.1 | Supply and install a complete Low Current outlet from RACK to the outlet | Approved
Katameya Creeks | CLI.CON-000001 |  |  | Approved
Katameya Creeks | CLI.CON-000001 | 7G SERVICE.Basement.11.1 | Earthing system for power not more than 3 ohm | Approved
Katameya Creeks | CLI.CON-000001 |  |  | Approved
Katameya Creeks | CLI.CON-000001 | 7G SERVICE.Basement.11.2 | Earthing system for light curent not more than 0.5 ohm | Approved
Katameya Creeks | CLI.CON-000001 |  |  | Approved
Katameya Creeks | CLI.CON-000001 | 7G SERVICE.Basement. | 100x100 mm width | Approved
Katameya Creeks | CLI.CON-000001 |  |  | Approved
Katameya Creeks | CLI.CON-000001 | 8E SERVICE.Basement.1-1 | MDB-1 | Approved
Katameya Creeks | CLI.CON-000001 |  |  | Approved
Katameya Creeks | CLI.CON-000001 | 8E SERVICE.Basement.1-2 | MDB-2 | Approved
Katameya Creeks | CLI.CON-000001 |  |  | Approved
Katameya Creeks | CLI.CON-000001 | 8E SERVICE.Basement.1-3 | EMDB | Approved
Katameya Creeks | CLI.CON-000001 |  |  | Approved
Katameya Creeks | CLI.CON-000001 | 8E SERVICE.Basement.1-4 | LPP-B (with pre-paid power meter ) | Approved
Katameya Creeks | CLI.CON-000001 |  |  | Approved
Katameya Creeks | CLI.CON-000001 | 8E SERVICE.Basement.1-5 | SMDB-G | Approved
Katameya Creeks | CLI.CON-000001 |  |  | Approved
Katameya Creeks | CLI.CON-000001 | 8E SERVICE.Basement.1-6 | SMDB-1st | Approved
Katameya Creeks | CLI.CON-000001 |  |  | Approved
Katameya Creeks | CLI.CON-000001 | 8E SERVICE.Basement.1-7 | SMDB-2nd | Approved
Katameya Creeks | CLI.CON-000001 |  |  | Approved
Katameya Creeks | CLI.CON-000001 | 8E SERVICE.Basement.1-8 | SMDB-3rd | Approved
Katameya Creeks | CLI.CON-000001 |  |  | Approved
Katameya Creeks | CLI.CON-000001 | SERVICE 14F.Basement.6-2 | Supply and install a complete electrical outlet for Exhaust fan complete with wiring (4x16+16) mm² back to panel board or second outlet | Approved
Katameya Creeks | CLI.CON-000001 |  |  | Approved
Katameya Creeks | CLI.CON-000001 | SERVICE 14F.Basement.7-1 | I.S, 3P, 40 A outlet with wire (4x10+10) for LIFT | Approved
Katameya Creeks | CLI.CON-000001 |  |  | Approved
Katameya Creeks | CLI.CON-000001 | SERVICE 14F.Basement.7-2 | I.S, 2P, 20 A outlet with wire (3x4) for A/C | Approved
Katameya Creeks | CLI.CON-000001 |  |  | Approved
Katameya Creeks | CLI.CON-000001 | SERVICE 14F.Basement.8-1 | 16 AMP, 220 Volt, single socket (Weather Proof) | Approved
Katameya Creeks | CLI.CON-000001 |  |  | Approved
Katameya Creeks | CLI.CON-000001 | SERVICE 14F.Basement.8-2 | 16 AMP, 220 Volt, single socket for storage EX.FAN (Weather Proof) | Approved
Katameya Creeks | CLI.CON-000001 |  |  | Approved
Katameya Creeks | CLI.CON-000001 | SERVICE 14F.Basement.8-3 | 32 AMP, 380 Volt, three phase socket. | Approved
Katameya Creeks | CLI.CON-000001 |  |  | Approved
Katameya Creeks | CLI.CON-000001 | SERVICE 14F.Basement.8-4 | One way, one gang switch | Approved
Katameya Creeks | CLI.CON-000001 |  |  | Approved
Katameya Creeks | CLI.CON-000001 | SERVICE 14F.Basement.8-5 | Two way, one gang switch | Approved
Katameya Creeks | CLI.CON-000001 |  |  | Approved
Katameya Creeks | CLI.CON-000001 | SERVICE 14F.Basement.8-6 | One way, three gang switch outlet | Approved
Katameya Creeks | CLI.CON-000001 |  |  | Approved
Katameya Creeks | CLI.CON-000001 | SERVICE 14F.Basement.8-7 | One way, two gang switch outlet | Approved
Katameya Creeks | CLI.CON-000001 |  |  | Approved
Katameya Creeks | CLI.CON-000001 | SERVICE 14F.Basement.8-8 | Entermediate switch | Approved
Katameya Creeks | CLI.CON-000001 |  |  | Approved
Katameya Creeks | CLI.CON-000001 | SERVICE 14F.Basement.8-9 | motion detector | Approved
Katameya Creeks | CLI.CON-000001 |  |  | Approved
Katameya Creeks | CLI.CON-000001 | SERVICE 14F.Basement.8-10 | I.S, 3P, 40 A for LIFT | Approved
Katameya Creeks | CLI.CON-000001 |  |  | Approved
Katameya Creeks | CLI.CON-000001 | SERVICE 14F.Basement.8-11 | I.S, 3P, 63 A for EXHAUST FAN | Approved
Katameya Creeks | CLI.CON-000001 |  |  | Approved
Katameya Creeks | CLI.CON-000001 | SERVICE 14F.Basement.8-12 | I.S, 2P, 20 A for A/C | Approved
Katameya Creeks | CLI.CON-000001 |  |  | Approved
Katameya Creeks | CLI.CON-000001 | SERVICE 14F.Basement.9.1 | Type F1 | Approved
Katameya Creeks | CLI.CON-000001 |  |  | Approved
Katameya Creeks | CLI.CON-000001 | SERVICE 14F.Basement.9.2 | Type C2 | Approved
Katameya Creeks | CLI.CON-000001 |  |  | Approved
Katameya Creeks | CLI.CON-000001 | SERVICE 14F.Basement.9.3 | Type C3 | Approved
Katameya Creeks | CLI.CON-000001 |  |  | Approved
Katameya Creeks | CLI.CON-000001 | SERVICE 14F.Basement.9.4 | Type D1 | Approved
Katameya Creeks | CLI.CON-000001 |  |  | Approved
Katameya Creeks | CLI.CON-000001 | SERVICE 14F.Basement.9.5 | Type D2 | Approved
Katameya Creeks | CLI.CON-000001 |  |  | Approved
Katameya Creeks | CLI.CON-000001 | SERVICE 14F.Basement.10 | Supply and install a complete Low Current outlet from RACK to the outlet | Approved
Katameya Creeks | CLI.CON-000001 |  |  | Approved
Katameya Creeks | CLI.CON-000001 | SERVICE 21D.Basement.5-3 | Supply and install a complete socket outlet complete with wiring (3x4) mm² back to panel board or second outlet (exclude the socket) | Approved
Katameya Creeks | CLI.CON-000001 |  |  | Approved
Katameya Creeks | CLI.CON-000001 | SERVICE 21D.Basement.6-1 | Supply and install a complete electrical outlet for F.A.C.P complete with wiring (3x4) mm² back to panel board or second outlet | Approved
Katameya Creeks | CLI.CON-000001 |  |  | Approved
Katameya Creeks | CLI.CON-000001 | SERVICE 21D.Basement.6-2 | Supply and install a complete electrical outlet for Exhaust fan complete with wiring (4x16+16) mm² back to panel board or second outlet | Approved
Katameya Creeks | CLI.CON-000001 |  |  | Approved
Katameya Creeks | CLI.CON-000001 | SERVICE 21D.Basement.7-1 | I.S, 3P, 40 A outlet with wire (4x10+10) for LIFT | Approved
Katameya Creeks | CLI.CON-000001 |  |  | Approved
Katameya Creeks | CLI.CON-000001 | SERVICE 21D.Basement.7-2 | I.S, 2P, 20 A outlet with wire (3x4) for A/C | Approved
Katameya Creeks | CLI.CON-000001 |  |  | Approved
Katameya Creeks | CLI.CON-000001 | SERVICE 21D.Basement.7-3 | I.S, 2P, 20 A outlet with wire (3x4) for EWH | Approved
Katameya Creeks | CLI.CON-000001 |  |  | Approved
Katameya Creeks | CLI.CON-000001 | SERVICE 21D.Basement.8.1 | 16 AMP, 220 Volt, doublex socket for T.V | Approved
Katameya Creeks | CLI.CON-000001 |  |  | Approved
Katameya Creeks | CLI.CON-000001 | SERVICE 21D.Basement.8-2 | 16 AMP, 220 Volt, single socket (Weather Proof) | Approved
Katameya Creeks | CLI.CON-000001 |  |  | Approved
Katameya Creeks | CLI.CON-000001 | SERVICE 21D.Basement.8.3 | 16 AMP, 220 Volt, doublex socket | Approved
Katameya Creeks | CLI.CON-000001 |  |  | Approved
Katameya Creeks | CLI.CON-000001 | SERVICE 21D.Basement.8-4 | 16 AMP, 220 Volt, single socket for storage EX.FAN (Weather Proof) | Approved
Katameya Creeks | CLI.CON-000001 |  |  | Approved
Katameya Creeks | CLI.CON-000001 | SERVICE 21D.Basement.8-5 | 32 AMP, 380 Volt, three phase socket. | Approved
Katameya Creeks | CLI.CON-000001 |  |  | Approved
Katameya Creeks | CLI.CON-000001 | SERVICE 21D.Basement.8.6 | 20 AMP, 220 Volt, single socket (Weather Proof) | Approved
Katameya Creeks | CLI.CON-000001 |  |  | Approved
Katameya Creeks | CLI.CON-000001 | SERVICE 21D.Basement.8-7 | One way, one gang switch | Approved
Katameya Creeks | CLI.CON-000001 |  |  | Approved
Katameya Creeks | CLI.CON-000001 | SERVICE 21D.Basement.8-8 | One way, three gang switch outlet | Approved
Katameya Creeks | CLI.CON-000001 |  |  | Approved
Katameya Creeks | CLI.CON-000001 | SERVICE 21D.Basement.8-11 | Entermediate switch | Approved
Katameya Creeks | CLI.CON-000001 |  |  | Approved
Katameya Creeks | CLI.CON-000001 | SERVICE 21D.Basement.8-12 | motion detector | Approved
Katameya Creeks | CLI.CON-000001 |  |  | Approved
Katameya Creeks | CLI.CON-000001 | SERVICE 21D.Basement.8-13 | One way, two gang switch outlet | Approved
Katameya Creeks | CLI.CON-000001 |  |  | Approved
Katameya Creeks | CLI.CON-000001 | SERVICE 21D.Basement.8-14 | Two way, one gang switch outlet | Approved
Katameya Creeks | CLI.CON-000001 |  |  | Approved
Katameya Creeks | CLI.CON-000001 | SERVICE 21D.Basement.8-15 | I.S, 3P, 40 A for LIFT | Approved
Katameya Creeks | CLI.CON-000001 |  |  | Approved
Katameya Creeks | CLI.CON-000001 |  |  | Approved
Katameya Creeks | CLI.CON-000001 | FIREALARM 22E.Basement.1-5 | Supply and install Intelligent addressable optical smoke detector | Approved
Katameya Creeks | CLI.CON-000001 |  |  | Approved
Katameya Creeks | CLI.CON-000001 | FIREALARM 22E.Basement.1-6 | Supply and install Intelligent addressable rise of heat detector | Approved
Katameya Creeks | CLI.CON-000001 |  |  | Approved
Katameya Creeks | CLI.CON-000001 | FIREALARM 22E.Basement.1-7 | Supply and install Intelligent addressable Multisensor detector | Approved
Katameya Creeks | CLI.CON-000001 |  |  | Approved
Katameya Creeks | CLI.CON-000001 | FIREALARM 22E.Basement.1-8 | Supply and install Fire alarm bell with Strobe light. | Approved
Katameya Creeks | CLI.CON-000001 |  |  | Approved
Katameya Creeks | CLI.CON-000001 | FIREALARM 22E.Basement.1-9 | Supply and install control module for exhaust fan. | Approved
Katameya Creeks | CLI.CON-000001 |  |  | Approved
Katameya Creeks | CLI.CON-000001 | FIREALARM 22E.Basement.1-10 | Supply and install monitor module for fire fighting switches. | Approved
Katameya Creeks | CLI.CON-000001 |  |  | Approved
Katameya Creeks | CLI.CON-000001 | Type H.Buildings.1-1 | PP-G1 | Approved
Katameya Creeks | CLI.CON-000001 |  |  | Approved
Katameya Creeks | CLI.CON-000001 | Type H.Buildings.1-2 | MCC-G1 | Approved
Katameya Creeks | CLI.CON-000001 |  |  | Approved
Katameya Creeks | CLI.CON-000001 | Type H.Buildings.1-3 | PP-T1 | Approved
Katameya Creeks | CLI.CON-000001 |  |  | Approved
Katameya Creeks | CLI.CON-000001 | Type H.Buildings.1-4 | MCC-T1 | Approved
Katameya Creeks | CLI.CON-000001 |  |  | Approved
Katameya Creeks | CLI.CON-000001 | Type H.Buildings.1-5 | PP-D1 | Approved
Katameya Creeks | CLI.CON-000001 |  |  | Approved
Katameya Creeks | CLI.CON-000001 | Type H.Buildings.1-6 | PP-D12 | Approved
Katameya Creeks | CLI.CON-000001 |  |  | Approved
Katameya Creeks | CLI.CON-000001 | Type H.Buildings.1-7 | MCC-D1 | Approved
Katameya Creeks | CLI.CON-000001 |  |  | Approved
Katameya Creeks | CLI.CON-000001 | Type H.Buildings.1-8 | PP-D4 | Approved
Katameya Creeks | CLI.CON-000001 |  |  | Approved
Katameya Creeks | CLI.CON-000001 | Type H.Buildings.2-1 | (4x25)+16mm² | Approved
Katameya Creeks | CLI.CON-000001 |  |  | Approved
Katameya Creeks | CLI.CON-000001 | Type H.Buildings.2-2 | (4x10)+6mm² | Approved
Katameya Creeks | CLI.CON-000001 |  |  | Approved
Katameya Creeks | CLI.CON-000001 | Type H.Buildings.2-3 | (4x16)+16mm² | Approved
Katameya Creeks | CLI.CON-000001 |  |  | Approved
Katameya Creeks | CLI.CON-000001 | Type H.Buildings.2-5 | (4x35)+16mm² | Approved
Katameya Creeks | CLI.CON-000001 |  |  | Approved
Katameya Creeks | CLI.CON-000001 | Type H.Buildings.2-6 | (4x10)+10mm² | Approved
Katameya Creeks | CLI.CON-000001 |  |  | Approved
Katameya Creeks | CLI.CON-000001 | Type H.Buildings.2-8 | (4x25)+16mm² | Approved
Katameya Creeks | CLI.CON-000001 |  |  | Approved
Katameya Creeks | CLI.CON-000001 | Type H.Buildings.2-9 | (4x6)+6mm² | Approved
Katameya Creeks | CLI.CON-000001 | Type G1.Buildings.8-1 | Door bell switch | Approved
Katameya Creeks | CLI.CON-000001 |  |  | Approved
Katameya Creeks | CLI.CON-000001 | Type G1.Buildings.8-2 | THERMOSTAT | Approved
Katameya Creeks | CLI.CON-000001 |  |  | Approved
Katameya Creeks | CLI.CON-000001 | Type G1.Buildings.8-3 | Door bell switch | Approved
Katameya Creeks | CLI.CON-000001 |  |  | Approved
Katameya Creeks | CLI.CON-000001 | Type G1.Buildings.8-4 | THERMOSTAT | Approved
Katameya Creeks | CLI.CON-000001 |  |  | Approved
Katameya Creeks | CLI.CON-000001 | Type G1.Buildings.8-5 | Door bell switch | Approved
Katameya Creeks | CLI.CON-000001 |  |  | Approved
Katameya Creeks | CLI.CON-000001 | Type G1.Buildings.8-6 | THERMOSTAT | Approved
Katameya Creeks | CLI.CON-000001 |  |  | Approved
Katameya Creeks | CLI.CON-000001 | Type G1.Buildings.8-7 | Door bell switch | Approved
Katameya Creeks | CLI.CON-000001 |  |  | Approved
Katameya Creeks | CLI.CON-000001 | Type G1.Buildings.8-8 | THERMOSTAT | Approved
Katameya Creeks | CLI.CON-000001 |  |  | Approved
Katameya Creeks | CLI.CON-000001 | Type G1.Buildings.8-9 | Door bell switch | Approved
Katameya Creeks | CLI.CON-000001 |  |  | Approved
Katameya Creeks | CLI.CON-000001 | Type G1.Buildings.8-10 | THERMOSTAT | Approved
Katameya Creeks | CLI.CON-000001 |  |  | Approved
Katameya Creeks | CLI.CON-000001 | Type G1.Buildings.9-1 | Supply and install panel with power meter (pre-paid) as per Electric recommendation, complete with all related accessories as shown on drawings. | Approved
Katameya Creeks | CLI.CON-000001 |  |  | Approved
Katameya Creeks | CLI.CON-000001 | Type G1.Buildings.9-2 | Supply and install panel with power meter (pre-paid) as per Electric recommendation, complete with all related accessories as shown on drawings. | Approved
Katameya Creeks | CLI.CON-000001 |  |  | Approved
Katameya Creeks | CLI.CON-000001 | Type G1.Buildings.9-3 | Supply and install panel with power meter (pre-paid) as per Electric recommendation, complete with all related accessories as shown on drawings. | Approved
Katameya Creeks | CLI.CON-000001 |  |  | Approved
Katameya Creeks | CLI.CON-000001 | Type G1.Buildings.9-4 | Supply and install panel with power meter (pre-paid) as per Electric recommendation, complete with all related accessories as shown on drawings. | Approved
Katameya Creeks | CLI.CON-000001 |  |  | Approved
Katameya Creeks | CLI.CON-000001 | Type G1.Buildings.9-5 | Supply and install panel with power meter (pre-paid) as per Electric recommendation, complete with all related accessories as shown on drawings. | Approved
Katameya Creeks | CLI.CON-000001 |  |  | Approved
Katameya Creeks | CLI.CON-000001 | Type G1.Buildings.10-1 | Supply and install IT RACK INCLUDED 2 PATCH PANNEL | Approved
Katameya Creeks | CLI.CON-000001 |  |  | Approved
Katameya Creeks | CLI.CON-000001 | Type G1.Buildings.10-2 | Supply and install a complete Low Current outlet from the to the outlet | Approved
Katameya Creeks | CLI.CON-000001 |  |  | Approved
Katameya Creeks | CLI.CON-000001 | Type G1.Buildings.10-3 | Supply and install IT RACK INCLUDED 2 PATCH PANNEL | Approved
Katameya Creeks | CLI.CON-000001 |  |  | Approved
Katameya Creeks | CLI.CON-000001 | Type G1.Buildings.10-4 | Supply and install a complete Low Current outlet from the to the outlet | Approved
Katameya Creeks | CLI.CON-000001 |  |  | Approved
Katameya Creeks | CLI.CON-000001 | Type G1.Buildings.10-5 | Supply and install IT RACK INCLUDED 2 PATCH PANNEL | Approved
Katameya Creeks | CLI.CON-000001 | Type E.Buildings.3-2 | Supply, install & test a lighting fixtures complete with wiring (3x3) mm², back to panel or second outlet, according to drawings and specifications | Approved
Katameya Creeks | CLI.CON-000001 |  |  | Approved
Katameya Creeks | CLI.CON-000001 | Type E.Buildings.3-3 | Supply, install & test a lighting fixtures complete with wiring (3x3) mm², back to panel or second outlet, according to drawings and specifications | Approved
Katameya Creeks | CLI.CON-000001 |  |  | Approved
Katameya Creeks | CLI.CON-000001 | Type E.Buildings.3-4 | Supply, install & test a lighting fixtures complete with wiring (3x3) mm², back to panel or second outlet, according to drawings and specifications | Approved
Katameya Creeks | CLI.CON-000001 |  |  | Approved
Katameya Creeks | CLI.CON-000001 | Type E.Buildings.3-5 | Supply, install & test a lighting fixtures complete with wiring (3x3) mm², back to panel or second outlet, according to drawings and specifications | Approved
Katameya Creeks | CLI.CON-000001 |  |  | Approved
Katameya Creeks | CLI.CON-000001 | Type E.Buildings.4-1 | One way, one gang switch outlet | Approved
Katameya Creeks | CLI.CON-000001 |  |  | Approved
Katameya Creeks | CLI.CON-000001 | Type E.Buildings.4-2 | One way, two gang switch outlet | Approved
Katameya Creeks | CLI.CON-000001 |  |  | Approved
Katameya Creeks | CLI.CON-000001 | Type E.Buildings.4-3 | One way, three gang switch outlet | Approved
Katameya Creeks | CLI.CON-000001 |  |  | Approved
Katameya Creeks | CLI.CON-000001 | Type E.Buildings.4-4 | Two way, one gang switch outlet | Approved
Katameya Creeks | CLI.CON-000001 |  |  | Approved
Katameya Creeks | CLI.CON-000001 | Type E.Buildings.4-5 | Two way, two gang switch outlet | Approved
Katameya Creeks | CLI.CON-000001 |  |  | Approved
Katameya Creeks | CLI.CON-000001 | Type E.Buildings.4-6 | Two way, three gang switch outlet | Approved
Katameya Creeks | CLI.CON-000001 |  |  | Approved
Katameya Creeks | CLI.CON-000001 | Type E.Buildings.4-7 | Curtain switch | Approved
Katameya Creeks | CLI.CON-000001 |  |  | Approved
Katameya Creeks | CLI.CON-000001 | Type E.Buildings.4-8 | One way, one gang switch outlet For T1,T2 | Approved
Katameya Creeks | CLI.CON-000001 |  |  | Approved
Katameya Creeks | CLI.CON-000001 | Type E.Buildings.4-9 | One way, two gang switch outlet For T1,T2 | Approved
Katameya Creeks | CLI.CON-000001 |  |  | Approved
Katameya Creeks | CLI.CON-000001 | Type E.Buildings.4-10 | One way, three gang switch outlet For T1,T2 | Approved
Katameya Creeks | CLI.CON-000001 |  |  | Approved
Katameya Creeks | CLI.CON-000001 | Type E.Buildings.4-11 | Two way, one gang switch outlet For T1,T2 | Approved
Katameya Creeks | CLI.CON-000001 |  |  | Approved
Katameya Creeks | CLI.CON-000001 | Type E.Buildings.4-12 | Two way, two gang switch outlet For T1,T2 | Approved
Katameya Creeks | CLI.CON-000001 |  |  | Approved
Katameya Creeks | CLI.CON-000001 | Type E.Buildings.4-13 | Two way, three gang switch outlet For T1,T2 | Approved
Katameya Creeks | CLI.CON-000001 |  |  | Approved
Katameya Creeks | CLI.CON-000001 | Type E.Buildings.4-14 | Curtain switch For T1,T2 | Approved
Katameya Creeks | CLI.CON-000001 |  |  | Approved
Katameya Creeks | CLI.CON-000001 | Type E.Buildings.4-15 | One way, one gang switch outlet For T3 | Approved
Katameya Creeks | CLI.CON-000001 |  |  | Approved
Katameya Creeks | CLI.CON-000001 | 15.Villas | توريد وعمل خرسانة مسلحة لزوم ارضية وحوائط حمام السباحة بالقطاعات والأبعاد والمناسيب والتسليح الموضحة بالرسومات علي ألا تقل مقاومة الضغط للمكعب القياسـي عن 350 كجم/سم2 وبنسبة تسليح 100 كجم للمتر المكعب من الخرسانة. والبند يشمل القياس هندسي لكافة الاعمال المنفذة وكافة المعدات والفرم والشدات والمصنعيات اللازمة لنهو الأعمال طبقاً لأصول الصناعة ومواصفات الكود المصري لأعمال الخرسانة العادية والمسلحة والمواصفات الفنية للمشروع. كما يشمل البند كافة الاختبارات علي المواد قبل وبعد صب الخرسانة وكذلك التجارب اللازمة للتحكم في الجودة ومعالجة الخرسانة طبقاً للمواصفات الفنية وتعليمات المهندس المشرف. | Approved
Katameya Creeks | CLI.CON-000001 |  |  | Approved
Katameya Creeks | CLI.CON-000001 | 19.Villas | اعمال توريد وننفيذ عزل كيماوى للحوائط الخرسانية من الخارج (سيكا107) والسعر بشمل الواح كارتونال 3مم | Approved
Katameya Creeks | CLI.CON-000001 |  |  | Approved
Katameya Creeks | CLI.CON-000001 | 21.Villas | اعمال توريد وننفيذ بياض ودهانات لزوم أسقف التراسات | Approved
Katameya Creeks | CLI.CON-000001 |  |  | Approved
Katameya Creeks | CLI.CON-000001 | 2.Basement.1E | توريد وعمل خرسانة عادية لزوم الأساسات بالقطاعات والأبعاد والمناسيب الموضحة بالرسومات التنفيذية علي ألا تقل مقاومة الضغط للمكعب القياسي عن 200 كجم/سم2. والبند يشمل القياس هندسي لكافة الاعمال المنفذة وكافة المعدات والفرم والشدات والمصنعيات اللازمة لنهو الأعمال طبقاً لأصول الصناعة ومواصفات الكود المصري لأعمال الخرسانة العادية والمسلحة والمواصفات الفنية للمشروع. كما يشمل البند كافة الاختبارات علي المواد قبل وبعد صب الخرسانة وكذلك التجارب اللازمة للتحكم في الجودة ومعالجة الخرسانة طبقاً للمواصفات الفنية وتعليمات المهندس المشرف | Approved
Katameya Creeks | CLI.CON-000001 |  |  | Approved
Katameya Creeks | CLI.CON-000001 | 3.Basement.1E | توريد وعمل بلاطات خرسانية مسلحة لزوم أرضيات البدروم بسمك 15 سم بالأبعاد والمناسيب الموضحة بالرسومات التنفيذية وشبكة تسليح 4ɸ10/م في الاتجاهين علي ألا تقل مقاومة الضغط للمكعب القياسـي عن 250 كجم/سم2. والبند يشمل القياس هندسي لكافة الاعمال المنفذة وكافة المعدات والفرم والشدات والمصنعيات اللازمة لنهو الأعمال طبقاً لأصول الصناعة ومواصفات الكود المصري لأعمال الخرسانة العادية والمسلحة والمواصفات الفنية للمشروع. | Approved
Katameya Creeks | CLI.CON-000001 |  |  | Approved
Katameya Creeks | CLI.CON-000001 | 4.Basement.1E | توريد وعمل خرسانة مسلحة لزوم الأساسات بالقطاعات والأبعاد والمناسيب والتسليح الموضحة بالرسومات التنفيذية علي ألا تقل مقاومة الضغط للمكعب القياسـي عن 350 كجم/سم2 وبنسبة تسليح 74 كجم للمتر المكعب من الخرسانة. والبند يشمل القياس هندسي لكافة الاعمال المنفذة وكافة المعدات والفرم والشدات والمصنعيات اللازمة لنهو الأعمال طبقاً لأصول الصناعة ومواصفات الكود المصري لأعمال الخرسانة العادية والمسلحة والمواصفات الفنية للمشروع. كما يشمل البند كافة الاختبارات علي المواد قبل وبعد صب الخرسانة وكذلك التجارب اللازمة للتحكم في الجودة ومعالجة الخرسانة طبقاً للمواصفات الفنية وتعليمات المهندس المشرف. | Approved
Katameya Creeks | CLI.CON-000001 |  |  | Approved
Katameya Creeks | CLI.CON-000001 | 5.Basement.1E | توريد وعمل خرسانة مسلحة لزوم اعمدة دور البدروم بالقطاعات والأبعاد والمناسيب والتسليح الموضحة بالرسومات التنفيذية ألا تقل مقاومة الضغط للمكعب القياسـي عن 350 كجم/سم2 وبنسبة تسليح 175 كجم للمتر المكعب من الخرسانة. والبند يشمل القياس هندسي لكافة الاعمال المنفذة وكافة المعدات والفرم والشدات والمصنعيات اللازمة لنهو الأعمال طبقاً لأصول الصناعة ومواصفات الكود المصري لأعمال الخرسانة العادية والمسلحة والمواصفات الفنية للمشروع. كما يشمل البند كافة الاختبارات علي المواد قبل وبعد صب الخرسانة وكذلك التجارب اللازمة للتحكم في الجودة ومعالجة الخرسانة طبقاً للمواصفات الفنية وتعليمات المهندس المشرف. | Approved
Katameya Creeks | CLI.CON-000001 | 3.Buildings.Type D | توريد وعمل خرسانة مسلحة لزوم بلاطات وكمرات وسلالم سقف الدور الارضي بالقطاعات والأبعاد والمناسيب والتسليح الموضحة بالرسومات التنفيذية علي ألا تقل مقاومة الضغط للمكعب القياسـي عن350 كجم/سم2 وبنسبة تسليح 130كجم للمتر المكعب من الخرسانة. والبند يشمل القياس هندسي لكافة الاعمال المنفذة وكافة المعدات والفرم والشدات والمصنعيات اللازمة لنهو الأعمال طبقاً لأصول الصناعة ومواصفات الكود المصري لأعمال الخرسانة العادية والمسلحة والمواصفات الفنية للمشروع. كما يشمل البند كافة الاختبارات علي المواد قبل وبعد صب الخرسانة وكذلك التجارب اللازمة للتحكم في الجودة ومعالجة الخرسانة طبقاً للمواصفات الفنية وتعليمات المهندس المشرف. | Approved
Katameya Creeks | CLI.CON-000001 |  |  | Approved
Katameya Creeks | CLI.CON-000001 | 4.Buildings.Type D | توريد وعمل خرسانة مسلحة لزوم اعمدة الدور الاول بالقطاعات والأبعاد والمناسيب والتسليح الموضحة بالرسومات التنفيذية علي ألا تقل مقاومة الضغط للمكعب القياسـي عن 350 كجم/سم2 وبنسبة تسليح 170 كجم للمتر المكعب من الخرسانة. والبند يشمل القياس هندسي لكافة الاعمال المنفذة وكافة المعدات والفرم والشدات والمصنعيات اللازمة لنهو الأعمال طبقاً لأصول الصناعة ومواصفات الكود المصري لأعمال الخرسانة العادية والمسلحة والمواصفات الفنية للمشروع.كما يشمل البند كافة الاختبارات علي المواد قبل وبعد صب الخرسانة وكذلك التجارب اللازمة للتحكم في الجودة ومعالجة الخرسانة طبقاً للمواصفات الفنية وتعليمات المهندس المشرف. | Approved
Katameya Creeks | CLI.CON-000001 |  |  | Approved
Katameya Creeks | CLI.CON-000001 | 5.Buildings.Type D | توريد وعمل خرسانة مسلحة لزوم بلاطات وكمرات وسلالم سقف الدور الاول بالقطاعات والأبعاد والمناسيب والتسليح الموضحة بالرسومات التنفيذية ألا تقل مقاومة الضغط للمكعب القياسـي عن 350 كجم/سم2 وبنسبة تسليح 130 كجم للمتر المكعب من الخرسانة. والبند يشمل القياس هندسي لكافة الاعمال المنفذة وكافة المعدات والفرم والشدات والمصنعيات اللازمة لنهو الأعمال طبقاً لأصول الصناعة ومواصفات الكود المصري لأعمال الخرسانة العادية والمسلحة والمواصفات الفنية للمشروع.كما يشمل البند كافة الاختبارات علي المواد قبل وبعد صب الخرسانة وكذلك التجارب اللازمة للتحكم في الجودة ومعالجة الخرسانة طبقاً للمواصفات الفنية وتعليمات المهندس المشرف. | Approved
Katameya Creeks | CLI.CON-000001 |  |  | Approved
Katameya Creeks | CLI.CON-000001 | 6.Buildings.Type D | توريد وعمل خرسانة مسلحة لزوم اعمدة الدور الثاني بالقطاعات والأبعاد والمناسيب والتسليح الموضحة بالرسومات علي ألا تقل مقاومة الضغط للمكعب القياسـي عن 350 كجم/سم2 وبنسبة تسليح 170 كجم للمتر المكعب من الخرسانة.والبند يشمل القياس هندسي لكافة الاعمال المنفذة وكافة المعدات والفرم والشدات والمصنعيات اللازمة لنهو الأعمال طبقاً لأصول الصناعة ومواصفات الكود المصري لأعمال الخرسانة العادية والمسلحة والمواصفات الفنية للمشروع.كما يشمل البند كافة الاختبارات علي المواد قبل وبعد صب الخرسانة وكذلك التجارب اللازمة للتحكم في الجودة ومعالجة الخرسانة طبقاً للمواصفات الفنية وتعليمات المهندس المشرف. | Approved
Katameya Creeks | CLI.CON-000001 |  |  | Approved
Katameya Creeks | CLI.CON-000001 | 7.Buildings.Type D | توريد وعمل خرسانة مسلحة لزوم بلاطات وكمرات وسلالم سقف الدور الثاني بالقطاعات والأبعاد والمناسيب والتسليح الموضحة بالرسومات التنفيذية علي ألا تقل مقاومة الضغط للمكعب القياسـي عن 350 كجم/سم2 وبنسبة تسليح 130 كجم للمتر المكعب من الخرسانة.والبند يشمل القياس هندسي لكافة الاعمال المنفذة وكافة المعدات والفرم والشدات والمصنعيات اللازمة لنهو الأعمال طبقاً لأصول الصناعة ومواصفات الكود المصري لأعمال الخرسانة العادية والمسلحة والمواصفات الفنية للمشروع.كما يشمل البند كافة الاختبارات علي المواد قبل وبعد صب الخرسانة وكذلك التجارب اللازمة للتحكم في الجودة ومعالجة الخرسانة طبقاً للمواصفات الفنية وتعليمات المهندس المشرف. | Approved
Katameya Creeks | CLI.CON-000001 |  |  | Approved
Katameya Creeks | CLI.CON-000001 | SERVICE 1E.Basement.5-2 | Supply and install a complete socket outlet complete with wiring (4x6+6) mm² back to panel board or second outlet (exclude the socket) | Approved
Katameya Creeks | CLI.CON-000001 |  |  | Approved
Katameya Creeks | CLI.CON-000001 | SERVICE 1E.Basement.6-1 | Supply and install a complete electrical outlet for F.A.C.P complete with wiring (3x3) mm² back to panel board or second outlet | Approved
Katameya Creeks | CLI.CON-000001 |  |  | Approved
Katameya Creeks | CLI.CON-000001 | SERVICE 1E.Basement.6-2 | Supply and install a complete electrical outlet for Exhaust fan complete with wiring (4x16+16) mm² back to panel board or second outlet | Approved
Katameya Creeks | CLI.CON-000001 |  |  | Approved
Katameya Creeks | CLI.CON-000001 | SERVICE 1E.Basement.7-1 | I.S, 3P, 40 A outlet with wire (4x10+10) for LIFT | Approved
Katameya Creeks | CLI.CON-000001 |  |  | Approved
Katameya Creeks | CLI.CON-000001 | SERVICE 1E.Basement.7-2 | I.S, 2P, 20 A outlet with wire (3x4) for A/C | Approved
Katameya Creeks | CLI.CON-000001 |  |  | Approved
Katameya Creeks | CLI.CON-000001 | SERVICE 1E.Basement.7-3 | I.S, 2P, 20 A outlet with wire (3x4) for EWH | Approved
Katameya Creeks | CLI.CON-000001 |  |  | Approved
Katameya Creeks | CLI.CON-000001 | SERVICE 1E.Basement.8-1 | 16 AMP, 220 Volt, doublex socket for T.V | Approved
Katameya Creeks | CLI.CON-000001 |  |  | Approved
Katameya Creeks | CLI.CON-000001 | SERVICE 1E.Basement.8-2 | 16 AMP, 220 Volt, single socket (Weather Proof) | Approved
Katameya Creeks | CLI.CON-000001 |  |  | Approved
Katameya Creeks | CLI.CON-000001 | SERVICE 1E.Basement.8-3 | 16 AMP, 220 Volt, doublex socket. | Approved
Katameya Creeks | CLI.CON-000001 |  |  | Approved
Katameya Creeks | CLI.CON-000001 | SERVICE 1E.Basement.8-4 | 16 AMP, 220 Volt, single socket for storage EX.FAN | Approved
Katameya Creeks | CLI.CON-000001 |  |  | Approved
Katameya Creeks | CLI.CON-000001 | SERVICE 1E.Basement.8-5 | 32 AMP, 380 Volt, three phase socket. | Approved
Katameya Creeks | CLI.CON-000001 |  |  | Approved
Katameya Creeks | CLI.CON-000001 | SERVICE 1E.Basement.8-6 | One way, one gang switch | Approved
Katameya Creeks | CLI.CON-000001 |  |  | Approved
Katameya Creeks | CLI.CON-000001 | SERVICE 1E.Basement.8-7 | Two way, one gang switch | Approved
Katameya Creeks | CLI.CON-000001 |  |  | Approved
Katameya Creeks | CLI.CON-000001 | SERVICE 1E.Basement.8-8 | One way, three gang switch outlet | Approved
Katameya Creeks | CLI.CON-000001 |  |  | Approved
Katameya Creeks | CLI.CON-000001 | SERVICE 1E.Basement.8-9 | Entermediate switch | Approved
Katameya Creeks | CLI.CON-000001 |  |  | Approved
Katameya Creeks | CLI.CON-000001 | SERVICE 1E.Basement.8-10 | motion detector | Approved
Katameya Creeks | CLI.CON-000001 |  |  | Approved
Katameya Creeks | CLI.CON-000001 | SERVICE 1E.Basement.8-11 | I.S, 3P, 40 A for LIFT | Approved
Katameya Creeks | CLI.CON-000001 |  |  | Approved
Katameya Creeks | CLI.CON-000001 | SERVICE 1E.Basement.8-12 | I.S, 3P, 63 A for EXHAUST FAN | Approved
Katameya Creeks | CLI.CON-000001 |  |  | Approved
Katameya Creeks | CLI.CON-000001 | SERVICE 1E.Basement.8-13 | I.S, 2P, 20 A for A/C | Approved
Katameya Creeks | CLI.CON-000001 |  |  | Approved
Katameya Creeks | CLI.CON-000001 | SERVICE 1E.Basement.8-14 | I.S, 2P, 20 A for E.W.H (ceiling mounted) | Approved
Katameya Creeks | CLI.CON-000001 |  |  | Approved
Katameya Creeks | CLI.CON-000001 | 8E SERVICE.Basement.1-9 | SMDB-4th | Approved
Katameya Creeks | CLI.CON-000001 |  |  | Approved
Katameya Creeks | CLI.CON-000001 | 8E SERVICE.Basement.1-10 | STAIRS MACHINE | Approved
Katameya Creeks | CLI.CON-000001 |  |  | Approved
Katameya Creeks | CLI.CON-000001 | 8E SERVICE.Basement.2-1 | (4x6)+6mm² | Approved
Katameya Creeks | CLI.CON-000001 |  |  | Approved
Katameya Creeks | CLI.CON-000001 | 8E SERVICE.Basement.2-3 | (3x70+35)+16mm² | Approved
Katameya Creeks | CLI.CON-000001 |  |  | Approved
Katameya Creeks | CLI.CON-000001 | 8E SERVICE.Basement.2-4 | (3x95+50)+25mm² | Approved
Katameya Creeks | CLI.CON-000001 |  |  | Approved
Katameya Creeks | CLI.CON-000001 | 8E SERVICE.Basement.3.1 | Supply, install & test a lighting fixtures complete with wiring (3x3) mm², back to panel or second outlet, according to drawings and specifications | Approved
Katameya Creeks | CLI.CON-000001 |  |  | Approved
Katameya Creeks | CLI.CON-000001 | 8E SERVICE.Basement.4-1 | One way, one gang switch outlet | Approved
Katameya Creeks | CLI.CON-000001 |  |  | Approved
Katameya Creeks | CLI.CON-000001 | 8E SERVICE.Basement.4-2 | Two way, one gang switch outlet | Approved
Katameya Creeks | CLI.CON-000001 |  |  | Approved
Katameya Creeks | CLI.CON-000001 | 8E SERVICE.Basement.4-3 | Entermediate switch outlet | Approved
Katameya Creeks | CLI.CON-000001 |  |  | Approved
Katameya Creeks | CLI.CON-000001 | 8E SERVICE.Basement.4-4 | One way, two gang switch outlet | Approved
Katameya Creeks | CLI.CON-000001 |  |  | Approved
Katameya Creeks | CLI.CON-000001 | 8E SERVICE.Basement.4-5 | One way, three gang switch outlet | Approved
Katameya Creeks | CLI.CON-000001 |  |  | Approved
Katameya Creeks | CLI.CON-000001 | 8E SERVICE.Basement.5-1 | Supply and install a complete socket outlet complete with wiring (3x3) mm² back to panel board or second outlet (exclude the socket) | Approved
Katameya Creeks | CLI.CON-000001 |  |  | Approved
Katameya Creeks | CLI.CON-000001 | 8E SERVICE.Basement.5-2 | Supply and install a complete socket outlet complete with wiring (4x6+6) mm² back to panel board or second outlet (exclude the socket) | Approved
Katameya Creeks | CLI.CON-000001 |  |  | Approved
Katameya Creeks | CLI.CON-000001 | 8E SERVICE.Basement.6-1 | Supply and install a complete electrical outlet for F.A.C.P complete with wiring (3x4) mm² back to panel board or second outlet | Approved
Katameya Creeks | CLI.CON-000001 |  |  | Approved
Katameya Creeks | CLI.CON-000001 | 8E SERVICE.Basement.6-2 | Supply and install a complete electrical outlet for Exhaust fan complete with wiring (4x16+16) mm² back to panel board or second outlet | Approved
Katameya Creeks | CLI.CON-000001 |  |  | Approved
Katameya Creeks | CLI.CON-000001 | 8E SERVICE.Basement.7-1 | I.S, 3P, 40 A outlet with wire (4x10+10) for LIFT | Approved
Katameya Creeks | CLI.CON-000001 |  |  | Approved
Katameya Creeks | CLI.CON-000001 | 8E SERVICE.Basement.7-2 | I.S, 2P, 20 A outlet with wire (3x4) for A/C | Approved
Katameya Creeks | CLI.CON-000001 |  |  | Approved
Katameya Creeks | CLI.CON-000001 | 8E SERVICE.Basement.7-3 | I.S, 2P, 20 A outlet with wire (3x4) for EWH | Approved
Katameya Creeks | CLI.CON-000001 |  |  | Approved
Katameya Creeks | CLI.CON-000001 | 8E SERVICE.Basement.8-1 | 16 AMP, 220 Volt, doublex socket for T.V | Approved
Katameya Creeks | CLI.CON-000001 |  |  | Approved
Katameya Creeks | CLI.CON-000001 |  |  | Approved
Katameya Creeks | CLI.CON-000001 | SERVICE 14F.Basement.11 | Earthing system for power not more than 3 ohm | Approved
Katameya Creeks | CLI.CON-000001 |  |  | Approved
Katameya Creeks | CLI.CON-000001 | SERVICE 14F.Basement.11.1 | Earthing system for light curent not more than 0.5 ohm | Approved
Katameya Creeks | CLI.CON-000001 |  |  | Approved
Katameya Creeks | CLI.CON-000001 | SERVICE 14F.Basement. | 100x100 mm width | Approved
Katameya Creeks | CLI.CON-000001 |  |  | Approved
Katameya Creeks | CLI.CON-000001 | SERVICE 15D.Basement.1-1 | MDB-1 | Approved
Katameya Creeks | CLI.CON-000001 |  |  | Approved
Katameya Creeks | CLI.CON-000001 | SERVICE 15D.Basement.1-2 | MDB-2 | Approved
Katameya Creeks | CLI.CON-000001 |  |  | Approved
Katameya Creeks | CLI.CON-000001 | SERVICE 15D.Basement.1-3 | EMDB | Approved
Katameya Creeks | CLI.CON-000001 |  |  | Approved
Katameya Creeks | CLI.CON-000001 | SERVICE 15D.Basement.1-4 | LPP-B (with pre-paid power meter ) | Approved
Katameya Creeks | CLI.CON-000001 |  |  | Approved
Katameya Creeks | CLI.CON-000001 | SERVICE 15D.Basement.1-5 | SMDB-G | Approved
Katameya Creeks | CLI.CON-000001 |  |  | Approved
Katameya Creeks | CLI.CON-000001 | SERVICE 15D.Basement.1-6 | SMDB-1st | Approved
Katameya Creeks | CLI.CON-000001 |  |  | Approved
Katameya Creeks | CLI.CON-000001 | SERVICE 15D.Basement.1-7 | SMDB-2nd | Approved
Katameya Creeks | CLI.CON-000001 |  |  | Approved
Katameya Creeks | CLI.CON-000001 | SERVICE 15D.Basement.1-8 | SMDB-3rd | Approved
Katameya Creeks | CLI.CON-000001 |  |  | Approved
Katameya Creeks | CLI.CON-000001 | SERVICE 15D.Basement.1-9 | SMDB-4th | Approved
Katameya Creeks | CLI.CON-000001 |  |  | Approved
Katameya Creeks | CLI.CON-000001 | SERVICE 15D.Basement.1-10 | STAIRS MACHINE | Approved
Katameya Creeks | CLI.CON-000001 |  |  | Approved
Katameya Creeks | CLI.CON-000001 | SERVICE 15D.Basement.2-1 | (4x6)+6mm² | Approved
Katameya Creeks | CLI.CON-000001 |  |  | Approved
Katameya Creeks | CLI.CON-000001 | SERVICE 15D.Basement.2-3 | (3x70+35)+16mm² | Approved
Katameya Creeks | CLI.CON-000001 |  |  | Approved
Katameya Creeks | CLI.CON-000001 | SERVICE 15D.Basement.2-4 | (3x95+50)+25mm² | Approved
Katameya Creeks | CLI.CON-000001 |  |  | Approved
Katameya Creeks | CLI.CON-000001 | SERVICE 15D.Basement.2-5 | (3x120+70)+35mm² | Approved
Katameya Creeks | CLI.CON-000001 |  |  | Approved
Katameya Creeks | CLI.CON-000001 | SERVICE 15D.Basement.3.1 | Supply, install & test a lighting fixtures complete with wiring (3x3) mm², back to panel or second outlet, according to drawings and specifications | Approved
Katameya Creeks | CLI.CON-000001 |  |  | Approved
Katameya Creeks | CLI.CON-000001 | SERVICE 15D.Basement.4-1 | One way, one gang switch outlet | Approved
Katameya Creeks | CLI.CON-000001 |  |  | Approved
Katameya Creeks | CLI.CON-000001 | SERVICE 15D.Basement.4-2 | One way, two gang switch outlet | Approved
Katameya Creeks | CLI.CON-000001 |  |  | Approved
Katameya Creeks | CLI.CON-000001 | SERVICE 15D.Basement.4-3 | Entermediate switch outlet | Approved
Katameya Creeks | CLI.CON-000001 | SERVICE 21D.Basement.8-16 | I.S, 3P, 63 A for EXHAUST FAN | Approved
Katameya Creeks | CLI.CON-000001 |  |  | Approved
Katameya Creeks | CLI.CON-000001 | SERVICE 21D.Basement.8-17 | I.S, 2P, 20 A for A/C | Approved
Katameya Creeks | CLI.CON-000001 |  |  | Approved
Katameya Creeks | CLI.CON-000001 | SERVICE 21D.Basement.8-18 | I.S, 2P, 20 A for E.W.H (ceiling mounted) | Approved
Katameya Creeks | CLI.CON-000001 |  |  | Approved
Katameya Creeks | CLI.CON-000001 | SERVICE 21D.Basement.9.1 | Type F1 | Approved
Katameya Creeks | CLI.CON-000001 |  |  | Approved
Katameya Creeks | CLI.CON-000001 | SERVICE 21D.Basement.9.2 | Type C2 | Approved
Katameya Creeks | CLI.CON-000001 |  |  | Approved
Katameya Creeks | CLI.CON-000001 | SERVICE 21D.Basement.9.3 | Type C3 | Approved
Katameya Creeks | CLI.CON-000001 |  |  | Approved
Katameya Creeks | CLI.CON-000001 | SERVICE 21D.Basement.9.4 | Type D1 | Approved
Katameya Creeks | CLI.CON-000001 |  |  | Approved
Katameya Creeks | CLI.CON-000001 | SERVICE 21D.Basement.9.5 | Type D2 | Approved
Katameya Creeks | CLI.CON-000001 |  |  | Approved
Katameya Creeks | CLI.CON-000001 | SERVICE 21D.Basement.10 | Earthing system for power not more than 3 ohm | Approved
Katameya Creeks | CLI.CON-000001 |  |  | Approved
Katameya Creeks | CLI.CON-000001 | SERVICE 21D.Basement.10.1 | Earthing system for light curent not more than 0.5 ohm | Approved
Katameya Creeks | CLI.CON-000001 |  |  | Approved
Katameya Creeks | CLI.CON-000001 | SERVICE 22E.Basement.1-1 | MDB-1 | Approved
Katameya Creeks | CLI.CON-000001 |  |  | Approved
Katameya Creeks | CLI.CON-000001 | SERVICE 22E.Basement.1-2 | MDB-2 | Approved
Katameya Creeks | CLI.CON-000001 |  |  | Approved
Katameya Creeks | CLI.CON-000001 | SERVICE 22E.Basement.1-3 | EMDB | Approved
Katameya Creeks | CLI.CON-000001 |  |  | Approved
Katameya Creeks | CLI.CON-000001 | SERVICE 22E.Basement.1-4 | LPP-B (with pre-paid power meter ) | Approved
Katameya Creeks | CLI.CON-000001 |  |  | Approved
Katameya Creeks | CLI.CON-000001 | SERVICE 22E.Basement.1-5 | SMDB-G | Approved
Katameya Creeks | CLI.CON-000001 |  |  | Approved
Katameya Creeks | CLI.CON-000001 | SERVICE 22E.Basement.1-6 | SMDB-1st | Approved
Katameya Creeks | CLI.CON-000001 |  |  | Approved
Katameya Creeks | CLI.CON-000001 | SERVICE 22E.Basement.1-7 | SMDB-2nd | Approved
Katameya Creeks | CLI.CON-000001 |  |  | Approved
Katameya Creeks | CLI.CON-000001 | SERVICE 22E.Basement.1-8 | SMDB-3rd | Approved
Katameya Creeks | CLI.CON-000001 |  |  | Approved
Katameya Creeks | CLI.CON-000001 | SERVICE 22E.Basement.1-9 | SMDB-4th | Approved
Katameya Creeks | CLI.CON-000001 |  |  | Approved
Katameya Creeks | CLI.CON-000001 | SERVICE 22E.Basement.1-10 | STAIRS MACHINE | Approved
Katameya Creeks | CLI.CON-000001 |  |  | Approved
Katameya Creeks | CLI.CON-000001 | SERVICE 22E.Basement.2-1 | (4x6)+6mm² | Approved
Katameya Creeks | CLI.CON-000001 |  |  | Approved
Katameya Creeks | CLI.CON-000001 | SERVICE 22E.Basement.2-3 | (3x70+35)+16mm² | Approved
Katameya Creeks | CLI.CON-000001 |  |  | Approved
Katameya Creeks | CLI.CON-000001 | Type H.Buildings.3-1 | Supply, install & test a lighting fixtures complete with wiring (3x3) mm², back to panel or second outlet, according to drawings and specifications | Approved
Katameya Creeks | CLI.CON-000001 |  |  | Approved
Katameya Creeks | CLI.CON-000001 | Type H.Buildings.3-2 | Supply, install & test a lighting fixtures complete with wiring (3x3) mm², back to panel or second outlet, according to drawings and specifications | Approved
Katameya Creeks | CLI.CON-000001 |  |  | Approved
Katameya Creeks | CLI.CON-000001 | Type H.Buildings.3-3 | Supply, install & test a lighting fixtures complete with wiring (3x3) mm², back to panel or second outlet, according to drawings and specifications | Approved
Katameya Creeks | CLI.CON-000001 |  |  | Approved
Katameya Creeks | CLI.CON-000001 | Type H.Buildings.3-4 | Supply, install & test a lighting fixtures complete with wiring (3x3) mm², back to panel or second outlet, according to drawings and specifications | Approved
Katameya Creeks | CLI.CON-000001 |  |  | Approved
Katameya Creeks | CLI.CON-000001 | Type H.Buildings.4-1 | One way, one gang switch outlet | Approved
Katameya Creeks | CLI.CON-000001 |  |  | Approved
Katameya Creeks | CLI.CON-000001 | Type H.Buildings.4-2 | One way, two gang switch outlet | Approved
Katameya Creeks | CLI.CON-000001 |  |  | Approved
Katameya Creeks | CLI.CON-000001 | Type H.Buildings.4-3 | One way, three gang switch outlet | Approved
Katameya Creeks | CLI.CON-000001 |  |  | Approved
Katameya Creeks | CLI.CON-000001 | Type H.Buildings.4-4 | Two way, one gang switch outlet | Approved
Katameya Creeks | CLI.CON-000001 |  |  | Approved
Katameya Creeks | CLI.CON-000001 | Type H.Buildings.4-5 | Two way, three gang switch outlet | Approved
Katameya Creeks | CLI.CON-000001 |  |  | Approved
Katameya Creeks | CLI.CON-000001 | Type H.Buildings.4-6 | One way, one gang switch outlet | Approved
Katameya Creeks | CLI.CON-000001 |  |  | Approved
Katameya Creeks | CLI.CON-000001 | Type H.Buildings.4-7 | One way, two gang switch outlet | Approved
Katameya Creeks | CLI.CON-000001 |  |  | Approved
Katameya Creeks | CLI.CON-000001 | Type H.Buildings.4-8 | One way, three gang switch outlet | Approved
Katameya Creeks | CLI.CON-000001 |  |  | Approved
Katameya Creeks | CLI.CON-000001 | Type H.Buildings.4-9 | Two way, one gang switch outlet | Approved
Katameya Creeks | CLI.CON-000001 |  |  | Approved
Katameya Creeks | CLI.CON-000001 | Type H.Buildings.4-10 | Two way, two gang switch outlet | Approved
Katameya Creeks | CLI.CON-000001 |  |  | Approved
Katameya Creeks | CLI.CON-000001 | Type H.Buildings.4-11 | Two way, three gang switch outlet | Approved
Katameya Creeks | CLI.CON-000001 |  |  | Approved
Katameya Creeks | CLI.CON-000001 | Type H.Buildings.4-12 | One way, one gang switch outlet | Approved
Katameya Creeks | CLI.CON-000001 |  |  | Approved
Katameya Creeks | CLI.CON-000001 | Type H.Buildings.4-13 | One way, two gang switch outlet | Approved
Katameya Creeks | CLI.CON-000001 |  |  | Approved
Katameya Creeks | CLI.CON-000001 | Type H.Buildings.4-14 | One way, three gang switch outlet | Approved
Katameya Creeks | CLI.CON-000001 |  |  | Approved
Katameya Creeks | CLI.CON-000001 | Type H.Buildings.4-15 | Two way, one gang switch outlet | Approved
Katameya Creeks | CLI.CON-000001 |  |  | Approved
Katameya Creeks | CLI.CON-000001 |  |  | Approved
Katameya Creeks | CLI.CON-000001 | Type G1.Buildings.10-6 | Supply and install a complete Low Current outlet from the to the outlet | Approved
Katameya Creeks | CLI.CON-000001 |  |  | Approved
Katameya Creeks | CLI.CON-000001 | Type G1.Buildings.10-7 | Supply and install IT RACK INCLUDED 2 PATCH PANNEL | Approved
Katameya Creeks | CLI.CON-000001 |  |  | Approved
Katameya Creeks | CLI.CON-000001 | Type G1.Buildings.10-8 | Supply and install a complete Low Current outlet from the to the outlet | Approved
Katameya Creeks | CLI.CON-000001 |  |  | Approved
Katameya Creeks | CLI.CON-000001 | Type G1.Buildings.10-9 | Supply and install IT RACK INCLUDED 2 PATCH PANNEL | Approved
Katameya Creeks | CLI.CON-000001 |  |  | Approved
Katameya Creeks | CLI.CON-000001 | Type G1.Buildings.10-10 | Supply and install a complete Low Current outlet from the to the outlet | Approved
Katameya Creeks | CLI.CON-000001 |  |  | Approved
Katameya Creeks | CLI.CON-000001 | Type F.Buildings.1-1 | PP-G1 | Approved
Katameya Creeks | CLI.CON-000001 |  |  | Approved
Katameya Creeks | CLI.CON-000001 | Type F.Buildings.1-2 | MCC-G1 | Approved
Katameya Creeks | CLI.CON-000001 |  |  | Approved
Katameya Creeks | CLI.CON-000001 | Type F.Buildings.1-3 | PP-T1,T2 | Approved
Katameya Creeks | CLI.CON-000001 |  |  | Approved
Katameya Creeks | CLI.CON-000001 | Type F.Buildings.1-4 | MCC-T1,T2 | Approved
Katameya Creeks | CLI.CON-000001 |  |  | Approved
Katameya Creeks | CLI.CON-000001 | Type F.Buildings.1-5 | PP-D1 | Approved
Katameya Creeks | CLI.CON-000001 |  |  | Approved
Katameya Creeks | CLI.CON-000001 | Type F.Buildings.1-6 | PP-D1-01 | Approved
Katameya Creeks | CLI.CON-000001 |  |  | Approved
Katameya Creeks | CLI.CON-000001 | Type F.Buildings.1-7 | MCC-TD1 | Approved
Katameya Creeks | CLI.CON-000001 |  |  | Approved
Katameya Creeks | CLI.CON-000001 | Type F.Buildings.2-1 | (4x25)+16mm² | Approved
Katameya Creeks | CLI.CON-000001 |  |  | Approved
Katameya Creeks | CLI.CON-000001 | Type F.Buildings.2-2 | (4x10)+6mm² | Approved
Katameya Creeks | CLI.CON-000001 |  |  | Approved
Katameya Creeks | CLI.CON-000001 | Type F.Buildings.2-3 | (4x25)+16mm² | Approved
Katameya Creeks | CLI.CON-000001 |  |  | Approved
Katameya Creeks | CLI.CON-000001 | Type F.Buildings.2-4 | (4x10)+6mm² | Approved
Katameya Creeks | CLI.CON-000001 |  |  | Approved
Katameya Creeks | CLI.CON-000001 | Type F.Buildings.2-5 | (4x50)+25mm² | Approved
Katameya Creeks | CLI.CON-000001 |  |  | Approved
Katameya Creeks | CLI.CON-000001 | Type F.Buildings.2-6 | (4x16)+10mm² | Approved
Katameya Creeks | CLI.CON-000001 |  |  | Approved
Katameya Creeks | CLI.CON-000001 | Type F.Buildings.2-7 | (4x10)+10mm² | Approved
Katameya Creeks | CLI.CON-000001 |  |  | Approved
Katameya Creeks | CLI.CON-000001 | Type F.Buildings.3-1 | Supply, install & test a lighting fixtures complete with wiring (3x3) mm², back to panel or second outlet, according to drawings and specifications | Approved
Katameya Creeks | CLI.CON-000001 |  |  | Approved
Katameya Creeks | CLI.CON-000001 | Type E.Buildings.4-16 | One way, two gang switch outlet For T3 | Approved
Katameya Creeks | CLI.CON-000001 |  |  | Approved
Katameya Creeks | CLI.CON-000001 | Type E.Buildings.4-17 | One way, three gang switch outlet For T3 | Approved
Katameya Creeks | CLI.CON-000001 |  |  | Approved
Katameya Creeks | CLI.CON-000001 | Type E.Buildings.4-18 | Two way, one gang switch outlet For T3 | Approved
Katameya Creeks | CLI.CON-000001 |  |  | Approved
Katameya Creeks | CLI.CON-000001 | Type E.Buildings.4-19 | Two way, two gang switch outlet For T3 | Approved
Katameya Creeks | CLI.CON-000001 |  |  | Approved
Katameya Creeks | CLI.CON-000001 | Type E.Buildings.4-20 | Two way, three gang switch outlet For T3 | Approved
Katameya Creeks | CLI.CON-000001 |  |  | Approved
Katameya Creeks | CLI.CON-000001 | Type E.Buildings.4-21 | Curtain switch For T3 | Approved
Katameya Creeks | CLI.CON-000001 |  |  | Approved
Katameya Creeks | CLI.CON-000001 | Type E.Buildings.4-22 | One way, one gang switch outlet For D1,D2 | Approved
Katameya Creeks | CLI.CON-000001 |  |  | Approved
Katameya Creeks | CLI.CON-000001 | Type E.Buildings.4-23 | One way, two gang switch outlet For D1,D2 | Approved
Katameya Creeks | CLI.CON-000001 |  |  | Approved
Katameya Creeks | CLI.CON-000001 | Type E.Buildings.4-24 | One way, three gang switch outlet For D1,D2 | Approved
Katameya Creeks | CLI.CON-000001 |  |  | Approved
Katameya Creeks | CLI.CON-000001 | Type E.Buildings.4-25 | Two way, one gang switch outlet For D1,D2 | Approved
Katameya Creeks | CLI.CON-000001 |  |  | Approved
Katameya Creeks | CLI.CON-000001 | Type E.Buildings.4-26 | Two way, two gang switch outlet For D1,D2 | Approved
Katameya Creeks | CLI.CON-000001 |  |  | Approved
Katameya Creeks | CLI.CON-000001 | Type E.Buildings.4-27 | Two way, three gang switch outlet For D1,D2 | Approved
Katameya Creeks | CLI.CON-000001 |  |  | Approved
Katameya Creeks | CLI.CON-000001 | Type E.Buildings.4-28 | Curtain switch For D1,D2 | Approved
Katameya Creeks | CLI.CON-000001 |  |  | Approved
Katameya Creeks | CLI.CON-000001 | Type E.Buildings.4-29 | One way, one gang switch outlet For D3 | Approved
Katameya Creeks | CLI.CON-000001 |  |  | Approved
Katameya Creeks | CLI.CON-000001 | Type E.Buildings.4-30 | One way, two gang switch outlet For D3 | Approved
Katameya Creeks | CLI.CON-000001 |  |  | Approved
Katameya Creeks | CLI.CON-000001 | Type E.Buildings.4-31 | One way, three gang switch outlet For D3 | Approved
Katameya Creeks | CLI.CON-000001 |  |  | Approved
Katameya Creeks | CLI.CON-000001 | Type E.Buildings.4-32 | Two way, one gang switch outlet For D3 | Approved
Katameya Creeks | CLI.CON-000001 |  |  | Approved
Katameya Creeks | CLI.CON-000001 | Type E.Buildings.4-33 | Two way, two gang switch outlet For D3 | Approved
Katameya Creeks | CLI.CON-000001 |  |  | Approved
Katameya Creeks | CLI.CON-000001 | Type E.Buildings.4-34 | Two way, three gang switch outlet For D3 | Approved
Katameya Creeks | CLI.CON-000001 |  |  | Approved
Katameya Creeks | CLI.CON-000001 | Type E.Buildings.4-35 | Curtain switch For D3 | Approved
Katameya Creeks | CLI.CON-000001 |  |  | Approved
Katameya Creeks | CLI.CON-000001 |  |  | Approved
Katameya Creeks | CLI.CON-000001 | 6.Basement.1E | توريد وعمل خرسانة مسلحة لزوم الحوائط الساندة بدور البدروم بالقطاعات والأبعاد والمناسيب والتسليح الموضحة بالرسومات التنفيذية ألا تقل مقاومة الضغط للمكعب القياسـي عن 350 كجم/سم2 وبنسبة تسليح 75 كجم للمتر المكعب من الخرسانة. والبند يشمل القياس هندسي لكافة الاعمال المنفذة وكافة المعدات والفرم والشدات والمصنعيات اللازمة لنهو الأعمال طبقاً لأصول الصناعة ومواصفات الكود المصري لأعمال الخرسانة العادية والمسلحة والمواصفات الفنية للمشروع. كما يشمل البند كافة الاختبارات علي المواد قبل وبعد صب الخرسانة وكذلك التجارب اللازمة للتحكم في الجودة ومعالجة الخرسانة طبقاً للمواصفات الفنية وتعليمات المهندس المشرف. | Approved
Katameya Creeks | CLI.CON-000001 |  |  | Approved
Katameya Creeks | CLI.CON-000001 | 7.Basement.1E | توريد وعمل خرسانة مسلحة لزوم بلاطات وكمرات وسلالم سقف دور البدروم بالقطاعات والأبعاد والمناسيب والتسليح الموضحة بالرسومات التنفيذية علي ألا تقل مقاومة الضغط للمكعب القياسـي عن 350 كجم/سم2 وبنسبة تسليح 110 كجم للمتر المكعب من الخرسانة. والبند يشمل القياس هندسي لكافة الاعمال المنفذة وكافة المعدات والفرم والشدات والمصنعيات اللازمة لنهو الأعمال طبقاً لأصول الصناعة ومواصفات الكود المصري لأعمال الخرسانة العادية والمسلحة والمواصفات الفنية للمشروع.كما يشمل البند كافة الاختبارات علي المواد قبل وبعد صب الخرسانة وكذلك التجارب اللازمة للتحكم في الجودة ومعالجة الخرسانة طبقاً للمواصفات الفنية وتعليمات المهندس المشرف. | Approved
Katameya Creeks | CLI.CON-000001 |  |  | Approved
Katameya Creeks | CLI.CON-000001 | 2.Basement.2D-4D | توريد وعمل خرسانة عادية لزوم الأساسات بالقطاعات والأبعاد والمناسيب الموضحة بالرسومات التنفيذية علي ألا تقل مقاومة الضغط للمكعب القياسي عن 200 كجم/سم2. والبند يشمل القياس هندسي لكافة الاعمال المنفذة وكافة المعدات والفرم والشدات والمصنعيات اللازمة لنهو الأعمال طبقاً لأصول الصناعة ومواصفات الكود المصري لأعمال الخرسانة العادية والمسلحة والمواصفات الفنية للمشروع. كما يشمل البند كافة الاختبارات علي المواد قبل وبعد صب الخرسانة وكذلك التجارب اللازمة للتحكم في الجودة ومعالجة الخرسانة طبقاً للمواصفات الفنية وتعليمات المهندس المشرف | Approved
Katameya Creeks | CLI.CON-000001 |  |  | Approved
Katameya Creeks | CLI.CON-000001 | 3.Basement.2D-4D | توريد وعمل بلاطات خرسانية مسلحة لزوم أرضيات البدروم بسمك 15 سم بالأبعاد والمناسيب الموضحة بالرسومات التنفيذية وشبكة تسليح 4ɸ10/م في الاتجاهين علي ألا تقل مقاومة الضغط للمكعب القياسـي عن 250 كجم/سم2. والبند يشمل القياس هندسي لكافة الاعمال المنفذة وكافة المعدات والفرم والشدات والمصنعيات اللازمة لنهو الأعمال طبقاً لأصول الصناعة ومواصفات الكود المصري لأعمال الخرسانة العادية والمسلحة والمواصفات الفنية للمشروع. | Approved
Katameya Creeks | CLI.CON-000001 |  |  | Approved
Katameya Creeks | CLI.CON-000001 | 4.Basement.2D-4D | توريد وعمل خرسانة مسلحة لزوم الأساسات بالقطاعات والأبعاد والمناسيب والتسليح الموضحة بالرسومات التنفيذية علي ألا تقل مقاومة الضغط للمكعب القياسـي عن 350 كجم/سم2 وبنسبة تسليح 74 كجم للمتر المكعب من الخرسانة. والبند يشمل القياس هندسي لكافة الاعمال المنفذة وكافة المعدات والفرم والشدات والمصنعيات اللازمة لنهو الأعمال طبقاً لأصول الصناعة ومواصفات الكود المصري لأعمال الخرسانة العادية والمسلحة والمواصفات الفنية للمشروع. كما يشمل البند كافة الاختبارات علي المواد قبل وبعد صب الخرسانة وكذلك التجارب اللازمة للتحكم في الجودة ومعالجة الخرسانة طبقاً للمواصفات الفنية وتعليمات المهندس المشرف. | Approved
Katameya Creeks | CLI.CON-000001 |  |  | Approved
Katameya Creeks | CLI.CON-000001 | 8.Buildings.Type D | توريد وعمل خرسانة مسلحة لزوم اعمدة الدور الثالث بالقطاعات والأبعاد والمناسيب والتسليح الموضحة بالرسومات علي ألا تقل مقاومة الضغط للمكعب القياسـي عن 350 كجم/سم2 وبنسبة تسليح 155 كجم للمتر المكعب من الخرسانة.والبند يشمل القياس هندسي لكافة الاعمال المنفذة وكافة المعدات والفرم والشدات والمصنعيات اللازمة لنهو الأعمال طبقاً لأصول الصناعة ومواصفات الكود المصري لأعمال الخرسانة العادية والمسلحة والمواصفات الفنية للمشروع.كما يشمل البند كافة الاختبارات علي المواد قبل وبعد صب الخرسانة وكذلك التجارب اللازمة للتحكم في الجودة ومعالجة الخرسانة طبقاً للمواصفات الفنية وتعليمات المهندس المشرف. | Approved
Katameya Creeks | CLI.CON-000001 |  |  | Approved
Katameya Creeks | CLI.CON-000001 | 9.Buildings.Type D | توريد وعمل خرسانة مسلحة لزوم بلاطات وكمرات وسلالم سقف الدور الثالث بالقطاعات والأبعاد والمناسيب والتسليح الموضحة بالرسومات التنفيذية علي ألا تقل مقاومة الضغط للمكعب القياسـي عن 350 كجم/سم2 وبنسبة تسليح 130 كجم للمتر المكعب من الخرسانة. والبند يشمل القياس هندسي لكافة الاعمال المنفذة وكافة المعدات والفرم والشدات والمصنعيات اللازمة لنهو الأعمال طبقاً لأصول الصناعة ومواصفات الكود المصري لأعمال الخرسانة العادية والمسلحة والمواصفات الفنية للمشروع.كما يشمل البند كافة الاختبارات علي المواد قبل وبعد صب الخرسانة وكذلك التجارب اللازمة للتحكم في الجودة ومعالجة الخرسانة طبقاً للمواصفات الفنية وتعليمات المهندس المشرف. | Approved
Katameya Creeks | CLI.CON-000001 |  |  | Approved
Katameya Creeks | CLI.CON-000001 | 10.Buildings.Type D | توريد وعمل خرسانة مسلحة لزوم اعمدة الدور الرابع بالقطاعات والأبعاد والمناسيب والتسليح الموضحة بالرسومات علي ألا تقل مقاومة الضغط للمكعب القياسـي عن 350 كجم/سم2 وبنسبة تسليح 155 كجم للمتر المكعب من الخرسانة.والبند يشمل القياس هندسي لكافة الاعمال المنفذة وكافة المعدات والفرم والشدات والمصنعيات اللازمة لنهو الأعمال طبقاً لأصول الصناعة ومواصفات الكود المصري لأعمال الخرسانة العادية والمسلحة والمواصفات الفنية للمشروع.كما يشمل البند كافة الاختبارات علي المواد قبل وبعد صب الخرسانة وكذلك التجارب اللازمة للتحكم في الجودة ومعالجة الخرسانة طبقاً للمواصفات الفنية وتعليمات المهندس المشرف. | Approved
Katameya Creeks | CLI.CON-000001 |  |  | Approved
Katameya Creeks | CLI.CON-000001 | 11.Buildings.Type D | توريد وعمل خرسانة مسلحة لزوم بلاطات وكمرات وسلالم سقف الدور الرابع بالقطاعات والأبعاد والمناسيب والتسليح الموضحة بالرسومات التنفيذية علي ألا تقل مقاومة الضغط للمكعب القياسـي عن 350 كجم/سم2 وبنسبة تسليح 130 كجم للمتر المكعب من الخرسانة. والبند يشمل القياس هندسي لكافة الاعمال المنفذة وكافة المعدات والفرم والشدات والمصنعيات اللازمة لنهو الأعمال طبقاً لأصول الصناعة ومواصفات الكود المصري لأعمال الخرسانة العادية والمسلحة والمواصفات الفنية للمشروع.كما يشمل البند كافة الاختبارات علي المواد قبل وبعد صب الخرسانة وكذلك التجارب اللازمة للتحكم في الجودة ومعالجة الخرسانة طبقاً للمواصفات الفنية وتعليمات المهندس المشرف. | Approved
Katameya Creeks | CLI.CON-000001 |  |  | Approved
Katameya Creeks | CLI.CON-000001 | 12.Buildings.Type D | توريد وعمل خرسانة مسلحة لزوم اعمدة الدور الخامس بالقطاعات والأبعاد والمناسيب والتسليح الموضحة بالرسومات علي ألا تقل مقاومة الضغط للمكعب القياسـي عن 350 كجم/سم2 وبنسبة تسليح 150 كجم للمتر المكعب من الخرسانة.والبند يشمل القياس هندسي لكافة الاعمال المنفذة وكافة المعدات والفرم والشدات والمصنعيات اللازمة لنهو الأعمال طبقاً لأصول الصناعة ومواصفات الكود المصري لأعمال الخرسانة العادية والمسلحة والمواصفات الفنية للمشروع.كما يشمل البند كافة الاختبارات علي المواد قبل وبعد صب الخرسانة وكذلك التجارب اللازمة للتحكم في الجودة ومعالجة الخرسانة طبقاً للمواصفات الفنية وتعليمات المهندس المشرف. | Approved
Katameya Creeks | CLI.CON-000001 |  |  | Approved
Katameya Creeks | CLI.CON-000001 | 5.Buildings.Type F | توريد وعمل خرسانة مسلحة لزوم بلاطات وكمرات وسلالم سقف الدور الاول بالقطاعات والأبعاد والمناسيب والتسليح الموضحة بالرسومات التنفيذية ألا تقل مقاومة الضغط للمكعب القياسـي عن 350 كجم/سم2 وبنسبة تسليح 132 كجم للمتر المكعب من الخرسانة. والبند يشمل القياس هندسي لكافة الاعمال المنفذة وكافة المعدات والفرم والشدات والمصنعيات اللازمة لنهو الأعمال طبقاً لأصول الصناعة ومواصفات الكود المصري لأعمال الخرسانة العادية والمسلحة والمواصفات الفنية للمشروع. كما يشمل البند كافة الاختبارات علي المواد قبل وبعد صب الخرسانة وكذلك التجارب اللازمة للتحكم في الجودة ومعالجة الخرسانة طبقاً للمواصفات الفنية وتعليمات المهندس المشرف. | Approved
Katameya Creeks | CLI.CON-000001 |  |  | Approved
Katameya Creeks | CLI.CON-000001 | 6.Buildings.Type F | توريد وعمل خرسانة مسلحة لزوم اعمدة الدور الثاني بالقطاعات والأبعاد والمناسيب والتسليح الموضحة بالرسومات علي ألا تقل مقاومة الضغط للمكعب القياسـي عن 350 كجم/سم2 وبنسبة تسليح 170 كجم للمتر المكعب من الخرسانة.والبند يشمل القياس هندسي لكافة الاعمال المنفذة وكافة المعدات والفرم والشدات والمصنعيات اللازمة لنهو الأعمال طبقاً لأصول الصناعة ومواصفات الكود المصري لأعمال الخرسانة العادية والمسلحة والمواصفات الفنية للمشروع.كما يشمل البند كافة الاختبارات علي المواد قبل وبعد صب الخرسانة وكذلك التجارب اللازمة للتحكم في الجودة ومعالجة الخرسانة طبقاً للمواصفات الفنية وتعليمات المهندس المشرف | Approved
Katameya Creeks | CLI.CON-000001 |  |  | Approved
Katameya Creeks | CLI.CON-000001 | 7.Buildings.Type F | توريد وعمل خرسانة مسلحة لزوم بلاطات وكمرات وسلالم سقف الدور الثاني بالقطاعات والأبعاد والمناسيب والتسليح الموضحة بالرسومات التنفيذية علي ألا تقل مقاومة الضغط للمكعب القياسـي عن 350 كجم/سم2 وبنسبة تسليح 132 كجم للمتر المكعب من الخرسانة. والبند يشمل القياس هندسي لكافة الاعمال المنفذة وكافة المعدات والفرم والشدات والمصنعيات اللازمة لنهو الأعمال طبقاً لأصول الصناعة ومواصفات الكود المصري لأعمال الخرسانة العادية والمسلحة والمواصفات الفنية للمشروع.كما يشمل البند كافة الاختبارات علي المواد قبل وبعد صب الخرسانة وكذلك التجارب اللازمة للتحكم في الجودة ومعالجة الخرسانة طبقاً للمواصفات الفنية وتعليمات المهندس المشرف. | Approved
Katameya Creeks | CLI.CON-000001 |  |  | Approved
Katameya Creeks | CLI.CON-000001 | 8.Buildings.Type F | توريد وعمل خرسانة مسلحة لزوم اعمدة الدور الثالث بالقطاعات والأبعاد والمناسيب والتسليح الموضحة بالرسومات علي ألا تقل مقاومة الضغط للمكعب القياسـي عن 350 كجم/سم2 وبنسبة تسليح 155 كجم للمتر المكعب من الخرسانة.والبند يشمل القياس هندسي لكافة الاعمال المنفذة وكافة المعدات والفرم والشدات والمصنعيات اللازمة لنهو الأعمال طبقاً لأصول الصناعة ومواصفات الكود المصري لأعمال الخرسانة العادية والمسلحة والمواصفات الفنية للمشروع.كما يشمل البند كافة الاختبارات علي المواد قبل وبعد صب الخرسانة وكذلك التجارب اللازمة للتحكم في الجودة ومعالجة الخرسانة طبقاً للمواصفات الفنية وتعليمات المهندس المشرف. | Approved
Katameya Creeks | CLI.CON-000001 |  |  | Approved
Katameya Creeks | CLI.CON-000001 | 9.Buildings.Type F | توريد وعمل خرسانة مسلحة لزوم بلاطات وكمرات وسلالم سقف الدور الثالث بالقطاعات والأبعاد والمناسيب والتسليح الموضحة بالرسومات التنفيذية علي ألا تقل مقاومة الضغط للمكعب القياسـي عن 350 كجم/سم2 وبنسبة تسليح 132 كجم للمتر المكعب من الخرسانة. والبند يشمل القياس هندسي لكافة الاعمال المنفذة وكافة المعدات والفرم والشدات والمصنعيات اللازمة لنهو الأعمال طبقاً لأصول الصناعة ومواصفات الكود المصري لأعمال الخرسانة العادية والمسلحة والمواصفات الفنية للمشروع.كما يشمل البند كافة الاختبارات علي المواد قبل وبعد صب الخرسانة وكذلك التجارب اللازمة للتحكم في الجودة ومعالجة الخرسانة طبقاً للمواصفات الفنية وتعليمات المهندس المشرف. | Approved
Katameya Creeks | CLI.CON-000001 |  |  | Approved
Katameya Creeks | CLI.CON-000001 | SERVICE 1E.Basement.9.1 | Type F1 | Approved
Katameya Creeks | CLI.CON-000001 |  |  | Approved
Katameya Creeks | CLI.CON-000001 | SERVICE 1E.Basement.9.2 | Type C2 | Approved
Katameya Creeks | CLI.CON-000001 |  |  | Approved
Katameya Creeks | CLI.CON-000001 | SERVICE 1E.Basement.9.3 | Type C3 | Approved
Katameya Creeks | CLI.CON-000001 |  |  | Approved
Katameya Creeks | CLI.CON-000001 | SERVICE 1E.Basement.9.4 | Type D1 | Approved
Katameya Creeks | CLI.CON-000001 |  |  | Approved
Katameya Creeks | CLI.CON-000001 | SERVICE 1E.Basement.9.5 | Type D2 | Approved
Katameya Creeks | CLI.CON-000001 |  |  | Approved
Katameya Creeks | CLI.CON-000001 | SERVICE 1E.Basement.10 | Supply and install a complete Low Current outlet from RACK to the outlet | Approved
Katameya Creeks | CLI.CON-000001 |  |  | Approved
Katameya Creeks | CLI.CON-000001 | SERVICE 1E.Basement.11 | Earthing system for power not more than 3 ohm | Approved
Katameya Creeks | CLI.CON-000001 |  |  | Approved
Katameya Creeks | CLI.CON-000001 | SERVICE 1E.Basement.11.1 | Earthing system for light curent not more than 0.5 ohm | Approved
Katameya Creeks | CLI.CON-000001 |  |  | Approved
Katameya Creeks | CLI.CON-000001 | SERVICE 1E.Basement.10.1 | 100x100 mm width | Approved
Katameya Creeks | CLI.CON-000001 |  |  | Approved
Katameya Creeks | CLI.CON-000001 | SERVICE 2D.Basement.1-1 | MDB-1 | Approved
Katameya Creeks | CLI.CON-000001 |  |  | Approved
Katameya Creeks | CLI.CON-000001 | SERVICE 2D.Basement.1-2 | MDB-2 | Approved
Katameya Creeks | CLI.CON-000001 |  |  | Approved
Katameya Creeks | CLI.CON-000001 | SERVICE 2D.Basement.1-3 | EMDB | Approved
Katameya Creeks | CLI.CON-000001 |  |  | Approved
Katameya Creeks | CLI.CON-000001 | SERVICE 2D.Basement.1-4 | LPP-B (with pre-paid power meter ) | Approved
Katameya Creeks | CLI.CON-000001 |  |  | Approved
Katameya Creeks | CLI.CON-000001 | SERVICE 2D.Basement.1-5 | SMDB-G | Approved
Katameya Creeks | CLI.CON-000001 |  |  | Approved
Katameya Creeks | CLI.CON-000001 | SERVICE 2D.Basement.1-6 | SMDB-1st | Approved
Katameya Creeks | CLI.CON-000001 |  |  | Approved
Katameya Creeks | CLI.CON-000001 | SERVICE 2D.Basement.1-7 | SMDB-2nd | Approved
Katameya Creeks | CLI.CON-000001 |  |  | Approved
Katameya Creeks | CLI.CON-000001 | SERVICE 2D.Basement.1-8 | SMDB-3rd | Approved
Katameya Creeks | CLI.CON-000001 |  |  | Approved
Katameya Creeks | CLI.CON-000001 | SERVICE 2D.Basement.1-9 | SMDB-4th | Approved
Katameya Creeks | CLI.CON-000001 |  |  | Approved
Katameya Creeks | CLI.CON-000001 | SERVICE 2D.Basement.1-10 | STAIRS MACHINE | Approved
Katameya Creeks | CLI.CON-000001 |  |  | Approved
Katameya Creeks | CLI.CON-000001 | SERVICE 2D.Basement.2-1 | (4x6)+6mm² | Approved
Katameya Creeks | CLI.CON-000001 |  |  | Approved
Katameya Creeks | CLI.CON-000001 | SERVICE 2D.Basement.2-3 | (3x70+35)+16mm² | Approved
Katameya Creeks | CLI.CON-000001 |  |  | Approved
Katameya Creeks | CLI.CON-000001 | SERVICE 2D.Basement.2-4 | (3x95+50)+25mm² | Approved
Katameya Creeks | CLI.CON-000001 | 8E SERVICE.Basement.8-2 | 16 AMP, 220 Volt, single socket (Weather Proof) | Approved
Katameya Creeks | CLI.CON-000001 |  |  | Approved
Katameya Creeks | CLI.CON-000001 | 8E SERVICE.Basement.8-3 | 16 AMP, 220 Volt, doublex socket. | Approved
Katameya Creeks | CLI.CON-000001 |  |  | Approved
Katameya Creeks | CLI.CON-000001 | 8E SERVICE.Basement.8-4 | 16 AMP, 220 Volt, single socket for storage EX.FAN | Approved
Katameya Creeks | CLI.CON-000001 |  |  | Approved
Katameya Creeks | CLI.CON-000001 | 8E SERVICE.Basement.8-5 | 32 AMP, 380 Volt, three phase socket. | Approved
Katameya Creeks | CLI.CON-000001 |  |  | Approved
Katameya Creeks | CLI.CON-000001 | 8E SERVICE.Basement.8-6 | One way, one gang switch | Approved
Katameya Creeks | CLI.CON-000001 |  |  | Approved
Katameya Creeks | CLI.CON-000001 | 8E SERVICE.Basement.8-7 | Two way, one gang switch | Approved
Katameya Creeks | CLI.CON-000001 |  |  | Approved
Katameya Creeks | CLI.CON-000001 | 8E SERVICE.Basement.8-8 | One way, three gang switch outlet | Approved
Katameya Creeks | CLI.CON-000001 |  |  | Approved
Katameya Creeks | CLI.CON-000001 | 8E SERVICE.Basement.8-9 | Entermediate switch | Approved
Katameya Creeks | CLI.CON-000001 |  |  | Approved
Katameya Creeks | CLI.CON-000001 | 8E SERVICE.Basement.8-10 | One way, two gang switch outlet | Approved
Katameya Creeks | CLI.CON-000001 |  |  | Approved
Katameya Creeks | CLI.CON-000001 | 8E SERVICE.Basement.8-11 | motion detector | Approved
Katameya Creeks | CLI.CON-000001 |  |  | Approved
Katameya Creeks | CLI.CON-000001 | 8E SERVICE.Basement.8-12 | I.S, 3P, 40 A for LIFT | Approved
Katameya Creeks | CLI.CON-000001 |  |  | Approved
Katameya Creeks | CLI.CON-000001 | 8E SERVICE.Basement.8-13 | I.S, 3P, 63 A for EXHAUST FAN | Approved
Katameya Creeks | CLI.CON-000001 |  |  | Approved
Katameya Creeks | CLI.CON-000001 | 8E SERVICE.Basement.8-14 | I.S, 2P, 20 A for A/C | Approved
Katameya Creeks | CLI.CON-000001 |  |  | Approved
Katameya Creeks | CLI.CON-000001 | 8E SERVICE.Basement.8-15 | I.S, 2P, 20 A for E.W.H (ceiling mounted) | Approved
Katameya Creeks | CLI.CON-000001 |  |  | Approved
Katameya Creeks | CLI.CON-000001 | 8E SERVICE.Basement.9.1 | Type F1 | Approved
Katameya Creeks | CLI.CON-000001 |  |  | Approved
Katameya Creeks | CLI.CON-000001 | 8E SERVICE.Basement.9.2 | Type C2 | Approved
Katameya Creeks | CLI.CON-000001 |  |  | Approved
Katameya Creeks | CLI.CON-000001 | 8E SERVICE.Basement.9.3 | Type C3 | Approved
Katameya Creeks | CLI.CON-000001 |  |  | Approved
Katameya Creeks | CLI.CON-000001 | 8E SERVICE.Basement.9.4 | Type D1 | Approved
Katameya Creeks | CLI.CON-000001 |  |  | Approved
Katameya Creeks | CLI.CON-000001 | 8E SERVICE.Basement.9.5 | Type D2 | Approved
Katameya Creeks | CLI.CON-000001 |  |  | Approved
Katameya Creeks | CLI.CON-000001 | 8E SERVICE.Basement.10-1 | Supply and install a complete Low Current outlet from RACK to the outlet | Approved
Katameya Creeks | CLI.CON-000001 |  |  | Approved
Katameya Creeks | CLI.CON-000001 | 8E SERVICE.Basement.11 | Earthing system for power not more than 3 ohm | Approved
Katameya Creeks | CLI.CON-000001 |  |  | Approved
Katameya Creeks | CLI.CON-000001 |  |  | Approved
Katameya Creeks | CLI.CON-000001 | SERVICE 15D.Basement.4-4 | One way, three gang switch outlet | Approved
Katameya Creeks | CLI.CON-000001 |  |  | Approved
Katameya Creeks | CLI.CON-000001 | SERVICE 15D.Basement.4-5 | Two way, one gang switch outlet | Approved
Katameya Creeks | CLI.CON-000001 |  |  | Approved
Katameya Creeks | CLI.CON-000001 | SERVICE 15D.Basement.5-1 | Supply and install a complete socket outlet complete with wiring (3x3) mm² back to panel board or second outlet (exclude the socket) | Approved
Katameya Creeks | CLI.CON-000001 |  |  | Approved
Katameya Creeks | CLI.CON-000001 | SERVICE 15D.Basement.5-2 | Supply and install a complete socket outlet complete with wiring (4x6+6) mm² back to panel board or second outlet (exclude the socket) | Approved
Katameya Creeks | CLI.CON-000001 |  |  | Approved
Katameya Creeks | CLI.CON-000001 | SERVICE 15D.Basement.5-3 | Supply and install a complete socket outlet complete with wiring (3x4) mm² back to panel board or second outlet (exclude the socket) | Approved
Katameya Creeks | CLI.CON-000001 |  |  | Approved
Katameya Creeks | CLI.CON-000001 | SERVICE 15D.Basement.6-1 | Supply and install a complete electrical outlet for F.A.C.P complete with wiring (3x4) mm² back to panel board or second outlet | Approved
Katameya Creeks | CLI.CON-000001 |  |  | Approved
Katameya Creeks | CLI.CON-000001 | SERVICE 15D.Basement.6-2 | Supply and install a complete electrical outlet for Exhaust fan complete with wiring (4x16+16) mm² back to panel board or second outlet | Approved
Katameya Creeks | CLI.CON-000001 |  |  | Approved
Katameya Creeks | CLI.CON-000001 | SERVICE 15D.Basement.7-1 | I.S, 3P, 40 A outlet with wire (4x10+10) for LIFT | Approved
Katameya Creeks | CLI.CON-000001 |  |  | Approved
Katameya Creeks | CLI.CON-000001 | SERVICE 15D.Basement.7-2 | I.S, 2P, 20 A outlet with wire (3x4) for A/C | Approved
Katameya Creeks | CLI.CON-000001 |  |  | Approved
Katameya Creeks | CLI.CON-000001 | SERVICE 15D.Basement.7-3 | I.S, 2P, 20 A outlet with wire (3x4) for EWH | Approved
Katameya Creeks | CLI.CON-000001 |  |  | Approved
Katameya Creeks | CLI.CON-000001 | SERVICE 15D.Basement.8-1 | 16 AMP, 220 Volt, doublex socket for T.V | Approved
Katameya Creeks | CLI.CON-000001 |  |  | Approved
Katameya Creeks | CLI.CON-000001 | SERVICE 15D.Basement.8-2 | 16 AMP, 220 Volt, single socket (Weather Proof) | Approved
Katameya Creeks | CLI.CON-000001 |  |  | Approved
Katameya Creeks | CLI.CON-000001 | SERVICE 15D.Basement.8-3 | 16 AMP, 220 Volt, doublex socket | Approved
Katameya Creeks | CLI.CON-000001 |  |  | Approved
Katameya Creeks | CLI.CON-000001 | SERVICE 15D.Basement.8-4 | 16 AMP, 220 Volt, single socket for storage EX.FAN (Weather Proof) | Approved
Katameya Creeks | CLI.CON-000001 |  |  | Approved
Katameya Creeks | CLI.CON-000001 | SERVICE 15D.Basement.8-5 | 32 AMP, 380 Volt, three phase socket. | Approved
Katameya Creeks | CLI.CON-000001 |  |  | Approved
Katameya Creeks | CLI.CON-000001 | SERVICE 15D.Basement.8-6 | 20 AMP, 220 Volt, single socket (Weather Proof) | Approved
Katameya Creeks | CLI.CON-000001 |  |  | Approved
Katameya Creeks | CLI.CON-000001 | SERVICE 15D.Basement.8-7 | One way, one gang switch | Approved
Katameya Creeks | CLI.CON-000001 |  |  | Approved
Katameya Creeks | CLI.CON-000001 | SERVICE 15D.Basement.8-8 | One way, two gang switch outlet | Approved
Katameya Creeks | CLI.CON-000001 |  |  | Approved
Katameya Creeks | CLI.CON-000001 | SERVICE 15D.Basement.8-9 | One way, three gang switch outlet | Approved
Katameya Creeks | CLI.CON-000001 |  |  | Approved
Katameya Creeks | CLI.CON-000001 | SERVICE 22E.Basement.2-4 | (3x95+50)+25mm² | Approved
Katameya Creeks | CLI.CON-000001 |  |  | Approved
Katameya Creeks | CLI.CON-000001 | SERVICE 22E.Basement.3.1 | Supply, install & test a lighting fixtures complete with wiring (3x3) mm², back to panel or second outlet, according to drawings and specifications | Approved
Katameya Creeks | CLI.CON-000001 |  |  | Approved
Katameya Creeks | CLI.CON-000001 | SERVICE 22E.Basement.4-1 | One way, one gang switch outlet | Approved
Katameya Creeks | CLI.CON-000001 |  |  | Approved
Katameya Creeks | CLI.CON-000001 | SERVICE 22E.Basement.4-2 | Two way, one gang switch outlet | Approved
Katameya Creeks | CLI.CON-000001 |  |  | Approved
Katameya Creeks | CLI.CON-000001 | SERVICE 22E.Basement.4-3 | Entermediate switch outlet | Approved
Katameya Creeks | CLI.CON-000001 |  |  | Approved
Katameya Creeks | CLI.CON-000001 | SERVICE 22E.Basement.4-4 | One way, three gang switch outlet | Approved
Katameya Creeks | CLI.CON-000001 |  |  | Approved
Katameya Creeks | CLI.CON-000001 | SERVICE 22E.Basement.4-5 | One way, two gang switch outlet | Approved
Katameya Creeks | CLI.CON-000001 |  |  | Approved
Katameya Creeks | CLI.CON-000001 | SERVICE 22E.Basement.5-1 | Supply and install a complete socket outlet complete with wiring (3x3) mm² back to panel board or second outlet (exclude the socket) | Approved
Katameya Creeks | CLI.CON-000001 |  |  | Approved
Katameya Creeks | CLI.CON-000001 | SERVICE 22E.Basement.5-2 | Supply and install a complete socket outlet complete with wiring (4x6+6) mm² back to panel board or second outlet (exclude the socket) | Approved
Katameya Creeks | CLI.CON-000001 |  |  | Approved
Katameya Creeks | CLI.CON-000001 | SERVICE 22E.Basement.5-3 | Supply and install a complete socket outlet complete with wiring (3x4) mm² back to panel board or second outlet (exclude the socket) | Approved
Katameya Creeks | CLI.CON-000001 |  |  | Approved
Katameya Creeks | CLI.CON-000001 | SERVICE 22E.Basement.6-1 | Supply and install a complete electrical outlet for F.A.C.P complete with wiring (3x4) mm² back to panel board or second outlet | Approved
Katameya Creeks | CLI.CON-000001 |  |  | Approved
Katameya Creeks | CLI.CON-000001 | SERVICE 22E.Basement.6-2 | Supply and install a complete electrical outlet for Exhaust fan complete with wiring (4x16+16) mm² back to panel board or second outlet | Approved
Katameya Creeks | CLI.CON-000001 |  |  | Approved
Katameya Creeks | CLI.CON-000001 | SERVICE 22E.Basement.7-1 | I.S, 3P, 40 A outlet with wire (4x10+10) for LIFT | Approved
Katameya Creeks | CLI.CON-000001 |  |  | Approved
Katameya Creeks | CLI.CON-000001 | SERVICE 22E.Basement.7-2 | I.S, 2P, 20 A outlet with wire (3x4) for A/C | Approved
Katameya Creeks | CLI.CON-000001 |  |  | Approved
Katameya Creeks | CLI.CON-000001 | SERVICE 22E.Basement.7-3 | I.S, 2P, 20 A outlet with wire (3x4) for EWH | Approved
Katameya Creeks | CLI.CON-000001 |  |  | Approved
Katameya Creeks | CLI.CON-000001 | SERVICE 22E.Basement.8-1 | 16 AMP, 220 Volt, doublex socket for T.V | Approved
Katameya Creeks | CLI.CON-000001 |  |  | Approved
Katameya Creeks | CLI.CON-000001 | SERVICE 22E.Basement.8-2 | 16 AMP, 220 Volt, single socket (Weather Proof) | Approved
Katameya Creeks | CLI.CON-000001 |  |  | Approved
Katameya Creeks | CLI.CON-000001 | SERVICE 22E.Basement.8-3 | 16 AMP, 220 Volt, single socket for storage EX.FAN | Approved
Katameya Creeks | CLI.CON-000001 |  |  | Approved
Katameya Creeks | CLI.CON-000001 | Type H.Buildings.4-16 | Two way, three gang switch outlet | Approved
Katameya Creeks | CLI.CON-000001 |  |  | Approved
Katameya Creeks | CLI.CON-000001 | Type H.Buildings.4-17 | One way, one gang switch outlet | Approved
Katameya Creeks | CLI.CON-000001 |  |  | Approved
Katameya Creeks | CLI.CON-000001 | Type H.Buildings.4-18 | One way, two gang switch outlet | Approved
Katameya Creeks | CLI.CON-000001 |  |  | Approved
Katameya Creeks | CLI.CON-000001 | Type H.Buildings.4-19 | One way, three gang switch outlet | Approved
Katameya Creeks | CLI.CON-000001 |  |  | Approved
Katameya Creeks | CLI.CON-000001 | Type H.Buildings.4-20 | Two way, one gang switch outlet | Approved
Katameya Creeks | CLI.CON-000001 |  |  | Approved
Katameya Creeks | CLI.CON-000001 | Type H.Buildings.4-21 | Two way, three gang switch outlet | Approved
Katameya Creeks | CLI.CON-000001 |  |  | Approved
Katameya Creeks | CLI.CON-000001 | Type H.Buildings.5-1 | Supply and install a complete socket outlet complete with wiring (3x3) mm² back to panel board or second outlet (exclude the socket) | Approved
Katameya Creeks | CLI.CON-000001 |  |  | Approved
Katameya Creeks | CLI.CON-000001 | Type H.Buildings.5-2 | Supply and install a complete socket outlet complete with wiring (3x4) mm² back to panel board or second outlet (exclude the socket) | Approved
Katameya Creeks | CLI.CON-000001 |  |  | Approved
Katameya Creeks | CLI.CON-000001 | Type H.Buildings.5-3 | Supply and install a complete socket outlet complete with wiring (3x3) mm² back to panel board or second outlet (exclude the socket) | Approved
Katameya Creeks | CLI.CON-000001 |  |  | Approved
Katameya Creeks | CLI.CON-000001 | Type H.Buildings.5-4 | Supply and install a complete socket outlet complete with wiring (3x4) mm² back to panel board or second outlet (exclude the socket) | Approved
Katameya Creeks | CLI.CON-000001 |  |  | Approved
Katameya Creeks | CLI.CON-000001 | Type H.Buildings.5-5 | Supply and install a complete socket outlet complete with wiring (3x3) mm² back to panel board or second outlet (exclude the socket) | Approved
Katameya Creeks | CLI.CON-000001 |  |  | Approved
Katameya Creeks | CLI.CON-000001 | Type H.Buildings.5-6 | Supply and install a complete socket outlet complete with wiring (3x4) mm² back to panel board or second outlet (exclude the socket) | Approved
Katameya Creeks | CLI.CON-000001 |  |  | Approved
Katameya Creeks | CLI.CON-000001 | Type H.Buildings.5-7 | Supply and install a complete socket outlet complete with wiring (3x3) mm² back to panel board or second outlet (exclude the socket) | Approved
Katameya Creeks | CLI.CON-000001 |  |  | Approved
Katameya Creeks | CLI.CON-000001 | Type H.Buildings.5-8 | Supply and install a complete socket outlet complete with wiring (3x4) mm² back to panel board or second outlet (exclude the socket) | Approved
Katameya Creeks | CLI.CON-000001 |  |  | Approved
Katameya Creeks | CLI.CON-000001 | Type H.Buildings.6-1 | Supply and install a complete electrical outlet for door bill complete with wiring (3x3) mm² back to panel board or second outlet | Approved
Katameya Creeks | CLI.CON-000001 |  |  | Approved
Katameya Creeks | CLI.CON-000001 | Type H.Buildings.6-2 | Supply and install a complete electrical outlet for door bill complete with wiring (3x3) mm² back to panel board or second outlet | Approved
Katameya Creeks | CLI.CON-000001 |  |  | Approved
Katameya Creeks | CLI.CON-000001 | Type H.Buildings.6-3 | Supply and install a complete electrical outlet for door bill complete with wiring (3x3) mm² back to panel board or second outlet | Approved
Katameya Creeks | CLI.CON-000001 |  |  | Approved
Katameya Creeks | CLI.CON-000001 | Type H.Buildings.6-4 | Supply and install a complete electrical outlet for POOL complete with wiring (4x6+6) mm² back to panel board or second outlet | Approved
Katameya Creeks | CLI.CON-000001 | Type F.Buildings.3-2 | Supply, install & test a lighting fixtures complete with wiring (3x3) mm², back to panel or second outlet, according to drawings and specifications | Approved
Katameya Creeks | CLI.CON-000001 |  |  | Approved
Katameya Creeks | CLI.CON-000001 | Type F.Buildings.3-3 | Supply, install & test a lighting fixtures complete with wiring (3x3) mm², back to panel or second outlet, according to drawings and specifications | Approved
Katameya Creeks | CLI.CON-000001 |  |  | Approved
Katameya Creeks | CLI.CON-000001 | Type F.Buildings.4-1 | One way, one gang switch outlet | Approved
Katameya Creeks | CLI.CON-000001 |  |  | Approved
Katameya Creeks | CLI.CON-000001 | Type F.Buildings.4-2 | One way, two gang switch outlet | Approved
Katameya Creeks | CLI.CON-000001 |  |  | Approved
Katameya Creeks | CLI.CON-000001 | Type F.Buildings.4-3 | One way, three gang switch outlet | Approved
Katameya Creeks | CLI.CON-000001 |  |  | Approved
Katameya Creeks | CLI.CON-000001 | Type F.Buildings.4-4 | Two way, one gang switch outlet | Approved
Katameya Creeks | CLI.CON-000001 |  |  | Approved
Katameya Creeks | CLI.CON-000001 | Type F.Buildings.4-5 | Two way, two gang switch outlet | Approved
Katameya Creeks | CLI.CON-000001 |  |  | Approved
Katameya Creeks | CLI.CON-000001 | Type F.Buildings.4-6 | Two way, three gang switch outlet | Approved
Katameya Creeks | CLI.CON-000001 |  |  | Approved
Katameya Creeks | CLI.CON-000001 | Type F.Buildings.4-7 | Curtain switch | Approved
Katameya Creeks | CLI.CON-000001 |  |  | Approved
Katameya Creeks | CLI.CON-000001 | Type F.Buildings.4-8 | One way, one gang switch outlet For T1,T2 | Approved
Katameya Creeks | CLI.CON-000001 |  |  | Approved
Katameya Creeks | CLI.CON-000001 | Type F.Buildings.4-9 | One way, two gang switch outlet For T1,T2 | Approved
Katameya Creeks | CLI.CON-000001 |  |  | Approved
Katameya Creeks | CLI.CON-000001 | Type F.Buildings.4-10 | One way, three gang switch outlet For T1,T2 | Approved
Katameya Creeks | CLI.CON-000001 |  |  | Approved
Katameya Creeks | CLI.CON-000001 | Type F.Buildings.4-11 | Two way, one gang switch outlet For T1,T2 | Approved
Katameya Creeks | CLI.CON-000001 |  |  | Approved
Katameya Creeks | CLI.CON-000001 | Type F.Buildings.4-12 | Two way, two gang switch outlet For T1,T2 | Approved
Katameya Creeks | CLI.CON-000001 |  |  | Approved
Katameya Creeks | CLI.CON-000001 | Type F.Buildings.4-13 | Two way, three gang switch outlet For T1,T2 | Approved
Katameya Creeks | CLI.CON-000001 |  |  | Approved
Katameya Creeks | CLI.CON-000001 | Type F.Buildings.4-14 | Curtain switch For T1,T2 | Approved
Katameya Creeks | CLI.CON-000001 |  |  | Approved
Katameya Creeks | CLI.CON-000001 | Type F.Buildings.4-15 | One way, one gang switch outlet | Approved
Katameya Creeks | CLI.CON-000001 |  |  | Approved
Katameya Creeks | CLI.CON-000001 | Type F.Buildings.4-16 | One way, two gang switch outlet | Approved
Katameya Creeks | CLI.CON-000001 |  |  | Approved
Katameya Creeks | CLI.CON-000001 | Type F.Buildings.4-17 | One way, three gang switch outlet | Approved
Katameya Creeks | CLI.CON-000001 |  |  | Approved
Katameya Creeks | CLI.CON-000001 | Type F.Buildings.4-18 | Two way, one gang switch outlet | Approved
Katameya Creeks | CLI.CON-000001 |  |  | Approved
Katameya Creeks | CLI.CON-000001 | Type E.Buildings.5-1 | Supply and install a complete socket outlet complete with wiring (3x3) mm² back to panel board or second outlet (exclude the socket) | Approved
Katameya Creeks | CLI.CON-000001 |  |  | Approved
Katameya Creeks | CLI.CON-000001 | Type E.Buildings.5-2 | Supply and install a complete socket outlet complete with wiring (3x4) mm² back to panel board or second outlet (exclude the socket) | Approved
Katameya Creeks | CLI.CON-000001 |  |  | Approved
Katameya Creeks | CLI.CON-000001 | Type E.Buildings.5-3 | Supply and install a complete socket outlet complete with wiring (3x3) mm² back to panel board or second outlet (exclude the socket) | Approved
Katameya Creeks | CLI.CON-000001 |  |  | Approved
Katameya Creeks | CLI.CON-000001 | Type E.Buildings.5-4 | Supply and install a complete socket outlet complete with wiring (3x4) mm² back to panel board or second outlet (exclude the socket) | Approved
Katameya Creeks | CLI.CON-000001 |  |  | Approved
Katameya Creeks | CLI.CON-000001 | Type E.Buildings.5-5 | Supply and install a complete socket outlet complete with wiring (3x3) mm² back to panel board or second outlet (exclude the socket) | Approved
Katameya Creeks | CLI.CON-000001 |  |  | Approved
Katameya Creeks | CLI.CON-000001 | Type E.Buildings.5-6 | Supply and install a complete socket outlet complete with wiring (3x4) mm² back to panel board or second outlet (exclude the socket) | Approved
Katameya Creeks | CLI.CON-000001 |  |  | Approved
Katameya Creeks | CLI.CON-000001 | Type E.Buildings.5-7 | Supply and install a complete socket outlet complete with wiring (3x3) mm² back to panel board or second outlet (exclude the socket) | Approved
Katameya Creeks | CLI.CON-000001 |  |  | Approved
Katameya Creeks | CLI.CON-000001 | Type E.Buildings.5-8 | Supply and install a complete socket outlet complete with wiring (3x4) mm² back to panel board or second outlet (exclude the socket) | Approved
Katameya Creeks | CLI.CON-000001 |  |  | Approved
Katameya Creeks | CLI.CON-000001 | Type E.Buildings.5-9 | Supply and install a complete socket outlet complete with wiring (3x3) mm² back to panel board or second outlet (exclude the socket) | Approved
Katameya Creeks | CLI.CON-000001 |  |  | Approved
Katameya Creeks | CLI.CON-000001 | Type E.Buildings.5-10 | Supply and install a complete socket outlet complete with wiring (3x4) mm² back to panel board or second outlet (exclude the socket) | Approved
Katameya Creeks | CLI.CON-000001 |  |  | Approved
Katameya Creeks | CLI.CON-000001 | Type E.Buildings.6-1 | Supply and install a complete electrical outlet for door bill complete with wiring (3x3) mm² back to panel board or second outlet | Approved
Katameya Creeks | CLI.CON-000001 |  |  | Approved
Katameya Creeks | CLI.CON-000001 | Type E.Buildings.6-2 | Supply and install a complete electrical outlet for door bill complete with wiring (3x3) mm² back to panel board or second outlet | Approved
Katameya Creeks | CLI.CON-000001 |  |  | Approved
Katameya Creeks | CLI.CON-000001 | Type E.Buildings.6-3 | Supply and install a complete electrical outlet for door bill complete with wiring (3x3) mm² back to panel board or second outlet | Approved
Katameya Creeks | CLI.CON-000001 |  |  | Approved
Katameya Creeks | CLI.CON-000001 | Type E.Buildings.6-4 | Supply and install a complete electrical outlet for door bill complete with wiring (3x3) mm² back to panel board or second outlet | Approved
Katameya Creeks | CLI.CON-000001 |  |  | Approved
Katameya Creeks | CLI.CON-000001 | Type E.Buildings.6-5 | Supply and install a complete electrical outlet for door bill complete with wiring (3x3) mm² back to panel board or second outlet | Approved
Katameya Creeks | CLI.CON-000001 |  |  | Approved
Katameya Creeks | CLI.CON-000001 | Type E.Buildings.7-1 | I.S, 2P, 16 A outlet with wire (3x3) for A/C (ceiling mounted) | Approved
Katameya Creeks | CLI.CON-000001 |  |  | Approved
Katameya Creeks | CLI.CON-000001 | Type E.Buildings.7-2 | I.S, 2P, 20 A outlet with wire (3x4) for E.W.H | Approved
Katameya Creeks | CLI.CON-000001 | 5.Basement.2D-4D | توريد وعمل خرسانة مسلحة لزوم اعمدة دور البدروم بالقطاعات والأبعاد والمناسيب والتسليح الموضحة بالرسومات التنفيذية ألا تقل مقاومة الضغط للمكعب القياسـي عن 350 كجم/سم2 وبنسبة تسليح 180 كجم للمتر المكعب من الخرسانة. والبند يشمل القياس هندسي لكافة الاعمال المنفذة وكافة المعدات والفرم والشدات والمصنعيات اللازمة لنهو الأعمال طبقاً لأصول الصناعة ومواصفات الكود المصري لأعمال الخرسانة العادية والمسلحة والمواصفات الفنية للمشروع. كما يشمل البند كافة الاختبارات علي المواد قبل وبعد صب الخرسانة وكذلك التجارب اللازمة للتحكم في الجودة ومعالجة الخرسانة طبقاً للمواصفات الفنية وتعليمات المهندس المشرف. | Approved
Katameya Creeks | CLI.CON-000001 |  |  | Approved
Katameya Creeks | CLI.CON-000001 | 6.Basement.2D-4D | توريد وعمل خرسانة مسلحة لزوم الحوائط الساندة بدور البدروم بالقطاعات والأبعاد والمناسيب والتسليح الموضحة بالرسومات التنفيذية ألا تقل مقاومة الضغط للمكعب القياسـي عن 350 كجم/سم2 وبنسبة تسليح 75 كجم للمتر المكعب من الخرسانة. والبند يشمل القياس هندسي لكافة الاعمال المنفذة وكافة المعدات والفرم والشدات والمصنعيات اللازمة لنهو الأعمال طبقاً لأصول الصناعة ومواصفات الكود المصري لأعمال الخرسانة العادية والمسلحة والمواصفات الفنية للمشروع. كما يشمل البند كافة الاختبارات علي المواد قبل وبعد صب الخرسانة وكذلك التجارب اللازمة للتحكم في الجودة ومعالجة الخرسانة طبقاً للمواصفات الفنية وتعليمات المهندس المشرف. | Approved
Katameya Creeks | CLI.CON-000001 |  |  | Approved
Katameya Creeks | CLI.CON-000001 | 7.Basement.2D-4D | توريد وعمل خرسانة مسلحة لزوم بلاطات وكمرات وسلالم سقف دور البدروم بالقطاعات والأبعاد والمناسيب والتسليح الموضحة بالرسومات التنفيذية علي ألا تقل مقاومة الضغط للمكعب القياسـي عن 350 كجم/سم2 وبنسبة تسليح 110 كجم للمتر المكعب من الخرسانة. والبند يشمل القياس هندسي لكافة الاعمال المنفذة وكافة المعدات والفرم والشدات والمصنعيات اللازمة لنهو الأعمال طبقاً لأصول الصناعة ومواصفات الكود المصري لأعمال الخرسانة العادية والمسلحة والمواصفات الفنية للمشروع.كما يشمل البند كافة الاختبارات علي المواد قبل وبعد صب الخرسانة وكذلك التجارب اللازمة للتحكم في الجودة ومعالجة الخرسانة طبقاً للمواصفات الفنية وتعليمات المهندس المشرف. | Approved
Katameya Creeks | CLI.CON-000001 |  |  | Approved
Katameya Creeks | CLI.CON-000001 | 2.Basement.7G | توريد وعمل خرسانة عادية لزوم الأساسات بالقطاعات والأبعاد والمناسيب الموضحة بالرسومات التنفيذية علي ألا تقل مقاومة الضغط للمكعب القياسي عن 200 كجم/سم2. والبند يشمل القياس هندسي لكافة الاعمال المنفذة وكافة المعدات والفرم والشدات والمصنعيات اللازمة لنهو الأعمال طبقاً لأصول الصناعة ومواصفات الكود المصري لأعمال الخرسانة العادية والمسلحة والمواصفات الفنية للمشروع. كما يشمل البند كافة الاختبارات علي المواد قبل وبعد صب الخرسانة وكذلك التجارب اللازمة للتحكم في الجودة ومعالجة الخرسانة طبقاً للمواصفات الفنية وتعليمات المهندس المشرف | Approved
Katameya Creeks | CLI.CON-000001 |  |  | Approved
Katameya Creeks | CLI.CON-000001 | 3.Basement.7G | توريد وعمل بلاطات خرسانية مسلحة لزوم أرضيات البدروم بسمك 15 سم بالأبعاد والمناسيب الموضحة بالرسومات التنفيذية وشبكة تسليح 4ɸ10/م في الاتجاهين علي ألا تقل مقاومة الضغط للمكعب القياسـي عن 250 كجم/سم2. والبند يشمل القياس هندسي لكافة الاعمال المنفذة وكافة المعدات والفرم والشدات والمصنعيات اللازمة لنهو الأعمال طبقاً لأصول الصناعة ومواصفات الكود المصري لأعمال الخرسانة العادية والمسلحة والمواصفات الفنية للمشروع. | Approved
Katameya Creeks | CLI.CON-000001 |  |  | Approved
Katameya Creeks | CLI.CON-000001 | 13.Buildings.Type D | توريد وعمل خرسانة مسلحة لزوم بلاطات وكمرات وسلالم سقف الدور الخامس بالقطاعات والأبعاد والمناسيب والتسليح الموضحة بالرسومات التنفيذية علي ألا تقل مقاومة الضغط للمكعب القياسـي عن 350 كجم/سم2 وبنسبة تسليح 100 كجم للمتر المكعب من الخرسانة. والبند يشمل القياس هندسي لكافة الاعمال المنفذة وكافة المعدات والفرم والشدات والمصنعيات اللازمة لنهو الأعمال طبقاً لأصول الصناعة ومواصفات الكود المصري لأعمال الخرسانة العادية والمسلحة والمواصفات الفنية للمشروع.كما يشمل البند كافة الاختبارات علي المواد قبل وبعد صب الخرسانة وكذلك التجارب اللازمة للتحكم في الجودة ومعالجة الخرسانة طبقاً للمواصفات الفنية وتعليمات المهندس المشرف. | Approved
Katameya Creeks | CLI.CON-000001 |  |  | Approved
Katameya Creeks | CLI.CON-000001 | 2.Buildings.Type D1 | توريد وعمل خرسانة مسلحة لزوم اعمدة الدور الأرضي بالقطاعات والأبعاد والمناسيب والتسليح الموضحة بالرسومات التنفيذية علي ألا تقل مقاومة الضغط للمكعب القياسـي عن 350 كجم/سم2 وبنسبة تسليح 185 كجم للمتر المكعب من الخرسانة.والبند يشمل القياس هندسي لكافة الاعمال المنفذة وكافة المعدات والفرم والشدات والمصنعيات اللازمة لنهو الأعمال طبقاً لأصول الصناعة ومواصفات الكود المصري لأعمال الخرسانة العادية والمسلحة والمواصفات الفنية للمشروع. كما يشمل البند كافة الاختبارات علي المواد قبل وبعد صب الخرسانة وكذلك التجارب اللازمة للتحكم في الجودة ومعالجة الخرسانة طبقاً .للمواصفات الفنية وتعليمات المهندس المشرف | Approved
Katameya Creeks | CLI.CON-000001 |  |  | Approved
Katameya Creeks | CLI.CON-000001 | 3.Buildings.Type D1 | توريد وعمل خرسانة مسلحة لزوم بلاطات وكمرات وسلالم سقف الدور الارضي بالقطاعات والأبعاد والمناسيب والتسليح الموضحة بالرسومات التنفيذية علي ألا تقل مقاومة الضغط للمكعب القياسـي عن350 كجم/سم2 وبنسبة تسليح 130كجم للمتر المكعب من الخرسانة. والبند يشمل القياس هندسي لكافة الاعمال المنفذة وكافة المعدات والفرم والشدات والمصنعيات اللازمة لنهو الأعمال طبقاً لأصول الصناعة ومواصفات الكود المصري لأعمال الخرسانة العادية والمسلحة والمواصفات الفنية للمشروع. كما يشمل البند كافة الاختبارات علي المواد قبل وبعد صب الخرسانة وكذلك التجارب اللازمة للتحكم في الجودة ومعالجة الخرسانة طبقاً للمواصفات الفنية وتعليمات المهندس المشرف. | Approved
Katameya Creeks | CLI.CON-000001 |  |  | Approved
Katameya Creeks | CLI.CON-000001 | 4.Buildings.Type D1 | توريد وعمل خرسانة مسلحة لزوم اعمدة الدور الاول بالقطاعات والأبعاد والمناسيب والتسليح الموضحة بالرسومات التنفيذية علي ألا تقل مقاومة الضغط للمكعب القياسـي عن 350 كجم/سم2 وبنسبة تسليح 170 كجم للمتر المكعب من الخرسانة. والبند يشمل القياس هندسي لكافة الاعمال المنفذة وكافة المعدات والفرم والشدات والمصنعيات اللازمة لنهو الأعمال طبقاً لأصول الصناعة ومواصفات الكود المصري لأعمال الخرسانة العادية والمسلحة والمواصفات الفنية للمشروع.كما يشمل البند كافة الاختبارات علي المواد قبل وبعد صب الخرسانة وكذلك التجارب اللازمة للتحكم في الجودة ومعالجة الخرسانة طبقاً للمواصفات الفنية وتعليمات المهندس المشرف. | Approved
Katameya Creeks | CLI.CON-000001 |  |  | Approved
Katameya Creeks | CLI.CON-000001 | 5.Buildings.Type D1 | توريد وعمل خرسانة مسلحة لزوم بلاطات وكمرات وسلالم سقف الدور الاول بالقطاعات والأبعاد والمناسيب والتسليح الموضحة بالرسومات التنفيذية ألا تقل مقاومة الضغط للمكعب القياسـي عن 350 كجم/سم2 وبنسبة تسليح 130 كجم للمتر المكعب من الخرسانة. والبند يشمل القياس هندسي لكافة الاعمال المنفذة وكافة المعدات والفرم والشدات والمصنعيات اللازمة لنهو الأعمال طبقاً لأصول الصناعة ومواصفات الكود المصري لأعمال الخرسانة العادية والمسلحة والمواصفات الفنية للمشروع.كما يشمل البند كافة الاختبارات علي المواد قبل وبعد صب الخرسانة وكذلك التجارب اللازمة للتحكم في الجودة ومعالجة الخرسانة طبقاً للمواصفات الفنية وتعليمات المهندس المشرف. | Approved
Katameya Creeks | CLI.CON-000001 |  |  | Approved
Katameya Creeks | CLI.CON-000001 | 10.Buildings.Type F | توريد وعمل خرسانة مسلحة لزوم اعمدة الدور الرابع بالقطاعات والأبعاد والمناسيب والتسليح الموضحة بالرسومات علي ألا تقل مقاومة الضغط للمكعب القياسـي عن 350 كجم/سم2 وبنسبة تسليح 155 كجم للمتر المكعب من الخرسانة. والبند يشمل القياس هندسي لكافة الاعمال المنفذة وكافة المعدات والفرم والشدات والمصنعيات اللازمة لنهو الأعمال طبقاً لأصول الصناعة ومواصفات الكود المصري لأعمال الخرسانة العادية والمسلحة والمواصفات الفنية للمشروع. كما يشمل البند كافة الاختبارات علي المواد قبل وبعد صب الخرسانة وكذلك التجارب اللازمة للتحكم في الجودة ومعالجة الخرسانة طبقاً للمواصفات الفنية وتعليمات المهندس المشرف. | Approved
Katameya Creeks | CLI.CON-000001 |  |  | Approved
Katameya Creeks | CLI.CON-000001 | 11.Buildings.Type F | توريد وعمل خرسانة مسلحة لزوم بلاطات وكمرات وسلالم سقف الدور الرابع بالقطاعات والأبعاد والمناسيب والتسليح الموضحة بالرسومات التنفيذية علي ألا تقل مقاومة الضغط للمكعب القياسـي عن 350 كجم/سم2 وبنسبة تسليح 132 كجم للمتر المكعب من الخرسانة. والبند يشمل القياس هندسي لكافة الاعمال المنفذة وكافة المعدات والفرم والشدات والمصنعيات اللازمة لنهو الأعمال طبقاً لأصول الصناعة ومواصفات الكود المصري لأعمال الخرسانة العادية والمسلحة والمواصفات الفنية للمشروع. كما يشمل البند كافة الاختبارات علي المواد قبل وبعد صب الخرسانة وكذلك التجارب اللازمة للتحكم في الجودة ومعالجة الخرسانة طبقاً للمواصفات الفنية وتعليمات المهندس المشرف. | Approved
Katameya Creeks | CLI.CON-000001 |  |  | Approved
Katameya Creeks | CLI.CON-000001 | 12.Buildings.Type F | توريد وعمل خرسانة مسلحة لزوم اعمدة الدور الخامس بالقطاعات والأبعاد والمناسيب والتسليح الموضحة بالرسومات علي ألا تقل مقاومة الضغط للمكعب القياسـي عن 350 كجم/سم2 وبنسبة تسليح 150 كجم للمتر المكعب من الخرسانة.والبند يشمل القياس هندسي لكافة الاعمال المنفذة وكافة المعدات والفرم والشدات والمصنعيات اللازمة لنهو الأعمال طبقاً لأصول الصناعة ومواصفات الكود المصري لأعمال الخرسانة العادية والمسلحة والمواصفات الفنية للمشروع.كما يشمل البند كافة الاختبارات علي المواد قبل وبعد صب الخرسانة وكذلك التجارب اللازمة للتحكم في الجودة ومعالجة الخرسانة طبقاً للمواصفات الفنية وتعليمات المهندس المشرف. | Approved
Katameya Creeks | CLI.CON-000001 |  |  | Approved
Katameya Creeks | CLI.CON-000001 | 13.Buildings.Type F | توريد وعمل خرسانة مسلحة لزوم بلاطات وكمرات وسلالم سقف الدور الخامس بالقطاعات والأبعاد والمناسيب والتسليح الموضحة بالرسومات التنفيذية علي ألا تقل مقاومة الضغط للمكعب القياسـي عن 350 كجم/سم2 وبنسبة تسليح 100 كجم للمتر المكعب من الخرسانة. والبند يشمل القياس هندسي لكافة الاعمال المنفذة وكافة المعدات والفرم والشدات والمصنعيات اللازمة لنهو الأعمال طبقاً لأصول الصناعة ومواصفات الكود المصري لأعمال الخرسانة العادية والمسلحة والمواصفات الفنية للمشروع.كما يشمل البند كافة الاختبارات علي المواد قبل وبعد صب الخرسانة وكذلك التجارب اللازمة للتحكم في الجودة ومعالجة الخرسانة طبقاً للمواصفات الفنية وتعليمات المهندس المشرف. | Approved
Katameya Creeks | CLI.CON-000001 |  |  | Approved
Katameya Creeks | CLI.CON-000001 | 2.Buildings.Type G | توريد وعمل خرسانة مسلحة لزوم اعمدة الدور الأرضي بالقطاعات والأبعاد والمناسيب والتسليح الموضحة بالرسومات التنفيذية علي ألا تقل مقاومة الضغط للمكعب القياسـي عن 350 كجم/سم2 وبنسبة تسليح 190 كجم للمتر المكعب من الخرسانة.والبند يشمل القياس هندسي لكافة الاعمال المنفذة وكافة المعدات والفرم والشدات والمصنعيات اللازمة لنهو الأعمال طبقاً لأصول الصناعة ومواصفات الكود المصري لأعمال الخرسانة العادية والمسلحة والمواصفات الفنية للمشروع. كما يشمل البند كافة الاختبارات علي المواد قبل وبعد صب الخرسانة وكذلك التجارب اللازمة للتحكم في الجودة ومعالجة الخرسانة طبقاً .للمواصفات الفنية وتعليمات المهندس المشرف | Approved
Katameya Creeks | CLI.CON-000001 |  |  | Approved
Katameya Creeks | CLI.CON-000001 |  |  | Approved
Katameya Creeks | CLI.CON-000001 | SERVICE 2D.Basement.2-5 | (3x120+70)+35mm² | Approved
Katameya Creeks | CLI.CON-000001 |  |  | Approved
Katameya Creeks | CLI.CON-000001 | SERVICE 2D.Basement.3.1 | Supply, install & test a lighting fixtures complete with wiring (3x3) mm², back to panel or second outlet, according to drawings and specifications | Approved
Katameya Creeks | CLI.CON-000001 |  |  | Approved
Katameya Creeks | CLI.CON-000001 | SERVICE 2D.Basement.4-1 | One way, one gang switch outlet | Approved
Katameya Creeks | CLI.CON-000001 |  |  | Approved
Katameya Creeks | CLI.CON-000001 | SERVICE 2D.Basement.4-2 | Two way, one gang switch outlet | Approved
Katameya Creeks | CLI.CON-000001 |  |  | Approved
Katameya Creeks | CLI.CON-000001 | SERVICE 2D.Basement.4-3 | Entermediate switch outlet | Approved
Katameya Creeks | CLI.CON-000001 |  |  | Approved
Katameya Creeks | CLI.CON-000001 | SERVICE 2D.Basement.4-4 | One way, two gang switch outlet | Approved
Katameya Creeks | CLI.CON-000001 |  |  | Approved
Katameya Creeks | CLI.CON-000001 | SERVICE 2D.Basement.5-1 | Supply and install a complete socket outlet complete with wiring (3x3) mm² back to panel board or second outlet (exclude the socket) | Approved
Katameya Creeks | CLI.CON-000001 |  |  | Approved
Katameya Creeks | CLI.CON-000001 | SERVICE 2D.Basement.5-2 | Supply and install a complete socket outlet complete with wiring (4x6+6) mm² back to panel board or second outlet (exclude the socket) | Approved
Katameya Creeks | CLI.CON-000001 |  |  | Approved
Katameya Creeks | CLI.CON-000001 | SERVICE 2D.Basement.5-3 | Supply and install a complete socket outlet complete with wiring (3x4) mm² back to panel board or second outlet (exclude the socket) | Approved
Katameya Creeks | CLI.CON-000001 |  |  | Approved
Katameya Creeks | CLI.CON-000001 | SERVICE 2D.Basement.6-1 | Supply and install a complete electrical outlet for F.A.C.P complete with wiring (3x4) mm² back to panel board or second outlet | Approved
Katameya Creeks | CLI.CON-000001 |  |  | Approved
Katameya Creeks | CLI.CON-000001 | SERVICE 2D.Basement.6-2 | Supply and install a complete electrical outlet for Exhaust fan complete with wiring (4x16+16) mm² back to panel board or second outlet | Approved
Katameya Creeks | CLI.CON-000001 |  |  | Approved
Katameya Creeks | CLI.CON-000001 | SERVICE 2D.Basement.7-1 | I.S, 3P, 40 A outlet with wire (4x10+10) for LIFT | Approved
Katameya Creeks | CLI.CON-000001 |  |  | Approved
Katameya Creeks | CLI.CON-000001 | SERVICE 2D.Basement.7-2 | I.S, 2P, 20 A outlet with wire (3x4) for A/C | Approved
Katameya Creeks | CLI.CON-000001 |  |  | Approved
Katameya Creeks | CLI.CON-000001 | SERVICE 2D.Basement.7-3 | I.S, 2P, 20 A outlet with wire (3x4) for EWH | Approved
Katameya Creeks | CLI.CON-000001 |  |  | Approved
Katameya Creeks | CLI.CON-000001 | SERVICE 2D.Basement.8-1 | 16 AMP, 220 Volt, doublex socket for T.V | Approved
Katameya Creeks | CLI.CON-000001 |  |  | Approved
Katameya Creeks | CLI.CON-000001 | SERVICE 2D.Basement.8-2 | 16 AMP, 220 Volt, single socket (Weather Proof) | Approved
Katameya Creeks | CLI.CON-000001 |  |  | Approved
Katameya Creeks | CLI.CON-000001 | SERVICE 2D.Basement.8-3 | 16 AMP, 220 Volt, doublex socket | Approved
Katameya Creeks | CLI.CON-000001 |  |  | Approved
Katameya Creeks | CLI.CON-000001 | SERVICE 2D.Basement.8-4 | 16 AMP, 220 Volt, single socket for storage EX.FAN (Weather Proof) | Approved
Katameya Creeks | CLI.CON-000001 |  |  | Approved
Katameya Creeks | CLI.CON-000001 | SERVICE 2D.Basement.8-5 | 32 AMP, 380 Volt, three phase socket. | Approved
Katameya Creeks | CLI.CON-000001 | 8E SERVICE.Basement.11.1 | Earthing system for light curent not more than 0.5 ohm | Approved
Katameya Creeks | CLI.CON-000001 |  |  | Approved
Katameya Creeks | CLI.CON-000001 | 8E SERVICE.Basement. | 100x100 mm width | Approved
Katameya Creeks | CLI.CON-000001 |  |  | Approved
Katameya Creeks | CLI.CON-000001 | SERVICE 9D1.Basement.1-1 | MDB-1 | Approved
Katameya Creeks | CLI.CON-000001 |  |  | Approved
Katameya Creeks | CLI.CON-000001 | SERVICE 9D1.Basement.1-2 | MDB-2 | Approved
Katameya Creeks | CLI.CON-000001 |  |  | Approved
Katameya Creeks | CLI.CON-000001 | SERVICE 9D1.Basement.1-3 | EMDB | Approved
Katameya Creeks | CLI.CON-000001 |  |  | Approved
Katameya Creeks | CLI.CON-000001 | SERVICE 9D1.Basement.1-4 | LPP-B (with pre-paid power meter ) | Approved
Katameya Creeks | CLI.CON-000001 |  |  | Approved
Katameya Creeks | CLI.CON-000001 | SERVICE 9D1.Basement.1-5 | SMDB-G | Approved
Katameya Creeks | CLI.CON-000001 |  |  | Approved
Katameya Creeks | CLI.CON-000001 | SERVICE 9D1.Basement.1-6 | SMDB-1st | Approved
Katameya Creeks | CLI.CON-000001 |  |  | Approved
Katameya Creeks | CLI.CON-000001 | SERVICE 9D1.Basement.1-7 | SMDB-2nd | Approved
Katameya Creeks | CLI.CON-000001 |  |  | Approved
Katameya Creeks | CLI.CON-000001 | SERVICE 9D1.Basement.1-8 | SMDB-3rd | Approved
Katameya Creeks | CLI.CON-000001 |  |  | Approved
Katameya Creeks | CLI.CON-000001 | SERVICE 9D1.Basement.1-9 | SMDB-4th | Approved
Katameya Creeks | CLI.CON-000001 |  |  | Approved
Katameya Creeks | CLI.CON-000001 | SERVICE 9D1.Basement.1-10 | STAIRS MACHINE | Approved
Katameya Creeks | CLI.CON-000001 |  |  | Approved
Katameya Creeks | CLI.CON-000001 | SERVICE 9D1.Basement.2-1 | (4x6)+6mm² | Approved
Katameya Creeks | CLI.CON-000001 |  |  | Approved
Katameya Creeks | CLI.CON-000001 | SERVICE 9D1.Basement.2-3 | (3x70+35)+16mm² | Approved
Katameya Creeks | CLI.CON-000001 |  |  | Approved
Katameya Creeks | CLI.CON-000001 | SERVICE 9D1.Basement.2-4 | (3x95+50)+25mm² | Approved
Katameya Creeks | CLI.CON-000001 |  |  | Approved
Katameya Creeks | CLI.CON-000001 | SERVICE 9D1.Basement.2-5 | (3x120+70)+35mm² | Approved
Katameya Creeks | CLI.CON-000001 |  |  | Approved
Katameya Creeks | CLI.CON-000001 | SERVICE 9D1.Basement.3.1 | Supply, install & test a lighting fixtures complete with wiring (3x3) mm², back to panel or second outlet, according to drawings and specifications | Approved
Katameya Creeks | CLI.CON-000001 |  |  | Approved
Katameya Creeks | CLI.CON-000001 | SERVICE 9D1.Basement.4-1 | One way, one gang switch outlet | Approved
Katameya Creeks | CLI.CON-000001 |  |  | Approved
Katameya Creeks | CLI.CON-000001 | SERVICE 9D1.Basement.4-2 | One way, two gang switch outlet | Approved
Katameya Creeks | CLI.CON-000001 |  |  | Approved
Katameya Creeks | CLI.CON-000001 | SERVICE 9D1.Basement.4-3 | Entermediate switch outlet | Approved
Katameya Creeks | CLI.CON-000001 |  |  | Approved
Katameya Creeks | CLI.CON-000001 | SERVICE 9D1.Basement.4-4 | One way, threegang switch outlet | Approved
Katameya Creeks | CLI.CON-000001 |  |  | Approved
Katameya Creeks | CLI.CON-000001 |  |  | Approved
Katameya Creeks | CLI.CON-000001 | SERVICE 15D.Basement.8-10 | Two way, one gang switch outlet | Approved
Katameya Creeks | CLI.CON-000001 |  |  | Approved
Katameya Creeks | CLI.CON-000001 | SERVICE 15D.Basement.8-11 | Entermediate switch | Approved
Katameya Creeks | CLI.CON-000001 |  |  | Approved
Katameya Creeks | CLI.CON-000001 | SERVICE 15D.Basement.8-12 | motion detector | Approved
Katameya Creeks | CLI.CON-000001 |  |  | Approved
Katameya Creeks | CLI.CON-000001 | SERVICE 15D.Basement.8-13 | I.S, 3P, 40 A for LIFT | Approved
Katameya Creeks | CLI.CON-000001 |  |  | Approved
Katameya Creeks | CLI.CON-000001 | SERVICE 15D.Basement.8-14 | I.S, 3P, 63 A for EXHAUST FAN | Approved
Katameya Creeks | CLI.CON-000001 |  |  | Approved
Katameya Creeks | CLI.CON-000001 | SERVICE 15D.Basement.8-15 | I.S, 2P, 20 A for A/C | Approved
Katameya Creeks | CLI.CON-000001 |  |  | Approved
Katameya Creeks | CLI.CON-000001 | SERVICE 15D.Basement.8-16 | I.S, 2P, 20 A for E.W.H (ceiling mounted) | Approved
Katameya Creeks | CLI.CON-000001 |  |  | Approved
Katameya Creeks | CLI.CON-000001 | SERVICE 15D.Basement.8-17 | Supply and install a complete Low Current outlet from RACK to the outlet | Approved
Katameya Creeks | CLI.CON-000001 |  |  | Approved
Katameya Creeks | CLI.CON-000001 | SERVICE 15D.Basement.9.1 | Type F1 | Approved
Katameya Creeks | CLI.CON-000001 |  |  | Approved
Katameya Creeks | CLI.CON-000001 | SERVICE 15D.Basement.9.2 | Type C2 | Approved
Katameya Creeks | CLI.CON-000001 |  |  | Approved
Katameya Creeks | CLI.CON-000001 | SERVICE 15D.Basement.9.3 | Type C3 | Approved
Katameya Creeks | CLI.CON-000001 |  |  | Approved
Katameya Creeks | CLI.CON-000001 | SERVICE 15D.Basement.9.4 | Type D1 | Approved
Katameya Creeks | CLI.CON-000001 |  |  | Approved
Katameya Creeks | CLI.CON-000001 | SERVICE 15D.Basement.9.5 | Type D2 | Approved
Katameya Creeks | CLI.CON-000001 |  |  | Approved
Katameya Creeks | CLI.CON-000001 | SERVICE 15D.Basement.9 | Earthing system for power not more than 3 ohm | Approved
Katameya Creeks | CLI.CON-000001 |  |  | Approved
Katameya Creeks | CLI.CON-000001 | SERVICE 15D.Basement.10.1 | 100x100 mm width | Approved
Katameya Creeks | CLI.CON-000001 |  |  | Approved
Katameya Creeks | CLI.CON-000001 | SERVICE 16E.Basement.1-1 | MDB-1 | Approved
Katameya Creeks | CLI.CON-000001 |  |  | Approved
Katameya Creeks | CLI.CON-000001 | SERVICE 16E.Basement.1-2 | MDB-2 | Approved
Katameya Creeks | CLI.CON-000001 |  |  | Approved
Katameya Creeks | CLI.CON-000001 | SERVICE 16E.Basement.1-3 | EMDB | Approved
Katameya Creeks | CLI.CON-000001 |  |  | Approved
Katameya Creeks | CLI.CON-000001 | SERVICE 16E.Basement.1-4 | LPP-B (with pre-paid power meter ) | Approved
Katameya Creeks | CLI.CON-000001 |  |  | Approved
Katameya Creeks | CLI.CON-000001 | SERVICE 16E.Basement.1-5 | SMDB-G | Approved
Katameya Creeks | CLI.CON-000001 |  |  | Approved
Katameya Creeks | CLI.CON-000001 | SERVICE 16E.Basement.1-6 | SMDB-1st | Approved
Katameya Creeks | CLI.CON-000001 |  |  | Approved
Katameya Creeks | CLI.CON-000001 | SERVICE 22E.Basement.8-4 | 32 AMP, 380 Volt, three phase socket. | Approved
Katameya Creeks | CLI.CON-000001 |  |  | Approved
Katameya Creeks | CLI.CON-000001 | SERVICE 22E.Basement.8-5 | 20 AMP, 220 Volt, single socket (Weather Proof) | Approved
Katameya Creeks | CLI.CON-000001 |  |  | Approved
Katameya Creeks | CLI.CON-000001 | SERVICE 22E.Basement.8-6 | 16 AMP, 220 Volt, doublex socket | Approved
Katameya Creeks | CLI.CON-000001 |  |  | Approved
Katameya Creeks | CLI.CON-000001 | SERVICE 22E.Basement.8-7 | One way, one gang switch | Approved
Katameya Creeks | CLI.CON-000001 |  |  | Approved
Katameya Creeks | CLI.CON-000001 | SERVICE 22E.Basement.8-8 | Two way, one gang switch | Approved
Katameya Creeks | CLI.CON-000001 |  |  | Approved
Katameya Creeks | CLI.CON-000001 | SERVICE 22E.Basement.8-9 | One way, three gang switch outlet | Approved
Katameya Creeks | CLI.CON-000001 |  |  | Approved
Katameya Creeks | CLI.CON-000001 | SERVICE 22E.Basement.8-10 | One way, two gang switch outlet | Approved
Katameya Creeks | CLI.CON-000001 |  |  | Approved
Katameya Creeks | CLI.CON-000001 | SERVICE 22E.Basement.8-11 | Entermediate switch | Approved
Katameya Creeks | CLI.CON-000001 |  |  | Approved
Katameya Creeks | CLI.CON-000001 | SERVICE 22E.Basement.8-12 | motion detector | Approved
Katameya Creeks | CLI.CON-000001 |  |  | Approved
Katameya Creeks | CLI.CON-000001 | SERVICE 22E.Basement.8-13 | I.S, 3P, 40 A for LIFT | Approved
Katameya Creeks | CLI.CON-000001 |  |  | Approved
Katameya Creeks | CLI.CON-000001 | SERVICE 22E.Basement.8-14 | I.S, 3P, 63 A for EXHAUST FAN | Approved
Katameya Creeks | CLI.CON-000001 |  |  | Approved
Katameya Creeks | CLI.CON-000001 | SERVICE 22E.Basement.8-15 | I.S, 2P, 20 A for A/C | Approved
Katameya Creeks | CLI.CON-000001 |  |  | Approved
Katameya Creeks | CLI.CON-000001 | SERVICE 22E.Basement.8-16 | I.S, 2P, 20 A for E.W.H (ceiling mounted) | Approved
Katameya Creeks | CLI.CON-000001 |  |  | Approved
Katameya Creeks | CLI.CON-000001 | SERVICE 22E.Basement.8-17 | Supply and install a complete Low Current outlet from RACK to the outlet | Approved
Katameya Creeks | CLI.CON-000001 |  |  | Approved
Katameya Creeks | CLI.CON-000001 | SERVICE 22E.Basement.9.1 | Type F1 | Approved
Katameya Creeks | CLI.CON-000001 |  |  | Approved
Katameya Creeks | CLI.CON-000001 | SERVICE 22E.Basement.9.2 | Type C2 | Approved
Katameya Creeks | CLI.CON-000001 |  |  | Approved
Katameya Creeks | CLI.CON-000001 | SERVICE 22E.Basement.9.3 | Type C3 | Approved
Katameya Creeks | CLI.CON-000001 |  |  | Approved
Katameya Creeks | CLI.CON-000001 | SERVICE 22E.Basement.9.4 | Type D1 | Approved
Katameya Creeks | CLI.CON-000001 |  |  | Approved
Katameya Creeks | CLI.CON-000001 | SERVICE 22E.Basement.9.5 | Type D2 | Approved
Katameya Creeks | CLI.CON-000001 |  |  | Approved
Katameya Creeks | CLI.CON-000001 | SERVICE 22E.Basement.10 | Earthing system for power not more than 3 ohm | Approved
Katameya Creeks | CLI.CON-000001 |  |  | Approved
Katameya Creeks | CLI.CON-000001 | SERVICE 22E.Basement.10.1 | Earthing system for light curent not more than 0.5 ohm | Approved
Katameya Creeks | CLI.CON-000001 |  |  | Approved
Katameya Creeks | CLI.CON-000001 |  |  | Approved
Katameya Creeks | CLI.CON-000001 | Type H.Buildings.6-5 | Supply and install a complete electrical outlet for door bill complete with wiring (3x3) mm² back to panel board or second outlet | Approved
Katameya Creeks | CLI.CON-000001 |  |  | Approved
Katameya Creeks | CLI.CON-000001 | Type H.Buildings.6-6 | Supply and install a complete electrical outlet for POOL complete with wiring (4x6+6) mm² back to panel board or second outlet | Approved
Katameya Creeks | CLI.CON-000001 |  |  | Approved
Katameya Creeks | CLI.CON-000001 | Type H.Buildings.7-1 | I.S, 2P, 16 A outlet with wire (3x3) for A/C (ceiling mounted) | Approved
Katameya Creeks | CLI.CON-000001 |  |  | Approved
Katameya Creeks | CLI.CON-000001 | Type H.Buildings.7-2 | I.S, 2P, 16 A outlet with wire (3x3) for A/C | Approved
Katameya Creeks | CLI.CON-000001 |  |  | Approved
Katameya Creeks | CLI.CON-000001 | Type H.Buildings.7-3 | I.S, 2P, 20 A outlet with wire (3x4) for E.W.H (ceiling mounted) | Approved
Katameya Creeks | CLI.CON-000001 |  |  | Approved
Katameya Creeks | CLI.CON-000001 | Type H.Buildings.7-4 | I.S, 2P, 25 A outlet with wire (3x4) for HOOD | Approved
Katameya Creeks | CLI.CON-000001 |  |  | Approved
Katameya Creeks | CLI.CON-000001 | Type H.Buildings.7-5 | I.S, 3P, 25 A outlet with wire (4x4+4) for E.W.H | Approved
Katameya Creeks | CLI.CON-000001 |  |  | Approved
Katameya Creeks | CLI.CON-000001 | Type H.Buildings.7-6 | I.S, 2P, 16 A outlet with wire (3x3) for A/C (ceiling mounted) | Approved
Katameya Creeks | CLI.CON-000001 |  |  | Approved
Katameya Creeks | CLI.CON-000001 | Type H.Buildings.7-7 | I.S, 2P, 16 A outlet with wire (3x3) for A/C | Approved
Katameya Creeks | CLI.CON-000001 |  |  | Approved
Katameya Creeks | CLI.CON-000001 | Type H.Buildings.7-8 | I.S, 2P, 20 A outlet with wire (3x4) for E.W.H (ceiling mounted) | Approved
Katameya Creeks | CLI.CON-000001 |  |  | Approved
Katameya Creeks | CLI.CON-000001 | Type H.Buildings.7-9 | I.S, 2P, 25 A outlet with wire (3x4) for HOOD | Approved
Katameya Creeks | CLI.CON-000001 |  |  | Approved
Katameya Creeks | CLI.CON-000001 | Type H.Buildings.7-10 | I.S, 3P, 25 A outlet with wire (4x4+4) for E.W.H | Approved
Katameya Creeks | CLI.CON-000001 |  |  | Approved
Katameya Creeks | CLI.CON-000001 | Type H.Buildings.7-11 | I.S, 2P, 16 A outlet with wire (3x3) for A/C (ceiling mounted) | Approved
Katameya Creeks | CLI.CON-000001 |  |  | Approved
Katameya Creeks | CLI.CON-000001 | Type H.Buildings.7-12 | I.S, 2P, 16 A outlet with wire (3x3) for A/C | Approved
Katameya Creeks | CLI.CON-000001 |  |  | Approved
Katameya Creeks | CLI.CON-000001 | Type H.Buildings.7-13 | I.S, 2P, 20 A outlet with wire (3x4) for E.W.H (ceiling mounted) | Approved
Katameya Creeks | CLI.CON-000001 |  |  | Approved
Katameya Creeks | CLI.CON-000001 | Type H.Buildings.7-14 | I.S, 2P, 25 A outlet with wire (3x4) for HOOD | Approved
Katameya Creeks | CLI.CON-000001 |  |  | Approved
Katameya Creeks | CLI.CON-000001 | Type H.Buildings.7-15 | I.S, 3P, 25 A outlet with wire (4x4+4) for E.W.H | Approved
Katameya Creeks | CLI.CON-000001 |  |  | Approved
Katameya Creeks | CLI.CON-000001 | Type H.Buildings.7-16 | I.S, 2P, 16 A outlet with wire (3x3) for A/C (ceiling mounted) | Approved
Katameya Creeks | CLI.CON-000001 |  |  | Approved
Katameya Creeks | CLI.CON-000001 | Type H.Buildings.7-17 | I.S, 2P, 16 A outlet with wire (3x3) for A/C | Approved
Katameya Creeks | CLI.CON-000001 |  |  | Approved
Katameya Creeks | CLI.CON-000001 | Type F.Buildings.4-19 | Two way, two gang switch outlet | Approved
Katameya Creeks | CLI.CON-000001 |  |  | Approved
Katameya Creeks | CLI.CON-000001 | Type F.Buildings.4-20 | Two way, three gang switch outlet | Approved
Katameya Creeks | CLI.CON-000001 |  |  | Approved
Katameya Creeks | CLI.CON-000001 | Type F.Buildings.4-21 | Curtain switch | Approved
Katameya Creeks | CLI.CON-000001 |  |  | Approved
Katameya Creeks | CLI.CON-000001 | Type F.Buildings.5-1 | Supply and install a complete socket outlet complete with wiring (3x3) mm² back to panel board or second outlet (exclude the socket) | Approved
Katameya Creeks | CLI.CON-000001 |  |  | Approved
Katameya Creeks | CLI.CON-000001 | Type F.Buildings.5-2 | Supply and install a complete socket outlet complete with wiring (3x4) mm² back to panel board or second outlet (exclude the socket) | Approved
Katameya Creeks | CLI.CON-000001 |  |  | Approved
Katameya Creeks | CLI.CON-000001 | Type F.Buildings.5-3 | Supply and install a complete socket outlet complete with wiring (3x3) mm² back to panel board or second outlet (exclude the socket) | Approved
Katameya Creeks | CLI.CON-000001 |  |  | Approved
Katameya Creeks | CLI.CON-000001 | Type F.Buildings.5-4 | Supply and install a complete socket outlet complete with wiring (3x4) mm² back to panel board or second outlet (exclude the socket) | Approved
Katameya Creeks | CLI.CON-000001 |  |  | Approved
Katameya Creeks | CLI.CON-000001 | Type F.Buildings.5-5 | Supply and install a complete socket outlet complete with wiring (3x3) mm² back to panel board or second outlet (exclude the socket) | Approved
Katameya Creeks | CLI.CON-000001 |  |  | Approved
Katameya Creeks | CLI.CON-000001 | Type F.Buildings.5-6 | Supply and install a complete socket outlet complete with wiring (3x4) mm² back to panel board or second outlet (exclude the socket) | Approved
Katameya Creeks | CLI.CON-000001 |  |  | Approved
Katameya Creeks | CLI.CON-000001 | Type F.Buildings.6-1 | Supply and install a complete electrical outlet for door bill complete with wiring (3x3) mm² back to panel board or second outlet | Approved
Katameya Creeks | CLI.CON-000001 |  |  | Approved
Katameya Creeks | CLI.CON-000001 | Type F.Buildings.6-2 | Supply and install a complete electrical outlet for door bill complete with wiring (3x3) mm² back to panel board or second outlet | Approved
Katameya Creeks | CLI.CON-000001 |  |  | Approved
Katameya Creeks | CLI.CON-000001 | Type F.Buildings.6-3 | Supply and install a complete electrical outlet for door bill complete with wiring (3x3) mm² back to panel board or second outlet | Approved
Katameya Creeks | CLI.CON-000001 |  |  | Approved
Katameya Creeks | CLI.CON-000001 | Type F.Buildings.7-1 | I.S, 2P, 16 A outlet with wire (3x3) for A/C (ceiling mounted) | Approved
Katameya Creeks | CLI.CON-000001 |  |  | Approved
Katameya Creeks | CLI.CON-000001 | Type F.Buildings.7-2 | I.S, 2P, 20 A outlet with wire (3x4) for E.W.H | Approved
Katameya Creeks | CLI.CON-000001 |  |  | Approved
Katameya Creeks | CLI.CON-000001 | Type F.Buildings.7-3 | I.S, 2P, 20 A outlet with wire (3x4) for HOOD | Approved
Katameya Creeks | CLI.CON-000001 |  |  | Approved
Katameya Creeks | CLI.CON-000001 | Type F.Buildings.7-4 | I.S, 2P, 20 A outlet with wire (3x4) for HOOD | Approved
Katameya Creeks | CLI.CON-000001 |  |  | Approved
Katameya Creeks | CLI.CON-000001 | Type F.Buildings.7-5 | I.S, 2P, 16 A outlet with wire (3x3) for A/C (ceiling mounted) | Approved
Katameya Creeks | CLI.CON-000001 |  |  | Approved
Katameya Creeks | CLI.CON-000001 | Type F.Buildings.7-6 | I.S, 2P, 16 A outlet with wire (3x3) for A/C | Approved
Katameya Creeks | CLI.CON-000001 |  |  | Approved
Katameya Creeks | CLI.CON-000001 |  |  | Approved
Katameya Creeks | CLI.CON-000001 | Type E.Buildings.7-3 | I.S, 2P, 20 A outlet with wire (3x4) for HOOD | Approved
Katameya Creeks | CLI.CON-000001 |  |  | Approved
Katameya Creeks | CLI.CON-000001 | Type E.Buildings.7-4 | I.S, 2P, 16 A outlet with wire (3x3) for A/C (ceiling mounted) | Approved
Katameya Creeks | CLI.CON-000001 |  |  | Approved
Katameya Creeks | CLI.CON-000001 | Type E.Buildings.7-5 | I.S, 2P, 20 A outlet with wire (3x4) for E.W.H | Approved
Katameya Creeks | CLI.CON-000001 |  |  | Approved
Katameya Creeks | CLI.CON-000001 | Type E.Buildings.7-6 | I.S, 2P, 20 A outlet with wire (3x4) for HOOD | Approved
Katameya Creeks | CLI.CON-000001 |  |  | Approved
Katameya Creeks | CLI.CON-000001 | Type E.Buildings.7-7 | I.S, 2P, 16 A outlet with wire (3x3) for A/C (ceiling mounted) | Approved
Katameya Creeks | CLI.CON-000001 |  |  | Approved
Katameya Creeks | CLI.CON-000001 | Type E.Buildings.7-8 | I.S, 2P, 20 A outlet with wire (3x4) for E.W.H | Approved
Katameya Creeks | CLI.CON-000001 |  |  | Approved
Katameya Creeks | CLI.CON-000001 | Type E.Buildings.7-9 | I.S, 2P, 20 A outlet with wire (3x4) for HOOD | Approved
Katameya Creeks | CLI.CON-000001 |  |  | Approved
Katameya Creeks | CLI.CON-000001 | Type E.Buildings.7-10 | I.S, 2P, 16 A outlet with wire (3x3) for A/C (ceiling mounted) | Approved
Katameya Creeks | CLI.CON-000001 |  |  | Approved
Katameya Creeks | CLI.CON-000001 | Type E.Buildings.7-11 | I.S, 2P, 20 A outlet with wire (3x4) for E.W.H | Approved
Katameya Creeks | CLI.CON-000001 |  |  | Approved
Katameya Creeks | CLI.CON-000001 | Type E.Buildings.7-12 | I.S, 2P, 20 A outlet with wire (3x4) for HOOD | Approved
Katameya Creeks | CLI.CON-000001 |  |  | Approved
Katameya Creeks | CLI.CON-000001 | Type E.Buildings.7-13 | I.S, 2P, 16 A outlet with wire (3x3) for A/C (ceiling mounted) | Approved
Katameya Creeks | CLI.CON-000001 |  |  | Approved
Katameya Creeks | CLI.CON-000001 | Type E.Buildings.7-14 | I.S, 2P, 20 A outlet with wire (3x4) for E.W.H | Approved
Katameya Creeks | CLI.CON-000001 |  |  | Approved
Katameya Creeks | CLI.CON-000001 | Type E.Buildings.7-15 | I.S, 2P, 20 A outlet with wire (3x4) for HOOD | Approved
Katameya Creeks | CLI.CON-000001 |  |  | Approved
Katameya Creeks | CLI.CON-000001 | Type E.Buildings.8-1 | Door bell switch | Approved
Katameya Creeks | CLI.CON-000001 |  |  | Approved
Katameya Creeks | CLI.CON-000001 | Type E.Buildings.8-2 | THERMOSTAT | Approved
Katameya Creeks | CLI.CON-000001 |  |  | Approved
Katameya Creeks | CLI.CON-000001 | Type E.Buildings.8-3 | Door bell switch | Approved
Katameya Creeks | CLI.CON-000001 |  |  | Approved
Katameya Creeks | CLI.CON-000001 | Type E.Buildings.8-4 | THERMOSTAT | Approved
Katameya Creeks | CLI.CON-000001 |  |  | Approved
Katameya Creeks | CLI.CON-000001 | Type E.Buildings.8-5 | Door bell switch | Approved
Katameya Creeks | CLI.CON-000001 |  |  | Approved
Katameya Creeks | CLI.CON-000001 | Type E.Buildings.8-6 | THERMOSTAT | Approved
Katameya Creeks | CLI.CON-000001 |  |  | Approved
Katameya Creeks | CLI.CON-000001 | Type E.Buildings.8-7 | Door bell switch | Approved
Katameya Creeks | CLI.CON-000001 |  |  | Approved
Katameya Creeks | CLI.CON-000001 | 4.Basement.7G | توريد وعمل خرسانة مسلحة لزوم الأساسات بالقطاعات والأبعاد والمناسيب والتسليح الموضحة بالرسومات التنفيذية علي ألا تقل مقاومة الضغط للمكعب القياسـي عن 350 كجم/سم2 وبنسبة تسليح 74 كجم للمتر المكعب من الخرسانة. والبند يشمل القياس هندسي لكافة الاعمال المنفذة وكافة المعدات والفرم والشدات والمصنعيات اللازمة لنهو الأعمال طبقاً لأصول الصناعة ومواصفات الكود المصري لأعمال الخرسانة العادية والمسلحة والمواصفات الفنية للمشروع. كما يشمل البند كافة الاختبارات علي المواد قبل وبعد صب الخرسانة وكذلك التجارب اللازمة للتحكم في الجودة ومعالجة الخرسانة طبقاً للمواصفات الفنية وتعليمات المهندس المشرف. | Approved
Katameya Creeks | CLI.CON-000001 |  |  | Approved
Katameya Creeks | CLI.CON-000001 | 5.Basement.7G | توريد وعمل خرسانة مسلحة لزوم اعمدة دور البدروم بالقطاعات والأبعاد والمناسيب والتسليح الموضحة بالرسومات التنفيذية ألا تقل مقاومة الضغط للمكعب القياسـي عن 350 كجم/سم2 وبنسبة تسليح 180 كجم للمتر المكعب من الخرسانة. والبند يشمل القياس هندسي لكافة الاعمال المنفذة وكافة المعدات والفرم والشدات والمصنعيات اللازمة لنهو الأعمال طبقاً لأصول الصناعة ومواصفات الكود المصري لأعمال الخرسانة العادية والمسلحة والمواصفات الفنية للمشروع. كما يشمل البند كافة الاختبارات علي المواد قبل وبعد صب الخرسانة وكذلك التجارب اللازمة للتحكم في الجودة ومعالجة الخرسانة طبقاً للمواصفات الفنية وتعليمات المهندس المشرف. | Approved
Katameya Creeks | CLI.CON-000001 |  |  | Approved
Katameya Creeks | CLI.CON-000001 | 6.Basement.7G | توريد وعمل خرسانة مسلحة لزوم الحوائط الساندة بدور البدروم بالقطاعات والأبعاد والمناسيب والتسليح الموضحة بالرسومات التنفيذية ألا تقل مقاومة الضغط للمكعب القياسـي عن 350 كجم/سم2 وبنسبة تسليح 75 كجم للمتر المكعب من الخرسانة. والبند يشمل القياس هندسي لكافة الاعمال المنفذة وكافة المعدات والفرم والشدات والمصنعيات اللازمة لنهو الأعمال طبقاً لأصول الصناعة ومواصفات الكود المصري لأعمال الخرسانة العادية والمسلحة والمواصفات الفنية للمشروع. كما يشمل البند كافة الاختبارات علي المواد قبل وبعد صب الخرسانة وكذلك التجارب اللازمة للتحكم في الجودة ومعالجة الخرسانة طبقاً للمواصفات الفنية وتعليمات المهندس المشرف. | Approved
Katameya Creeks | CLI.CON-000001 |  |  | Approved
Katameya Creeks | CLI.CON-000001 | 7.Basement.7G | توريد وعمل خرسانة مسلحة لزوم بلاطات وكمرات وسلالم سقف دور البدروم بالقطاعات والأبعاد والمناسيب والتسليح الموضحة بالرسومات التنفيذية علي ألا تقل مقاومة الضغط للمكعب القياسـي عن 350 كجم/سم2 وبنسبة تسليح 110 كجم للمتر المكعب من الخرسانة. والبند يشمل القياس هندسي لكافة الاعمال المنفذة وكافة المعدات والفرم والشدات والمصنعيات اللازمة لنهو الأعمال طبقاً لأصول الصناعة ومواصفات الكود المصري لأعمال الخرسانة العادية والمسلحة والمواصفات الفنية للمشروع.كما يشمل البند كافة الاختبارات علي المواد قبل وبعد صب الخرسانة وكذلك التجارب اللازمة للتحكم في الجودة ومعالجة الخرسانة طبقاً للمواصفات الفنية وتعليمات المهندس المشرف. | Approved
Katameya Creeks | CLI.CON-000001 |  |  | Approved
Katameya Creeks | CLI.CON-000001 | 2.Basement.8E | توريد وعمل خرسانة عادية لزوم الأساسات بالقطاعات والأبعاد والمناسيب الموضحة بالرسومات التنفيذية علي ألا تقل مقاومة الضغط للمكعب القياسي عن 200 كجم/سم2. والبند يشمل القياس هندسي لكافة الاعمال المنفذة وكافة المعدات والفرم والشدات والمصنعيات اللازمة لنهو الأعمال طبقاً لأصول الصناعة ومواصفات الكود المصري لأعمال الخرسانة العادية والمسلحة والمواصفات الفنية للمشروع. كما يشمل البند كافة الاختبارات علي المواد قبل وبعد صب الخرسانة وكذلك التجارب اللازمة للتحكم في الجودة ومعالجة الخرسانة طبقاً للمواصفات الفنية وتعليمات المهندس المشرف | Approved
Katameya Creeks | CLI.CON-000001 |  |  | Approved
Katameya Creeks | CLI.CON-000001 | 6.Buildings.Type D1 | توريد وعمل خرسانة مسلحة لزوم اعمدة الدور الثاني بالقطاعات والأبعاد والمناسيب والتسليح الموضحة بالرسومات علي ألا تقل مقاومة الضغط للمكعب القياسـي عن 350 كجم/سم2 وبنسبة تسليح 170 كجم للمتر المكعب من الخرسانة.والبند يشمل القياس هندسي لكافة الاعمال المنفذة وكافة المعدات والفرم والشدات والمصنعيات اللازمة لنهو الأعمال طبقاً لأصول الصناعة ومواصفات الكود المصري لأعمال الخرسانة العادية والمسلحة والمواصفات الفنية للمشروع.كما يشمل البند كافة الاختبارات علي المواد قبل وبعد صب الخرسانة وكذلك التجارب اللازمة للتحكم في الجودة ومعالجة الخرسانة طبقاً للمواصفات الفنية وتعليمات المهندس المشرف. | Approved
Katameya Creeks | CLI.CON-000001 |  |  | Approved
Katameya Creeks | CLI.CON-000001 | 7.Buildings.Type D1 | توريد وعمل خرسانة مسلحة لزوم بلاطات وكمرات وسلالم سقف الدور الثاني بالقطاعات والأبعاد والمناسيب والتسليح الموضحة بالرسومات التنفيذية علي ألا تقل مقاومة الضغط للمكعب القياسـي عن 350 كجم/سم2 وبنسبة تسليح 130 كجم للمتر المكعب من الخرسانة.والبند يشمل القياس هندسي لكافة الاعمال المنفذة وكافة المعدات والفرم والشدات والمصنعيات اللازمة لنهو الأعمال طبقاً لأصول الصناعة ومواصفات الكود المصري لأعمال الخرسانة العادية والمسلحة والمواصفات الفنية للمشروع.كما يشمل البند كافة الاختبارات علي المواد قبل وبعد صب الخرسانة وكذلك التجارب اللازمة للتحكم في الجودة ومعالجة الخرسانة طبقاً للمواصفات الفنية وتعليمات المهندس المشرف. | Approved
Katameya Creeks | CLI.CON-000001 |  |  | Approved
Katameya Creeks | CLI.CON-000001 | 8.Buildings.Type D1 | توريد وعمل خرسانة مسلحة لزوم اعمدة الدور الثالث بالقطاعات والأبعاد والمناسيب والتسليح الموضحة بالرسومات علي ألا تقل مقاومة الضغط للمكعب القياسـي عن 350 كجم/سم2 وبنسبة تسليح 155 كجم للمتر المكعب من الخرسانة.والبند يشمل القياس هندسي لكافة الاعمال المنفذة وكافة المعدات والفرم والشدات والمصنعيات اللازمة لنهو الأعمال طبقاً لأصول الصناعة ومواصفات الكود المصري لأعمال الخرسانة العادية والمسلحة والمواصفات الفنية للمشروع.كما يشمل البند كافة الاختبارات علي المواد قبل وبعد صب الخرسانة وكذلك التجارب اللازمة للتحكم في الجودة ومعالجة الخرسانة طبقاً للمواصفات الفنية وتعليمات المهندس المشرف. | Approved
Katameya Creeks | CLI.CON-000001 |  |  | Approved
Katameya Creeks | CLI.CON-000001 | 9.Buildings.Type D1 | توريد وعمل خرسانة مسلحة لزوم بلاطات وكمرات وسلالم سقف الدور الثالث بالقطاعات والأبعاد والمناسيب والتسليح الموضحة بالرسومات التنفيذية علي ألا تقل مقاومة الضغط للمكعب القياسـي عن 350 كجم/سم2 وبنسبة تسليح 130 كجم للمتر المكعب من الخرسانة. والبند يشمل القياس هندسي لكافة الاعمال المنفذة وكافة المعدات والفرم والشدات والمصنعيات اللازمة لنهو الأعمال طبقاً لأصول الصناعة ومواصفات الكود المصري لأعمال الخرسانة العادية والمسلحة والمواصفات الفنية للمشروع.كما يشمل البند كافة الاختبارات علي المواد قبل وبعد صب الخرسانة وكذلك التجارب اللازمة للتحكم في الجودة ومعالجة الخرسانة طبقاً للمواصفات الفنية وتعليمات المهندس المشرف. | Approved
Katameya Creeks | CLI.CON-000001 |  |  | Approved
Katameya Creeks | CLI.CON-000001 | 10.Buildings.Type D1 | توريد وعمل خرسانة مسلحة لزوم اعمدة الدور الرابع بالقطاعات والأبعاد والمناسيب والتسليح الموضحة بالرسومات علي ألا تقل مقاومة الضغط للمكعب القياسـي عن 350 كجم/سم2 وبنسبة تسليح 155 كجم للمتر المكعب من الخرسانة.والبند يشمل القياس هندسي لكافة الاعمال المنفذة وكافة المعدات والفرم والشدات والمصنعيات اللازمة لنهو الأعمال طبقاً لأصول الصناعة ومواصفات الكود المصري لأعمال الخرسانة العادية والمسلحة والمواصفات الفنية للمشروع.كما يشمل البند كافة الاختبارات علي المواد قبل وبعد صب الخرسانة وكذلك التجارب اللازمة للتحكم في الجودة ومعالجة الخرسانة طبقاً للمواصفات الفنية وتعليمات المهندس المشرف. | Approved
Katameya Creeks | CLI.CON-000001 |  |  | Approved
Katameya Creeks | CLI.CON-000001 | 3.Buildings.Type G | توريد وعمل خرسانة مسلحة لزوم بلاطات وكمرات وسلالم سقف الدور الارضي بالقطاعات والأبعاد والمناسيب والتسليح الموضحة بالرسومات التنفيذية علي ألا تقل مقاومة الضغط للمكعب القياسـي عن350 كجم/سم2 وبنسبة تسليح 127كجم للمتر المكعب من الخرسانة.والبند يشمل القياس هندسي لكافة الاعمال المنفذة وكافة المعدات والفرم والشدات والمصنعيات اللازمة لنهو الأعمال طبقاً لأصول الصناعة ومواصفات الكود المصري لأعمال الخرسانة العادية والمسلحة والمواصفات الفنية للمشروع.كما يشمل البند كافة الاختبارات علي المواد قبل وبعد صب الخرسانة وكذلك التجارب اللازمة للتحكم في الجودة ومعالجة الخرسانة طبقاً للمواصفات الفنية وتعليمات المهندس المشرف. | Approved
Katameya Creeks | CLI.CON-000001 |  |  | Approved
Katameya Creeks | CLI.CON-000001 | 4.Buildings.Type G | توريد وعمل خرسانة مسلحة لزوم اعمدة الدور الاول بالقطاعات والأبعاد والمناسيب والتسليح الموضحة بالرسومات التنفيذية علي ألا تقل مقاومة الضغط للمكعب القياسـي عن 350 كجم/سم2 وبنسبة تسليح 175 كجم للمتر المكعب من الخرسانة. والبند يشمل القياسهندسي لكافة الاعمال المنفذة وكافة المعدات والفرم والشدات والمصنعيات اللازمة لنهو الأعمال طبقاً لأصول الصناعة ومواصفات الكود المصري لأعمال الخرسانة العادية والمسلحة والمواصفات الفنية للمشروع.كما يشمل البند كافة الاختبارات علي المواد قبل وبعد صب الخرسانة وكذلك التجارب اللازمة للتحكم في الجودة ومعالجة الخرسانة طبقاً للمواصفات الفنية وتعليمات المهندس المشرف. | Approved
Katameya Creeks | CLI.CON-000001 |  |  | Approved
Katameya Creeks | CLI.CON-000001 | 5.Buildings.Type G | توريد وعمل خرسانة مسلحة لزوم بلاطات وكمرات وسلالم سقف الدور الاول بالقطاعات والأبعاد والمناسيب والتسليح الموضحة بالرسومات التنفيذية ألا تقل مقاومة الضغط للمكعب القياسـي عن 350 كجم/سم2 وبنسبة تسليح 127 كجم للمتر المكعب من الخرسانة.والبند يشمل القياس هندسي لكافة الاعمال المنفذة وكافة المعدات والفرم والشدات والمصنعيات اللازمة لنهو الأعمال طبقاً لأصول الصناعة ومواصفات الكود المصري لأعمال الخرسانة العادية والمسلحة والمواصفات الفنية للمشروع.كما يشمل البند كافة الاختبارات علي المواد قبل وبعد صب الخرسانة وكذلك التجارب اللازمة للتحكم في الجودة ومعالجة الخرسانة طبقاً للمواصفات الفنية وتعليمات المهندس المشرف. | Approved
Katameya Creeks | CLI.CON-000001 |  |  | Approved
Katameya Creeks | CLI.CON-000001 | 6.Buildings.Type G | توريد وعمل خرسانة مسلحة لزوم اعمدة الدور الثاني بالقطاعات والأبعاد والمناسيب والتسليح الموضحة بالرسومات علي ألا تقل مقاومة الضغط للمكعب القياسـي عن 350 كجم/سم2 وبنسبة تسليح 175 كجم للمتر المكعب من الخرسانة.والبند يشمل القياس هندسي لكافة الاعمال المنفذة وكافة المعدات والفرم والشدات والمصنعيات اللازمة لنهو الأعمال طبقاً لأصول الصناعة ومواصفات الكود المصري لأعمال الخرسانة العادية والمسلحة والمواصفات الفنية للمشروع.كما يشمل البند كافة الاختبارات علي المواد قبل وبعد صب الخرسانة وكذلك التجارب اللازمة للتحكم في الجودة ومعالجة الخرسانة طبقاً للمواصفات الفنية وتعليمات المهندس المشرف. | Approved
Katameya Creeks | CLI.CON-000001 |  |  | Approved
Katameya Creeks | CLI.CON-000001 | 7.Buildings.Type G | توريد وعمل خرسانة مسلحة لزوم بلاطات وكمرات وسلالم سقف الدور الثاني بالقطاعات والأبعاد والمناسيب والتسليح الموضحة بالرسومات التنفيذية علي ألا تقل مقاومة الضغط للمكعب القياسـي عن 350 كجم/سم2 وبنسبة تسليح 127 كجم للمتر المكعب من الخرسانة. والبند يشمل القياس هندسي لكافة الاعمال المنفذة وكافة المعدات والفرم والشدات والمصنعيات اللازمة لنهو الأعمال طبقاً لأصول الصناعة ومواصفات الكود المصري لأعمال الخرسانة العادية والمسلحة والمواصفات الفنية للمشروع.كما يشمل البند كافة الاختبارات علي المواد قبل وبعد صب الخرسانة وكذلك التجارب اللازمة للتحكم في الجودة ومعالجة الخرسانة طبقاً للمواصفات الفنية وتعليمات المهندس المشرف. | Approved
Katameya Creeks | CLI.CON-000001 |  |  | Approved
Katameya Creeks | CLI.CON-000001 |  |  | Approved
Katameya Creeks | CLI.CON-000001 | SERVICE 2D.Basement.8-6 | 20 AMP, 220 Volt, single socket (Weather Proof) | Approved
Katameya Creeks | CLI.CON-000001 |  |  | Approved
Katameya Creeks | CLI.CON-000001 | SERVICE 2D.Basement.8-7 | One way, one gang switch | Approved
Katameya Creeks | CLI.CON-000001 |  |  | Approved
Katameya Creeks | CLI.CON-000001 | SERVICE 2D.Basement.8-8 | Two way, one gang switch | Approved
Katameya Creeks | CLI.CON-000001 |  |  | Approved
Katameya Creeks | CLI.CON-000001 | SERVICE 2D.Basement.8-9 | One way, two gang switch outlet | Approved
Katameya Creeks | CLI.CON-000001 |  |  | Approved
Katameya Creeks | CLI.CON-000001 | SERVICE 2D.Basement.8-10 | Entermediate switch | Approved
Katameya Creeks | CLI.CON-000001 |  |  | Approved
Katameya Creeks | CLI.CON-000001 | SERVICE 2D.Basement.8-11 | motion detector | Approved
Katameya Creeks | CLI.CON-000001 |  |  | Approved
Katameya Creeks | CLI.CON-000001 | SERVICE 2D.Basement.8-12 | I.S, 3P, 40 A for LIFT | Approved
Katameya Creeks | CLI.CON-000001 |  |  | Approved
Katameya Creeks | CLI.CON-000001 | SERVICE 2D.Basement.8-13 | I.S, 3P, 63 A for EXHAUST FAN | Approved
Katameya Creeks | CLI.CON-000001 |  |  | Approved
Katameya Creeks | CLI.CON-000001 | SERVICE 2D.Basement.8-14 | I.S, 2P, 20 A for A/C | Approved
Katameya Creeks | CLI.CON-000001 |  |  | Approved
Katameya Creeks | CLI.CON-000001 | SERVICE 2D.Basement.8-15 | I.S, 2P, 20 A for E.W.H (ceiling mounted) | Approved
Katameya Creeks | CLI.CON-000001 |  |  | Approved
Katameya Creeks | CLI.CON-000001 | SERVICE 2D.Basement.8-16 | Supply and install a complete Low Current outlet from RACK to the outlet | Approved
Katameya Creeks | CLI.CON-000001 |  |  | Approved
Katameya Creeks | CLI.CON-000001 | SERVICE 2D.Basement.9.1 | Type F1 | Approved
Katameya Creeks | CLI.CON-000001 |  |  | Approved
Katameya Creeks | CLI.CON-000001 | SERVICE 2D.Basement.9.2 | Type C2 | Approved
Katameya Creeks | CLI.CON-000001 |  |  | Approved
Katameya Creeks | CLI.CON-000001 | SERVICE 2D.Basement.9.3 | Type C3 | Approved
Katameya Creeks | CLI.CON-000001 |  |  | Approved
Katameya Creeks | CLI.CON-000001 | SERVICE 2D.Basement.9.4 | Type D1 | Approved
Katameya Creeks | CLI.CON-000001 |  |  | Approved
Katameya Creeks | CLI.CON-000001 | SERVICE 2D.Basement.9.5 | Type D2 | Approved
Katameya Creeks | CLI.CON-000001 |  |  | Approved
Katameya Creeks | CLI.CON-000001 | SERVICE 2D.Basement.10.1 | Earthing system for power not more than 3 ohm | Approved
Katameya Creeks | CLI.CON-000001 |  |  | Approved
Katameya Creeks | CLI.CON-000001 | SERVICE 2D.Basement.10.2 | Earthing system for light curent not more than 0.5 ohm | Approved
Katameya Creeks | CLI.CON-000001 |  |  | Approved
Katameya Creeks | CLI.CON-000001 | SERVICE 2D.Basement. | 100x100 mm width | Approved
Katameya Creeks | CLI.CON-000001 |  |  | Approved
Katameya Creeks | CLI.CON-000001 | SERVICE 3H.Basement.1-1 | MDB-1 | Approved
Katameya Creeks | CLI.CON-000001 |  |  | Approved
Katameya Creeks | CLI.CON-000001 | SERVICE 3H.Basement.1-2 | MDB-2 | Approved
Katameya Creeks | CLI.CON-000001 |  |  | Approved
Katameya Creeks | CLI.CON-000001 | SERVICE 9D1.Basement.5-1 | Supply and install a complete socket outlet complete with wiring (3x3) mm² back to panel board or second outlet (exclude the socket) | Approved
Katameya Creeks | CLI.CON-000001 |  |  | Approved
Katameya Creeks | CLI.CON-000001 | SERVICE 9D1.Basement.5-2 | Supply and install a complete socket outlet complete with wiring (4x6+6) mm² back to panel board or second outlet (exclude the socket) | Approved
Katameya Creeks | CLI.CON-000001 |  |  | Approved
Katameya Creeks | CLI.CON-000001 | SERVICE 9D1.Basement.5-3 | Supply and install a complete socket outlet complete with wiring (3x4) mm² back to panel board or second outlet (exclude the socket) | Approved
Katameya Creeks | CLI.CON-000001 |  |  | Approved
Katameya Creeks | CLI.CON-000001 | SERVICE 9D1.Basement.6-1 | Supply and install a complete electrical outlet for F.A.C.P complete with wiring (3x4) mm² back to panel board or second outlet | Approved
Katameya Creeks | CLI.CON-000001 |  |  | Approved
Katameya Creeks | CLI.CON-000001 | SERVICE 9D1.Basement.6-2 | Supply and install a complete electrical outlet for Exhaust fan complete with wiring (4x16+16) mm² back to panel board or second outlet | Approved
Katameya Creeks | CLI.CON-000001 |  |  | Approved
Katameya Creeks | CLI.CON-000001 | SERVICE 9D1.Basement.7-1 | I.S, 3P, 40 A outlet with wire (4x10+10) for LIFT | Approved
Katameya Creeks | CLI.CON-000001 |  |  | Approved
Katameya Creeks | CLI.CON-000001 | SERVICE 9D1.Basement.7-2 | I.S, 2P, 20 A outlet with wire (3x4) for A/C | Approved
Katameya Creeks | CLI.CON-000001 |  |  | Approved
Katameya Creeks | CLI.CON-000001 | SERVICE 9D1.Basement.7-3 | I.S, 2P, 20 A outlet with wire (3x4) for EWH | Approved
Katameya Creeks | CLI.CON-000001 |  |  | Approved
Katameya Creeks | CLI.CON-000001 | SERVICE 9D1.Basement.8-1 | 16 AMP, 220 Volt, doublex socket for T.V | Approved
Katameya Creeks | CLI.CON-000001 |  |  | Approved
Katameya Creeks | CLI.CON-000001 | SERVICE 9D1.Basement.8-2 | 16 AMP, 220 Volt, single socket (Weather Proof) | Approved
Katameya Creeks | CLI.CON-000001 |  |  | Approved
Katameya Creeks | CLI.CON-000001 | SERVICE 9D1.Basement.8-3 | 16 AMP, 220 Volt, doublex socket | Approved
Katameya Creeks | CLI.CON-000001 |  |  | Approved
Katameya Creeks | CLI.CON-000001 | SERVICE 9D1.Basement.8-4 | 16 AMP, 220 Volt, single socket for storage EX.FAN (Weather Proof) | Approved
Katameya Creeks | CLI.CON-000001 |  |  | Approved
Katameya Creeks | CLI.CON-000001 | SERVICE 9D1.Basement.8-5 | 32 AMP, 380 Volt, three phase socket. | Approved
Katameya Creeks | CLI.CON-000001 |  |  | Approved
Katameya Creeks | CLI.CON-000001 | SERVICE 9D1.Basement.8-6 | 20 AMP, 220 Volt, single socket (Weather Proof) | Approved
Katameya Creeks | CLI.CON-000001 |  |  | Approved
Katameya Creeks | CLI.CON-000001 | SERVICE 9D1.Basement.8-7 | One way, one gang switch | Approved
Katameya Creeks | CLI.CON-000001 |  |  | Approved
Katameya Creeks | CLI.CON-000001 | SERVICE 9D1.Basement.8-8 | One way, two gang switch outlet | Approved
Katameya Creeks | CLI.CON-000001 |  |  | Approved
Katameya Creeks | CLI.CON-000001 | SERVICE 9D1.Basement.8-9 | One way, three gang switch outlet | Approved
Katameya Creeks | CLI.CON-000001 |  |  | Approved
Katameya Creeks | CLI.CON-000001 | SERVICE 9D1.Basement.8-10 | Entermediate switch | Approved
Katameya Creeks | CLI.CON-000001 |  |  | Approved
Katameya Creeks | CLI.CON-000001 | SERVICE 9D1.Basement.8-11 | motion detector | Approved
Katameya Creeks | CLI.CON-000001 |  |  | Approved
Katameya Creeks | CLI.CON-000001 | SERVICE 16E.Basement.1-7 | SMDB-2nd | Approved
Katameya Creeks | CLI.CON-000001 |  |  | Approved
Katameya Creeks | CLI.CON-000001 | SERVICE 16E.Basement.1-8 | SMDB-3rd | Approved
Katameya Creeks | CLI.CON-000001 |  |  | Approved
Katameya Creeks | CLI.CON-000001 | SERVICE 16E.Basement.1-9 | SMDB-4th | Approved
Katameya Creeks | CLI.CON-000001 |  |  | Approved
Katameya Creeks | CLI.CON-000001 | SERVICE 16E.Basement.1-10 | STAIRS MACHINE | Approved
Katameya Creeks | CLI.CON-000001 |  |  | Approved
Katameya Creeks | CLI.CON-000001 | SERVICE 16E.Basement.2-1 | (4x6)+6mm² | Approved
Katameya Creeks | CLI.CON-000001 |  |  | Approved
Katameya Creeks | CLI.CON-000001 | SERVICE 16E.Basement.2-3 | (3x70+35)+16mm² | Approved
Katameya Creeks | CLI.CON-000001 |  |  | Approved
Katameya Creeks | CLI.CON-000001 | SERVICE 16E.Basement.2-4 | (3x95+50)+25mm² | Approved
Katameya Creeks | CLI.CON-000001 |  |  | Approved
Katameya Creeks | CLI.CON-000001 | SERVICE 16E.Basement.3.1 | Supply, install & test a lighting fixtures complete with wiring (3x3) mm², back to panel or second outlet, according to drawings and specifications | Approved
Katameya Creeks | CLI.CON-000001 |  |  | Approved
Katameya Creeks | CLI.CON-000001 | SERVICE 16E.Basement.4-1 | One way, one gang switch outlet | Approved
Katameya Creeks | CLI.CON-000001 |  |  | Approved
Katameya Creeks | CLI.CON-000001 | SERVICE 16E.Basement.4-2 | Two way, one gang switch outlet | Approved
Katameya Creeks | CLI.CON-000001 |  |  | Approved
Katameya Creeks | CLI.CON-000001 | SERVICE 16E.Basement.4-3 | Entermediate switch outlet | Approved
Katameya Creeks | CLI.CON-000001 |  |  | Approved
Katameya Creeks | CLI.CON-000001 | SERVICE 16E.Basement.4-4 | One way, three gang switch outlet | Approved
Katameya Creeks | CLI.CON-000001 |  |  | Approved
Katameya Creeks | CLI.CON-000001 | SERVICE 16E.Basement.5-1 | Supply and install a complete socket outlet complete with wiring (3x3) mm² back to panel board or second outlet (exclude the socket) | Approved
Katameya Creeks | CLI.CON-000001 |  |  | Approved
Katameya Creeks | CLI.CON-000001 | SERVICE 16E.Basement.5-2 | Supply and install a complete socket outlet complete with wiring (4x6+6) mm² back to panel board or second outlet (exclude the socket) | Approved
Katameya Creeks | CLI.CON-000001 |  |  | Approved
Katameya Creeks | CLI.CON-000001 | SERVICE 16E.Basement.6-1 | Supply and install a complete electrical outlet for F.A.C.P complete with wiring (3x4) mm² back to panel board or second outlet | Approved
Katameya Creeks | CLI.CON-000001 |  |  | Approved
Katameya Creeks | CLI.CON-000001 | SERVICE 16E.Basement.6-2 | Supply and install a complete electrical outlet for Exhaust fan complete with wiring (4x16+16) mm² back to panel board or second outlet | Approved
Katameya Creeks | CLI.CON-000001 |  |  | Approved
Katameya Creeks | CLI.CON-000001 | SERVICE 16E.Basement.7-1 | I.S, 3P, 40 A outlet with wire (4x10+10) for LIFT | Approved
Katameya Creeks | CLI.CON-000001 |  |  | Approved
Katameya Creeks | CLI.CON-000001 | SERVICE 16E.Basement.7-2 | I.S, 2P, 20 A outlet with wire (3x4) for A/C | Approved
Katameya Creeks | CLI.CON-000001 |  |  | Approved
Katameya Creeks | CLI.CON-000001 | SERVICE 16E.Basement.8-1 | 16 AMP, 220 Volt, single socket (Weather Proof) | Approved
Katameya Creeks | CLI.CON-000001 |  |  | Approved
Katameya Creeks | CLI.CON-000001 | SERVICE 16E.Basement.8-2 | 16 AMP, 220 Volt, single socket for storage EX.FAN | Approved
Katameya Creeks | CLI.CON-000001 | SERVICE 22E.Basement.11.1 | 100x100 mm width | Approved
Katameya Creeks | CLI.CON-000001 |  |  | Approved
Katameya Creeks | CLI.CON-000001 | FIREALARM 1E.Basement.1-1 | Main fire alarm control panel (FACP) intelligent addressable type with capacity (1 loops), the item includes back-up batteries, battery charger, fault isolation modules, interfaces modules, programming and any needed / related accessories. | Approved
Katameya Creeks | CLI.CON-000001 |  |  | Approved
Katameya Creeks | CLI.CON-000001 | FIREALARM 1E.Basement.1-2 | Automatic dialer to call fire brigade in case of fire | Approved
Katameya Creeks | CLI.CON-000001 |  |  | Approved
Katameya Creeks | CLI.CON-000001 | FIREALARM 1E.Basement.1-3 | Fire alarm outlet complete with outlet boxes, pull boxes conduits, conduit fittings, 2x1.5 mm² fire alarm cable rated 105C back to next outlet or fire alarm panel, conduits will be PVC type in case of imbedded in concrete or galvanized steel in case of exposed fixation. | Approved
Katameya Creeks | CLI.CON-000001 |  |  | Approved
Katameya Creeks | CLI.CON-000001 | FIREALARM 1E.Basement.1-4 | Supply and install Intelligent addressable manual alarm station. | Approved
Katameya Creeks | CLI.CON-000001 |  |  | Approved
Katameya Creeks | CLI.CON-000001 | FIREALARM 1E.Basement.1-5 | Supply and install Intelligent addressable optical smoke detector | Approved
Katameya Creeks | CLI.CON-000001 |  |  | Approved
Katameya Creeks | CLI.CON-000001 | FIREALARM 1E.Basement.1-6 | Supply and install Intelligent addressable rise of heat detector | Approved
Katameya Creeks | CLI.CON-000001 |  |  | Approved
Katameya Creeks | CLI.CON-000001 | FIREALARM 1E.Basement.1-7 | Supply and install Intelligent addressable Multisensor detector | Approved
Katameya Creeks | CLI.CON-000001 |  |  | Approved
Katameya Creeks | CLI.CON-000001 | FIREALARM 1E.Basement.1-8 | Supply and install Fire alarm bell with Strob light. | Approved
Katameya Creeks | CLI.CON-000001 |  |  | Approved
Katameya Creeks | CLI.CON-000001 | FIREALARM 1E.Basement.1-9 | Supply and install control module for exhaust fan. | Approved
Katameya Creeks | CLI.CON-000001 |  |  | Approved
Katameya Creeks | CLI.CON-000001 | FIREALARM 1E.Basement.1-10 | Supply and install monitor module for fire fighting switches. | Approved
Katameya Creeks | CLI.CON-000001 |  |  | Approved
Katameya Creeks | CLI.CON-000001 | FIREALARM 2D.Basement.1-1 | Main fire alarm control panel (FACP) intelligent addressable type with capacity (1 loops), the item includes back-up batteries, battery charger, fault isolation modules, interfaces modules, programming and any needed / related accessories. | Approved
Katameya Creeks | CLI.CON-000001 |  |  | Approved
Katameya Creeks | CLI.CON-000001 | FIREALARM 2D.Basement.1-2 | Automatic dialer to call fire brigade in case of fire | Approved
Katameya Creeks | CLI.CON-000001 |  |  | Approved
Katameya Creeks | CLI.CON-000001 | FIREALARM 2D.Basement.1-3 | Fire alarm outlet complete with outlet boxes, pull boxes conduits, conduit fittings, 2x1.5 mm² fire alarm cable rated 105C back to next outlet or fire alarm panel, conduits will be PVC type in case of imbedded in concrete or galvanized steel in case of exposed fixation. | Approved
Katameya Creeks | CLI.CON-000001 |  |  | Approved
Katameya Creeks | CLI.CON-000001 | FIREALARM 2D.Basement.1-4 | Supply and install Intelligent addressable manual alarm station. | Approved
Katameya Creeks | CLI.CON-000001 |  |  | Approved
Katameya Creeks | CLI.CON-000001 | FIREALARM 2D.Basement.1-5 | Supply and install Intelligent addressable optical smoke detector | Approved
Katameya Creeks | CLI.CON-000001 |  |  | Approved
Katameya Creeks | CLI.CON-000001 | FIREALARM 2D.Basement.1-6 | Supply and install Intelligent addressable rise of heat detector | Approved
Katameya Creeks | CLI.CON-000001 |  |  | Approved
Katameya Creeks | CLI.CON-000001 | Type H.Buildings.7-18 | I.S, 2P, 20 A outlet with wire (3x4) for E.W.H (ceiling mounted) | Approved
Katameya Creeks | CLI.CON-000001 |  |  | Approved
Katameya Creeks | CLI.CON-000001 | Type H.Buildings.7-19 | I.S, 2P, 25 A outlet with wire (3x4) for HOOD | Approved
Katameya Creeks | CLI.CON-000001 |  |  | Approved
Katameya Creeks | CLI.CON-000001 | Type H.Buildings.7-20 | I.S, 3P, 25 A outlet with wire (4x4+4) for E.W.H | Approved
Katameya Creeks | CLI.CON-000001 |  |  | Approved
Katameya Creeks | CLI.CON-000001 | Type H.Buildings.8-1 | Door bell switch | Approved
Katameya Creeks | CLI.CON-000001 |  |  | Approved
Katameya Creeks | CLI.CON-000001 | Type H.Buildings.8-2 | THERMOSTAT | Approved
Katameya Creeks | CLI.CON-000001 |  |  | Approved
Katameya Creeks | CLI.CON-000001 | Type H.Buildings.8-3 | Door bell switch | Approved
Katameya Creeks | CLI.CON-000001 |  |  | Approved
Katameya Creeks | CLI.CON-000001 | Type H.Buildings.8-4 | THERMOSTAT | Approved
Katameya Creeks | CLI.CON-000001 |  |  | Approved
Katameya Creeks | CLI.CON-000001 | Type H.Buildings.8-5 | Door bell switch | Approved
Katameya Creeks | CLI.CON-000001 |  |  | Approved
Katameya Creeks | CLI.CON-000001 | Type H.Buildings.8-6 | THERMOSTAT | Approved
Katameya Creeks | CLI.CON-000001 |  |  | Approved
Katameya Creeks | CLI.CON-000001 | Type H.Buildings.8-7 | 16 AMP, 220 Volt, single socket | Approved
Katameya Creeks | CLI.CON-000001 |  |  | Approved
Katameya Creeks | CLI.CON-000001 | Type H.Buildings.8-8 | Door bell switch | Approved
Katameya Creeks | CLI.CON-000001 |  |  | Approved
Katameya Creeks | CLI.CON-000001 | Type H.Buildings.8-9 | THERMOSTAT | Approved
Katameya Creeks | CLI.CON-000001 |  |  | Approved
Katameya Creeks | CLI.CON-000001 | Type H.Buildings.9-1 | Supply and install panel with power meter (pre-paid) as per Electric recommendation, complete with all related accessories as shown on drawings. | Approved
Katameya Creeks | CLI.CON-000001 |  |  | Approved
Katameya Creeks | CLI.CON-000001 | Type H.Buildings.9-2 | Supply and install panel with power meter (pre-paid) as per Electric recommendation, complete with all related accessories as shown on drawings. | Approved
Katameya Creeks | CLI.CON-000001 |  |  | Approved
Katameya Creeks | CLI.CON-000001 | Type H.Buildings.9-3 | Supply and install panel with power meter (pre-paid) as per Electric recommendation, complete with all related accessories as shown on drawings. | Approved
Katameya Creeks | CLI.CON-000001 |  |  | Approved
Katameya Creeks | CLI.CON-000001 | Type H.Buildings.9-4 | Supply and install panel with power meter (pre-paid) as per Electric recommendation, complete with all related accessories as shown on drawings. | Approved
Katameya Creeks | CLI.CON-000001 |  |  | Approved
Katameya Creeks | CLI.CON-000001 | Type H.Buildings.10-1 | Supply and install IT RACK INCLUDED 2 PATCH PANNEL | Approved
Katameya Creeks | CLI.CON-000001 |  |  | Approved
Katameya Creeks | CLI.CON-000001 | Type H.Buildings.10-2 | Supply and install a complete Low Current outlet from the to the outlet | Approved
Katameya Creeks | CLI.CON-000001 |  |  | Approved
Katameya Creeks | CLI.CON-000001 | Type H.Buildings.10-3 | Supply and install IT RACK INCLUDED 2 PATCH PANNEL | Approved
Katameya Creeks | CLI.CON-000001 |  |  | Approved
Katameya Creeks | CLI.CON-000001 | Type H.Buildings.10-4 | Supply and install a complete Low Current outlet from the to the outlet | Approved
Katameya Creeks | CLI.CON-000001 | Type F.Buildings.7-7 | I.S, 2P, 20 A outlet with wire (3x4) for E.W.H | Approved
Katameya Creeks | CLI.CON-000001 |  |  | Approved
Katameya Creeks | CLI.CON-000001 | Type F.Buildings.7-8 | I.S, 2P, 20 A outlet with wire (3x4) for HOOD | Approved
Katameya Creeks | CLI.CON-000001 |  |  | Approved
Katameya Creeks | CLI.CON-000001 | Type F.Buildings.7-10 | I.S, 2P, 16 A outlet with wire (3x3) for A/C | Approved
Katameya Creeks | CLI.CON-000001 |  |  | Approved
Katameya Creeks | CLI.CON-000001 | Type F.Buildings.7-11 | I.S, 2P, 20 A outlet with wire (3x4) for E.W.H | Approved
Katameya Creeks | CLI.CON-000001 |  |  | Approved
Katameya Creeks | CLI.CON-000001 | Type F.Buildings.7-12 | I.S, 2P, 20 A outlet with wire (3x4) for HOOD | Approved
Katameya Creeks | CLI.CON-000001 |  |  | Approved
Katameya Creeks | CLI.CON-000001 | Type F.Buildings.8-1 | Door bell switch | Approved
Katameya Creeks | CLI.CON-000001 |  |  | Approved
Katameya Creeks | CLI.CON-000001 | Type F.Buildings.8-2 | THERMOSTAT | Approved
Katameya Creeks | CLI.CON-000001 |  |  | Approved
Katameya Creeks | CLI.CON-000001 | Type F.Buildings.8-3 | Door bell switch | Approved
Katameya Creeks | CLI.CON-000001 |  |  | Approved
Katameya Creeks | CLI.CON-000001 | Type F.Buildings.8-4 | THERMOSTAT | Approved
Katameya Creeks | CLI.CON-000001 |  |  | Approved
Katameya Creeks | CLI.CON-000001 | Type F.Buildings.8-5 | Door bell switch | Approved
Katameya Creeks | CLI.CON-000001 |  |  | Approved
Katameya Creeks | CLI.CON-000001 | Type F.Buildings.8-6 | THERMOSTAT | Approved
Katameya Creeks | CLI.CON-000001 |  |  | Approved
Katameya Creeks | CLI.CON-000001 | Type F.Buildings.9-1 | Supply and install panel with power meter (pre-paid) as per Electric recommendation, complete with all related accessories as shown on drawings. | Approved
Katameya Creeks | CLI.CON-000001 |  |  | Approved
Katameya Creeks | CLI.CON-000001 | Type F.Buildings.9-2 | Supply and install panel with power meter (pre-paid) as per Electric recommendation, complete with all related accessories as shown on drawings. | Approved
Katameya Creeks | CLI.CON-000001 |  |  | Approved
Katameya Creeks | CLI.CON-000001 | Type F.Buildings.9-3 | Supply and install panel with power meter (pre-paid) as per Electric recommendation, complete with all related accessories as shown on drawings. | Approved
Katameya Creeks | CLI.CON-000001 |  |  | Approved
Katameya Creeks | CLI.CON-000001 | Type F.Buildings.10-1 | Supply and install IT RACK INCLUDED 2 PATCH PANNEL | Approved
Katameya Creeks | CLI.CON-000001 |  |  | Approved
Katameya Creeks | CLI.CON-000001 | Type F.Buildings.10-2 | Supply and install a complete Low Current outlet from the to the outlet | Approved
Katameya Creeks | CLI.CON-000001 |  |  | Approved
Katameya Creeks | CLI.CON-000001 | Type F.Buildings.10-3 | Supply and install IT RACK INCLUDED 2 PATCH PANNEL | Approved
Katameya Creeks | CLI.CON-000001 |  |  | Approved
Katameya Creeks | CLI.CON-000001 | Type F.Buildings.10-4 | Supply and install a complete Low Current outlet from the to the outlet | Approved
Katameya Creeks | CLI.CON-000001 |  |  | Approved
Katameya Creeks | CLI.CON-000001 | Type F.Buildings.10-5 | Supply and install IT RACK INCLUDED 2 PATCH PANNEL | Approved
Katameya Creeks | CLI.CON-000001 |  |  | Approved
Katameya Creeks | CLI.CON-000001 | Type F.Buildings.10-6 | Supply and install a complete Low Current outlet from the to the outlet | Approved
Katameya Creeks | CLI.CON-000001 | Type E.Buildings.8-8 | THERMOSTAT | Approved
Katameya Creeks | CLI.CON-000001 |  |  | Approved
Katameya Creeks | CLI.CON-000001 | Type E.Buildings.8-9 | Door bell switch | Approved
Katameya Creeks | CLI.CON-000001 |  |  | Approved
Katameya Creeks | CLI.CON-000001 | Type E.Buildings.8-10 | THERMOSTAT | Approved
Katameya Creeks | CLI.CON-000001 |  |  | Approved
Katameya Creeks | CLI.CON-000001 | Type E.Buildings.9-1 | Supply and install panel with power meter (pre-paid) as per Electric recommendation, complete with all related accessories as shown on drawings. | Approved
Katameya Creeks | CLI.CON-000001 |  |  | Approved
Katameya Creeks | CLI.CON-000001 | Type E.Buildings.9-2 | Supply and install panel with power meter (pre-paid) as per Electric recommendation, complete with all related accessories as shown on drawings. | Approved
Katameya Creeks | CLI.CON-000001 |  |  | Approved
Katameya Creeks | CLI.CON-000001 | Type E.Buildings.9-3 | Supply and install panel with power meter (pre-paid) as per Electric recommendation, complete with all related accessories as shown on drawings. | Approved
Katameya Creeks | CLI.CON-000001 |  |  | Approved
Katameya Creeks | CLI.CON-000001 | Type E.Buildings.9-4 | Supply and install panel with power meter (pre-paid) as per Electric recommendation, complete with all related accessories as shown on drawings. | Approved
Katameya Creeks | CLI.CON-000001 |  |  | Approved
Katameya Creeks | CLI.CON-000001 | Type E.Buildings.9-5 | Supply and install panel with power meter (pre-paid) as per Electric recommendation, complete with all related accessories as shown on drawings. | Approved
Katameya Creeks | CLI.CON-000001 |  |  | Approved
Katameya Creeks | CLI.CON-000001 | Type E.Buildings.10-1 | Supply and install IT RACK INCLUDED 2 PATCH PANNEL | Approved
Katameya Creeks | CLI.CON-000001 |  |  | Approved
Katameya Creeks | CLI.CON-000001 | Type E.Buildings.10-2 | Supply and install a complete Low Current outlet from the to the outlet | Approved
Katameya Creeks | CLI.CON-000001 |  |  | Approved
Katameya Creeks | CLI.CON-000001 | Type E.Buildings.10-3 | Supply and install IT RACK INCLUDED 2 PATCH PANNEL | Approved
Katameya Creeks | CLI.CON-000001 |  |  | Approved
Katameya Creeks | CLI.CON-000001 | Type E.Buildings.10-4 | Supply and install a complete Low Current outlet from the to the outlet | Approved
Katameya Creeks | CLI.CON-000001 |  |  | Approved
Katameya Creeks | CLI.CON-000001 | Type E.Buildings.10-5 | Supply and install IT RACK INCLUDED 2 PATCH PANNEL | Approved
Katameya Creeks | CLI.CON-000001 |  |  | Approved
Katameya Creeks | CLI.CON-000001 | Type E.Buildings.10-6 | Supply and install a complete Low Current outlet from the to the outlet | Approved
Katameya Creeks | CLI.CON-000001 |  |  | Approved
Katameya Creeks | CLI.CON-000001 | Type E.Buildings.10-7 | Supply and install IT RACK INCLUDED 2 PATCH PANNEL | Approved
Katameya Creeks | CLI.CON-000001 |  |  | Approved
Katameya Creeks | CLI.CON-000001 | Type E.Buildings.10-8 | Supply and install a complete Low Current outlet from the to the outlet | Approved
Katameya Creeks | CLI.CON-000001 |  |  | Approved
Katameya Creeks | CLI.CON-000001 | Type E.Buildings.10-9 | Supply and install IT RACK INCLUDED 2 PATCH PANNEL | Approved
Katameya Creeks | CLI.CON-000001 |  |  | Approved
Katameya Creeks | CLI.CON-000001 | Type E.Buildings.10-10 | Supply and install a complete Low Current outlet from the to the outlet | Approved
Katameya Creeks | CLI.CON-000001 |  |  | Approved
Katameya Creeks | CLI.CON-000001 | All.Buildings.Garbage | أعمال توريد و تركيب Garbage Chute | Approved
ORA ZED-Ph 2-Pkgs A&D | CLI.CON-000001 |  |  | Approved
ORA ZED-Ph 2-Pkgs A&D | CLI.CON-000001 | E06 4 - Size 1750*500 | Size 1750*500 | Approved
ORA ZED-Ph 2-Pkgs A&D | CLI.CON-000001 |  |  | Approved
ORA ZED-Ph 2-Pkgs A&D | CLI.CON-000001 | E06 5 - Size 750*700 | Size 750*700 | Approved
ORA ZED-Ph 2-Pkgs A&D | CLI.CON-000001 |  |  | Approved
ORA ZED-Ph 2-Pkgs A&D | CLI.CON-000001 | E06 6 - Size 700*550 | Size 700*550 | Approved
ORA ZED-Ph 2-Pkgs A&D | CLI.CON-000001 |  |  | Approved
ORA ZED-Ph 2-Pkgs A&D | CLI.CON-000001 | E06 7 - Size 1650*1100 | Size 1650*1100 | Approved
ORA ZED-Ph 2-Pkgs A&D | CLI.CON-000001 |  |  | Approved
ORA ZED-Ph 2-Pkgs A&D | CLI.CON-000001 | E06 8 - Size 750*750 | Size 750*750 | Approved
ORA ZED-Ph 2-Pkgs A&D | CLI.CON-000001 |  |  | Approved
ORA ZED-Ph 2-Pkgs A&D | CLI.CON-000001 | E07 1 - Type "21", size 800 x 2200 mm, fire rated (60min), hardware set (HW07). | Type "21", size 800 x 2200 mm, fire rated (60min), hardware set (HW07). | Approved
ORA ZED-Ph 2-Pkgs A&D | CLI.CON-000001 |  |  | Approved
ORA ZED-Ph 2-Pkgs A&D | CLI.CON-000001 | E07 2 - Type "21", size 800 x 2200 mm, fire rated (60min), hardware set (HW14). | Type "21", size 800 x 2200 mm, fire rated (60min), hardware set (HW14). | Approved
ORA ZED-Ph 2-Pkgs A&D | CLI.CON-000001 |  |  | Approved
ORA ZED-Ph 2-Pkgs A&D | CLI.CON-000001 | E07 3 - Type "22", size 600 x 2100 mm, fire rated (60min), hardware set (HW11). | Type "22", size 600 x 2100 mm, fire rated (60min), hardware set (HW11). | Approved
ORA ZED-Ph 2-Pkgs A&D | CLI.CON-000001 |  |  | Approved
ORA ZED-Ph 2-Pkgs A&D | CLI.CON-000001 | E07 4 - Type "22", size 600 x 2100 mm, fire rated (90min), hardware set (HW11). | Type "22", size 600 x 2100 mm, fire rated (90min), hardware set (HW11). | Approved
ORA ZED-Ph 2-Pkgs A&D | CLI.CON-000001 |  |  | Approved
ORA ZED-Ph 2-Pkgs A&D | CLI.CON-000001 | E07 5 - Type "27", size 1100 x 2200 mm, fire rated (90min), hardware set (HW06). | Type "27", size 1100 x 2200 mm, fire rated (90min), hardware set (HW06). | Approved
ORA ZED-Ph 2-Pkgs A&D | CLI.CON-000001 |  |  | Approved
ORA ZED-Ph 2-Pkgs A&D | CLI.CON-000001 | E07 6 - Type "27", size 1100 x 2200 mm, fire rated (90min), hardware set (HW12). | Type "27", size 1100 x 2200 mm, fire rated (90min), hardware set (HW12). | Approved
ORA ZED-Ph 2-Pkgs A&D | CLI.CON-000001 |  |  | Approved
ORA ZED-Ph 2-Pkgs A&D | CLI.CON-000001 | E07 7 - Type "31", size 700 x 2100 mm, fire rated ( 60min ), hardware set (HW07 ). | Type "31", size 700 x 2100 mm, fire rated ( 60min ), hardware set (HW07 ). | Approved
ORA ZED-Ph 2-Pkgs A&D | CLI.CON-000001 |  |  | Approved
ORA ZED-Ph 2-Pkgs A&D | CLI.CON-000001 | E07 1 - size 300 x 600 mm fire rated (1.5hr). | size 300 x 600 mm fire rated (1.5hr). | Approved
ORA ZED-Ph 2-Pkgs A&D | CLI.CON-000001 |  |  | Approved
ORA ZED-Ph 2-Pkgs A&D | CLI.CON-000001 | E07 2 - Size 300 x 600 mm fire rated (1.5hr). | Size 300 x 600 mm fire rated (1.5hr). | Approved
ORA ZED-Ph 2-Pkgs A&D | CLI.CON-000001 |  |  | Approved
ORA ZED-Ph 2-Pkgs A&D | CLI.CON-000001 | E07 4 - Size 1100*500 | Size 1100*500 | Approved
ORA ZED-Ph 2-Pkgs A&D | CLI.CON-000001 |  |  | Approved
ORA ZED-Ph 2-Pkgs A&D | CLI.CON-000001 | E07 5 - Size 750*700 | Size 750*700 | Approved
ORA ZED-Ph 2-Pkgs A&D | CLI.CON-000001 | Podium D 1 - Roof, 1.5 mm thick. | Roof, 1.5 mm thick. | Approved
ORA ZED-Ph 2-Pkgs A&D | CLI.CON-000001 |  |  | Approved
ORA ZED-Ph 2-Pkgs A&D | CLI.CON-000001 | Podium D 2 - Cementious water proofig; including items mentioned in "Method of Measurements" | Cementious water proofig; including items mentioned in "Method of Measurements" | Approved
ORA ZED-Ph 2-Pkgs A&D | CLI.CON-000001 |  |  | Approved
ORA ZED-Ph 2-Pkgs A&D | CLI.CON-000001 | E05 1 - Wet areas, floors and skirting, 2 mm thick. | Wet areas, floors and skirting, 2 mm thick. | Approved
ORA ZED-Ph 2-Pkgs A&D | CLI.CON-000001 |  |  | Approved
ORA ZED-Ph 2-Pkgs A&D | CLI.CON-000001 | E05 2 - For kitchens, floors and skirting, 2 mm thick. | For kitchens, floors and skirting, 2 mm thick. | Approved
ORA ZED-Ph 2-Pkgs A&D | CLI.CON-000001 |  |  | Approved
ORA ZED-Ph 2-Pkgs A&D | CLI.CON-000001 | E06 1 - Wet areas, floors and skirting, 2 mm thick. | Wet areas, floors and skirting, 2 mm thick. | Approved
ORA ZED-Ph 2-Pkgs A&D | CLI.CON-000001 |  |  | Approved
ORA ZED-Ph 2-Pkgs A&D | CLI.CON-000001 | E06 2 - For kitchens, floors and skirting, 2 mm thick. | For kitchens, floors and skirting, 2 mm thick. | Approved
ORA ZED-Ph 2-Pkgs A&D | CLI.CON-000001 |  |  | Approved
ORA ZED-Ph 2-Pkgs A&D | CLI.CON-000001 | E07 1 - Wet areas, floors and skirting, 2 mm thick. | Wet areas, floors and skirting, 2 mm thick. | Approved
ORA ZED-Ph 2-Pkgs A&D | CLI.CON-000001 |  |  | Approved
ORA ZED-Ph 2-Pkgs A&D | CLI.CON-000001 | E07 2 - For kitchens, floors and skirting, 2 mm thick. | For kitchens, floors and skirting, 2 mm thick. | Approved
ORA ZED-Ph 2-Pkgs A&D | CLI.CON-000001 |  |  | Approved
ORA ZED-Ph 2-Pkgs A&D | CLI.CON-000001 | E08 1 - Wet areas, floors and skirting, 2 mm thick. | Wet areas, floors and skirting, 2 mm thick. | Approved
ORA ZED-Ph 2-Pkgs A&D | CLI.CON-000001 |  |  | Approved
ORA ZED-Ph 2-Pkgs A&D | CLI.CON-000001 | E08 2 - For kitchens, floors and skirting, 2 mm thick. | For kitchens, floors and skirting, 2 mm thick. | Approved
ORA ZED-Ph 2-Pkgs A&D | CLI.CON-000001 |  |  | Approved
ORA ZED-Ph 2-Pkgs A&D | CLI.CON-000001 | Podium A 1 - Under RC raft | Under RC raft | Approved
ORA ZED-Ph 2-Pkgs A&D | CLI.CON-000001 |  |  | Approved
ORA ZED-Ph 2-Pkgs A&D | CLI.CON-000001 | Podium A 2 - for the external side of retaining walls | for the external side of retaining walls | Approved
ORA ZED-Ph 2-Pkgs A&D | CLI.CON-000001 |  |  | Approved
ORA ZED-Ph 2-Pkgs A&D | CLI.CON-000001 | Podium A 1 - Inner surfaces of tank and sump pits floors, walls and slabs. | Inner surfaces of tank and sump pits floors, walls and slabs. | Approved
ORA ZED-Ph 2-Pkgs A&D | CLI.CON-000001 |  |  | Approved
ORA ZED-Ph 2-Pkgs A&D | CLI.CON-000001 | Podium D 1 - Under RC raft | Under RC raft | Approved
ORA ZED-Ph 2-Pkgs A&D | CLI.CON-000001 |  |  | Approved
ORA ZED-Ph 2-Pkgs A&D | CLI.CON-000001 | Podium D 1 - Inner surfaces of tank and sump pits floors, walls and slabs. | Inner surfaces of tank and sump pits floors, walls and slabs. | Approved
ORA ZED-Ph 2-Pkgs A&D | CLI.CON-000001 |  |  | Approved
ORA ZED-Ph 2-Pkgs A&D | CLI.CON-000001 | E05 6 - Roof, 50 mm thick. | Roof, 50 mm thick. | Approved
ORA ZED-Ph 2-Pkgs A&D | CLI.CON-000001 |  |  | Approved
ORA ZED-Ph 2-Pkgs A&D | CLI.CON-000001 | E07 1 - Empty conduit for Control module. | Empty conduit for Control module. | Approved
ORA ZED-Ph 2-Pkgs A&D | CLI.CON-000001 |  |  | Approved
ORA ZED-Ph 2-Pkgs A&D | CLI.CON-000001 | E07 2 - Empty conduit for Outdoor Control module. | Empty conduit for Outdoor Control module. | Approved
ORA ZED-Ph 2-Pkgs A&D | CLI.CON-000001 |  |  | Approved
ORA ZED-Ph 2-Pkgs A&D | CLI.CON-000001 | E07 3 - Control module. | Control module. | Approved
ORA ZED-Ph 2-Pkgs A&D | CLI.CON-000001 |  |  | Approved
ORA ZED-Ph 2-Pkgs A&D | CLI.CON-000001 | E07 4 - Outdoor Control module. | Outdoor Control module. | Approved
ORA ZED-Ph 2-Pkgs A&D | CLI.CON-000001 |  |  | Approved
ORA ZED-Ph 2-Pkgs A&D | CLI.CON-000001 | E08 1 - Empty conduit for Control module. | Empty conduit for Control module. | Approved
ORA ZED-Ph 2-Pkgs A&D | CLI.CON-000001 |  |  | Approved
ORA ZED-Ph 2-Pkgs A&D | CLI.CON-000001 | E08 2 - Empty conduit for Outdoor Control module. | Empty conduit for Outdoor Control module. | Approved
ORA ZED-Ph 2-Pkgs A&D | CLI.CON-000001 |  |  | Approved
ORA ZED-Ph 2-Pkgs A&D | CLI.CON-000001 | E08 3 - Control module. | Control module. | Approved
ORA ZED-Ph 2-Pkgs A&D | CLI.CON-000001 |  |  | Approved
ORA ZED-Ph 2-Pkgs A&D | CLI.CON-000001 | E08 4 - Outdoor Control module. | Outdoor Control module. | Approved
ORA ZED-Ph 2-Pkgs A&D | CLI.CON-000001 |  |  | Approved
ORA ZED-Ph 2-Pkgs A&D | CLI.CON-000001 | Podium D 1 - Satellite fire alarm control panel (SFA-PH2-01) [6] Loops c/w power supply, batteries and all accessories | Satellite fire alarm control panel (SFA-PH2-01) [6] Loops c/w power supply, batteries and all accessories | Approved
ORA ZED-Ph 2-Pkgs A&D | CLI.CON-000001 |  |  | Approved
ORA ZED-Ph 2-Pkgs A&D | CLI.CON-000001 | Podium D 2 - Satellite fire alarm control panel (SFA-PH2-02) [6] Loops c/w power supply, batteries and all accessories | Satellite fire alarm control panel (SFA-PH2-02) [6] Loops c/w power supply, batteries and all accessories | Approved
ORA ZED-Ph 2-Pkgs A&D | CLI.CON-000001 |  |  | Approved
ORA ZED-Ph 2-Pkgs A&D | CLI.CON-000001 | Podium D 3 - Satellite fire alarm control panel (SFA-PH2-03) [7] Loops c/w power supply, batteries and all accessories | Satellite fire alarm control panel (SFA-PH2-03) [7] Loops c/w power supply, batteries and all accessories | Approved
ORA ZED-Ph 2-Pkgs A&D | CLI.CON-000001 |  |  | Approved
ORA ZED-Ph 2-Pkgs A&D | CLI.CON-000001 | Podium D 4 - Addressable Multi-Sensor detector. | Addressable Multi-Sensor detector. | Approved
ORA ZED-Ph 2-Pkgs A&D | CLI.CON-000001 |  |  | Approved
ORA ZED-Ph 2-Pkgs A&D | CLI.CON-000001 | Podium D 5 - Addressable manual station. | Addressable manual station. | Approved
ORA ZED-Ph 2-Pkgs A&D | CLI.CON-000001 |  |  | Approved
ORA ZED-Ph 2-Pkgs A&D | CLI.CON-000001 | Podium D 6 - Outdoor Addressable manual station. | Outdoor Addressable manual station. | Approved
ORA ZED-Ph 2-Pkgs A&D | CLI.CON-000001 |  |  | Approved
ORA ZED-Ph 2-Pkgs A&D | CLI.CON-000001 | Podium D 7 - Wall mounted Strobe light. | Wall mounted Strobe light. | Approved
ORA ZED-Ph 2-Pkgs A&D | CLI.CON-000001 |  |  | Approved
ORA ZED-Ph 2-Pkgs A&D | CLI.CON-000001 | Podium D 8 - Outdoor Wall mounted Strobe light. | Outdoor Wall mounted Strobe light. | Approved
ORA ZED-Ph 2-Pkgs A&D | CLI.CON-000001 |  |  | Approved
ORA ZED-Ph 2-Pkgs A&D | CLI.CON-000001 | Podium D 1 - Rack 42U height [600x800mm - WxD] complete with earthing kit, fans ,vertical management, [perforated door] ,power distributors, cabling connections to main patching cabinets and all necessary patch cords & accessories. | Rack 42U height [600x800mm - WxD] complete with earthing kit, fans ,vertical management, [perforated door] ,power distributors, cabling connections to main patching cabinets and all necessary patch cords & accessories. | Approved
ORA ZED-Ph 2-Pkgs A&D | CLI.CON-000001 |  |  | Approved
ORA ZED-Ph 2-Pkgs A&D | CLI.CON-000001 | Podium D 2 - Rack 42U height [800x800mm - WxD] complete with earthing kit, fans ,vertical management, [perforated door] ,power distributors, cabling connections to main patching cabinets and all necessary patch cords & accessories. | Rack 42U height [800x800mm - WxD] complete with earthing kit, fans ,vertical management, [perforated door] ,power distributors, cabling connections to main patching cabinets and all necessary patch cords & accessories. | Approved
ORA ZED-Ph 2-Pkgs A&D | CLI.CON-000001 |  |  | Approved
ORA ZED-Ph 2-Pkgs A&D | CLI.CON-000001 | Podium D 3 - 12 Core OM4 Multi-Mode [MM] fiber optic Cable (50/125 µm) LSZH, from all [TCs] inside IT rooms to main patching racks in main telecom room / ODF room | 12 Core OM4 Multi-Mode [MM] fiber optic Cable (50/125 µm) LSZH, from all [TCs] inside IT rooms to main patching racks in main telecom room / ODF room | Approved
ORA ZED-Ph 2-Pkgs A&D | CLI.CON-000001 |  |  | Approved
ORA ZED-Ph 2-Pkgs A&D | CLI.CON-000001 | Podium D 4 - 12 Core Single Mode [SM] fiber optic Cable (9/125 µm) LSZH, from floor telecm board (FTB) inside building IT closets to main patching rack in main telecom room / ODF room for GPON network | 12 Core Single Mode [SM] fiber optic Cable (9/125 µm) LSZH, from floor telecm board (FTB) inside building IT closets to main patching rack in main telecom room / ODF room for GPON network | Approved
ORA ZED-Ph 2-Pkgs A&D | CLI.CON-000001 |  |  | Approved
ORA ZED-Ph 2-Pkgs A&D | CLI.CON-000001 | Podium D 5 - 48 Core Single Mode [SM] fiber optic Cable (9/125 µm) LSZH, for PH-2 GPON PTMP network interconnection cables inside main telecom room / ODF room | 48 Core Single Mode [SM] fiber optic Cable (9/125 µm) LSZH, for PH-2 GPON PTMP network interconnection cables inside main telecom room / ODF room | Approved
ORA ZED-Ph 2-Pkgs A&D | CLI.CON-000001 |  |  | Approved
ORA ZED-Ph 2-Pkgs A&D | CLI.CON-000001 | Podium D 6 - 96 Core Single Mode [SM] fiber optic Cable (9/125 µm) LSZH, for PH-2 GPON PTMP network tie-in connection with PH-1A | 96 Core Single Mode [SM] fiber optic Cable (9/125 µm) LSZH, for PH-2 GPON PTMP network tie-in connection with PH-1A | Approved
ORA ZED-Ph 2-Pkgs A&D | CLI.CON-000001 |  |  | Approved
ORA ZED-Ph 2-Pkgs A&D | CLI.CON-000001 | Podium D 7 - 12 Core Single Mode [SM] fiber optic Cable (9/125 µm) LSZH, from PH-1A core switches in cabinet hall to PH-2 distribution switches in main telecom room / ODF room | 12 Core Single Mode [SM] fiber optic Cable (9/125 µm) LSZH, from PH-1A core switches in cabinet hall to PH-2 distribution switches in main telecom room / ODF room | Approved
ORA ZED-Ph 2-Pkgs A&D | CLI.CON-000001 |  |  | Approved
ORA ZED-Ph 2-Pkgs A&D | CLI.CON-000001 | Podium D 8 - Single [UTP] outlet with one RJ45 cat [6] Jack for data outlet. | Single [UTP] outlet with one RJ45 cat [6] Jack for data outlet. | Approved
ORA ZED-Ph 2-Pkgs A&D | CLI.CON-000001 |  |  | Approved
ORA ZED-Ph 2-Pkgs A&D | CLI.CON-000001 | Podium D 9 - Single [UTP] outlet with one RJ45 cat [6] Jack for wall mounted telephone outlet. | Single [UTP] outlet with one RJ45 cat [6] Jack for wall mounted telephone outlet. | Approved
ORA ZED-Ph 2-Pkgs A&D | CLI.CON-000001 |  |  | Approved
ORA ZED-Ph 2-Pkgs A&D | CLI.CON-000001 | Podium D 10 - Dual [UTP] outlet loaded with two RJ45 cat [6] Jacks for WIFI access points wall mounted outdoor type | Dual [UTP] outlet loaded with two RJ45 cat [6] Jacks for WIFI access points wall mounted outdoor type | Approved
ORA ZED-Ph 2-Pkgs A&D | CLI.CON-000001 |  |  | Approved
ORA ZED-Ph 2-Pkgs A&D | CLI.CON-000001 | Podium D 11 - Single [UTP] outlet loaded with one RJ45 CAT [6] Jack for IP CCTV system ceiling mounted indoor type. | Single [UTP] outlet loaded with one RJ45 CAT [6] Jack for IP CCTV system ceiling mounted indoor type. | Approved
ORA ZED-Ph 2-Pkgs A&D | CLI.CON-000001 | E08 4 - 20 mm | 20 mm | Approved
ORA ZED-Ph 2-Pkgs A&D | CLI.CON-000001 |  |  | Approved
ORA ZED-Ph 2-Pkgs A&D | CLI.CON-000001 | E08 5 - 25 mm | 25 mm | Approved
ORA ZED-Ph 2-Pkgs A&D | CLI.CON-000001 |  |  | Approved
ORA ZED-Ph 2-Pkgs A&D | CLI.CON-000001 | E08 6 - 32 mm | 32 mm | Approved
ORA ZED-Ph 2-Pkgs A&D | CLI.CON-000001 |  |  | Approved
ORA ZED-Ph 2-Pkgs A&D | CLI.CON-000001 | E08 7 - 25 mm | 25 mm | Approved
ORA ZED-Ph 2-Pkgs A&D | CLI.CON-000001 |  |  | Approved
ORA ZED-Ph 2-Pkgs A&D | CLI.CON-000001 | E08 8 - 32 mm | 32 mm | Approved
ORA ZED-Ph 2-Pkgs A&D | CLI.CON-000001 |  |  | Approved
ORA ZED-Ph 2-Pkgs A&D | CLI.CON-000001 | Podium D 1 - 25mm | 25mm | Approved
ORA ZED-Ph 2-Pkgs A&D | CLI.CON-000001 |  |  | Approved
ORA ZED-Ph 2-Pkgs A&D | CLI.CON-000001 | Podium D 2 - 32mm | 32mm | Approved
ORA ZED-Ph 2-Pkgs A&D | CLI.CON-000001 |  |  | Approved
ORA ZED-Ph 2-Pkgs A&D | CLI.CON-000001 | Podium D 3 - 40mm | 40mm | Approved
ORA ZED-Ph 2-Pkgs A&D | CLI.CON-000001 |  |  | Approved
ORA ZED-Ph 2-Pkgs A&D | CLI.CON-000001 | Podium D 4 - 50mm | 50mm | Approved
ORA ZED-Ph 2-Pkgs A&D | CLI.CON-000001 |  |  | Approved
ORA ZED-Ph 2-Pkgs A&D | CLI.CON-000001 | Podium D 5 - 80 mm | 80 mm | Approved
ORA ZED-Ph 2-Pkgs A&D | CLI.CON-000001 |  |  | Approved
ORA ZED-Ph 2-Pkgs A&D | CLI.CON-000001 | Podium D 6 - 100mm | 100mm | Approved
ORA ZED-Ph 2-Pkgs A&D | CLI.CON-000001 |  |  | Approved
ORA ZED-Ph 2-Pkgs A&D | CLI.CON-000001 | Podium D 7 - 150mm | 150mm | Approved
ORA ZED-Ph 2-Pkgs A&D | CLI.CON-000001 |  |  | Approved
ORA ZED-Ph 2-Pkgs A&D | CLI.CON-000001 | Podium D 8 - 150 mm | 150 mm | Approved
ORA ZED-Ph 2-Pkgs A&D | CLI.CON-000001 |  |  | Approved
ORA ZED-Ph 2-Pkgs A&D | CLI.CON-000001 | Podium D 9 - Pressure Gauge | Pressure Gauge | Approved
ORA ZED-Ph 2-Pkgs A&D | CLI.CON-000001 |  |  | Approved
ORA ZED-Ph 2-Pkgs A&D | CLI.CON-000001 | Podium D 10 - 150 mm | 150 mm | Approved
ORA ZED-Ph 2-Pkgs A&D | CLI.CON-000001 |  |  | Approved
ORA ZED-Ph 2-Pkgs A&D | CLI.CON-000001 | Podium D 11 - 80mm | 80mm | Approved
ORA ZED-Ph 2-Pkgs A&D | CLI.CON-000001 |  |  | Approved
ORA ZED-Ph 2-Pkgs A&D | CLI.CON-000001 | Podium D 12 - 100mm | 100mm | Approved
ORA ZED-Ph 2-Pkgs A&D | CLI.CON-000001 |  |  | Approved
ORA ZED-Ph 2-Pkgs A&D | CLI.CON-000001 | Podium D 1 - 100 mm | 100 mm | Approved
ORA ZED-Ph 2-Pkgs A&D | CLI.CON-000001 |  |  | Approved
ORA ZED-Ph 2-Pkgs A&D | CLI.CON-000001 | Podium D 2 - 100 mm | 100 mm | Approved
ORA ZED-Ph 2-Pkgs A&D | CLI.CON-000001 | E08 10 - (1 x 16) mm2 ECC. | (1 x 16) mm2 ECC. | Approved
ORA ZED-Ph 2-Pkgs A&D | CLI.CON-000001 |  |  | Approved
ORA ZED-Ph 2-Pkgs A&D | CLI.CON-000001 | E08 11 - (1 x 25) mm2 ECC. | (1 x 25) mm2 ECC. | Approved
ORA ZED-Ph 2-Pkgs A&D | CLI.CON-000001 |  |  | Approved
ORA ZED-Ph 2-Pkgs A&D | CLI.CON-000001 | E08 12 - (1 x 35) mm2 ECC. | (1 x 35) mm2 ECC. | Approved
ORA ZED-Ph 2-Pkgs A&D | CLI.CON-000001 |  |  | Approved
ORA ZED-Ph 2-Pkgs A&D | CLI.CON-000001 | Podium D 1 - (4 x 10) mm2. | (4 x 10) mm2. | Approved
ORA ZED-Ph 2-Pkgs A&D | CLI.CON-000001 |  |  | Approved
ORA ZED-Ph 2-Pkgs A&D | CLI.CON-000001 | Podium D 2 - (4 x 16) mm2. | (4 x 16) mm2. | Approved
ORA ZED-Ph 2-Pkgs A&D | CLI.CON-000001 |  |  | Approved
ORA ZED-Ph 2-Pkgs A&D | CLI.CON-000001 | Podium D 3 - (4 x 25) mm2. | (4 x 25) mm2. | Approved
ORA ZED-Ph 2-Pkgs A&D | CLI.CON-000001 |  |  | Approved
ORA ZED-Ph 2-Pkgs A&D | CLI.CON-000001 | Podium D 4 - (4 x 35) mm2. | (4 x 35) mm2. | Approved
ORA ZED-Ph 2-Pkgs A&D | CLI.CON-000001 |  |  | Approved
ORA ZED-Ph 2-Pkgs A&D | CLI.CON-000001 | Podium D 5 - (4 x 50) mm2. | (4 x 50) mm2. | Approved
ORA ZED-Ph 2-Pkgs A&D | CLI.CON-000001 |  |  | Approved
ORA ZED-Ph 2-Pkgs A&D | CLI.CON-000001 | Podium D 6 - (3.5 x 70) mm2. | (3.5 x 70) mm2. | Approved
ORA ZED-Ph 2-Pkgs A&D | CLI.CON-000001 |  |  | Approved
ORA ZED-Ph 2-Pkgs A&D | CLI.CON-000001 | Podium D 7 - (4 x 70) mm2. | (4 x 70) mm2. | Approved
ORA ZED-Ph 2-Pkgs A&D | CLI.CON-000001 |  |  | Approved
ORA ZED-Ph 2-Pkgs A&D | CLI.CON-000001 | Podium D 8 - (4 x 150) mm2. | (4 x 150) mm2. | Approved
ORA ZED-Ph 2-Pkgs A&D | CLI.CON-000001 |  |  | Approved
ORA ZED-Ph 2-Pkgs A&D | CLI.CON-000001 | Podium D 9 - (3.5 x 95)mm2. | (3.5 x 95)mm2. | Approved
ORA ZED-Ph 2-Pkgs A&D | CLI.CON-000001 |  |  | Approved
ORA ZED-Ph 2-Pkgs A&D | CLI.CON-000001 | Podium D 10 - (3.5 x 120)mm2. | (3.5 x 120)mm2. | Approved
ORA ZED-Ph 2-Pkgs A&D | CLI.CON-000001 |  |  | Approved
ORA ZED-Ph 2-Pkgs A&D | CLI.CON-000001 | Podium D 11 - (3.5 x 150)mm2. | (3.5 x 150)mm2. | Approved
ORA ZED-Ph 2-Pkgs A&D | CLI.CON-000001 |  |  | Approved
ORA ZED-Ph 2-Pkgs A&D | CLI.CON-000001 | Podium D 12 - (3.5 x 185)mm2. | (3.5 x 185)mm2. | Approved
ORA ZED-Ph 2-Pkgs A&D | CLI.CON-000001 |  |  | Approved
ORA ZED-Ph 2-Pkgs A&D | CLI.CON-000001 | Podium D 13 - (3.5 x 240)mm2. | (3.5 x 240)mm2. | Approved
ORA ZED-Ph 2-Pkgs A&D | CLI.CON-000001 |  |  | Approved
ORA ZED-Ph 2-Pkgs A&D | CLI.CON-000001 | Podium D 71 - UPP-E06-07 | UPP-E06-07 | Approved
ORA ZED-Ph 2-Pkgs A&D | CLI.CON-000001 |  |  | Approved
ORA ZED-Ph 2-Pkgs A&D | CLI.CON-000001 | Podium D 72 - UPP-E06-12 | UPP-E06-12 | Approved
ORA ZED-Ph 2-Pkgs A&D | CLI.CON-000001 |  |  | Approved
ORA ZED-Ph 2-Pkgs A&D | CLI.CON-000001 | Podium D 73 - UPP-E07-03 | UPP-E07-03 | Approved
ORA ZED-Ph 2-Pkgs A&D | CLI.CON-000001 |  |  | Approved
ORA ZED-Ph 2-Pkgs A&D | CLI.CON-000001 | Podium D 74 - UPP-E07-04 | UPP-E07-04 | Approved
ORA ZED-Ph 2-Pkgs A&D | CLI.CON-000001 |  |  | Approved
ORA ZED-Ph 2-Pkgs A&D | CLI.CON-000001 | Podium D 75 - UPP-E07-10 | UPP-E07-10 | Approved
ORA ZED-Ph 2-Pkgs A&D | CLI.CON-000001 |  |  | Approved
ORA ZED-Ph 2-Pkgs A&D | CLI.CON-000001 | Podium D 76 - UPP-E07-11 | UPP-E07-11 | Approved
ORA ZED-Ph 2-Pkgs A&D | CLI.CON-000001 |  |  | Approved
ORA ZED-Ph 2-Pkgs A&D | CLI.CON-000001 | Podium D 77 - UPP-E08-01 | UPP-E08-01 | Approved
ORA ZED-Ph 2-Pkgs A&D | CLI.CON-000001 |  |  | Approved
ORA ZED-Ph 2-Pkgs A&D | CLI.CON-000001 | Podium D 78 - UPP-E08-06 | UPP-E08-06 | Approved
ORA ZED-Ph 2-Pkgs A&D | CLI.CON-000001 |  |  | Approved
ORA ZED-Ph 2-Pkgs A&D | CLI.CON-000001 | E05 1 - Socket outlet with 3(1x4) mm2 . | Socket outlet with 3(1x4) mm2 . | Approved
ORA ZED-Ph 2-Pkgs A&D | CLI.CON-000001 |  |  | Approved
ORA ZED-Ph 2-Pkgs A&D | CLI.CON-000001 | E05 2 - Power Socket outlet with 3(1x4) mm2 . | Power Socket outlet with 3(1x4) mm2 . | Approved
ORA ZED-Ph 2-Pkgs A&D | CLI.CON-000001 |  |  | Approved
ORA ZED-Ph 2-Pkgs A&D | CLI.CON-000001 | E05 3 - Power Socket outlet with 3(1x6) mm2 . | Power Socket outlet with 3(1x6) mm2 . | Approved
ORA ZED-Ph 2-Pkgs A&D | CLI.CON-000001 |  |  | Approved
ORA ZED-Ph 2-Pkgs A&D | CLI.CON-000001 | E05 4 - Electrical outlet for exhaust fans. with 3(1x4) mm2 | Electrical outlet for exhaust fans. with 3(1x4) mm2 | Approved
ORA ZED-Ph 2-Pkgs A&D | CLI.CON-000001 |  |  | Approved
ORA ZED-Ph 2-Pkgs A&D | CLI.CON-000001 | E05 5 - JUNCTION BOX with 3(1x4) mm2 . | JUNCTION BOX with 3(1x4) mm2 . | Approved
ORA ZED-Ph 2-Pkgs A&D | CLI.CON-000001 |  |  | Approved
ORA ZED-Ph 2-Pkgs A&D | CLI.CON-000001 | E05 6 - Ditto, but for load break switch outlet with 3(1x4) mm2 . | Ditto, but for load break switch outlet with 3(1x4) mm2 . | Approved
ORA ZED-Ph 2-Pkgs A&D | CLI.CON-000001 |  |  | Approved
ORA ZED-Ph 2-Pkgs A&D | CLI.CON-000001 | E05 7 - Ditto, but for load break switch outlet with 3(1x10) mm2 . | Ditto, but for load break switch outlet with 3(1x10) mm2 . | Approved
ORA ZED-Ph 2-Pkgs A&D | CLI.CON-000001 |  |  | Approved
ORA ZED-Ph 2-Pkgs A&D | CLI.CON-000001 | E05 8 - Socket type SO1. | Socket type SO1. | Approved
ORA ZED-Ph 2-Pkgs A&D | CLI.CON-000001 |  |  | Approved
ORA ZED-Ph 2-Pkgs A&D | CLI.CON-000001 | E05 9 - Socket type SO2 | Socket type SO2 | Approved
ORA ZED-Ph 2-Pkgs A&D | CLI.CON-000001 |  |  | Approved
ORA ZED-Ph 2-Pkgs A&D | CLI.CON-000001 | E07 Floor under HDF , size 300 x300 x 9 mm. Terrazo | Floor under HDF , size 300 x300 x 9 mm. | Approved
ORA ZED-Ph 2-Pkgs A&D | CLI.CON-000001 |  |  | Approved
ORA ZED-Ph 2-Pkgs A&D | CLI.CON-000001 | E08 1-Floor, size 400 x 400 x 20 mm. Terrazo | Floor, size 400 x 400 x 20 mm. | Approved
ORA ZED-Ph 2-Pkgs A&D | CLI.CON-000001 |  |  | Approved
ORA ZED-Ph 2-Pkgs A&D | CLI.CON-000001 | E08 2-Floor, size 400 x 400 x 20 mm. Terrazo | Floor, size 400 x 400 x 20 mm. | Approved
ORA ZED-Ph 2-Pkgs A&D | CLI.CON-000001 |  |  | Approved
ORA ZED-Ph 2-Pkgs A&D | CLI.CON-000001 | E08 Floor under HDF , size 300 x300 x 9 mm. Terrazo | Floor under HDF , size 300 x300 x 9 mm. | Approved
ORA ZED-Ph 2-Pkgs A&D | CLI.CON-000001 |  |  | Approved
ORA ZED-Ph 2-Pkgs A&D | CLI.CON-000001 | Podium A Floor, size 400 x 400 x 20 mm. Terrazo | Floor, size 400 x 400 x 20 mm. | Approved
ORA ZED-Ph 2-Pkgs A&D | CLI.CON-000001 |  |  | Approved
ORA ZED-Ph 2-Pkgs A&D | CLI.CON-000001 | E05 11- Floor (F9) - 100mm Ceramic | Floor (F9) - 100mm | Approved
ORA ZED-Ph 2-Pkgs A&D | CLI.CON-000001 |  |  | Approved
ORA ZED-Ph 2-Pkgs A&D | CLI.CON-000001 | E05 12- Floor (F9) - 160mm Ceramic | Floor (F9) - 160mm | Approved
ORA ZED-Ph 2-Pkgs A&D | CLI.CON-000001 |  |  | Approved
ORA ZED-Ph 2-Pkgs A&D | CLI.CON-000001 | E05 13- Floor (F9) - 200mm Ceramic | Floor (F9) - 200mm | Approved
ORA ZED-Ph 2-Pkgs A&D | CLI.CON-000001 |  |  | Approved
ORA ZED-Ph 2-Pkgs A&D | CLI.CON-000001 | E06 11- Floor (F9) - 100mm Ceramic | Floor (F9) - 100mm | Approved
ORA ZED-Ph 2-Pkgs A&D | CLI.CON-000001 |  |  | Approved
ORA ZED-Ph 2-Pkgs A&D | CLI.CON-000001 | E06 12- Floor (F9) - 160 Ceramic | Floor (F9) - 160 | Approved
ORA ZED-Ph 2-Pkgs A&D | CLI.CON-000001 |  |  | Approved
ORA ZED-Ph 2-Pkgs A&D | CLI.CON-000001 | E06 13- Floor (F9) - 200mm Ceramic | Floor (F9) - 200mm | Approved
ORA ZED-Ph 2-Pkgs A&D | CLI.CON-000001 |  |  | Approved
ORA ZED-Ph 2-Pkgs A&D | CLI.CON-000001 | E07 11- Floor (F9) - 100mm Ceramic | Floor (F9) - 100mm | Approved
ORA ZED-Ph 2-Pkgs A&D | CLI.CON-000001 |  |  | Approved
ORA ZED-Ph 2-Pkgs A&D | CLI.CON-000001 | E07 12- Floor (F9) - 160 mm Ceramic | Floor (F9) - 160 mm | Approved
ORA ZED-Ph 2-Pkgs A&D | CLI.CON-000001 |  |  | Approved
ORA ZED-Ph 2-Pkgs A&D | CLI.CON-000001 | E07 13- Floor (F9) - 200mm Ceramic | Floor (F9) - 200mm | Approved
ORA ZED-Ph 2-Pkgs A&D | CLI.CON-000001 |  |  | Approved
ORA ZED-Ph 2-Pkgs A&D | CLI.CON-000001 | E08 11- Floor (F9) - 100mm Ceramic | Floor (F9) - 100mm | Approved
ORA ZED-Ph 2-Pkgs A&D | CLI.CON-000001 |  |  | Approved
ORA ZED-Ph 2-Pkgs A&D | CLI.CON-000001 | E08 12- Floor (F9) - 160mm Ceramic | Floor (F9) - 160mm | Approved
ORA ZED-Ph 2-Pkgs A&D | CLI.CON-000001 |  |  | Approved
ORA ZED-Ph 2-Pkgs A&D | CLI.CON-000001 | E08 13- Floor (F9) - 200mm Ceramic | Floor (F9) - 200mm | Approved
ORA ZED-Ph 2-Pkgs A&D | CLI.CON-000001 |  |  | Approved
ORA ZED-Ph 2-Pkgs A&D | CLI.CON-000001 | E05 Light Weight Concrete for toilets, 240 mm thick. Concrete | Light Weight Concrete for toilets, 240 mm thick. | Approved
ORA ZED-Ph 2-Pkgs A&D | CLI.CON-000001 |  |  | Approved
ORA ZED-Ph 2-Pkgs A&D | CLI.CON-000001 | E05 Light Weight Concrete, 300 mm thick. Concrete | Light Weight Concrete, 300 mm thick. | Approved
ORA ZED-Ph 2-Pkgs A&D | CLI.CON-000001 |  |  | Approved
ORA ZED-Ph 2-Pkgs A&D | CLI.CON-000001 |  |  | Approved
ORA ZED-Ph 2-Pkgs A&D | CLI.CON-000001 | E07 6 - Size 950*550 | Size 950*550 | Approved
ORA ZED-Ph 2-Pkgs A&D | CLI.CON-000001 |  |  | Approved
ORA ZED-Ph 2-Pkgs A&D | CLI.CON-000001 | E07 7 - Size 950*550 | Size 950*550 | Approved
ORA ZED-Ph 2-Pkgs A&D | CLI.CON-000001 |  |  | Approved
ORA ZED-Ph 2-Pkgs A&D | CLI.CON-000001 | E07 8 - Size 1650*1200 | Size 1650*1200 | Approved
ORA ZED-Ph 2-Pkgs A&D | CLI.CON-000001 |  |  | Approved
ORA ZED-Ph 2-Pkgs A&D | CLI.CON-000001 | E07 9 - Size 550*700 | Size 550*700 | Approved
ORA ZED-Ph 2-Pkgs A&D | CLI.CON-000001 |  |  | Approved
ORA ZED-Ph 2-Pkgs A&D | CLI.CON-000001 | E07 10 - Size 1650*900 | Size 1650*900 | Approved
ORA ZED-Ph 2-Pkgs A&D | CLI.CON-000001 |  |  | Approved
ORA ZED-Ph 2-Pkgs A&D | CLI.CON-000001 | E07 11 - Size 900*750 | Size 900*750 | Approved
ORA ZED-Ph 2-Pkgs A&D | CLI.CON-000001 |  |  | Approved
ORA ZED-Ph 2-Pkgs A&D | CLI.CON-000001 | E07 12 - Size 1500*3750 | Size 1500*3750 | Approved
ORA ZED-Ph 2-Pkgs A&D | CLI.CON-000001 |  |  | Approved
ORA ZED-Ph 2-Pkgs A&D | CLI.CON-000001 | E07 13 - Size 2000*2400 | Size 2000*2400 | Approved
ORA ZED-Ph 2-Pkgs A&D | CLI.CON-000001 |  |  | Approved
ORA ZED-Ph 2-Pkgs A&D | CLI.CON-000001 | E08 1 - Type "21", size 800 x 2200 mm, fire rated (60min), hardware set (HW07). | Type "21", size 800 x 2200 mm, fire rated (60min), hardware set (HW07). | Approved
ORA ZED-Ph 2-Pkgs A&D | CLI.CON-000001 |  |  | Approved
ORA ZED-Ph 2-Pkgs A&D | CLI.CON-000001 | E08 2 - Type "21", size 800 x 2200 mm, fire rated (90min), hardware set (HW14). | Type "21", size 800 x 2200 mm, fire rated (90min), hardware set (HW14). | Approved
ORA ZED-Ph 2-Pkgs A&D | CLI.CON-000001 |  |  | Approved
ORA ZED-Ph 2-Pkgs A&D | CLI.CON-000001 | E08 3 - Type "22", size 600 x 2100 mm, fire rated (60min), hardware set (HW11). | Type "22", size 600 x 2100 mm, fire rated (60min), hardware set (HW11). | Approved
ORA ZED-Ph 2-Pkgs A&D | CLI.CON-000001 |  |  | Approved
ORA ZED-Ph 2-Pkgs A&D | CLI.CON-000001 | E08 4 - Type "22", size 600 x 2100 mm, fire rated (90min), hardware set (HW11). | Type "22", size 600 x 2100 mm, fire rated (90min), hardware set (HW11). | Approved
ORA ZED-Ph 2-Pkgs A&D | CLI.CON-000001 |  |  | Approved
ORA ZED-Ph 2-Pkgs A&D | CLI.CON-000001 | E08 5 - Type "27", size 1100 x 2200 mm, fire rated (90min), hardware set (HW06). | Type "27", size 1100 x 2200 mm, fire rated (90min), hardware set (HW06). | Approved
ORA ZED-Ph 2-Pkgs A&D | CLI.CON-000001 |  |  | Approved
ORA ZED-Ph 2-Pkgs A&D | CLI.CON-000001 | E08 6 - Type "27", size 1100 x 2200 mm, fire rated (90min), hardware set (HW12). | Type "27", size 1100 x 2200 mm, fire rated (90min), hardware set (HW12). | Approved
ORA ZED-Ph 2-Pkgs A&D | CLI.CON-000001 |  |  | Approved
ORA ZED-Ph 2-Pkgs A&D | CLI.CON-000001 | E08 7 - Type "31", size 700 x 2100 mm, fire rated ( 60min), hardware set (HW07 ). | Type "31", size 700 x 2100 mm, fire rated ( 60min), hardware set (HW07 ). | Approved
ORA ZED-Ph 2-Pkgs A&D | CLI.CON-000001 |  |  | Approved
ORA ZED-Ph 2-Pkgs A&D | CLI.CON-000001 | E08 1 - size 300 x 600 mm fire rated (1.5hr). | size 300 x 600 mm fire rated (1.5hr). | Approved
ORA ZED-Ph 2-Pkgs A&D | CLI.CON-000001 |  |  | Approved
ORA ZED-Ph 2-Pkgs A&D | CLI.CON-000001 | E06 4 - Roof, 50 mm thick. | Roof, 50 mm thick. | Approved
ORA ZED-Ph 2-Pkgs A&D | CLI.CON-000001 |  |  | Approved
ORA ZED-Ph 2-Pkgs A&D | CLI.CON-000001 | E07 4 - Roof, 50 mm thick. | Roof, 50 mm thick. | Approved
ORA ZED-Ph 2-Pkgs A&D | CLI.CON-000001 |  |  | Approved
ORA ZED-Ph 2-Pkgs A&D | CLI.CON-000001 | E08 4 - Roof, 50 mm thick. | Roof, 50 mm thick. | Approved
ORA ZED-Ph 2-Pkgs A&D | CLI.CON-000001 |  |  | Approved
ORA ZED-Ph 2-Pkgs A&D | CLI.CON-000001 | Podium A 1 - - surface contact with soil - Inner surfaces of Raft and column necks - any other required items as per Drawings and Specifications. ) - Refer to Structural details Dwgs. - including items mentioned in "Method of Measurements". | - surface contact with soil - Inner surfaces of Raft and column necks - any other required items as per Drawings and Specifications. ) - Refer to Structural details Dwgs. - including items mentioned in "Method of Measurements". | Approved
ORA ZED-Ph 2-Pkgs A&D | CLI.CON-000001 |  |  | Approved
ORA ZED-Ph 2-Pkgs A&D | CLI.CON-000001 | Podium A 1 - 400 micron thick. Under slab on grade | 400 micron thick. Under slab on grade | Approved
ORA ZED-Ph 2-Pkgs A&D | CLI.CON-000001 |  |  | Approved
ORA ZED-Ph 2-Pkgs A&D | CLI.CON-000001 | Podium D 1 - - surface contact with soil - Inner surfaces of Raft and column necks - any other required items as per Drawings and Specifications. ) - Refer to Structural details Dwgs. - including items mentioned in "Method of Measurements". | - surface contact with soil - Inner surfaces of Raft and column necks - any other required items as per Drawings and Specifications. ) - Refer to Structural details Dwgs. - including items mentioned in "Method of Measurements". | Approved
ORA ZED-Ph 2-Pkgs A&D | CLI.CON-000001 |  |  | Approved
ORA ZED-Ph 2-Pkgs A&D | CLI.CON-000001 | Podium D 1 - 400 micron thick. Under slab on grade | 400 micron thick. Under slab on grade | Approved
ORA ZED-Ph 2-Pkgs A&D | CLI.CON-000001 |  |  | Approved
ORA ZED-Ph 2-Pkgs A&D | CLI.CON-000001 | E05 1 - Walls Code W1-D | Walls Code W1-D | Approved
ORA ZED-Ph 2-Pkgs A&D | CLI.CON-000001 |  |  | Approved
ORA ZED-Ph 2-Pkgs A&D | CLI.CON-000001 | E05 2 - Ceiling Code C1 | Ceiling Code C1 | Approved
ORA ZED-Ph 2-Pkgs A&D | CLI.CON-000001 |  |  | Approved
ORA ZED-Ph 2-Pkgs A&D | CLI.CON-000001 | E05 3 - Ceiling Code C2. | Ceiling Code C2. | Approved
ORA ZED-Ph 2-Pkgs A&D | CLI.CON-000001 |  |  | Approved
ORA ZED-Ph 2-Pkgs A&D | CLI.CON-000001 | E05 4 - Walls, code W1-D. | Walls, code W1-D. | Approved
ORA ZED-Ph 2-Pkgs A&D | CLI.CON-000001 |  |  | Approved
ORA ZED-Ph 2-Pkgs A&D | CLI.CON-000001 | E05 5 - Walls, code W2. | Walls, code W2. | Approved
ORA ZED-Ph 2-Pkgs A&D | CLI.CON-000001 |  |  | Approved
ORA ZED-Ph 2-Pkgs A&D | CLI.CON-000001 | E05 6 - Ceiling, Code C3 | Ceiling, Code C3 | Approved
ORA ZED-Ph 2-Pkgs A&D | CLI.CON-000001 |  |  | Approved
ORA ZED-Ph 2-Pkgs A&D | CLI.CON-000001 | E06 1 - Walls Code W1-D | Walls Code W1-D | Approved
ORA ZED-Ph 2-Pkgs A&D | CLI.CON-000001 |  |  | Approved
ORA ZED-Ph 2-Pkgs A&D | CLI.CON-000001 |  |  | Approved
ORA ZED-Ph 2-Pkgs A&D | CLI.CON-000001 | Podium D 9 - Wall mounted Alarm siren. | Wall mounted Alarm siren. | Approved
ORA ZED-Ph 2-Pkgs A&D | CLI.CON-000001 |  |  | Approved
ORA ZED-Ph 2-Pkgs A&D | CLI.CON-000001 | Podium D 10 - Outdoor Wall mounted Alarm siren. | Outdoor Wall mounted Alarm siren. | Approved
ORA ZED-Ph 2-Pkgs A&D | CLI.CON-000001 |  |  | Approved
ORA ZED-Ph 2-Pkgs A&D | CLI.CON-000001 | Podium D 11 - Monitor module. | Monitor module. | Approved
ORA ZED-Ph 2-Pkgs A&D | CLI.CON-000001 |  |  | Approved
ORA ZED-Ph 2-Pkgs A&D | CLI.CON-000001 | Podium D 12 - Outdoor Monitor module. | Outdoor Monitor module. | Approved
ORA ZED-Ph 2-Pkgs A&D | CLI.CON-000001 |  |  | Approved
ORA ZED-Ph 2-Pkgs A&D | CLI.CON-000001 | Podium D 13 - Control module. | Control module. | Approved
ORA ZED-Ph 2-Pkgs A&D | CLI.CON-000001 |  |  | Approved
ORA ZED-Ph 2-Pkgs A&D | CLI.CON-000001 | Podium D 14 - Outdoor Control module. | Outdoor Control module. | Approved
ORA ZED-Ph 2-Pkgs A&D | CLI.CON-000001 |  |  | Approved
ORA ZED-Ph 2-Pkgs A&D | CLI.CON-000001 | Podium D 15 - Signal control module. | Signal control module. | Approved
ORA ZED-Ph 2-Pkgs A&D | CLI.CON-000001 |  |  | Approved
ORA ZED-Ph 2-Pkgs A&D | CLI.CON-000001 | Podium D 16 - Conventional heat detector. | Conventional heat detector. | Approved
ORA ZED-Ph 2-Pkgs A&D | CLI.CON-000001 |  |  | Approved
ORA ZED-Ph 2-Pkgs A&D | CLI.CON-000001 | Podium D 17 - Zone monitor module for conventional heat detector | Zone monitor module for conventional heat detector | Approved
ORA ZED-Ph 2-Pkgs A&D | CLI.CON-000001 |  |  | Approved
ORA ZED-Ph 2-Pkgs A&D | CLI.CON-000001 | Podium D 18 - Fire fighter telephone | Fire fighter telephone | Approved
ORA ZED-Ph 2-Pkgs A&D | CLI.CON-000001 |  |  | Approved
ORA ZED-Ph 2-Pkgs A&D | CLI.CON-000001 | Podium D 19 - Fire Fighter telepghone control module | Fire Fighter telepghone control module | Approved
ORA ZED-Ph 2-Pkgs A&D | CLI.CON-000001 |  |  | Approved
ORA ZED-Ph 2-Pkgs A&D | CLI.CON-000001 | Podium D 20 - Single mode fiber optic cable for fire alarm loop network | Single mode fiber optic cable for fire alarm loop network | Approved
ORA ZED-Ph 2-Pkgs A&D | CLI.CON-000001 |  |  | Approved
ORA ZED-Ph 2-Pkgs A&D | CLI.CON-000001 | E05 1 - Provision for [Indoor][IP] fixed dome CCTV camera [2Mpixel]. | Provision for [Indoor][IP] fixed dome CCTV camera [2Mpixel]. | Approved
ORA ZED-Ph 2-Pkgs A&D | CLI.CON-000001 |  |  | Approved
ORA ZED-Ph 2-Pkgs A&D | CLI.CON-000001 | E05 2 - Provision for [outdoor][IP] fixed wall CCTV camera [2Mpixel]. | Provision for [outdoor][IP] fixed wall CCTV camera [2Mpixel]. | Approved
ORA ZED-Ph 2-Pkgs A&D | CLI.CON-000001 |  |  | Approved
ORA ZED-Ph 2-Pkgs A&D | CLI.CON-000001 | E05 3 - [Indoor][IP] fixed dome CCTV camera [2Mpixel]. | [Indoor][IP] fixed dome CCTV camera [2Mpixel]. | Approved
ORA ZED-Ph 2-Pkgs A&D | CLI.CON-000001 |  |  | Approved
ORA ZED-Ph 2-Pkgs A&D | CLI.CON-000001 | E05 4 - [outdoor][IP] fixed wall CCTV camera [2Mpixel]. | [outdoor][IP] fixed wall CCTV camera [2Mpixel]. | Approved
ORA ZED-Ph 2-Pkgs A&D | CLI.CON-000001 |  |  | Approved
ORA ZED-Ph 2-Pkgs A&D | CLI.CON-000001 |  |  | Approved
ORA ZED-Ph 2-Pkgs A&D | CLI.CON-000001 | Podium D 12 - Single [UTP] outlet loaded with one RJ45 CAT [6] Jack for IP CCTV system wall mounted indoor type. | Single [UTP] outlet loaded with one RJ45 CAT [6] Jack for IP CCTV system wall mounted indoor type. | Approved
ORA ZED-Ph 2-Pkgs A&D | CLI.CON-000001 |  |  | Approved
ORA ZED-Ph 2-Pkgs A&D | CLI.CON-000001 | Podium D 13 - Single [UTP] outlet loaded with one RJ45 CAT [6] Jack for IP CCTV system wall mounted outdoor type. | Single [UTP] outlet loaded with one RJ45 CAT [6] Jack for IP CCTV system wall mounted outdoor type. | Approved
ORA ZED-Ph 2-Pkgs A&D | CLI.CON-000001 |  |  | Approved
ORA ZED-Ph 2-Pkgs A&D | CLI.CON-000001 | Podium D 14 - Single [UTP] Indoor outlet loaded with one RJ45 CAT [6] Jack for IP door controller | Single [UTP] Indoor outlet loaded with one RJ45 CAT [6] Jack for IP door controller | Approved
ORA ZED-Ph 2-Pkgs A&D | CLI.CON-000001 |  |  | Approved
ORA ZED-Ph 2-Pkgs A&D | CLI.CON-000001 | Podium D 15 - Single [UTP] outlet loaded with one RJ45 CAT [6] Jack for BMS system | Single [UTP] outlet loaded with one RJ45 CAT [6] Jack for BMS system | Approved
ORA ZED-Ph 2-Pkgs A&D | CLI.CON-000001 |  |  | Approved
ORA ZED-Ph 2-Pkgs A&D | CLI.CON-000001 | Podium D 16 - Hot Dip Galvanized Steel cable trunk with cover size [200x100mm] split to [2 compartments 100x100 mm] for Landlord IT Network Copper cables /Landlord IT Network FO cables | Hot Dip Galvanized Steel cable trunk with cover size [200x100mm] split to [2 compartments 100x100 mm] for Landlord IT Network Copper cables /Landlord IT Network FO cables | Approved
ORA ZED-Ph 2-Pkgs A&D | CLI.CON-000001 |  |  | Approved
ORA ZED-Ph 2-Pkgs A&D | CLI.CON-000001 | Podium D 17 - Hot Dip Galvanized Steel cable trunk with cover size [200x100mm] for GPON FO Network | Hot Dip Galvanized Steel cable trunk with cover size [200x100mm] for GPON FO Network | Approved
ORA ZED-Ph 2-Pkgs A&D | CLI.CON-000001 |  |  | Approved
ORA ZED-Ph 2-Pkgs A&D | CLI.CON-000001 | Podium D 18 - Hot Dip Galvanized Steel cable trunk with cover size [200x100mm] for GSM Mobile Signal Boosting Network | Hot Dip Galvanized Steel cable trunk with cover size [200x100mm] for GSM Mobile Signal Boosting Network | Approved
ORA ZED-Ph 2-Pkgs A&D | CLI.CON-000001 |  |  | Approved
ORA ZED-Ph 2-Pkgs A&D | CLI.CON-000001 | Podium D 19 - Patch panel UTP RJ45 Cat [6] [24]port . | Patch panel UTP RJ45 Cat [6] [24]port . | Approved
ORA ZED-Ph 2-Pkgs A&D | CLI.CON-000001 |  |  | Approved
ORA ZED-Ph 2-Pkgs A&D | CLI.CON-000001 | Podium D 20 - Management panel (mounted in [TCs]). | Management panel (mounted in [TCs]). | Approved
ORA ZED-Ph 2-Pkgs A&D | CLI.CON-000001 |  |  | Approved
ORA ZED-Ph 2-Pkgs A&D | CLI.CON-000001 | Podium D 21 - Fiber optic patch panel [24] port loaded with [24] LC [OM4 MULTI-MODE] FO Connectors (mounted in [TCs]). | Fiber optic patch panel [24] port loaded with [24] LC [OM4 MULTI-MODE] FO Connectors (mounted in [TCs]). | Approved
ORA ZED-Ph 2-Pkgs A&D | CLI.CON-000001 |  |  | Approved
ORA ZED-Ph 2-Pkgs A&D | CLI.CON-000001 | Podium D 22 - Fiber optic patch panel [48] port loaded with [48] LC [OM4 MULTI-MODE] FO Connectors (mounted in [TCs]). | Fiber optic patch panel [48] port loaded with [48] LC [OM4 MULTI-MODE] FO Connectors (mounted in [TCs]). | Approved
ORA ZED-Ph 2-Pkgs A&D | CLI.CON-000001 |  |  | Approved
ORA ZED-Ph 2-Pkgs A&D | CLI.CON-000001 | Podium D 23 - Fiber optic patch panel [48] port loaded with [24] LC [Single] mode Connector For PTP network tie-in (mounted in [TCs]). | Fiber optic patch panel [48] port loaded with [24] LC [Single] mode Connector For PTP network tie-in (mounted in [TCs]). | Approved
ORA ZED-Ph 2-Pkgs A&D | CLI.CON-000001 |  |  | Approved
ORA ZED-Ph 2-Pkgs A&D | CLI.CON-000001 |  |  | Approved
ORA ZED-Ph 2-Pkgs A&D | CLI.CON-000001 | E05 1 - HVAC systems. | HVAC systems. | Approved
ORA ZED-Ph 2-Pkgs A&D | CLI.CON-000001 |  |  | Approved
ORA ZED-Ph 2-Pkgs A&D | CLI.CON-000001 | E06 1 - HVAC systems. | HVAC systems. | Approved
ORA ZED-Ph 2-Pkgs A&D | CLI.CON-000001 |  |  | Approved
ORA ZED-Ph 2-Pkgs A&D | CLI.CON-000001 | E07 1 - HVAC systems. | HVAC systems. | Approved
ORA ZED-Ph 2-Pkgs A&D | CLI.CON-000001 |  |  | Approved
ORA ZED-Ph 2-Pkgs A&D | CLI.CON-000001 | E08 1 - HVAC systems. | HVAC systems. | Approved
ORA ZED-Ph 2-Pkgs A&D | CLI.CON-000001 |  |  | Approved
ORA ZED-Ph 2-Pkgs A&D | CLI.CON-000001 | Podium D 1 - HVAC systems. | HVAC systems. | Approved
ORA ZED-Ph 2-Pkgs A&D | CLI.CON-000001 |  |  | Approved
ORA ZED-Ph 2-Pkgs A&D | CLI.CON-000001 | E05 1 - HVAC systems.instrumentation | HVAC systems. | Approved
ORA ZED-Ph 2-Pkgs A&D | CLI.CON-000001 |  |  | Approved
ORA ZED-Ph 2-Pkgs A&D | CLI.CON-000001 | E06 1 - HVAC systems.instrumentation | HVAC systems. | Approved
ORA ZED-Ph 2-Pkgs A&D | CLI.CON-000001 |  |  | Approved
ORA ZED-Ph 2-Pkgs A&D | CLI.CON-000001 | E07 1 - HVAC systems.instrumentation | HVAC systems. | Approved
ORA ZED-Ph 2-Pkgs A&D | CLI.CON-000001 |  |  | Approved
ORA ZED-Ph 2-Pkgs A&D | CLI.CON-000001 | E08 1 - HVAC systems.instrumentation | HVAC systems. | Approved
ORA ZED-Ph 2-Pkgs A&D | CLI.CON-000001 |  |  | Approved
ORA ZED-Ph 2-Pkgs A&D | CLI.CON-000001 | Podium D 1 - HVAC systems.instrumentation | HVAC systems. | Approved
ORA ZED-Ph 2-Pkgs A&D | CLI.CON-000001 |  |  | Approved
ORA ZED-Ph 2-Pkgs A&D | CLI.CON-000001 | Podium D 1 - Fuel Tank at above ground | Fuel Tank at above ground | Approved
ORA ZED-Ph 2-Pkgs A&D | CLI.CON-000001 |  |  | Approved
ORA ZED-Ph 2-Pkgs A&D | CLI.CON-000001 | Podium D 2 - Fuel Tank at underground | Fuel Tank at underground | Approved
ORA ZED-Ph 2-Pkgs A&D | CLI.CON-000001 |  |  | Approved
ORA ZED-Ph 2-Pkgs A&D | CLI.CON-000001 | Podium D 3 - 25mm | 25mm | Approved
ORA ZED-Ph 2-Pkgs A&D | CLI.CON-000001 |  |  | Approved
ORA ZED-Ph 2-Pkgs A&D | CLI.CON-000001 | Podium D 4 - 40mm | 40mm | Approved
ORA ZED-Ph 2-Pkgs A&D | CLI.CON-000001 |  |  | Approved
ORA ZED-Ph 2-Pkgs A&D | CLI.CON-000001 | Podium D 5 - 50mm | 50mm | Approved
ORA ZED-Ph 2-Pkgs A&D | CLI.CON-000001 |  |  | Approved
ORA ZED-Ph 2-Pkgs A&D | CLI.CON-000001 | Podium D 6 - 32mm | 32mm | Approved
ORA ZED-Ph 2-Pkgs A&D | CLI.CON-000001 |  |  | Approved
ORA ZED-Ph 2-Pkgs A&D | CLI.CON-000001 | Podium D 7 - 20 mm | 20 mm | Approved
ORA ZED-Ph 2-Pkgs A&D | CLI.CON-000001 |  |  | Approved
ORA ZED-Ph 2-Pkgs A&D | CLI.CON-000001 | Podium D 14 - (1 x 10) mm2 ECC. | (1 x 10) mm2 ECC. | Approved
ORA ZED-Ph 2-Pkgs A&D | CLI.CON-000001 |  |  | Approved
ORA ZED-Ph 2-Pkgs A&D | CLI.CON-000001 | Podium D 15 - (1 x 16) mm2 ECC. | (1 x 16) mm2 ECC. | Approved
ORA ZED-Ph 2-Pkgs A&D | CLI.CON-000001 |  |  | Approved
ORA ZED-Ph 2-Pkgs A&D | CLI.CON-000001 | Podium D 16 - (1 x35) mm2 ECC. | (1 x35) mm2 ECC. | Approved
ORA ZED-Ph 2-Pkgs A&D | CLI.CON-000001 |  |  | Approved
ORA ZED-Ph 2-Pkgs A&D | CLI.CON-000001 | Podium D 17 - (1 x 50) mm2 ECC. | (1 x 50) mm2 ECC. | Approved
ORA ZED-Ph 2-Pkgs A&D | CLI.CON-000001 |  |  | Approved
ORA ZED-Ph 2-Pkgs A&D | CLI.CON-000001 | Podium D 18 - (1 x 70) mm2 ECC. | (1 x 70) mm2 ECC. | Approved
ORA ZED-Ph 2-Pkgs A&D | CLI.CON-000001 |  |  | Approved
ORA ZED-Ph 2-Pkgs A&D | CLI.CON-000001 | Podium D 19 - (1 x 95) mm2 ECC. | (1 x 95) mm2 ECC. | Approved
ORA ZED-Ph 2-Pkgs A&D | CLI.CON-000001 |  |  | Approved
ORA ZED-Ph 2-Pkgs A&D | CLI.CON-000001 | Podium D 20 - (1 x 120) mm2 ECC. | (1 x 120) mm2 ECC. | Approved
ORA ZED-Ph 2-Pkgs A&D | CLI.CON-000001 |  |  | Approved
ORA ZED-Ph 2-Pkgs A&D | CLI.CON-000001 | Podium D 21 - (1 x 150) mm2 ECC. | (1 x 150) mm2 ECC. | Approved
ORA ZED-Ph 2-Pkgs A&D | CLI.CON-000001 |  |  | Approved
ORA ZED-Ph 2-Pkgs A&D | CLI.CON-000001 | Podium D 22 - (1 x 185) mm2 ECC. | (1 x 185) mm2 ECC. | Approved
ORA ZED-Ph 2-Pkgs A&D | CLI.CON-000001 |  |  | Approved
ORA ZED-Ph 2-Pkgs A&D | CLI.CON-000001 | Podium D 23 - (1 x 240) mm2 ECC. | (1 x 240) mm2 ECC. | Approved
ORA ZED-Ph 2-Pkgs A&D | CLI.CON-000001 |  |  | Approved
ORA ZED-Ph 2-Pkgs A&D | CLI.CON-000001 | Podium D 24 - (4x16) mm2 | (4x16) mm2 | Approved
ORA ZED-Ph 2-Pkgs A&D | CLI.CON-000001 |  |  | Approved
ORA ZED-Ph 2-Pkgs A&D | CLI.CON-000001 | Podium D 25 - (4x25) mm2 | (4x25) mm2 | Approved
ORA ZED-Ph 2-Pkgs A&D | CLI.CON-000001 |  |  | Approved
ORA ZED-Ph 2-Pkgs A&D | CLI.CON-000001 | Podium D 26 - (4x35) mm2 | (4x35) mm2 | Approved
ORA ZED-Ph 2-Pkgs A&D | CLI.CON-000001 |  |  | Approved
ORA ZED-Ph 2-Pkgs A&D | CLI.CON-000001 | Podium D 27 - (4x50) mm2 | (4x50) mm2 | Approved
ORA ZED-Ph 2-Pkgs A&D | CLI.CON-000001 |  |  | Approved
ORA ZED-Ph 2-Pkgs A&D | CLI.CON-000001 | Podium D 28 - (4x120) mm2 | (4x120) mm2 | Approved
ORA ZED-Ph 2-Pkgs A&D | CLI.CON-000001 |  |  | Approved
ORA ZED-Ph 2-Pkgs A&D | CLI.CON-000001 | Podium D 29 - (3.5x95) mm2 | (3.5x95) mm2 | Approved
ORA ZED-Ph 2-Pkgs A&D | CLI.CON-000001 |  |  | Approved
ORA ZED-Ph 2-Pkgs A&D | CLI.CON-000001 | Podium D 1 - Intelligent lighting system.(KNX) | Intelligent lighting system.(KNX) | Approved
ORA ZED-Ph 2-Pkgs A&D | CLI.CON-000001 | E05 10 - Socket type SO4 | Socket type SO4 | Approved
ORA ZED-Ph 2-Pkgs A&D | CLI.CON-000001 |  |  | Approved
ORA ZED-Ph 2-Pkgs A&D | CLI.CON-000001 | E05 11 - Socket type SO5 | Socket type SO5 | Approved
ORA ZED-Ph 2-Pkgs A&D | CLI.CON-000001 |  |  | Approved
ORA ZED-Ph 2-Pkgs A&D | CLI.CON-000001 | E05 12 - Socket type SO6 -20 A | Socket type SO6 -20 A | Approved
ORA ZED-Ph 2-Pkgs A&D | CLI.CON-000001 |  |  | Approved
ORA ZED-Ph 2-Pkgs A&D | CLI.CON-000001 | E05 13 - Socket type SO6 - 32 A | Socket type SO6 - 32 A | Approved
ORA ZED-Ph 2-Pkgs A&D | CLI.CON-000001 |  |  | Approved
ORA ZED-Ph 2-Pkgs A&D | CLI.CON-000001 | E05 14 - EO2 | EO2 | Approved
ORA ZED-Ph 2-Pkgs A&D | CLI.CON-000001 |  |  | Approved
ORA ZED-Ph 2-Pkgs A&D | CLI.CON-000001 | E05 15 - Type LBS 1 (20A) , 220V ,IP20 | Type LBS 1 (20A) , 220V ,IP20 | Approved
ORA ZED-Ph 2-Pkgs A&D | CLI.CON-000001 |  |  | Approved
ORA ZED-Ph 2-Pkgs A&D | CLI.CON-000001 | E05 16 - Type LBS 1 (25A) , 220V ,IP20 | Type LBS 1 (25A) , 220V ,IP20 | Approved
ORA ZED-Ph 2-Pkgs A&D | CLI.CON-000001 |  |  | Approved
ORA ZED-Ph 2-Pkgs A&D | CLI.CON-000001 | E05 17 - Type LBS 1 (40A) , 220V ,IP20 | Type LBS 1 (40A) , 220V ,IP20 | Approved
ORA ZED-Ph 2-Pkgs A&D | CLI.CON-000001 |  |  | Approved
ORA ZED-Ph 2-Pkgs A&D | CLI.CON-000001 | E05 18 - Type LBS 2 (20A) , 220V , IP65 | Type LBS 2 (20A) , 220V , IP65 | Approved
ORA ZED-Ph 2-Pkgs A&D | CLI.CON-000001 |  |  | Approved
ORA ZED-Ph 2-Pkgs A&D | CLI.CON-000001 | E05 19 - Type LBS 2 (25A) , 220V ,IP65 | Type LBS 2 (25A) , 220V ,IP65 | Approved
ORA ZED-Ph 2-Pkgs A&D | CLI.CON-000001 |  |  | Approved
ORA ZED-Ph 2-Pkgs A&D | CLI.CON-000001 | E05 20 - Type LBS 5 (20A) , 380V ,IP65 | Type LBS 5 (20A) , 380V ,IP65 | Approved
ORA ZED-Ph 2-Pkgs A&D | CLI.CON-000001 |  |  | Approved
ORA ZED-Ph 2-Pkgs A&D | CLI.CON-000001 | E05 21 - Type LBS 2 (40A) , 220V , IP65 | Type LBS 2 (40A) , 220V , IP65 | Approved
ORA ZED-Ph 2-Pkgs A&D | CLI.CON-000001 |  |  | Approved
ORA ZED-Ph 2-Pkgs A&D | CLI.CON-000001 | E05 22 - Type LBS 4 (32A) , 380V , IP65 | Type LBS 4 (32A) , 380V , IP65 | Approved
ORA ZED-Ph 2-Pkgs A&D | CLI.CON-000001 |  |  | Approved
ORA ZED-Ph 2-Pkgs A&D | CLI.CON-000001 | E05 24 - Indoor wiring for one lighting service outlet including wires 3(1x3) mm2, embedded upvc conduits, cable trays, junction boxes, and all necessary accessories from panel to lighting fixtures and switches outlet. | Indoor wiring for one lighting service outlet including wires 3(1x3) mm2, embedded upvc conduits, cable trays, junction boxes, and all necessary accessories from panel to lighting fixtures and switches outlet. | Approved
ORA ZED-Ph 2-Pkgs A&D | CLI.CON-000001 |  |  | Approved
ORA ZED-Ph 2-Pkgs A&D | CLI.CON-000001 | E05 25 - Indoor wiring for one lighting Appartment outlet including wires 3(1x3) mm2, embedded upvc conduits, cable trays, junction boxes, and all necessary accessories from panel to lighting fixtures and switches outlet. | Indoor wiring for one lighting Appartment outlet including wires 3(1x3) mm2, embedded upvc conduits, cable trays, junction boxes, and all necessary accessories from panel to lighting fixtures and switches outlet. | Approved
ORA ZED-Ph 2-Pkgs A&D | CLI.CON-000001 |  |  | Approved
ORA ZED-Ph 2-Pkgs A&D | CLI.CON-000001 | E05 1 - Switch type S1. | Switch type S1. | Approved
ORA ZED-Ph 2-Pkgs A&D | CLI.CON-000001 |  |  | Approved
ORA ZED-Ph 2-Pkgs A&D | CLI.CON-000001 | E05 2 - Switch type S2. | Switch type S2. | Approved
ORA ZED-Ph 2-Pkgs A&D | CLI.CON-000001 |  |  | Approved
ORA ZED-Ph 2-Pkgs A&D | CLI.CON-000001 | E05 3 - Switch type S4. | Switch type S4. | Approved
ORA ZED-Ph 2-Pkgs A&D | CLI.CON-000001 | E05 Light Weight Concrete, 100 mm thick. Concrete | Light Weight Concrete, 100 mm thick. | Approved
ORA ZED-Ph 2-Pkgs A&D | CLI.CON-000001 |  |  | Approved
ORA ZED-Ph 2-Pkgs A&D | CLI.CON-000001 | E05 Light Weight Concrete, 600 mm thick. Concrete | Light Weight Concrete, 600 mm thick. | Approved
ORA ZED-Ph 2-Pkgs A&D | CLI.CON-000001 |  |  | Approved
ORA ZED-Ph 2-Pkgs A&D | CLI.CON-000001 | E06 Light Weight Concrete for toilets, 240 mm thick. Concrete | Light Weight Concrete for toilets, 240 mm thick. | Approved
ORA ZED-Ph 2-Pkgs A&D | CLI.CON-000001 |  |  | Approved
ORA ZED-Ph 2-Pkgs A&D | CLI.CON-000001 | E06 Light Weight Concrete, 300 mm thick. Concrete | Light Weight Concrete, 300 mm thick. | Approved
ORA ZED-Ph 2-Pkgs A&D | CLI.CON-000001 |  |  | Approved
ORA ZED-Ph 2-Pkgs A&D | CLI.CON-000001 | E06 Light Weight Concrete, 100 mm thick. Concrete | Light Weight Concrete, 100 mm thick. | Approved
ORA ZED-Ph 2-Pkgs A&D | CLI.CON-000001 |  |  | Approved
ORA ZED-Ph 2-Pkgs A&D | CLI.CON-000001 | E06 Light Weight Concrete, 600 mm thick. Concrete | Light Weight Concrete, 600 mm thick. | Approved
ORA ZED-Ph 2-Pkgs A&D | CLI.CON-000001 |  |  | Approved
ORA ZED-Ph 2-Pkgs A&D | CLI.CON-000001 | E07 Light Weight Concrete for toilets, 240 mm thick. Concrete | Light Weight Concrete for toilets, 240 mm thick. | Approved
ORA ZED-Ph 2-Pkgs A&D | CLI.CON-000001 |  |  | Approved
ORA ZED-Ph 2-Pkgs A&D | CLI.CON-000001 | E07 Light Weight Concrete, 300 mm thick. Concrete | Light Weight Concrete, 300 mm thick. | Approved
ORA ZED-Ph 2-Pkgs A&D | CLI.CON-000001 |  |  | Approved
ORA ZED-Ph 2-Pkgs A&D | CLI.CON-000001 | E07 Light Weight Concrete, 100 mm thick. Concrete | Light Weight Concrete, 100 mm thick. | Approved
ORA ZED-Ph 2-Pkgs A&D | CLI.CON-000001 |  |  | Approved
ORA ZED-Ph 2-Pkgs A&D | CLI.CON-000001 | E07 Light Weight Concrete for air wells, 600 mm thick. Concrete | Light Weight Concrete for air wells, 600 mm thick. | Approved
ORA ZED-Ph 2-Pkgs A&D | CLI.CON-000001 |  |  | Approved
ORA ZED-Ph 2-Pkgs A&D | CLI.CON-000001 | E08 Light Weight Concrete for toilets, 240 mm thick. Concrete | Light Weight Concrete for toilets, 240 mm thick. | Approved
ORA ZED-Ph 2-Pkgs A&D | CLI.CON-000001 |  |  | Approved
ORA ZED-Ph 2-Pkgs A&D | CLI.CON-000001 | E08 Light Weight Concrete, 300 mm thick. Concrete | Light Weight Concrete, 300 mm thick. | Approved
ORA ZED-Ph 2-Pkgs A&D | CLI.CON-000001 |  |  | Approved
ORA ZED-Ph 2-Pkgs A&D | CLI.CON-000001 | E08 Light Weight Concrete, 100 mm thick. Concrete | Light Weight Concrete, 100 mm thick. | Approved
ORA ZED-Ph 2-Pkgs A&D | CLI.CON-000001 |  |  | Approved
ORA ZED-Ph 2-Pkgs A&D | CLI.CON-000001 | E08 Light Weight Concrete, 600 mm thick. Concrete | Light Weight Concrete, 600 mm thick. | Approved
ORA ZED-Ph 2-Pkgs A&D | CLI.CON-000001 |  |  | Approved
ORA ZED-Ph 2-Pkgs A&D | CLI.CON-000001 | Podium A Light Weight Concrete , 900 mm thick. Concrete | Light Weight Concrete , 900 mm thick. | Approved
ORA ZED-Ph 2-Pkgs A&D | CLI.CON-000001 |  |  | Approved
ORA ZED-Ph 2-Pkgs A&D | CLI.CON-000001 | Podium D Light Weight Concrete , 900 mm thick. Concrete | Light Weight Concrete , 900 mm thick. | Approved
ORA ZED-Ph 2-Pkgs A&D | CLI.CON-000001 |  |  | Approved
ORA ZED-Ph 2-Pkgs A&D | CLI.CON-000001 | E05 Skirting, 100 mm height. Terrazo | Skirting, 100 mm height. | Approved
ORA ZED-Ph 2-Pkgs A&D | CLI.CON-000001 |  |  | Approved
ORA ZED-Ph 2-Pkgs A&D | CLI.CON-000001 | E06 Skirting, 100 mm height. Terrazo | Skirting, 100 mm height. | Approved
ORA ZED-Ph 2-Pkgs A&D | CLI.CON-000001 |  |  | Approved
ORA ZED-Ph 2-Pkgs A&D | CLI.CON-000001 | E07 Skirting, 100 mm height. Terrazo | Skirting, 100 mm height. | Approved
ORA ZED-Ph 2-Pkgs A&D | CLI.CON-000001 |  |  | Approved
ORA ZED-Ph 2-Pkgs A&D | CLI.CON-000001 | E08 Skirting, 100 mm height. Terrazo | Skirting, 100 mm height. | Approved
ORA ZED-Ph 2-Pkgs A&D | CLI.CON-000001 |  |  | Approved
ORA ZED-Ph 2-Pkgs A&D | CLI.CON-000001 | E08 2 - Size 300 x 600 mm fire rated (1.5hr). | Size 300 x 600 mm fire rated (1.5hr). | Approved
ORA ZED-Ph 2-Pkgs A&D | CLI.CON-000001 |  |  | Approved
ORA ZED-Ph 2-Pkgs A&D | CLI.CON-000001 | E08 4 - Size 1100*500 | Size 1100*500 | Approved
ORA ZED-Ph 2-Pkgs A&D | CLI.CON-000001 |  |  | Approved
ORA ZED-Ph 2-Pkgs A&D | CLI.CON-000001 | E08 5 - Size 750*700 | Size 750*700 | Approved
ORA ZED-Ph 2-Pkgs A&D | CLI.CON-000001 |  |  | Approved
ORA ZED-Ph 2-Pkgs A&D | CLI.CON-000001 | E08 6 - Size 700*500 | Size 700*500 | Approved
ORA ZED-Ph 2-Pkgs A&D | CLI.CON-000001 |  |  | Approved
ORA ZED-Ph 2-Pkgs A&D | CLI.CON-000001 | E08 7 - Size 600*485 | Size 600*485 | Approved
ORA ZED-Ph 2-Pkgs A&D | CLI.CON-000001 |  |  | Approved
ORA ZED-Ph 2-Pkgs A&D | CLI.CON-000001 | E08 8 - Size 1650*1200 | Size 1650*1200 | Approved
ORA ZED-Ph 2-Pkgs A&D | CLI.CON-000001 |  |  | Approved
ORA ZED-Ph 2-Pkgs A&D | CLI.CON-000001 | E08 9 - Size 550*700 | Size 550*700 | Approved
ORA ZED-Ph 2-Pkgs A&D | CLI.CON-000001 |  |  | Approved
ORA ZED-Ph 2-Pkgs A&D | CLI.CON-000001 | E08 10 - Size 350*550 | Size 350*550 | Approved
ORA ZED-Ph 2-Pkgs A&D | CLI.CON-000001 |  |  | Approved
ORA ZED-Ph 2-Pkgs A&D | CLI.CON-000001 | E08 11 - Size 900*800 | Size 900*800 | Approved
ORA ZED-Ph 2-Pkgs A&D | CLI.CON-000001 |  |  | Approved
ORA ZED-Ph 2-Pkgs A&D | CLI.CON-000001 | E08 12 - Size 900*800 | Size 900*800 | Approved
ORA ZED-Ph 2-Pkgs A&D | CLI.CON-000001 |  |  | Approved
ORA ZED-Ph 2-Pkgs A&D | CLI.CON-000001 | E08 13 - Size 1500*3965 | Size 1500*3965 | Approved
ORA ZED-Ph 2-Pkgs A&D | CLI.CON-000001 |  |  | Approved
ORA ZED-Ph 2-Pkgs A&D | CLI.CON-000001 | Podium A 1 - Type "21", size 1000 x 2200 mm, fire rated (60min), hardware set (HW10). | Type "21", size 1000 x 2200 mm, fire rated (60min), hardware set (HW10). | Approved
ORA ZED-Ph 2-Pkgs A&D | CLI.CON-000001 |  |  | Approved
ORA ZED-Ph 2-Pkgs A&D | CLI.CON-000001 | Podium A 2 - Type "21", size 1000 x 2200 mm, fire rated (60min), hardware set (HW07). | Type "21", size 1000 x 2200 mm, fire rated (60min), hardware set (HW07). | Approved
ORA ZED-Ph 2-Pkgs A&D | CLI.CON-000001 |  |  | Approved
ORA ZED-Ph 2-Pkgs A&D | CLI.CON-000001 | Podium A 3 - Type "21", size 1000 x 2200 mm, fire rated (1.5hr), hardware set (HW07). | Type "21", size 1000 x 2200 mm, fire rated (1.5hr), hardware set (HW07). | Approved
ORA ZED-Ph 2-Pkgs A&D | CLI.CON-000001 |  |  | Approved
ORA ZED-Ph 2-Pkgs A&D | CLI.CON-000001 | Podium A 4 - Type "22", size 800 x 2100 mm, fire rated (60min), hardware set (HW11). | Type "22", size 800 x 2100 mm, fire rated (60min), hardware set (HW11). | Approved
ORA ZED-Ph 2-Pkgs A&D | CLI.CON-000001 |  |  | Approved
ORA ZED-Ph 2-Pkgs A&D | CLI.CON-000001 | Podium A 5 - Type "24", size 1600 x 2200 mm, fire rated (1.5hr), hardware set (HW08). | Type "24", size 1600 x 2200 mm, fire rated (1.5hr), hardware set (HW08). | Approved
ORA ZED-Ph 2-Pkgs A&D | CLI.CON-000001 | E06 2 - Ceiling Code C1 | Ceiling Code C1 | Approved
ORA ZED-Ph 2-Pkgs A&D | CLI.CON-000001 |  |  | Approved
ORA ZED-Ph 2-Pkgs A&D | CLI.CON-000001 | E06 3 - Ceiling Code C2. | Ceiling Code C2. | Approved
ORA ZED-Ph 2-Pkgs A&D | CLI.CON-000001 |  |  | Approved
ORA ZED-Ph 2-Pkgs A&D | CLI.CON-000001 | E06 4 - Walls, code W1-D. | Walls, code W1-D. | Approved
ORA ZED-Ph 2-Pkgs A&D | CLI.CON-000001 |  |  | Approved
ORA ZED-Ph 2-Pkgs A&D | CLI.CON-000001 | E06 6 - Walls, code W2. | Walls, code W2. | Approved
ORA ZED-Ph 2-Pkgs A&D | CLI.CON-000001 |  |  | Approved
ORA ZED-Ph 2-Pkgs A&D | CLI.CON-000001 | E06 7 - Ceiling, Code C3 | Ceiling, Code C3 | Approved
ORA ZED-Ph 2-Pkgs A&D | CLI.CON-000001 |  |  | Approved
ORA ZED-Ph 2-Pkgs A&D | CLI.CON-000001 | E07 1 - Walls Code W1-D | Walls Code W1-D | Approved
ORA ZED-Ph 2-Pkgs A&D | CLI.CON-000001 |  |  | Approved
ORA ZED-Ph 2-Pkgs A&D | CLI.CON-000001 | E07 2 - Ceiling Code C1 | Ceiling Code C1 | Approved
ORA ZED-Ph 2-Pkgs A&D | CLI.CON-000001 |  |  | Approved
ORA ZED-Ph 2-Pkgs A&D | CLI.CON-000001 | E07 3 - Ceiling Code C2. | Ceiling Code C2. | Approved
ORA ZED-Ph 2-Pkgs A&D | CLI.CON-000001 |  |  | Approved
ORA ZED-Ph 2-Pkgs A&D | CLI.CON-000001 | E07 4 - Walls, code W1-D. | Walls, code W1-D. | Approved
ORA ZED-Ph 2-Pkgs A&D | CLI.CON-000001 |  |  | Approved
ORA ZED-Ph 2-Pkgs A&D | CLI.CON-000001 | E07 6 - Walls, code W2. | Walls, code W2. | Approved
ORA ZED-Ph 2-Pkgs A&D | CLI.CON-000001 |  |  | Approved
ORA ZED-Ph 2-Pkgs A&D | CLI.CON-000001 | E07 7 - Ceiling, Code C3 | Ceiling, Code C3 | Approved
ORA ZED-Ph 2-Pkgs A&D | CLI.CON-000001 |  |  | Approved
ORA ZED-Ph 2-Pkgs A&D | CLI.CON-000001 | E08 1 - Walls Code W1-D | Walls Code W1-D | Approved
ORA ZED-Ph 2-Pkgs A&D | CLI.CON-000001 |  |  | Approved
ORA ZED-Ph 2-Pkgs A&D | CLI.CON-000001 | E08 2 - Ceiling Code C1 | Ceiling Code C1 | Approved
ORA ZED-Ph 2-Pkgs A&D | CLI.CON-000001 |  |  | Approved
ORA ZED-Ph 2-Pkgs A&D | CLI.CON-000001 | E08 3 - Ceiling Code C2. | Ceiling Code C2. | Approved
ORA ZED-Ph 2-Pkgs A&D | CLI.CON-000001 |  |  | Approved
ORA ZED-Ph 2-Pkgs A&D | CLI.CON-000001 | E08 4 - Walls, code W1-D. | Walls, code W1-D. | Approved
ORA ZED-Ph 2-Pkgs A&D | CLI.CON-000001 |  |  | Approved
ORA ZED-Ph 2-Pkgs A&D | CLI.CON-000001 | E08 5 - Walls, code W2. | Walls, code W2. | Approved
ORA ZED-Ph 2-Pkgs A&D | CLI.CON-000001 |  |  | Approved
ORA ZED-Ph 2-Pkgs A&D | CLI.CON-000001 | E08 6 - Ceiling, Code C3 | Ceiling, Code C3 | Approved
ORA ZED-Ph 2-Pkgs A&D | CLI.CON-000001 | E06 1 - Provision for [Indoor][IP] fixed dome CCTV camera [2Mpixel]. | Provision for [Indoor][IP] fixed dome CCTV camera [2Mpixel]. | Approved
ORA ZED-Ph 2-Pkgs A&D | CLI.CON-000001 |  |  | Approved
ORA ZED-Ph 2-Pkgs A&D | CLI.CON-000001 | E06 2 - Provision for [outdoor][IP] fixed wall CCTV camera [2Mpixel]. | Provision for [outdoor][IP] fixed wall CCTV camera [2Mpixel]. | Approved
ORA ZED-Ph 2-Pkgs A&D | CLI.CON-000001 |  |  | Approved
ORA ZED-Ph 2-Pkgs A&D | CLI.CON-000001 | E06 3 - [Indoor][IP] fixed dome CCTV camera [2Mpixel]. | [Indoor][IP] fixed dome CCTV camera [2Mpixel]. | Approved
ORA ZED-Ph 2-Pkgs A&D | CLI.CON-000001 |  |  | Approved
ORA ZED-Ph 2-Pkgs A&D | CLI.CON-000001 | E06 4 - [outdoor][IP] fixed wall CCTV camera [2Mpixel]. | [outdoor][IP] fixed wall CCTV camera [2Mpixel]. | Approved
ORA ZED-Ph 2-Pkgs A&D | CLI.CON-000001 |  |  | Approved
ORA ZED-Ph 2-Pkgs A&D | CLI.CON-000001 | E07 1 - Provision for [Indoor][IP] fixed dome CCTV camera [2Mpixel]. | Provision for [Indoor][IP] fixed dome CCTV camera [2Mpixel]. | Approved
ORA ZED-Ph 2-Pkgs A&D | CLI.CON-000001 |  |  | Approved
ORA ZED-Ph 2-Pkgs A&D | CLI.CON-000001 | E07 2 - Provision for [outdoor][IP] fixed wall CCTV camera [2Mpixel]. | Provision for [outdoor][IP] fixed wall CCTV camera [2Mpixel]. | Approved
ORA ZED-Ph 2-Pkgs A&D | CLI.CON-000001 |  |  | Approved
ORA ZED-Ph 2-Pkgs A&D | CLI.CON-000001 | E07 3 - [Indoor][IP] fixed dome CCTV camera [2Mpixel]. | [Indoor][IP] fixed dome CCTV camera [2Mpixel]. | Approved
ORA ZED-Ph 2-Pkgs A&D | CLI.CON-000001 |  |  | Approved
ORA ZED-Ph 2-Pkgs A&D | CLI.CON-000001 | E07 4 - [outdoor][IP] fixed wall CCTV camera [2Mpixel]. | [outdoor][IP] fixed wall CCTV camera [2Mpixel]. | Approved
ORA ZED-Ph 2-Pkgs A&D | CLI.CON-000001 |  |  | Approved
ORA ZED-Ph 2-Pkgs A&D | CLI.CON-000001 | E08 1 - Provision for [Indoor][IP] fixed dome CCTV camera [2Mpixel]. | Provision for [Indoor][IP] fixed dome CCTV camera [2Mpixel]. | Approved
ORA ZED-Ph 2-Pkgs A&D | CLI.CON-000001 |  |  | Approved
ORA ZED-Ph 2-Pkgs A&D | CLI.CON-000001 | E08 2 - Provision for [outdoor][IP] fixed wall CCTV camera [2Mpixel]. | Provision for [outdoor][IP] fixed wall CCTV camera [2Mpixel]. | Approved
ORA ZED-Ph 2-Pkgs A&D | CLI.CON-000001 |  |  | Approved
ORA ZED-Ph 2-Pkgs A&D | CLI.CON-000001 | E08 3 - [Indoor][IP] fixed dome CCTV camera [2Mpixel]. | [Indoor][IP] fixed dome CCTV camera [2Mpixel]. | Approved
ORA ZED-Ph 2-Pkgs A&D | CLI.CON-000001 |  |  | Approved
ORA ZED-Ph 2-Pkgs A&D | CLI.CON-000001 | E08 4 - [outdoor][IP] fixed wall CCTV camera [2Mpixel]. | [outdoor][IP] fixed wall CCTV camera [2Mpixel]. | Approved
ORA ZED-Ph 2-Pkgs A&D | CLI.CON-000001 |  |  | Approved
ORA ZED-Ph 2-Pkgs A&D | CLI.CON-000001 | Podium D 1 - [Indoor][IP] fixed DOME CCTV camera [2Mpixel]. | [Indoor][IP] fixed DOME CCTV camera [2Mpixel]. | Approved
ORA ZED-Ph 2-Pkgs A&D | CLI.CON-000001 |  |  | Approved
ORA ZED-Ph 2-Pkgs A&D | CLI.CON-000001 | Podium D 2 - [indoor][IP] fixed wall CCTV camera [2Mpixel]. | [indoor][IP] fixed wall CCTV camera [2Mpixel]. | Approved
ORA ZED-Ph 2-Pkgs A&D | CLI.CON-000001 |  |  | Approved
ORA ZED-Ph 2-Pkgs A&D | CLI.CON-000001 | Podium D 3 - [outdoor][IP] fixed wall CCTV camera [2Mpixel]. | [outdoor][IP] fixed wall CCTV camera [2Mpixel]. | Approved
ORA ZED-Ph 2-Pkgs A&D | CLI.CON-000001 |  |  | Approved
ORA ZED-Ph 2-Pkgs A&D | CLI.CON-000001 | Podium D - Fiber optic patch panel [48] port loaded with [48] [SC/APC] [Single] mode Connector for GPON network (mounted in [TCs]). | Fiber optic patch panel [48] port loaded with [48] [SC/APC] [Single] mode Connector for GPON network (mounted in [TCs]). | Approved
ORA ZED-Ph 2-Pkgs A&D | CLI.CON-000001 |  |  | Approved
ORA ZED-Ph 2-Pkgs A&D | CLI.CON-000001 | Podium D 24 - Fiber Optic Splitter 2:32 for GPON Network | Fiber Optic Splitter 2:32 for GPON Network | Approved
ORA ZED-Ph 2-Pkgs A&D | CLI.CON-000001 |  |  | Approved
ORA ZED-Ph 2-Pkgs A&D | CLI.CON-000001 | Podium D 26 - Patch cord [UTP] Cat [6] 1m for patching | Patch cord [UTP] Cat [6] 1m for patching | Approved
ORA ZED-Ph 2-Pkgs A&D | CLI.CON-000001 |  |  | Approved
ORA ZED-Ph 2-Pkgs A&D | CLI.CON-000001 | Podium D 27 - Patch cord [UTP] Cat [6] 3m for work areas. | Patch cord [UTP] Cat [6] 3m for work areas. | Approved
ORA ZED-Ph 2-Pkgs A&D | CLI.CON-000001 |  |  | Approved
ORA ZED-Ph 2-Pkgs A&D | CLI.CON-000001 | Podium D 28 - Fiber optic single patch cord [Single] Mode 3m, (SC/APC) type for GPON network as per NTRA specification | Fiber optic single patch cord [Single] Mode 3m, (SC/APC) type for GPON network as per NTRA specification | Approved
ORA ZED-Ph 2-Pkgs A&D | CLI.CON-000001 |  |  | Approved
ORA ZED-Ph 2-Pkgs A&D | CLI.CON-000001 | Podium D 29 - Fiber optic duplex patch cord [OM4 Multi-Mode] 3m, (connectors LC to [X] types according to supplied switch types). | Fiber optic duplex patch cord [OM4 Multi-Mode] 3m, (connectors LC to [X] types according to supplied switch types). | Approved
ORA ZED-Ph 2-Pkgs A&D | CLI.CON-000001 |  |  | Approved
ORA ZED-Ph 2-Pkgs A&D | CLI.CON-000001 | Podium D 30 - Fiber optic duplex patch cord [Single] Mode 3m, (connectors LC to [X] types according to supplied switch types). | Fiber optic duplex patch cord [Single] Mode 3m, (connectors LC to [X] types according to supplied switch types). | Approved
ORA ZED-Ph 2-Pkgs A&D | CLI.CON-000001 |  |  | Approved
ORA ZED-Ph 2-Pkgs A&D | CLI.CON-000001 | E05 2 - Type (FIX-34). | Type (FIX-34). | Approved
ORA ZED-Ph 2-Pkgs A&D | CLI.CON-000001 |  |  | Approved
ORA ZED-Ph 2-Pkgs A&D | CLI.CON-000001 | E05 4 - Type (FIX-35). | Type (FIX-35). | Approved
ORA ZED-Ph 2-Pkgs A&D | CLI.CON-000001 |  |  | Approved
ORA ZED-Ph 2-Pkgs A&D | CLI.CON-000001 | E05 6 - Type (FIX-36). | Type (FIX-36). | Approved
ORA ZED-Ph 2-Pkgs A&D | CLI.CON-000001 |  |  | Approved
ORA ZED-Ph 2-Pkgs A&D | CLI.CON-000001 | E05 8 - Type (FIX-38). | Type (FIX-38). | Approved
ORA ZED-Ph 2-Pkgs A&D | CLI.CON-000001 |  |  | Approved
ORA ZED-Ph 2-Pkgs A&D | CLI.CON-000001 | E05 10 - Type (FIX-39). | Type (FIX-39). | Approved
ORA ZED-Ph 2-Pkgs A&D | CLI.CON-000001 |  |  | Approved
ORA ZED-Ph 2-Pkgs A&D | CLI.CON-000001 | E05 12 - Type (FIX-46). | Type (FIX-46). | Approved
ORA ZED-Ph 2-Pkgs A&D | CLI.CON-000001 |  |  | Approved
ORA ZED-Ph 2-Pkgs A&D | CLI.CON-000001 | E05 15 - Master & Secondary bathroom mixer set | Master & Secondary bathroom mixer set | Approved
ORA ZED-Ph 2-Pkgs A&D | CLI.CON-000001 |  |  | Approved
ORA ZED-Ph 2-Pkgs A&D | CLI.CON-000001 | E05 16 - Maid bathroom mixer and spray | Maid bathroom mixer and spray | Approved
ORA ZED-Ph 2-Pkgs A&D | CLI.CON-000001 |  |  | Approved
ORA ZED-Ph 2-Pkgs A&D | CLI.CON-000001 | E05 20 - Type (FIX-47). | Type (FIX-47). | Approved
ORA ZED-Ph 2-Pkgs A&D | CLI.CON-000001 | Podium D 8 - 32 mm | 32 mm | Approved
ORA ZED-Ph 2-Pkgs A&D | CLI.CON-000001 |  |  | Approved
ORA ZED-Ph 2-Pkgs A&D | CLI.CON-000001 | E05 1 - SU-01 | SU-01 | Approved
ORA ZED-Ph 2-Pkgs A&D | CLI.CON-000001 |  |  | Approved
ORA ZED-Ph 2-Pkgs A&D | CLI.CON-000001 | E05 2 - SU-02 | SU-02 | Approved
ORA ZED-Ph 2-Pkgs A&D | CLI.CON-000001 |  |  | Approved
ORA ZED-Ph 2-Pkgs A&D | CLI.CON-000001 | E05 3 - SU-03 | SU-03 | Approved
ORA ZED-Ph 2-Pkgs A&D | CLI.CON-000001 |  |  | Approved
ORA ZED-Ph 2-Pkgs A&D | CLI.CON-000001 | E05 4 - SU-04 | SU-04 | Approved
ORA ZED-Ph 2-Pkgs A&D | CLI.CON-000001 |  |  | Approved
ORA ZED-Ph 2-Pkgs A&D | CLI.CON-000001 | E06 1 - SU-01 | SU-01 | Approved
ORA ZED-Ph 2-Pkgs A&D | CLI.CON-000001 |  |  | Approved
ORA ZED-Ph 2-Pkgs A&D | CLI.CON-000001 | E06 2 - SU-02 | SU-02 | Approved
ORA ZED-Ph 2-Pkgs A&D | CLI.CON-000001 |  |  | Approved
ORA ZED-Ph 2-Pkgs A&D | CLI.CON-000001 | E06 3 - SU-03 | SU-03 | Approved
ORA ZED-Ph 2-Pkgs A&D | CLI.CON-000001 |  |  | Approved
ORA ZED-Ph 2-Pkgs A&D | CLI.CON-000001 | E06 4 - SU-04 | SU-04 | Approved
ORA ZED-Ph 2-Pkgs A&D | CLI.CON-000001 |  |  | Approved
ORA ZED-Ph 2-Pkgs A&D | CLI.CON-000001 | E07 1 - SU-01 | SU-01 | Approved
ORA ZED-Ph 2-Pkgs A&D | CLI.CON-000001 |  |  | Approved
ORA ZED-Ph 2-Pkgs A&D | CLI.CON-000001 | E07 2 - SU-02 | SU-02 | Approved
ORA ZED-Ph 2-Pkgs A&D | CLI.CON-000001 |  |  | Approved
ORA ZED-Ph 2-Pkgs A&D | CLI.CON-000001 | E07 3 - SU-03 | SU-03 | Approved
ORA ZED-Ph 2-Pkgs A&D | CLI.CON-000001 |  |  | Approved
ORA ZED-Ph 2-Pkgs A&D | CLI.CON-000001 | E07 4 - SU-04 | SU-04 | Approved
ORA ZED-Ph 2-Pkgs A&D | CLI.CON-000001 |  |  | Approved
ORA ZED-Ph 2-Pkgs A&D | CLI.CON-000001 | E08 1 - SU-01 | SU-01 | Approved
ORA ZED-Ph 2-Pkgs A&D | CLI.CON-000001 |  |  | Approved
ORA ZED-Ph 2-Pkgs A&D | CLI.CON-000001 | E08 2 - SU-02 | SU-02 | Approved
ORA ZED-Ph 2-Pkgs A&D | CLI.CON-000001 |  |  | Approved
ORA ZED-Ph 2-Pkgs A&D | CLI.CON-000001 | E08 3 - SU-03 | SU-03 | Approved
ORA ZED-Ph 2-Pkgs A&D | CLI.CON-000001 |  |  | Approved
ORA ZED-Ph 2-Pkgs A&D | CLI.CON-000001 | E08 4 - SU-04 | SU-04 | Approved
ORA ZED-Ph 2-Pkgs A&D | CLI.CON-000001 |  |  | Approved
ORA ZED-Ph 2-Pkgs A&D | CLI.CON-000001 | Podium D 1 - CSU-01 | CSU-01 | Approved
ORA ZED-Ph 2-Pkgs A&D | CLI.CON-000001 |  |  | Approved
ORA ZED-Ph 2-Pkgs A&D | CLI.CON-000001 | Podium D 2 - CSU-02 | CSU-02 | Approved
ORA ZED-Ph 2-Pkgs A&D | CLI.CON-000001 |  |  | Approved
ORA ZED-Ph 2-Pkgs A&D | CLI.CON-000001 | Podium D 3 - CSU-03 | CSU-03 | Approved
ORA ZED-Ph 2-Pkgs A&D | CLI.CON-000001 |  |  | Approved
ORA ZED-Ph 2-Pkgs A&D | CLI.CON-000001 | Podium D 4 - CSU-04 | CSU-04 | Approved
ORA ZED-Ph 2-Pkgs A&D | CLI.CON-000001 |  |  | Approved
ORA ZED-Ph 2-Pkgs A&D | CLI.CON-000001 | E05 1 - Duct work, un-insulated. | Duct work, un-insulated. | Approved
ORA ZED-Ph 2-Pkgs A&D | CLI.CON-000001 |  |  | Approved
ORA ZED-Ph 2-Pkgs A&D | CLI.CON-000001 |  |  | Approved
ORA ZED-Ph 2-Pkgs A&D | CLI.CON-000001 | Podium D 2 - KNX Power supply 320 ma | KNX Power supply 320 ma | Approved
ORA ZED-Ph 2-Pkgs A&D | CLI.CON-000001 |  |  | Approved
ORA ZED-Ph 2-Pkgs A&D | CLI.CON-000001 | Podium D 3 - KNX Switching actuator 12 channel | KNX Switching actuator 12 channel | Approved
ORA ZED-Ph 2-Pkgs A&D | CLI.CON-000001 |  |  | Approved
ORA ZED-Ph 2-Pkgs A&D | CLI.CON-000001 | Podium D 4 - Line Coupler | Line Coupler | Approved
ORA ZED-Ph 2-Pkgs A&D | CLI.CON-000001 |  |  | Approved
ORA ZED-Ph 2-Pkgs A&D | CLI.CON-000001 | Podium D 5 - Key Pad | Key Pad | Approved
ORA ZED-Ph 2-Pkgs A&D | CLI.CON-000001 |  |  | Approved
ORA ZED-Ph 2-Pkgs A&D | CLI.CON-000001 | Podium D 1 - Distribution transformer, AL windings ,500 kVA, or 22+(2X2.5%), - (4x2.5%)/0.4 KV , Dyn11. | Distribution transformer, AL windings ,500 kVA, or 22+(2X2.5%), - (4x2.5%)/0.4 KV , Dyn11. | Approved
ORA ZED-Ph 2-Pkgs A&D | CLI.CON-000001 |  |  | Approved
ORA ZED-Ph 2-Pkgs A&D | CLI.CON-000001 | Podium D 2 - Distribution transformer, AL windings ,1000 kVA, or 22+(2X2.5%), - (4x2.5%)/0.4 KV , Dyn11. | Distribution transformer, AL windings ,1000 kVA, or 22+(2X2.5%), - (4x2.5%)/0.4 KV , Dyn11. | Approved
ORA ZED-Ph 2-Pkgs A&D | CLI.CON-000001 |  |  | Approved
ORA ZED-Ph 2-Pkgs A&D | CLI.CON-000001 | Podium D 3 - Distribution transformer, AL windings ,1250 kVA, or 22+(2X2.5%), - (4x2.5%)/0.4 KV , Dyn11. | Distribution transformer, AL windings ,1250 kVA, or 22+(2X2.5%), - (4x2.5%)/0.4 KV , Dyn11. | Approved
ORA ZED-Ph 2-Pkgs A&D | CLI.CON-000001 |  |  | Approved
ORA ZED-Ph 2-Pkgs A&D | CLI.CON-000001 | Podium D 4 - Distribution transformer, AL windings ,500 kVA, or 22+(2X2.5%), - (4x2.5%)/0.4 KV , Dyn11. | Distribution transformer, AL windings ,500 kVA, or 22+(2X2.5%), - (4x2.5%)/0.4 KV , Dyn11. | Approved
ORA ZED-Ph 2-Pkgs A&D | CLI.CON-000001 |  |  | Approved
ORA ZED-Ph 2-Pkgs A&D | CLI.CON-000001 | Podium D 5 - Distribution transformer, AL windings ,1000 kVA, or 22+(2X2.5%), - (4x2.5%)/0.4 KV , Dyn11. | Distribution transformer, AL windings ,1000 kVA, or 22+(2X2.5%), - (4x2.5%)/0.4 KV , Dyn11. | Approved
ORA ZED-Ph 2-Pkgs A&D | CLI.CON-000001 |  |  | Approved
ORA ZED-Ph 2-Pkgs A&D | CLI.CON-000001 | Podium D 6 - Distribution transformer, AL windings ,1250 kVA, or 22+(2X2.5%), - (4x2.5%)/0.4 KV , Dyn11. | Distribution transformer, AL windings ,1250 kVA, or 22+(2X2.5%), - (4x2.5%)/0.4 KV , Dyn11. | Approved
ORA ZED-Ph 2-Pkgs A&D | CLI.CON-000001 |  |  | Approved
ORA ZED-Ph 2-Pkgs A&D | CLI.CON-000001 | Podium D 1 - AIS Type 22kV. | AIS Type 22kV. | Approved
ORA ZED-Ph 2-Pkgs A&D | CLI.CON-000001 |  |  | Approved
ORA ZED-Ph 2-Pkgs A&D | CLI.CON-000001 | Podium D 2 - GIS Type 22kV. | GIS Type 22kV. | Approved
ORA ZED-Ph 2-Pkgs A&D | CLI.CON-000001 |  |  | Approved
ORA ZED-Ph 2-Pkgs A&D | CLI.CON-000001 | Podium D 3 - GIS Type 22KV | GIS Type 22KV | Approved
ORA ZED-Ph 2-Pkgs A&D | CLI.CON-000001 |  |  | Approved
ORA ZED-Ph 2-Pkgs A&D | CLI.CON-000001 | Podium D 4 - AIS Type 22kV. | AIS Type 22kV. | Approved
ORA ZED-Ph 2-Pkgs A&D | CLI.CON-000001 |  |  | Approved
ORA ZED-Ph 2-Pkgs A&D | CLI.CON-000001 | E05 1 - Bimetal feeder bus-way system,1000A, 400V, 35KA, 4W. | Bimetal feeder bus-way system,1000A, 400V, 35KA, 4W. | Approved
ORA ZED-Ph 2-Pkgs A&D | CLI.CON-000001 |  |  | Approved
ORA ZED-Ph 2-Pkgs A&D | CLI.CON-000001 | E05 2 - Bimetal feeder bus-way system,630A, 400V, 35KA,4W. | Bimetal feeder bus-way system,630A, 400V, 35KA,4W. | Approved
ORA ZED-Ph 2-Pkgs A&D | CLI.CON-000001 |  |  | Approved
ORA ZED-Ph 2-Pkgs A&D | CLI.CON-000001 | E05 4 - Switch type S5. | Switch type S5. | Approved
ORA ZED-Ph 2-Pkgs A&D | CLI.CON-000001 |  |  | Approved
ORA ZED-Ph 2-Pkgs A&D | CLI.CON-000001 | E05 5 - Switch type S6. | Switch type S6. | Approved
ORA ZED-Ph 2-Pkgs A&D | CLI.CON-000001 |  |  | Approved
ORA ZED-Ph 2-Pkgs A&D | CLI.CON-000001 | E05 6 - Switch type S9. | Switch type S9. | Approved
ORA ZED-Ph 2-Pkgs A&D | CLI.CON-000001 |  |  | Approved
ORA ZED-Ph 2-Pkgs A&D | CLI.CON-000001 | E05 7 - Switch type S10. | Switch type S10. | Approved
ORA ZED-Ph 2-Pkgs A&D | CLI.CON-000001 |  |  | Approved
ORA ZED-Ph 2-Pkgs A&D | CLI.CON-000001 | E05 8 - Push Button. | Push Button. | Approved
ORA ZED-Ph 2-Pkgs A&D | CLI.CON-000001 |  |  | Approved
ORA ZED-Ph 2-Pkgs A&D | CLI.CON-000001 | E05 9 - Motion detector | Motion detector | Approved
ORA ZED-Ph 2-Pkgs A&D | CLI.CON-000001 |  |  | Approved
ORA ZED-Ph 2-Pkgs A&D | CLI.CON-000001 | E05 10 - Door bell | Door bell | Approved
ORA ZED-Ph 2-Pkgs A&D | CLI.CON-000001 |  |  | Approved
ORA ZED-Ph 2-Pkgs A&D | CLI.CON-000001 | E06 1 - Socket outlet with 3(1x4) mm2 . | Socket outlet with 3(1x4) mm2 . | Approved
ORA ZED-Ph 2-Pkgs A&D | CLI.CON-000001 |  |  | Approved
ORA ZED-Ph 2-Pkgs A&D | CLI.CON-000001 | E06 2 - Power Socket outlet with 3(1x4) mm2 . | Power Socket outlet with 3(1x4) mm2 . | Approved
ORA ZED-Ph 2-Pkgs A&D | CLI.CON-000001 |  |  | Approved
ORA ZED-Ph 2-Pkgs A&D | CLI.CON-000001 | E06 3 - Power Socket outlet with 3(1x6) mm2 . | Power Socket outlet with 3(1x6) mm2 . | Approved
ORA ZED-Ph 2-Pkgs A&D | CLI.CON-000001 |  |  | Approved
ORA ZED-Ph 2-Pkgs A&D | CLI.CON-000001 | E06 4 - Electrical outlet for exhaust fans with 3(1x4) mm2 . | Electrical outlet for exhaust fans with 3(1x4) mm2 . | Approved
ORA ZED-Ph 2-Pkgs A&D | CLI.CON-000001 |  |  | Approved
ORA ZED-Ph 2-Pkgs A&D | CLI.CON-000001 | E06 5 - JUNCTION BOX with 3(1x4) mm2 . | JUNCTION BOX with 3(1x4) mm2 . | Approved
ORA ZED-Ph 2-Pkgs A&D | CLI.CON-000001 |  |  | Approved
ORA ZED-Ph 2-Pkgs A&D | CLI.CON-000001 | E06 6 - Ditto, but for load break switch outlet with 3(1x4) mm2 . | Ditto, but for load break switch outlet with 3(1x4) mm2 . | Approved
ORA ZED-Ph 2-Pkgs A&D | CLI.CON-000001 |  |  | Approved
ORA ZED-Ph 2-Pkgs A&D | CLI.CON-000001 | E06 7 - Ditto, but for load break switch outlet with 3(1x10) mm2 . | Ditto, but for load break switch outlet with 3(1x10) mm2 . | Approved
ORA ZED-Ph 2-Pkgs A&D | CLI.CON-000001 |  |  | Approved
ORA ZED-Ph 2-Pkgs A&D | CLI.CON-000001 | E06 8 - Socket type SO1. | Socket type SO1. | Approved
ORA ZED-Ph 2-Pkgs A&D | CLI.CON-000001 |  |  | Approved
ORA ZED-Ph 2-Pkgs A&D | CLI.CON-000001 | E06 9 - Socket type SO2 | Socket type SO2 | Approved
ORA ZED-Ph 2-Pkgs A&D | CLI.CON-000001 |  |  | Approved
ORA ZED-Ph 2-Pkgs A&D | CLI.CON-000001 | E06 10 - Socket type SO4 | Socket type SO4 | Approved
ORA ZED-Ph 2-Pkgs A&D | CLI.CON-000001 |  |  | Approved
ORA ZED-Ph 2-Pkgs A&D | CLI.CON-000001 |  |  | Approved
ORA ZED-Ph 2-Pkgs A&D | CLI.CON-000001 | Podium A Skirting, 100 mm height. Terrazo | Skirting, 100 mm height. | Approved
ORA ZED-Ph 2-Pkgs A&D | CLI.CON-000001 |  |  | Approved
ORA ZED-Ph 2-Pkgs A&D | CLI.CON-000001 | Podium D Skirting, 100 mm height. Terrazo | Skirting, 100 mm height. | Approved
ORA ZED-Ph 2-Pkgs A&D | CLI.CON-000001 |  |  | Approved
ORA ZED-Ph 2-Pkgs A&D | CLI.CON-000001 | Podium A Parking; 150 x 100 Concrete | Parking; 150 x 100 | Approved
ORA ZED-Ph 2-Pkgs A&D | CLI.CON-000001 |  |  | Approved
ORA ZED-Ph 2-Pkgs A&D | CLI.CON-000001 | Podium D Parking; 150 x 100 Concrete | Parking; 150 x 100 | Approved
ORA ZED-Ph 2-Pkgs A&D | CLI.CON-000001 |  |  | Approved
ORA ZED-Ph 2-Pkgs A&D | CLI.CON-000001 | Podium A Stairs Steps Concrete | Stairs Steps | Approved
ORA ZED-Ph 2-Pkgs A&D | CLI.CON-000001 |  |  | Approved
ORA ZED-Ph 2-Pkgs A&D | CLI.CON-000001 | Podium A Stairs Landings Concrete | Stairs Landings | Approved
ORA ZED-Ph 2-Pkgs A&D | CLI.CON-000001 |  |  | Approved
ORA ZED-Ph 2-Pkgs A&D | CLI.CON-000001 | E05 For Roof, average 100 mm thick. Refer to Dwg 07 53 23.001 Concrete | For Roof, average 100 mm thick. Refer to Dwg 07 53 23.001 | Approved
ORA ZED-Ph 2-Pkgs A&D | CLI.CON-000001 |  |  | Approved
ORA ZED-Ph 2-Pkgs A&D | CLI.CON-000001 | E06 For Roof, average 100 mm thick. Refer to Dwg 07 53 23.001 Manpower ( Formwork & steel ) | For Roof, average 100 mm thick. Refer to Dwg 07 53 23.001 | Approved
ORA ZED-Ph 2-Pkgs A&D | CLI.CON-000001 |  |  | Approved
ORA ZED-Ph 2-Pkgs A&D | CLI.CON-000001 | E07 For Roof, average 100 mm thick. Refer to Dwg 07 53 23.001 Manpower ( Formwork & steel ) | For Roof, average 100 mm thick. Refer to Dwg 07 53 23.001 | Approved
ORA ZED-Ph 2-Pkgs A&D | CLI.CON-000001 |  |  | Approved
ORA ZED-Ph 2-Pkgs A&D | CLI.CON-000001 | E08 For Roof, average 100 mm thick. Refer to Dwg 07 53 23.001 Manpower ( Formwork & steel ) | For Roof, average 100 mm thick. Refer to Dwg 07 53 23.001 | Approved
ORA ZED-Ph 2-Pkgs A&D | CLI.CON-000001 |  |  | Approved
ORA ZED-Ph 2-Pkgs A&D | CLI.CON-000001 | Podium A For Roof, average 100 mm thick. Refer to Dwg 07 53 23.001 Manpower ( Formwork & steel ) | For Roof, average 100 mm thick. Refer to Dwg 07 53 23.001 | Approved
ORA ZED-Ph 2-Pkgs A&D | CLI.CON-000001 |  |  | Approved
ORA ZED-Ph 2-Pkgs A&D | CLI.CON-000001 | Podium D For Roof, average 100 mm thick. Refer to Dwg 07 53 23.001 Manpower ( Formwork & steel ) | For Roof, average 100 mm thick. Refer to Dwg 07 53 23.001 | Approved
ORA ZED-Ph 2-Pkgs A&D | CLI.CON-000001 |  |  | Approved
ORA ZED-Ph 2-Pkgs A&D | CLI.CON-000001 | E05 internal Walls, 20 mm thick Plaster | internal Walls, 20 mm thick | Approved
ORA ZED-Ph 2-Pkgs A&D | CLI.CON-000001 |  |  | Approved
ORA ZED-Ph 2-Pkgs A&D | CLI.CON-000001 | E05 Internal Ceilings, 15 mm thick Plaster | Internal Ceilings, 15 mm thick | Approved
ORA ZED-Ph 2-Pkgs A&D | CLI.CON-000001 |  |  | Approved
ORA ZED-Ph 2-Pkgs A&D | CLI.CON-000001 | E06 Internal Walls, 20 mm thick Plaster | Internal Walls, 20 mm thick | Approved
ORA ZED-Ph 2-Pkgs A&D | CLI.CON-000001 |  |  | Approved
ORA ZED-Ph 2-Pkgs A&D | CLI.CON-000001 | E06 Internal Ceilings, 15 mm thick Plaster | Internal Ceilings, 15 mm thick | Approved
ORA ZED-Ph 2-Pkgs A&D | CLI.CON-000001 |  |  | Approved
ORA ZED-Ph 2-Pkgs A&D | CLI.CON-000001 | E07 internal Walls, 20 mm thick Plaster | internal Walls, 20 mm thick | Approved
ORA ZED-Ph 2-Pkgs A&D | CLI.CON-000001 |  |  | Approved
ORA ZED-Ph 2-Pkgs A&D | CLI.CON-000001 | E07 internal Ceilings, 15 mm thick Plaster | internal Ceilings, 15 mm thick | Approved
ORA ZED-Ph 2-Pkgs A&D | CLI.CON-000001 |  |  | Approved
ORA ZED-Ph 2-Pkgs A&D | CLI.CON-000001 | E08 Internal Walls, 20 mm thick Plaster | Internal Walls, 20 mm thick | Approved
ORA ZED-Ph 2-Pkgs A&D | CLI.CON-000001 |  |  | Approved
ORA ZED-Ph 2-Pkgs A&D | CLI.CON-000001 | Podium A 6 - Type "24", size 2000 x 2200 mm, fire rated (1.5hr), hardware set (HW09). | Type "24", size 2000 x 2200 mm, fire rated (1.5hr), hardware set (HW09). | Approved
ORA ZED-Ph 2-Pkgs A&D | CLI.CON-000001 |  |  | Approved
ORA ZED-Ph 2-Pkgs A&D | CLI.CON-000001 | Podium A 7 - Type "24", size 2200 x 2200 mm, fire rated (60min), hardware set (HW08). | Type "24", size 2200 x 2200 mm, fire rated (60min), hardware set (HW08). | Approved
ORA ZED-Ph 2-Pkgs A&D | CLI.CON-000001 |  |  | Approved
ORA ZED-Ph 2-Pkgs A&D | CLI.CON-000001 | Podium A 8 - Type "24", size 2200 x 2200 mm, fire rated (60min), hardware set (HW09). | Type "24", size 2200 x 2200 mm, fire rated (60min), hardware set (HW09). | Approved
ORA ZED-Ph 2-Pkgs A&D | CLI.CON-000001 |  |  | Approved
ORA ZED-Ph 2-Pkgs A&D | CLI.CON-000001 | Podium A 9 - Type "25",size 1200x 2200 mm, fire rated (60min), hardware set (HW05) | Type "25",size 1200x 2200 mm, fire rated (60min), hardware set (HW05) | Approved
ORA ZED-Ph 2-Pkgs A&D | CLI.CON-000001 |  |  | Approved
ORA ZED-Ph 2-Pkgs A&D | CLI.CON-000001 | Podium A 10 - Type "25",size 1400x 2200 mm, fire rated (60min), hardware set (HW05) | Type "25",size 1400x 2200 mm, fire rated (60min), hardware set (HW05) | Approved
ORA ZED-Ph 2-Pkgs A&D | CLI.CON-000001 |  |  | Approved
ORA ZED-Ph 2-Pkgs A&D | CLI.CON-000001 | Podium A 11 - Type "25",size 1600x 2200 mm, fire rated (60min), hardware set (HW05) | Type "25",size 1600x 2200 mm, fire rated (60min), hardware set (HW05) | Approved
ORA ZED-Ph 2-Pkgs A&D | CLI.CON-000001 |  |  | Approved
ORA ZED-Ph 2-Pkgs A&D | CLI.CON-000001 | Podium A 12 - Type "26", size 2000 x 2200 mm, fire rated (1.5hr), hardware set (HW09) | Type "26", size 2000 x 2200 mm, fire rated (1.5hr), hardware set (HW09) | Approved
ORA ZED-Ph 2-Pkgs A&D | CLI.CON-000001 |  |  | Approved
ORA ZED-Ph 2-Pkgs A&D | CLI.CON-000001 | Podium A 13 - Type "27", size 1100 x 2200 mm, fire rated (60min), hardware set (HW06). | Type "27", size 1100 x 2200 mm, fire rated (60min), hardware set (HW06). | Approved
ORA ZED-Ph 2-Pkgs A&D | CLI.CON-000001 |  |  | Approved
ORA ZED-Ph 2-Pkgs A&D | CLI.CON-000001 | Podium A 14 - Type "27", size 1100 x 2200 mm, fire rated (1.5hr), hardware set (HW06). | Type "27", size 1100 x 2200 mm, fire rated (1.5hr), hardware set (HW06). | Approved
ORA ZED-Ph 2-Pkgs A&D | CLI.CON-000001 |  |  | Approved
ORA ZED-Ph 2-Pkgs A&D | CLI.CON-000001 | Podium A 15 - Type "30", size 1000 x 2200 mm, fire rated (60min), hardware set (HW07). | Type "30", size 1000 x 2200 mm, fire rated (60min), hardware set (HW07). | Approved
ORA ZED-Ph 2-Pkgs A&D | CLI.CON-000001 |  |  | Approved
ORA ZED-Ph 2-Pkgs A&D | CLI.CON-000001 | Podium A 16 - Type "30", size 1000 x 2200 mm,hardware set (HW10). | Type "30", size 1000 x 2200 mm,hardware set (HW10). | Approved
ORA ZED-Ph 2-Pkgs A&D | CLI.CON-000001 |  |  | Approved
ORA ZED-Ph 2-Pkgs A&D | CLI.CON-000001 | Podium A 17 - Type "30", size 1000 x 2200 mm, fire rated (60min), hardware set (HW10). | Type "30", size 1000 x 2200 mm, fire rated (60min), hardware set (HW10). | Approved
ORA ZED-Ph 2-Pkgs A&D | CLI.CON-000001 |  |  | Approved
ORA ZED-Ph 2-Pkgs A&D | CLI.CON-000001 | Podium A 1 - Size 2000 x 1000 mm. | Size 2000 x 1000 mm. | Approved
ORA ZED-Ph 2-Pkgs A&D | CLI.CON-000001 |  |  | Approved
ORA ZED-Ph 2-Pkgs A&D | CLI.CON-000001 | Podium D 1 - Type "24", size 2200 x 2200 mm, fire rated (60 min), hardware set (HW08). | Type "24", size 2200 x 2200 mm, fire rated (60 min), hardware set (HW08). | Approved
ORA ZED-Ph 2-Pkgs A&D | CLI.CON-000001 |  |  | Approved
ORA ZED-Ph 2-Pkgs A&D | CLI.CON-000001 | Podium D 2 - Type "25",size 1000x 2200 mm, fire rated (60 min), hardware set (HW05) | Type "25",size 1000x 2200 mm, fire rated (60 min), hardware set (HW05) | Approved
ORA ZED-Ph 2-Pkgs A&D | CLI.CON-000001 |  |  | Approved
ORA ZED-Ph 2-Pkgs A&D | CLI.CON-000001 | Podium D 3 - Type "25",size 1200x 2200 mm, fire rated (45min), hardware set (HW05) | Type "25",size 1200x 2200 mm, fire rated (45min), hardware set (HW05) | Approved
ORA ZED-Ph 2-Pkgs A&D | CLI.CON-000001 |  |  | Approved
ORA ZED-Ph 2-Pkgs A&D | CLI.CON-000001 | Podium A 1 - Walls. | Walls. | Approved
ORA ZED-Ph 2-Pkgs A&D | CLI.CON-000001 |  |  | Approved
ORA ZED-Ph 2-Pkgs A&D | CLI.CON-000001 | Podium A 2 - Ceilings. | Ceilings. | Approved
ORA ZED-Ph 2-Pkgs A&D | CLI.CON-000001 |  |  | Approved
ORA ZED-Ph 2-Pkgs A&D | CLI.CON-000001 | Podium A 3 - Walls. | Walls. | Approved
ORA ZED-Ph 2-Pkgs A&D | CLI.CON-000001 |  |  | Approved
ORA ZED-Ph 2-Pkgs A&D | CLI.CON-000001 | Podium A 4 - Ceiling | Ceiling | Approved
ORA ZED-Ph 2-Pkgs A&D | CLI.CON-000001 |  |  | Approved
ORA ZED-Ph 2-Pkgs A&D | CLI.CON-000001 | Podium A - For Gypsum board suspended ceiling 12.5 mm thick | For Gypsum board suspended ceiling 12.5 mm thick | Approved
ORA ZED-Ph 2-Pkgs A&D | CLI.CON-000001 |  |  | Approved
ORA ZED-Ph 2-Pkgs A&D | CLI.CON-000001 | Podium A 5 - Walls. | Walls. | Approved
ORA ZED-Ph 2-Pkgs A&D | CLI.CON-000001 |  |  | Approved
ORA ZED-Ph 2-Pkgs A&D | CLI.CON-000001 | Podium D 1 - Walls. | Walls. | Approved
ORA ZED-Ph 2-Pkgs A&D | CLI.CON-000001 |  |  | Approved
ORA ZED-Ph 2-Pkgs A&D | CLI.CON-000001 | Podium D 2 - Ceilings. | Ceilings. | Approved
ORA ZED-Ph 2-Pkgs A&D | CLI.CON-000001 |  |  | Approved
ORA ZED-Ph 2-Pkgs A&D | CLI.CON-000001 | Podium D 3 - Walls. | Walls. | Approved
ORA ZED-Ph 2-Pkgs A&D | CLI.CON-000001 |  |  | Approved
ORA ZED-Ph 2-Pkgs A&D | CLI.CON-000001 | E05 8 - Air Wells | Air Wells | Approved
ORA ZED-Ph 2-Pkgs A&D | CLI.CON-000001 |  |  | Approved
ORA ZED-Ph 2-Pkgs A&D | CLI.CON-000001 | E05 9 - Soffits | Soffits | Approved
ORA ZED-Ph 2-Pkgs A&D | CLI.CON-000001 |  |  | Approved
ORA ZED-Ph 2-Pkgs A&D | CLI.CON-000001 | E06 5 - External paint, 100 % acrylic water based binder, on fareface surfaces, including items mentioned in "Method of Measurements". | External paint, 100 % acrylic water based binder, on fareface surfaces, including items mentioned in "Method of Measurements". | Approved
ORA ZED-Ph 2-Pkgs A&D | CLI.CON-000001 |  |  | Approved
ORA ZED-Ph 2-Pkgs A&D | CLI.CON-000001 | E06 8 - Air Wells | Air Wells | Approved
ORA ZED-Ph 2-Pkgs A&D | CLI.CON-000001 |  |  | Approved
ORA ZED-Ph 2-Pkgs A&D | CLI.CON-000001 | E06 9 - Soffits | Soffits | Approved
ORA ZED-Ph 2-Pkgs A&D | CLI.CON-000001 |  |  | Approved
ORA ZED-Ph 2-Pkgs A&D | CLI.CON-000001 | E07 8 - Air Wells | Air Wells | Approved
ORA ZED-Ph 2-Pkgs A&D | CLI.CON-000001 |  |  | Approved
ORA ZED-Ph 2-Pkgs A&D | CLI.CON-000001 | E07 9 - Soffits | Soffits | Approved
ORA ZED-Ph 2-Pkgs A&D | CLI.CON-000001 |  |  | Approved
ORA ZED-Ph 2-Pkgs A&D | CLI.CON-000001 | Podium D 4 - Upgrading license for IP-CCTV VMS server in Phase-1A to accommodate all IP cameras for phase-2 c/w all required hardware modules, software packages, license, etc. | Upgrading license for IP-CCTV VMS server in Phase-1A to accommodate all IP cameras for phase-2 c/w all required hardware modules, software packages, license, etc. | Approved
ORA ZED-Ph 2-Pkgs A&D | CLI.CON-000001 |  |  | Approved
ORA ZED-Ph 2-Pkgs A&D | CLI.CON-000001 | E05 1 - Provision for IP outdoor entrance station at residential tower entrance . | Provision for IP outdoor entrance station at residential tower entrance . | Approved
ORA ZED-Ph 2-Pkgs A&D | CLI.CON-000001 |  |  | Approved
ORA ZED-Ph 2-Pkgs A&D | CLI.CON-000001 | E05 2 - Provision for IP Indoor video monitor station. | Provision for IP Indoor video monitor station. | Approved
ORA ZED-Ph 2-Pkgs A&D | CLI.CON-000001 |  |  | Approved
ORA ZED-Ph 2-Pkgs A&D | CLI.CON-000001 | E05 3 - IP outdoor entrance station at building entrance c/w dial numeric keypad, 3.5" TFT color LCD screen, 1/3" CCD wide image camera and all related accessories | IP outdoor entrance station at building entrance c/w dial numeric keypad, 3.5" TFT color LCD screen, 1/3" CCD wide image camera and all related accessories | Approved
ORA ZED-Ph 2-Pkgs A&D | CLI.CON-000001 |  |  | Approved
ORA ZED-Ph 2-Pkgs A&D | CLI.CON-000001 | E05 4 - IP Indoor video monitor station c/w 7" touch screen panel and all accessories | IP Indoor video monitor station c/w 7" touch screen panel and all accessories | Approved
ORA ZED-Ph 2-Pkgs A&D | CLI.CON-000001 |  |  | Approved
ORA ZED-Ph 2-Pkgs A&D | CLI.CON-000001 | E06 1 - Provision for IP outdoor entrance station at residential tower entrance . | Provision for IP outdoor entrance station at residential tower entrance . | Approved
ORA ZED-Ph 2-Pkgs A&D | CLI.CON-000001 |  |  | Approved
ORA ZED-Ph 2-Pkgs A&D | CLI.CON-000001 | E06 2 - Provision for IP Indoor video monitor station. | Provision for IP Indoor video monitor station. | Approved
ORA ZED-Ph 2-Pkgs A&D | CLI.CON-000001 |  |  | Approved
ORA ZED-Ph 2-Pkgs A&D | CLI.CON-000001 | E06 3 - IP outdoor entrance station at building entrance c/w dial numeric keypad, 3.5" TFT color LCD screen, 1/3" CCD wide image camera and all related accessories | IP outdoor entrance station at building entrance c/w dial numeric keypad, 3.5" TFT color LCD screen, 1/3" CCD wide image camera and all related accessories | Approved
ORA ZED-Ph 2-Pkgs A&D | CLI.CON-000001 |  |  | Approved
ORA ZED-Ph 2-Pkgs A&D | CLI.CON-000001 | E06 4 - IP Indoor video monitor station c/w 7" touch screen panel and all accessories | IP Indoor video monitor station c/w 7" touch screen panel and all accessories | Approved
ORA ZED-Ph 2-Pkgs A&D | CLI.CON-000001 |  |  | Approved
ORA ZED-Ph 2-Pkgs A&D | CLI.CON-000001 | E07 1 - Provision for IP outdoor entrance station at residential tower entrance . | Provision for IP outdoor entrance station at residential tower entrance . | Approved
ORA ZED-Ph 2-Pkgs A&D | CLI.CON-000001 |  |  | Approved
ORA ZED-Ph 2-Pkgs A&D | CLI.CON-000001 | E07 2 - Provision for IP Indoor video monitor station. | Provision for IP Indoor video monitor station. | Approved
ORA ZED-Ph 2-Pkgs A&D | CLI.CON-000001 |  |  | Approved
ORA ZED-Ph 2-Pkgs A&D | CLI.CON-000001 | E07 3 - IP outdoor entrance station at building entrance c/w dial numeric keypad, 3.5" TFT color LCD screen, 1/3" CCD wide image camera and all related accessories | IP outdoor entrance station at building entrance c/w dial numeric keypad, 3.5" TFT color LCD screen, 1/3" CCD wide image camera and all related accessories | Approved
ORA ZED-Ph 2-Pkgs A&D | CLI.CON-000001 |  |  | Approved
ORA ZED-Ph 2-Pkgs A&D | CLI.CON-000001 | E07 4 - IP Indoor video monitor station c/w 7" touch screen panel and all accessories | IP Indoor video monitor station c/w 7" touch screen panel and all accessories | Approved
ORA ZED-Ph 2-Pkgs A&D | CLI.CON-000001 |  |  | Approved
ORA ZED-Ph 2-Pkgs A&D | CLI.CON-000001 |  |  | Approved
ORA ZED-Ph 2-Pkgs A&D | CLI.CON-000001 | E05 21 - Type (FIX-48). | Type (FIX-48). | Approved
ORA ZED-Ph 2-Pkgs A&D | CLI.CON-000001 |  |  | Approved
ORA ZED-Ph 2-Pkgs A&D | CLI.CON-000001 | E05 22 - Type (FIX-49). | Type (FIX-49). | Approved
ORA ZED-Ph 2-Pkgs A&D | CLI.CON-000001 |  |  | Approved
ORA ZED-Ph 2-Pkgs A&D | CLI.CON-000001 | E06 2 - Type (FIX-34). | Type (FIX-34). | Approved
ORA ZED-Ph 2-Pkgs A&D | CLI.CON-000001 |  |  | Approved
ORA ZED-Ph 2-Pkgs A&D | CLI.CON-000001 | E06 4 - Type (FIX-35). | Type (FIX-35). | Approved
ORA ZED-Ph 2-Pkgs A&D | CLI.CON-000001 |  |  | Approved
ORA ZED-Ph 2-Pkgs A&D | CLI.CON-000001 | E06 6 - Type (FIX-36). | Type (FIX-36). | Approved
ORA ZED-Ph 2-Pkgs A&D | CLI.CON-000001 |  |  | Approved
ORA ZED-Ph 2-Pkgs A&D | CLI.CON-000001 | E06 8 - Type (FIX-38). | Type (FIX-38). | Approved
ORA ZED-Ph 2-Pkgs A&D | CLI.CON-000001 |  |  | Approved
ORA ZED-Ph 2-Pkgs A&D | CLI.CON-000001 | E06 10 - Type (FIX-39). | Type (FIX-39). | Approved
ORA ZED-Ph 2-Pkgs A&D | CLI.CON-000001 |  |  | Approved
ORA ZED-Ph 2-Pkgs A&D | CLI.CON-000001 | E06 12 - Type (FIX-46). | Type (FIX-46). | Approved
ORA ZED-Ph 2-Pkgs A&D | CLI.CON-000001 |  |  | Approved
ORA ZED-Ph 2-Pkgs A&D | CLI.CON-000001 | E06 15 - Master & Secondary bathroom mixer set | Master & Secondary bathroom mixer set | Approved
ORA ZED-Ph 2-Pkgs A&D | CLI.CON-000001 |  |  | Approved
ORA ZED-Ph 2-Pkgs A&D | CLI.CON-000001 | E06 16 - Maid bathroom mixer and spray | Maid bathroom mixer and spray | Approved
ORA ZED-Ph 2-Pkgs A&D | CLI.CON-000001 |  |  | Approved
ORA ZED-Ph 2-Pkgs A&D | CLI.CON-000001 | E06 20 - Type (FIX-47). | Type (FIX-47). | Approved
ORA ZED-Ph 2-Pkgs A&D | CLI.CON-000001 |  |  | Approved
ORA ZED-Ph 2-Pkgs A&D | CLI.CON-000001 | E06 21 - Type (FIX-48). | Type (FIX-48). | Approved
ORA ZED-Ph 2-Pkgs A&D | CLI.CON-000001 |  |  | Approved
ORA ZED-Ph 2-Pkgs A&D | CLI.CON-000001 | E06 22 - Type (FIX-49). | Type (FIX-49). | Approved
ORA ZED-Ph 2-Pkgs A&D | CLI.CON-000001 |  |  | Approved
ORA ZED-Ph 2-Pkgs A&D | CLI.CON-000001 | E07 2 - Type (FIX-34). | Type (FIX-34). | Approved
ORA ZED-Ph 2-Pkgs A&D | CLI.CON-000001 |  |  | Approved
ORA ZED-Ph 2-Pkgs A&D | CLI.CON-000001 | E07 4 - Type (FIX-35). | Type (FIX-35). | Approved
ORA ZED-Ph 2-Pkgs A&D | CLI.CON-000001 |  |  | Approved
ORA ZED-Ph 2-Pkgs A&D | CLI.CON-000001 | E07 6 - Type (FIX-36). | Type (FIX-36). | Approved
ORA ZED-Ph 2-Pkgs A&D | CLI.CON-000001 |  |  | Approved
ORA ZED-Ph 2-Pkgs A&D | CLI.CON-000001 | E07 8 - Type (FIX-38). | Type (FIX-38). | Approved
ORA ZED-Ph 2-Pkgs A&D | CLI.CON-000001 | E06 1 - Duct work, un-insulated. | Duct work, un-insulated. | Approved
ORA ZED-Ph 2-Pkgs A&D | CLI.CON-000001 |  |  | Approved
ORA ZED-Ph 2-Pkgs A&D | CLI.CON-000001 | E07 1 - Duct work, un-insulated. | Duct work, un-insulated. | Approved
ORA ZED-Ph 2-Pkgs A&D | CLI.CON-000001 |  |  | Approved
ORA ZED-Ph 2-Pkgs A&D | CLI.CON-000001 | E08 1 - Duct work, un-insulated. | Duct work, un-insulated. | Approved
ORA ZED-Ph 2-Pkgs A&D | CLI.CON-000001 |  |  | Approved
ORA ZED-Ph 2-Pkgs A&D | CLI.CON-000001 | Podium D 1 - Duct work, indoor, insulated. | Duct work, indoor, insulated. | Approved
ORA ZED-Ph 2-Pkgs A&D | CLI.CON-000001 |  |  | Approved
ORA ZED-Ph 2-Pkgs A&D | CLI.CON-000001 | Podium D 2 - Duct work, un-insulated. | Duct work, un-insulated. | Approved
ORA ZED-Ph 2-Pkgs A&D | CLI.CON-000001 |  |  | Approved
ORA ZED-Ph 2-Pkgs A&D | CLI.CON-000001 | E05 2 - PRD 1100x1000 | PRD 1100x1000 | Approved
ORA ZED-Ph 2-Pkgs A&D | CLI.CON-000001 |  |  | Approved
ORA ZED-Ph 2-Pkgs A&D | CLI.CON-000001 | E06 2 - PRD 1100x1000 | PRD 1100x1000 | Approved
ORA ZED-Ph 2-Pkgs A&D | CLI.CON-000001 |  |  | Approved
ORA ZED-Ph 2-Pkgs A&D | CLI.CON-000001 | E07 2 - PRD 1100x1000 | PRD 1100x1000 | Approved
ORA ZED-Ph 2-Pkgs A&D | CLI.CON-000001 |  |  | Approved
ORA ZED-Ph 2-Pkgs A&D | CLI.CON-000001 | E08 2 - PRD 1100x1000 | PRD 1100x1000 | Approved
ORA ZED-Ph 2-Pkgs A&D | CLI.CON-000001 |  |  | Approved
ORA ZED-Ph 2-Pkgs A&D | CLI.CON-000001 | E05 1 - SG 500x600 | SG 500x600 | Approved
ORA ZED-Ph 2-Pkgs A&D | CLI.CON-000001 |  |  | Approved
ORA ZED-Ph 2-Pkgs A&D | CLI.CON-000001 | E06 1 - SG 500x600 | SG 500x600 | Approved
ORA ZED-Ph 2-Pkgs A&D | CLI.CON-000001 |  |  | Approved
ORA ZED-Ph 2-Pkgs A&D | CLI.CON-000001 | E07 1 - SG 500x600 | SG 500x600 | Approved
ORA ZED-Ph 2-Pkgs A&D | CLI.CON-000001 |  |  | Approved
ORA ZED-Ph 2-Pkgs A&D | CLI.CON-000001 | E08 1 - SG 500x600 | SG 500x600 | Approved
ORA ZED-Ph 2-Pkgs A&D | CLI.CON-000001 |  |  | Approved
ORA ZED-Ph 2-Pkgs A&D | CLI.CON-000001 | Podium D 1 - SG 1300x300 | SG 1300x300 | Approved
ORA ZED-Ph 2-Pkgs A&D | CLI.CON-000001 |  |  | Approved
ORA ZED-Ph 2-Pkgs A&D | CLI.CON-000001 | Podium D 2 - SG 200x150 | SG 200x150 | Approved
ORA ZED-Ph 2-Pkgs A&D | CLI.CON-000001 |  |  | Approved
ORA ZED-Ph 2-Pkgs A&D | CLI.CON-000001 | Podium D 3 - SG 250x150 | SG 250x150 | Approved
ORA ZED-Ph 2-Pkgs A&D | CLI.CON-000001 |  |  | Approved
ORA ZED-Ph 2-Pkgs A&D | CLI.CON-000001 | Podium D 4 - SG 400x150 | SG 400x150 | Approved
ORA ZED-Ph 2-Pkgs A&D | CLI.CON-000001 |  |  | Approved
ORA ZED-Ph 2-Pkgs A&D | CLI.CON-000001 | Podium D 5 - SG 400x200 | SG 400x200 | Approved
ORA ZED-Ph 2-Pkgs A&D | CLI.CON-000001 |  |  | Approved
ORA ZED-Ph 2-Pkgs A&D | CLI.CON-000001 | E05 3 - Type 125A - 4P - 380V - 35KA . | Type 125A - 4P - 380V - 35KA . | Approved
ORA ZED-Ph 2-Pkgs A&D | CLI.CON-000001 |  |  | Approved
ORA ZED-Ph 2-Pkgs A&D | CLI.CON-000001 | E05 4 - Type 160A - 4P - 380V -35KA . | Type 160A - 4P - 380V -35KA . | Approved
ORA ZED-Ph 2-Pkgs A&D | CLI.CON-000001 |  |  | Approved
ORA ZED-Ph 2-Pkgs A&D | CLI.CON-000001 | E05 5 - Type 80A - 4P - 380V -35KA . | Type 80A - 4P - 380V -35KA . | Approved
ORA ZED-Ph 2-Pkgs A&D | CLI.CON-000001 |  |  | Approved
ORA ZED-Ph 2-Pkgs A&D | CLI.CON-000001 | E06 1 - Bimetal feeder bus-way system,1000A, 400V, 35KA, 4W. | Bimetal feeder bus-way system,1000A, 400V, 35KA, 4W. | Approved
ORA ZED-Ph 2-Pkgs A&D | CLI.CON-000001 |  |  | Approved
ORA ZED-Ph 2-Pkgs A&D | CLI.CON-000001 | E06 2 - Bimetal feeder bus-way system,630A, 400V, 35KA,4W. | Bimetal feeder bus-way system,630A, 400V, 35KA,4W. | Approved
ORA ZED-Ph 2-Pkgs A&D | CLI.CON-000001 |  |  | Approved
ORA ZED-Ph 2-Pkgs A&D | CLI.CON-000001 | E06 3 - Type 160A - 4P - 380V - 35KA . | Type 160A - 4P - 380V - 35KA . | Approved
ORA ZED-Ph 2-Pkgs A&D | CLI.CON-000001 |  |  | Approved
ORA ZED-Ph 2-Pkgs A&D | CLI.CON-000001 | E06 4 - Type 125A - 4P - 380V - 35KA . | Type 125A - 4P - 380V - 35KA . | Approved
ORA ZED-Ph 2-Pkgs A&D | CLI.CON-000001 |  |  | Approved
ORA ZED-Ph 2-Pkgs A&D | CLI.CON-000001 | E06 5 - Type 80A - 4P - 380V -35KA . | Type 80A - 4P - 380V -35KA . | Approved
ORA ZED-Ph 2-Pkgs A&D | CLI.CON-000001 |  |  | Approved
ORA ZED-Ph 2-Pkgs A&D | CLI.CON-000001 | E07 1 - Bimetal feeder bus-way system,1000A, 400V, 35KA, 4W. | Bimetal feeder bus-way system,1000A, 400V, 35KA, 4W. | Approved
ORA ZED-Ph 2-Pkgs A&D | CLI.CON-000001 |  |  | Approved
ORA ZED-Ph 2-Pkgs A&D | CLI.CON-000001 | E07 2 - Bimetal feeder bus-way system,630A, 400V, 35KA,4W. | Bimetal feeder bus-way system,630A, 400V, 35KA,4W. | Approved
ORA ZED-Ph 2-Pkgs A&D | CLI.CON-000001 |  |  | Approved
ORA ZED-Ph 2-Pkgs A&D | CLI.CON-000001 | E07 3 - Type 125A - 4P - 380V - 35KA . | Type 125A - 4P - 380V - 35KA . | Approved
ORA ZED-Ph 2-Pkgs A&D | CLI.CON-000001 |  |  | Approved
ORA ZED-Ph 2-Pkgs A&D | CLI.CON-000001 | E07 4 - Type 100A - 4P - 380V -35KA . | Type 100A - 4P - 380V -35KA . | Approved
ORA ZED-Ph 2-Pkgs A&D | CLI.CON-000001 |  |  | Approved
ORA ZED-Ph 2-Pkgs A&D | CLI.CON-000001 | E07 5 - Type 80A - 4P - 380V -35KA . | Type 80A - 4P - 380V -35KA . | Approved
ORA ZED-Ph 2-Pkgs A&D | CLI.CON-000001 |  |  | Approved
ORA ZED-Ph 2-Pkgs A&D | CLI.CON-000001 | E08 1 - Bimetal feeder bus-way system,1000A, 400V, 35KA, 4W. | Bimetal feeder bus-way system,1000A, 400V, 35KA, 4W. | Approved
ORA ZED-Ph 2-Pkgs A&D | CLI.CON-000001 |  |  | Approved
ORA ZED-Ph 2-Pkgs A&D | CLI.CON-000001 | E08 2 - Bimetal feeder bus-way system,630A, 400V, 35KA,4W. | Bimetal feeder bus-way system,630A, 400V, 35KA,4W. | Approved
ORA ZED-Ph 2-Pkgs A&D | CLI.CON-000001 |  |  | Approved
ORA ZED-Ph 2-Pkgs A&D | CLI.CON-000001 | E08 3 - Type 160A - 4P - 380V - 35KA . | Type 160A - 4P - 380V - 35KA . | Approved
ORA ZED-Ph 2-Pkgs A&D | CLI.CON-000001 |  |  | Approved
ORA ZED-Ph 2-Pkgs A&D | CLI.CON-000001 | E06 11 - Socket type SO5 | Socket type SO5 | Approved
ORA ZED-Ph 2-Pkgs A&D | CLI.CON-000001 |  |  | Approved
ORA ZED-Ph 2-Pkgs A&D | CLI.CON-000001 | E06 12 - Socket type SO6 -20 A | Socket type SO6 -20 A | Approved
ORA ZED-Ph 2-Pkgs A&D | CLI.CON-000001 |  |  | Approved
ORA ZED-Ph 2-Pkgs A&D | CLI.CON-000001 | E06 13 - Socket type SO6 -32 A | Socket type SO6 -32 A | Approved
ORA ZED-Ph 2-Pkgs A&D | CLI.CON-000001 |  |  | Approved
ORA ZED-Ph 2-Pkgs A&D | CLI.CON-000001 | E06 14 - EO2 | EO2 | Approved
ORA ZED-Ph 2-Pkgs A&D | CLI.CON-000001 |  |  | Approved
ORA ZED-Ph 2-Pkgs A&D | CLI.CON-000001 | E06 15 - Type LBS 1 (20A) , 220V ,IP20 | Type LBS 1 (20A) , 220V ,IP20 | Approved
ORA ZED-Ph 2-Pkgs A&D | CLI.CON-000001 |  |  | Approved
ORA ZED-Ph 2-Pkgs A&D | CLI.CON-000001 | E06 16 - Type LBS 1 (25A) , 220V ,IP20 | Type LBS 1 (25A) , 220V ,IP20 | Approved
ORA ZED-Ph 2-Pkgs A&D | CLI.CON-000001 |  |  | Approved
ORA ZED-Ph 2-Pkgs A&D | CLI.CON-000001 | E06 17 - Type LBS 1 (40A) , 220V ,IP20 | Type LBS 1 (40A) , 220V ,IP20 | Approved
ORA ZED-Ph 2-Pkgs A&D | CLI.CON-000001 |  |  | Approved
ORA ZED-Ph 2-Pkgs A&D | CLI.CON-000001 | E06 18 - Type LBS 2 (20A) , 220V , IP65 | Type LBS 2 (20A) , 220V , IP65 | Approved
ORA ZED-Ph 2-Pkgs A&D | CLI.CON-000001 |  |  | Approved
ORA ZED-Ph 2-Pkgs A&D | CLI.CON-000001 | E06 19 - Type LBS 2 (25A) , 220V ,IP65 | Type LBS 2 (25A) , 220V ,IP65 | Approved
ORA ZED-Ph 2-Pkgs A&D | CLI.CON-000001 |  |  | Approved
ORA ZED-Ph 2-Pkgs A&D | CLI.CON-000001 | E06 20 - Type LBS 2 (40A) , 220V , IP65 | Type LBS 2 (40A) , 220V , IP65 | Approved
ORA ZED-Ph 2-Pkgs A&D | CLI.CON-000001 |  |  | Approved
ORA ZED-Ph 2-Pkgs A&D | CLI.CON-000001 | E06 21 - Type LBS 4 (32A) , 380V , IP65 | Type LBS 4 (32A) , 380V , IP65 | Approved
ORA ZED-Ph 2-Pkgs A&D | CLI.CON-000001 |  |  | Approved
ORA ZED-Ph 2-Pkgs A&D | CLI.CON-000001 | E06 22 - Type LBS 5 (20A) , 380V , IP65 | Type LBS 5 (20A) , 380V , IP65 | Approved
ORA ZED-Ph 2-Pkgs A&D | CLI.CON-000001 |  |  | Approved
ORA ZED-Ph 2-Pkgs A&D | CLI.CON-000001 | E06 23 - Indoor wiring for one lighting service outlet including wires 3(1x3) mm2, embedded upvc conduits, cable trays, junction boxes, and all necessary accessories from panel to lighting fixtures and switches outlet. | Indoor wiring for one lighting service outlet including wires 3(1x3) mm2, embedded upvc conduits, cable trays, junction boxes, and all necessary accessories from panel to lighting fixtures and switches outlet. | Approved
ORA ZED-Ph 2-Pkgs A&D | CLI.CON-000001 |  |  | Approved
ORA ZED-Ph 2-Pkgs A&D | CLI.CON-000001 | E06 24 - Indoor wiring for one lighting Appartment outlet including wires 3(1x3) mm2, embedded upvc conduits, cable trays, junction boxes, and all necessary accessories from panel to lighting fixtures and switches outlet. | Indoor wiring for one lighting Appartment outlet including wires 3(1x3) mm2, embedded upvc conduits, cable trays, junction boxes, and all necessary accessories from panel to lighting fixtures and switches outlet. | Approved
ORA ZED-Ph 2-Pkgs A&D | CLI.CON-000001 |  |  | Approved
ORA ZED-Ph 2-Pkgs A&D | CLI.CON-000001 | E06 1 - Switch type S1. | Switch type S1. | Approved
ORA ZED-Ph 2-Pkgs A&D | CLI.CON-000001 |  |  | Approved
ORA ZED-Ph 2-Pkgs A&D | CLI.CON-000001 | E06 2 - Switch type S2. | Switch type S2. | Approved
ORA ZED-Ph 2-Pkgs A&D | CLI.CON-000001 |  |  | Approved
ORA ZED-Ph 2-Pkgs A&D | CLI.CON-000001 | E06 3 - Switch type S4. | Switch type S4. | Approved
ORA ZED-Ph 2-Pkgs A&D | CLI.CON-000001 |  |  | Approved
ORA ZED-Ph 2-Pkgs A&D | CLI.CON-000001 | E06 4 - Switch type S5. | Switch type S5. | Approved
ORA ZED-Ph 2-Pkgs A&D | CLI.CON-000001 |  |  | Approved
ORA ZED-Ph 2-Pkgs A&D | CLI.CON-000001 | E08 Internal Ceilings, 15 mm thick Plaster | Internal Ceilings, 15 mm thick | Approved
ORA ZED-Ph 2-Pkgs A&D | CLI.CON-000001 |  |  | Approved
ORA ZED-Ph 2-Pkgs A&D | CLI.CON-000001 | Podium A Walls Plaster | Walls | Approved
ORA ZED-Ph 2-Pkgs A&D | CLI.CON-000001 |  |  | Approved
ORA ZED-Ph 2-Pkgs A&D | CLI.CON-000001 | Podium D Walls Plaster | Walls | Approved
ORA ZED-Ph 2-Pkgs A&D | CLI.CON-000001 |  |  | Approved
ORA ZED-Ph 2-Pkgs A&D | CLI.CON-000001 | Podium A SOG to be joint less slab by adding steel fibers ConcreteRFC | SOG to be joint less slab by adding steel fibers | Approved
ORA ZED-Ph 2-Pkgs A&D | CLI.CON-000001 |  |  | Approved
ORA ZED-Ph 2-Pkgs A&D | CLI.CON-000001 | Podium D SOG to be joint less slab by adding steel fibers ConcreteRFC | SOG to be joint less slab by adding steel fibers | Approved
ORA ZED-Ph 2-Pkgs A&D | CLI.CON-000001 |  |  | Approved
ORA ZED-Ph 2-Pkgs A&D | CLI.CON-000001 | Podium A RC Retaining walls and tanks Manpower ( Formwork & steel ) | RC Retaining walls and tanks | Approved
ORA ZED-Ph 2-Pkgs A&D | CLI.CON-000001 |  |  | Approved
ORA ZED-Ph 2-Pkgs A&D | CLI.CON-000001 | Podium D RC walls Manpower ( Formwork & steel )RFC | RC walls | Approved
ORA ZED-Ph 2-Pkgs A&D | CLI.CON-000001 |  |  | Approved
ORA ZED-Ph 2-Pkgs A&D | CLI.CON-000001 | E05 RC Columns. Manpower ( Formwork & steel ) | RC Columns. | Approved
ORA ZED-Ph 2-Pkgs A&D | CLI.CON-000001 |  |  | Approved
ORA ZED-Ph 2-Pkgs A&D | CLI.CON-000001 | E05 RC Beams. Manpower ( Formwork & steel ) | RC Beams. | Approved
ORA ZED-Ph 2-Pkgs A&D | CLI.CON-000001 |  |  | Approved
ORA ZED-Ph 2-Pkgs A&D | CLI.CON-000001 | E05 RC Flat slabs. Manpower ( Formwork & steel ) | RC Flat slabs. | Approved
ORA ZED-Ph 2-Pkgs A&D | CLI.CON-000001 |  |  | Approved
ORA ZED-Ph 2-Pkgs A&D | CLI.CON-000001 | E05 RC Stairs. Manpower ( Formwork & steel ) | RC Stairs. | Approved
ORA ZED-Ph 2-Pkgs A&D | CLI.CON-000001 |  |  | Approved
ORA ZED-Ph 2-Pkgs A&D | CLI.CON-000001 | E05 RC Cores and shear walls. Manpower ( Formwork & steel ) | RC Cores and shear walls. | Approved
ORA ZED-Ph 2-Pkgs A&D | CLI.CON-000001 |  |  | Approved
ORA ZED-Ph 2-Pkgs A&D | CLI.CON-000001 | E06 RC Columns. Manpower ( Formwork & steel ) | RC Columns. | Approved
ORA ZED-Ph 2-Pkgs A&D | CLI.CON-000001 |  |  | Approved
ORA ZED-Ph 2-Pkgs A&D | CLI.CON-000001 | E06 RC Beams. Manpower ( Formwork & steel ) | RC Beams. | Approved
ORA ZED-Ph 2-Pkgs A&D | CLI.CON-000001 |  |  | Approved
ORA ZED-Ph 2-Pkgs A&D | CLI.CON-000001 | E06 RC Flat slabs. Manpower ( Formwork & steel ) | RC Flat slabs. | Approved
ORA ZED-Ph 2-Pkgs A&D | CLI.CON-000001 |  |  | Approved
ORA ZED-Ph 2-Pkgs A&D | CLI.CON-000001 | E06 RC Stairs. Manpower ( Formwork & steel ) | RC Stairs. | Approved
ORA ZED-Ph 2-Pkgs A&D | CLI.CON-000001 |  |  | Approved
ORA ZED-Ph 2-Pkgs A&D | CLI.CON-000001 | E06 RC Cores and shear walls. Manpower ( Formwork & steel ) | RC Cores and shear walls. | Approved
ORA ZED-Ph 2-Pkgs A&D | CLI.CON-000001 |  |  | Approved
ORA ZED-Ph 2-Pkgs A&D | CLI.CON-000001 | E07 RC Columns. Manpower ( Formwork & steel ) | RC Columns. | Approved
ORA ZED-Ph 2-Pkgs A&D | CLI.CON-000001 |  |  | Approved
ORA ZED-Ph 2-Pkgs A&D | CLI.CON-000001 | E07 RC Beams. Manpower ( Formwork & steel ) | RC Beams. | Approved
ORA ZED-Ph 2-Pkgs A&D | CLI.CON-000001 |  |  | Approved
ORA ZED-Ph 2-Pkgs A&D | CLI.CON-000001 | E07 RC Flat slabs. Manpower ( Formwork & steel ) | RC Flat slabs. | Approved
ORA ZED-Ph 2-Pkgs A&D | CLI.CON-000001 |  |  | Approved
ORA ZED-Ph 2-Pkgs A&D | CLI.CON-000001 |  |  | Approved
ORA ZED-Ph 2-Pkgs A&D | CLI.CON-000001 | Podium D 4 - Type "27", size 1100 x 2200 mm, fire rated (60 min), hardware set (HW06) | Type "27", size 1100 x 2200 mm, fire rated (60 min), hardware set (HW06) | Approved
ORA ZED-Ph 2-Pkgs A&D | CLI.CON-000001 |  |  | Approved
ORA ZED-Ph 2-Pkgs A&D | CLI.CON-000001 | Podium D 5 - Type "27", size 1100 x 2200 mm, fire rated (90 min), hardware set (HW06) | Type "27", size 1100 x 2200 mm, fire rated (90 min), hardware set (HW06) | Approved
ORA ZED-Ph 2-Pkgs A&D | CLI.CON-000001 |  |  | Approved
ORA ZED-Ph 2-Pkgs A&D | CLI.CON-000001 | E05 9 - Type "01", size 1000 x 2200 mm, hardware set (HW02). | Type "01", size 1000 x 2200 mm, hardware set (HW02). | Approved
ORA ZED-Ph 2-Pkgs A&D | CLI.CON-000001 |  |  | Approved
ORA ZED-Ph 2-Pkgs A&D | CLI.CON-000001 | E05 10 - Type "01", size 900 x 2200 mm, hardware set (HW02). | Type "01", size 900 x 2200 mm, hardware set (HW02). | Approved
ORA ZED-Ph 2-Pkgs A&D | CLI.CON-000001 |  |  | Approved
ORA ZED-Ph 2-Pkgs A&D | CLI.CON-000001 | E05 11 - Type "04", size 800 x 2200 mm, hardware set (HW13). | Type "04", size 800 x 2200 mm, hardware set (HW13). | Approved
ORA ZED-Ph 2-Pkgs A&D | CLI.CON-000001 |  |  | Approved
ORA ZED-Ph 2-Pkgs A&D | CLI.CON-000001 | E05 12 - Type "04", size700 x 2200 mm, hardware set (HW13). | Type "04", size700 x 2200 mm, hardware set (HW13). | Approved
ORA ZED-Ph 2-Pkgs A&D | CLI.CON-000001 |  |  | Approved
ORA ZED-Ph 2-Pkgs A&D | CLI.CON-000001 | E06 2 - Type "01", size 1000 x 2200 mm, hardware set (HW02). | Type "01", size 1000 x 2200 mm, hardware set (HW02). | Approved
ORA ZED-Ph 2-Pkgs A&D | CLI.CON-000001 |  |  | Approved
ORA ZED-Ph 2-Pkgs A&D | CLI.CON-000001 | E06 3 - Type "01", size 900 x 2200 mm, hardware set (HW02). | Type "01", size 900 x 2200 mm, hardware set (HW02). | Approved
ORA ZED-Ph 2-Pkgs A&D | CLI.CON-000001 |  |  | Approved
ORA ZED-Ph 2-Pkgs A&D | CLI.CON-000001 | E06 4 - Type "04", size 800 x 2200 mm, hardware set (HW13). | Type "04", size 800 x 2200 mm, hardware set (HW13). | Approved
ORA ZED-Ph 2-Pkgs A&D | CLI.CON-000001 |  |  | Approved
ORA ZED-Ph 2-Pkgs A&D | CLI.CON-000001 | E06 5 - Type "04", size700 x 2200 mm, hardware set (HW13). | Type "04", size700 x 2200 mm, hardware set (HW13). | Approved
ORA ZED-Ph 2-Pkgs A&D | CLI.CON-000001 |  |  | Approved
ORA ZED-Ph 2-Pkgs A&D | CLI.CON-000001 | E07 2 - Type "01", size 1000 x 2200 mm, hardware set (HW02). | Type "01", size 1000 x 2200 mm, hardware set (HW02). | Approved
ORA ZED-Ph 2-Pkgs A&D | CLI.CON-000001 |  |  | Approved
ORA ZED-Ph 2-Pkgs A&D | CLI.CON-000001 | E07 3 - Type "01", size 900 x 2200 mm, hardware set (HW02). | Type "01", size 900 x 2200 mm, hardware set (HW02). | Approved
ORA ZED-Ph 2-Pkgs A&D | CLI.CON-000001 |  |  | Approved
ORA ZED-Ph 2-Pkgs A&D | CLI.CON-000001 | E07 4 - Type "04", size 800 x 2200 mm, hardware set (HW13). | Type "04", size 800 x 2200 mm, hardware set (HW13). | Approved
ORA ZED-Ph 2-Pkgs A&D | CLI.CON-000001 |  |  | Approved
ORA ZED-Ph 2-Pkgs A&D | CLI.CON-000001 | E07 5 - Type "04", size700 x 2200 mm, hardware set (HW13). | Type "04", size700 x 2200 mm, hardware set (HW13). | Approved
ORA ZED-Ph 2-Pkgs A&D | CLI.CON-000001 |  |  | Approved
ORA ZED-Ph 2-Pkgs A&D | CLI.CON-000001 | E08 2 - Type "01", size 1000 x 2200 mm, hardware set (HW02). | Type "01", size 1000 x 2200 mm, hardware set (HW02). | Approved
ORA ZED-Ph 2-Pkgs A&D | CLI.CON-000001 |  |  | Approved
ORA ZED-Ph 2-Pkgs A&D | CLI.CON-000001 | E08 8 - Air Wells | Air Wells | Approved
ORA ZED-Ph 2-Pkgs A&D | CLI.CON-000001 |  |  | Approved
ORA ZED-Ph 2-Pkgs A&D | CLI.CON-000001 | E08 9 - Soffits | Soffits | Approved
ORA ZED-Ph 2-Pkgs A&D | CLI.CON-000001 |  |  | Approved
ORA ZED-Ph 2-Pkgs A&D | CLI.CON-000001 | Podium A 6 - External paint, 100 % acrylic water based binder, on cementitious surfaces, including items mentioned in "Method of Measurements". | External paint, 100 % acrylic water based binder, on cementitious surfaces, including items mentioned in "Method of Measurements". | Approved
ORA ZED-Ph 2-Pkgs A&D | CLI.CON-000001 |  |  | Approved
ORA ZED-Ph 2-Pkgs A&D | CLI.CON-000001 | Podium D 4 - External paint, 100 % acrylic water based binder, on cementitious surfaces, including items mentioned in "Method of Measurements". | External paint, 100 % acrylic water based binder, on cementitious surfaces, including items mentioned in "Method of Measurements". | Approved
ORA ZED-Ph 2-Pkgs A&D | CLI.CON-000001 |  |  | Approved
ORA ZED-Ph 2-Pkgs A&D | CLI.CON-000001 | Podium A 1 - Flooring. | Flooring. | Approved
ORA ZED-Ph 2-Pkgs A&D | CLI.CON-000001 |  |  | Approved
ORA ZED-Ph 2-Pkgs A&D | CLI.CON-000001 | Podium A 2 - 100 mm, height. Epoxy | 100 mm, height. | Approved
ORA ZED-Ph 2-Pkgs A&D | CLI.CON-000001 |  |  | Approved
ORA ZED-Ph 2-Pkgs A&D | CLI.CON-000001 | Podium D 3 - Flooring. | Flooring. | Approved
ORA ZED-Ph 2-Pkgs A&D | CLI.CON-000001 |  |  | Approved
ORA ZED-Ph 2-Pkgs A&D | CLI.CON-000001 | Podium D 4 - 100 mm, height. | 100 mm, height. | Approved
ORA ZED-Ph 2-Pkgs A&D | CLI.CON-000001 |  |  | Approved
ORA ZED-Ph 2-Pkgs A&D | CLI.CON-000001 | Podium A 1 - 2 mm thick. | 2 mm thick. | Approved
ORA ZED-Ph 2-Pkgs A&D | CLI.CON-000001 |  |  | Approved
ORA ZED-Ph 2-Pkgs A&D | CLI.CON-000001 | Podium A 2 - 100 mm, height. Rubber | 100 mm, height. | Approved
ORA ZED-Ph 2-Pkgs A&D | CLI.CON-000001 |  |  | Approved
ORA ZED-Ph 2-Pkgs A&D | CLI.CON-000001 | E05 5 - White Color For external Surfaces, Code 01 as per "Method of Measurements". | White Color For external Surfaces, Code 01 as per "Method of Measurements". | Approved
ORA ZED-Ph 2-Pkgs A&D | CLI.CON-000001 |  |  | Approved
ORA ZED-Ph 2-Pkgs A&D | CLI.CON-000001 | E05 6 - Dark grey Color For external Surfaces, Code 03 as per "Method of Measurements". | Dark grey Color For external Surfaces, Code 03 as per "Method of Measurements". | Approved
ORA ZED-Ph 2-Pkgs A&D | CLI.CON-000001 |  |  | Approved
ORA ZED-Ph 2-Pkgs A&D | CLI.CON-000001 | E05 7 - Light beige Color For external Surfaces, Code 04 as per "Method of Measurements". | Light beige Color For external Surfaces, Code 04 as per "Method of Measurements". | Approved
ORA ZED-Ph 2-Pkgs A&D | CLI.CON-000001 |  |  | Approved
ORA ZED-Ph 2-Pkgs A&D | CLI.CON-000001 | E05 8 - Dark Beige with texture For external Surfaces, Code 05 as per "Method of Measurements". | Dark Beige with texture For external Surfaces, Code 05 as per "Method of Measurements". | Approved
ORA ZED-Ph 2-Pkgs A&D | CLI.CON-000001 |  |  | Approved
ORA ZED-Ph 2-Pkgs A&D | CLI.CON-000001 | E06 5 - White Color For external Surfaces, Code 01 as per "Method of Measurements". | White Color For external Surfaces, Code 01 as per "Method of Measurements". | Approved
ORA ZED-Ph 2-Pkgs A&D | CLI.CON-000001 |  |  | Approved
ORA ZED-Ph 2-Pkgs A&D | CLI.CON-000001 | E08 1 - Provision for IP outdoor entrance station at residential tower entrance . | Provision for IP outdoor entrance station at residential tower entrance . | Approved
ORA ZED-Ph 2-Pkgs A&D | CLI.CON-000001 |  |  | Approved
ORA ZED-Ph 2-Pkgs A&D | CLI.CON-000001 | E08 2 - Provision for IP Indoor video monitor station. | Provision for IP Indoor video monitor station. | Approved
ORA ZED-Ph 2-Pkgs A&D | CLI.CON-000001 |  |  | Approved
ORA ZED-Ph 2-Pkgs A&D | CLI.CON-000001 | E08 3 - IP outdoor entrance station at building entrance c/w dial numeric keypad, 3.5" TFT color LCD screen, 1/3" CCD wide image camera and all related accessories | IP outdoor entrance station at building entrance c/w dial numeric keypad, 3.5" TFT color LCD screen, 1/3" CCD wide image camera and all related accessories | Approved
ORA ZED-Ph 2-Pkgs A&D | CLI.CON-000001 |  |  | Approved
ORA ZED-Ph 2-Pkgs A&D | CLI.CON-000001 | E08 4 - IP Indoor video monitor station c/w 7" touch screen panel and all accessories | IP Indoor video monitor station c/w 7" touch screen panel and all accessories | Approved
ORA ZED-Ph 2-Pkgs A&D | CLI.CON-000001 |  |  | Approved
ORA ZED-Ph 2-Pkgs A&D | CLI.CON-000001 | Podium D 1 - Audio matrix [6x6 inputs/outputs] c/w network controller | Audio matrix [6x6 inputs/outputs] c/w network controller | Approved
ORA ZED-Ph 2-Pkgs A&D | CLI.CON-000001 |  |  | Approved
ORA ZED-Ph 2-Pkgs A&D | CLI.CON-000001 | Podium D 2 - Single mode fiber optic transmitter | Single mode fiber optic transmitter | Approved
ORA ZED-Ph 2-Pkgs A&D | CLI.CON-000001 |  |  | Approved
ORA ZED-Ph 2-Pkgs A&D | CLI.CON-000001 | Podium D 3 - Single mode fiber optic receiver | Single mode fiber optic receiver | Approved
ORA ZED-Ph 2-Pkgs A&D | CLI.CON-000001 |  |  | Approved
ORA ZED-Ph 2-Pkgs A&D | CLI.CON-000001 | Podium D 4 - Power amplifier [480] Watt | Power amplifier [480] Watt | Approved
ORA ZED-Ph 2-Pkgs A&D | CLI.CON-000001 |  |  | Approved
ORA ZED-Ph 2-Pkgs A&D | CLI.CON-000001 | Podium D 7 - Monitor panel | Monitor panel | Approved
ORA ZED-Ph 2-Pkgs A&D | CLI.CON-000001 |  |  | Approved
ORA ZED-Ph 2-Pkgs A&D | CLI.CON-000001 | Podium D 8 - DVD Player with AM/FM tuner | DVD Player with AM/FM tuner | Approved
ORA ZED-Ph 2-Pkgs A&D | CLI.CON-000001 |  |  | Approved
ORA ZED-Ph 2-Pkgs A&D | CLI.CON-000001 | Podium D 9 - Digital message recorder | Digital message recorder | Approved
ORA ZED-Ph 2-Pkgs A&D | CLI.CON-000001 |  |  | Approved
ORA ZED-Ph 2-Pkgs A&D | CLI.CON-000001 | Podium D 10 - Paging Microphone c/w zone selector [12] Zone & pre-amplifier, desktop type | Paging Microphone c/w zone selector [12] Zone & pre-amplifier, desktop type | Approved
ORA ZED-Ph 2-Pkgs A&D | CLI.CON-000001 |  |  | Approved
ORA ZED-Ph 2-Pkgs A&D | CLI.CON-000001 | Podium D 11 - Ceiling mounted speaker [1.5/3/6] watt, [Fire rated] | Ceiling mounted speaker [1.5/3/6] watt, [Fire rated] | Approved
ORA ZED-Ph 2-Pkgs A&D | CLI.CON-000001 |  |  | Approved
ORA ZED-Ph 2-Pkgs A&D | CLI.CON-000001 | Podium D 12 - Outdoor horn speaker [6.25/12.5/25] watt, [Fire rated] | Outdoor horn speaker [6.25/12.5/25] watt, [Fire rated] | Approved
ORA ZED-Ph 2-Pkgs A&D | CLI.CON-000001 |  |  | Approved
ORA ZED-Ph 2-Pkgs A&D | CLI.CON-000001 | Podium D 13 - PA Rack [60x60 cm] 36U height c/w all accessories. | PA Rack [60x60 cm] 36U height c/w all accessories. | Approved
ORA ZED-Ph 2-Pkgs A&D | CLI.CON-000001 |  |  | Approved
ORA ZED-Ph 2-Pkgs A&D | CLI.CON-000001 |  |  | Approved
ORA ZED-Ph 2-Pkgs A&D | CLI.CON-000001 | E07 10 - Type (FIX-39). | Type (FIX-39). | Approved
ORA ZED-Ph 2-Pkgs A&D | CLI.CON-000001 |  |  | Approved
ORA ZED-Ph 2-Pkgs A&D | CLI.CON-000001 | E07 12 - Type (FIX-46). | Type (FIX-46). | Approved
ORA ZED-Ph 2-Pkgs A&D | CLI.CON-000001 |  |  | Approved
ORA ZED-Ph 2-Pkgs A&D | CLI.CON-000001 | E07 15 - Master & Secondary bathroom mixer set | Master & Secondary bathroom mixer set | Approved
ORA ZED-Ph 2-Pkgs A&D | CLI.CON-000001 |  |  | Approved
ORA ZED-Ph 2-Pkgs A&D | CLI.CON-000001 | E07 16 - Maid bathroom mixer and spray | Maid bathroom mixer and spray | Approved
ORA ZED-Ph 2-Pkgs A&D | CLI.CON-000001 |  |  | Approved
ORA ZED-Ph 2-Pkgs A&D | CLI.CON-000001 | E07 20 - Type (FIX-47). | Type (FIX-47). | Approved
ORA ZED-Ph 2-Pkgs A&D | CLI.CON-000001 |  |  | Approved
ORA ZED-Ph 2-Pkgs A&D | CLI.CON-000001 | E07 21 - Type (FIX-48). | Type (FIX-48). | Approved
ORA ZED-Ph 2-Pkgs A&D | CLI.CON-000001 |  |  | Approved
ORA ZED-Ph 2-Pkgs A&D | CLI.CON-000001 | E07 22 - Type (FIX-49). | Type (FIX-49). | Approved
ORA ZED-Ph 2-Pkgs A&D | CLI.CON-000001 |  |  | Approved
ORA ZED-Ph 2-Pkgs A&D | CLI.CON-000001 | E08 2 - Type (FIX-34). | Type (FIX-34). | Approved
ORA ZED-Ph 2-Pkgs A&D | CLI.CON-000001 |  |  | Approved
ORA ZED-Ph 2-Pkgs A&D | CLI.CON-000001 | E08 4 - Type (FIX-35). | Type (FIX-35). | Approved
ORA ZED-Ph 2-Pkgs A&D | CLI.CON-000001 |  |  | Approved
ORA ZED-Ph 2-Pkgs A&D | CLI.CON-000001 | E08 6 - Type (FIX-36). | Type (FIX-36). | Approved
ORA ZED-Ph 2-Pkgs A&D | CLI.CON-000001 |  |  | Approved
ORA ZED-Ph 2-Pkgs A&D | CLI.CON-000001 | E08 8 - Type (FIX-38). | Type (FIX-38). | Approved
ORA ZED-Ph 2-Pkgs A&D | CLI.CON-000001 |  |  | Approved
ORA ZED-Ph 2-Pkgs A&D | CLI.CON-000001 | E08 10 - Type (FIX-39). | Type (FIX-39). | Approved
ORA ZED-Ph 2-Pkgs A&D | CLI.CON-000001 |  |  | Approved
ORA ZED-Ph 2-Pkgs A&D | CLI.CON-000001 | E08 12 - Type (FIX-46). | Type (FIX-46). | Approved
ORA ZED-Ph 2-Pkgs A&D | CLI.CON-000001 |  |  | Approved
ORA ZED-Ph 2-Pkgs A&D | CLI.CON-000001 | E08 15 - Master & Secondary bathroom mixer set | Master & Secondary bathroom mixer set | Approved
ORA ZED-Ph 2-Pkgs A&D | CLI.CON-000001 |  |  | Approved
ORA ZED-Ph 2-Pkgs A&D | CLI.CON-000001 | E08 16 - Maid bathroom mixer and spray | Maid bathroom mixer and spray | Approved
ORA ZED-Ph 2-Pkgs A&D | CLI.CON-000001 |  |  | Approved
ORA ZED-Ph 2-Pkgs A&D | CLI.CON-000001 | E08 20 - Type (FIX-47). | Type (FIX-47). | Approved
ORA ZED-Ph 2-Pkgs A&D | CLI.CON-000001 |  |  | Approved
ORA ZED-Ph 2-Pkgs A&D | CLI.CON-000001 | E08 21 - Type (FIX-48). | Type (FIX-48). | Approved
ORA ZED-Ph 2-Pkgs A&D | CLI.CON-000001 |  |  | Approved
ORA ZED-Ph 2-Pkgs A&D | CLI.CON-000001 | Podium D 6 - SG 500x250 | SG 500x250 | Approved
ORA ZED-Ph 2-Pkgs A&D | CLI.CON-000001 |  |  | Approved
ORA ZED-Ph 2-Pkgs A&D | CLI.CON-000001 | Podium D 7 - SG 550x150 | SG 550x150 | Approved
ORA ZED-Ph 2-Pkgs A&D | CLI.CON-000001 |  |  | Approved
ORA ZED-Ph 2-Pkgs A&D | CLI.CON-000001 | Podium D 8 - SG 600x150 | SG 600x150 | Approved
ORA ZED-Ph 2-Pkgs A&D | CLI.CON-000001 |  |  | Approved
ORA ZED-Ph 2-Pkgs A&D | CLI.CON-000001 | Podium D 9 - SG 600x200 | SG 600x200 | Approved
ORA ZED-Ph 2-Pkgs A&D | CLI.CON-000001 |  |  | Approved
ORA ZED-Ph 2-Pkgs A&D | CLI.CON-000001 | Podium D 10 - SG 650x200 | SG 650x200 | Approved
ORA ZED-Ph 2-Pkgs A&D | CLI.CON-000001 |  |  | Approved
ORA ZED-Ph 2-Pkgs A&D | CLI.CON-000001 | Podium D 11 - SG 700x200 | SG 700x200 | Approved
ORA ZED-Ph 2-Pkgs A&D | CLI.CON-000001 |  |  | Approved
ORA ZED-Ph 2-Pkgs A&D | CLI.CON-000001 | Podium D 12 - SG 750x150 | SG 750x150 | Approved
ORA ZED-Ph 2-Pkgs A&D | CLI.CON-000001 |  |  | Approved
ORA ZED-Ph 2-Pkgs A&D | CLI.CON-000001 | Podium D 13 - SG 750x200 | SG 750x200 | Approved
ORA ZED-Ph 2-Pkgs A&D | CLI.CON-000001 |  |  | Approved
ORA ZED-Ph 2-Pkgs A&D | CLI.CON-000001 | Podium D 14 - SG 750x250 | SG 750x250 | Approved
ORA ZED-Ph 2-Pkgs A&D | CLI.CON-000001 |  |  | Approved
ORA ZED-Ph 2-Pkgs A&D | CLI.CON-000001 | Podium D 15 - SG 800x200 | SG 800x200 | Approved
ORA ZED-Ph 2-Pkgs A&D | CLI.CON-000001 |  |  | Approved
ORA ZED-Ph 2-Pkgs A&D | CLI.CON-000001 | Podium D 16 - SG 800x250 | SG 800x250 | Approved
ORA ZED-Ph 2-Pkgs A&D | CLI.CON-000001 |  |  | Approved
ORA ZED-Ph 2-Pkgs A&D | CLI.CON-000001 | Podium D 17 - SG 850x200 | SG 850x200 | Approved
ORA ZED-Ph 2-Pkgs A&D | CLI.CON-000001 |  |  | Approved
ORA ZED-Ph 2-Pkgs A&D | CLI.CON-000001 | Podium D 18 - SG 850x250 | SG 850x250 | Approved
ORA ZED-Ph 2-Pkgs A&D | CLI.CON-000001 |  |  | Approved
ORA ZED-Ph 2-Pkgs A&D | CLI.CON-000001 | Podium D 19 - SG 900x200 | SG 900x200 | Approved
ORA ZED-Ph 2-Pkgs A&D | CLI.CON-000001 |  |  | Approved
ORA ZED-Ph 2-Pkgs A&D | CLI.CON-000001 | Podium D 20 - SG 1000x300 | SG 1000x300 | Approved
ORA ZED-Ph 2-Pkgs A&D | CLI.CON-000001 |  |  | Approved
ORA ZED-Ph 2-Pkgs A&D | CLI.CON-000001 | Podium D 21 - SG 1100x300 | SG 1100x300 | Approved
ORA ZED-Ph 2-Pkgs A&D | CLI.CON-000001 |  |  | Approved
ORA ZED-Ph 2-Pkgs A&D | CLI.CON-000001 | Podium D 22 - SG 1200x350 | SG 1200x350 | Approved
ORA ZED-Ph 2-Pkgs A&D | CLI.CON-000001 | E08 4 - Type 125A - 4P - 380V - 35KA . | Type 125A - 4P - 380V - 35KA . | Approved
ORA ZED-Ph 2-Pkgs A&D | CLI.CON-000001 |  |  | Approved
ORA ZED-Ph 2-Pkgs A&D | CLI.CON-000001 | E08 5 - Type 80A - 4P - 380V -35KA . | Type 80A - 4P - 380V -35KA . | Approved
ORA ZED-Ph 2-Pkgs A&D | CLI.CON-000001 |  |  | Approved
ORA ZED-Ph 2-Pkgs A&D | CLI.CON-000001 | E05 1 - EMCC-E05 | EMCC-E05 | Approved
ORA ZED-Ph 2-Pkgs A&D | CLI.CON-000001 |  |  | Approved
ORA ZED-Ph 2-Pkgs A&D | CLI.CON-000001 | E06 1 - EMCC-E06 | EMCC-E06 | Approved
ORA ZED-Ph 2-Pkgs A&D | CLI.CON-000001 |  |  | Approved
ORA ZED-Ph 2-Pkgs A&D | CLI.CON-000001 | E07 1 - EMCC-E07 | EMCC-E07 | Approved
ORA ZED-Ph 2-Pkgs A&D | CLI.CON-000001 |  |  | Approved
ORA ZED-Ph 2-Pkgs A&D | CLI.CON-000001 | E08 1 - EMCC-E08 | EMCC-E08 | Approved
ORA ZED-Ph 2-Pkgs A&D | CLI.CON-000001 |  |  | Approved
ORA ZED-Ph 2-Pkgs A&D | CLI.CON-000001 | Podium D 1 - MCC-01 | MCC-01 | Approved
ORA ZED-Ph 2-Pkgs A&D | CLI.CON-000001 |  |  | Approved
ORA ZED-Ph 2-Pkgs A&D | CLI.CON-000001 | Podium D 2 - MCC-02 | MCC-02 | Approved
ORA ZED-Ph 2-Pkgs A&D | CLI.CON-000001 |  |  | Approved
ORA ZED-Ph 2-Pkgs A&D | CLI.CON-000001 | Podium D 3 - MCC-03 | MCC-03 | Approved
ORA ZED-Ph 2-Pkgs A&D | CLI.CON-000001 |  |  | Approved
ORA ZED-Ph 2-Pkgs A&D | CLI.CON-000001 | Podium D 4 - MCC-04 | MCC-04 | Approved
ORA ZED-Ph 2-Pkgs A&D | CLI.CON-000001 |  |  | Approved
ORA ZED-Ph 2-Pkgs A&D | CLI.CON-000001 | Podium D 5 - MCC-05 | MCC-05 | Approved
ORA ZED-Ph 2-Pkgs A&D | CLI.CON-000001 |  |  | Approved
ORA ZED-Ph 2-Pkgs A&D | CLI.CON-000001 | Podium D 6 - MCC-06 | MCC-06 | Approved
ORA ZED-Ph 2-Pkgs A&D | CLI.CON-000001 |  |  | Approved
ORA ZED-Ph 2-Pkgs A&D | CLI.CON-000001 | Podium D 7 - MCC-07 | MCC-07 | Approved
ORA ZED-Ph 2-Pkgs A&D | CLI.CON-000001 |  |  | Approved
ORA ZED-Ph 2-Pkgs A&D | CLI.CON-000001 | Podium D 8 - MCC-08 | MCC-08 | Approved
ORA ZED-Ph 2-Pkgs A&D | CLI.CON-000001 |  |  | Approved
ORA ZED-Ph 2-Pkgs A&D | CLI.CON-000001 | Podium D 9 - MCC-09 | MCC-09 | Approved
ORA ZED-Ph 2-Pkgs A&D | CLI.CON-000001 |  |  | Approved
ORA ZED-Ph 2-Pkgs A&D | CLI.CON-000001 | Podium D 10 - MCC-10 | MCC-10 | Approved
ORA ZED-Ph 2-Pkgs A&D | CLI.CON-000001 |  |  | Approved
ORA ZED-Ph 2-Pkgs A&D | CLI.CON-000001 | Podium D 11 - MCC-11 | MCC-11 | Approved
ORA ZED-Ph 2-Pkgs A&D | CLI.CON-000001 |  |  | Approved
ORA ZED-Ph 2-Pkgs A&D | CLI.CON-000001 | E06 5 - Switch type S6. | Switch type S6. | Approved
ORA ZED-Ph 2-Pkgs A&D | CLI.CON-000001 |  |  | Approved
ORA ZED-Ph 2-Pkgs A&D | CLI.CON-000001 | E06 6 - Switch type S9. | Switch type S9. | Approved
ORA ZED-Ph 2-Pkgs A&D | CLI.CON-000001 |  |  | Approved
ORA ZED-Ph 2-Pkgs A&D | CLI.CON-000001 | E06 7 - Switch type S10. | Switch type S10. | Approved
ORA ZED-Ph 2-Pkgs A&D | CLI.CON-000001 |  |  | Approved
ORA ZED-Ph 2-Pkgs A&D | CLI.CON-000001 | E06 8 - Push Button. | Push Button. | Approved
ORA ZED-Ph 2-Pkgs A&D | CLI.CON-000001 |  |  | Approved
ORA ZED-Ph 2-Pkgs A&D | CLI.CON-000001 | E06 9 - Motion detector | Motion detector | Approved
ORA ZED-Ph 2-Pkgs A&D | CLI.CON-000001 |  |  | Approved
ORA ZED-Ph 2-Pkgs A&D | CLI.CON-000001 | E06 10 - Door bell | Door bell | Approved
ORA ZED-Ph 2-Pkgs A&D | CLI.CON-000001 |  |  | Approved
ORA ZED-Ph 2-Pkgs A&D | CLI.CON-000001 | E07 1 - Socket outlet with 3(1x4) mm2 . | Socket outlet with 3(1x4) mm2 . | Approved
ORA ZED-Ph 2-Pkgs A&D | CLI.CON-000001 |  |  | Approved
ORA ZED-Ph 2-Pkgs A&D | CLI.CON-000001 | E07 2 - Power Socket outlet with 3(1x4) mm2 . | Power Socket outlet with 3(1x4) mm2 . | Approved
ORA ZED-Ph 2-Pkgs A&D | CLI.CON-000001 |  |  | Approved
ORA ZED-Ph 2-Pkgs A&D | CLI.CON-000001 | E07 3 - Power Socket outlet with 3(1x6) mm2 . | Power Socket outlet with 3(1x6) mm2 . | Approved
ORA ZED-Ph 2-Pkgs A&D | CLI.CON-000001 |  |  | Approved
ORA ZED-Ph 2-Pkgs A&D | CLI.CON-000001 | E07 4 - Ditto, but for load break switch outlet with 3(1x4) mm2 . | Ditto, but for load break switch outlet with 3(1x4) mm2 . | Approved
ORA ZED-Ph 2-Pkgs A&D | CLI.CON-000001 |  |  | Approved
ORA ZED-Ph 2-Pkgs A&D | CLI.CON-000001 | E07 5 - Ditto, but for load break switch outlet with 3(1x10) mm2 . | Ditto, but for load break switch outlet with 3(1x10) mm2 . | Approved
ORA ZED-Ph 2-Pkgs A&D | CLI.CON-000001 |  |  | Approved
ORA ZED-Ph 2-Pkgs A&D | CLI.CON-000001 | E07 6 - outlet for exhaust fan with 3(1x4) mm2 . | outlet for exhaust fan with 3(1x4) mm2 . | Approved
ORA ZED-Ph 2-Pkgs A&D | CLI.CON-000001 |  |  | Approved
ORA ZED-Ph 2-Pkgs A&D | CLI.CON-000001 | E07 7 - JUNCTION BOX with 3(1x4) mm2 . | JUNCTION BOX with 3(1x4) mm2 . | Approved
ORA ZED-Ph 2-Pkgs A&D | CLI.CON-000001 |  |  | Approved
ORA ZED-Ph 2-Pkgs A&D | CLI.CON-000001 | E07 8 - Socket type SO1. | Socket type SO1. | Approved
ORA ZED-Ph 2-Pkgs A&D | CLI.CON-000001 |  |  | Approved
ORA ZED-Ph 2-Pkgs A&D | CLI.CON-000001 | E07 9 - Socket type SO2 | Socket type SO2 | Approved
ORA ZED-Ph 2-Pkgs A&D | CLI.CON-000001 |  |  | Approved
ORA ZED-Ph 2-Pkgs A&D | CLI.CON-000001 | E07 10 - Socket type SO4 | Socket type SO4 | Approved
ORA ZED-Ph 2-Pkgs A&D | CLI.CON-000001 |  |  | Approved
ORA ZED-Ph 2-Pkgs A&D | CLI.CON-000001 | E07 11 - Socket type SO5 | Socket type SO5 | Approved
ORA ZED-Ph 2-Pkgs A&D | CLI.CON-000001 |  |  | Approved
ORA ZED-Ph 2-Pkgs A&D | CLI.CON-000001 | E07 RC Stairs. Manpower ( Formwork & steel ) | RC Stairs. | Approved
ORA ZED-Ph 2-Pkgs A&D | CLI.CON-000001 |  |  | Approved
ORA ZED-Ph 2-Pkgs A&D | CLI.CON-000001 | E07 RC Cores and shear walls. Manpower ( Formwork & steel ) | RC Cores and shear walls. | Approved
ORA ZED-Ph 2-Pkgs A&D | CLI.CON-000001 |  |  | Approved
ORA ZED-Ph 2-Pkgs A&D | CLI.CON-000001 | E08 RC Columns. Manpower ( Formwork & steel ) | RC Columns. | Approved
ORA ZED-Ph 2-Pkgs A&D | CLI.CON-000001 |  |  | Approved
ORA ZED-Ph 2-Pkgs A&D | CLI.CON-000001 | E08 RC Beams. Manpower ( Formwork & steel ) | RC Beams. | Approved
ORA ZED-Ph 2-Pkgs A&D | CLI.CON-000001 |  |  | Approved
ORA ZED-Ph 2-Pkgs A&D | CLI.CON-000001 | E08 RC Flat slabs. Manpower ( Formwork & steel ) | RC Flat slabs. | Approved
ORA ZED-Ph 2-Pkgs A&D | CLI.CON-000001 |  |  | Approved
ORA ZED-Ph 2-Pkgs A&D | CLI.CON-000001 | E08 RC Stairs. Manpower ( Formwork & steel ) | RC Stairs. | Approved
ORA ZED-Ph 2-Pkgs A&D | CLI.CON-000001 |  |  | Approved
ORA ZED-Ph 2-Pkgs A&D | CLI.CON-000001 | E08 RC Cores and shear walls. Manpower ( Formwork & steel ) | RC Cores and shear walls. | Approved
ORA ZED-Ph 2-Pkgs A&D | CLI.CON-000001 |  |  | Approved
ORA ZED-Ph 2-Pkgs A&D | CLI.CON-000001 | Podium A RC Raft Manpower ( Formwork & steel ) | RC Raft | Approved
ORA ZED-Ph 2-Pkgs A&D | CLI.CON-000001 |  |  | Approved
ORA ZED-Ph 2-Pkgs A&D | CLI.CON-000001 | Podium A RC Columns. Manpower ( Formwork & steel ) | RC Columns. | Approved
ORA ZED-Ph 2-Pkgs A&D | CLI.CON-000001 |  |  | Approved
ORA ZED-Ph 2-Pkgs A&D | CLI.CON-000001 | Podium A RC Beams. Manpower ( Formwork & steel ) | RC Beams. | Approved
ORA ZED-Ph 2-Pkgs A&D | CLI.CON-000001 |  |  | Approved
ORA ZED-Ph 2-Pkgs A&D | CLI.CON-000001 | Podium A RC Flat slabs. Manpower ( Formwork & steel ) | RC Flat slabs. | Approved
ORA ZED-Ph 2-Pkgs A&D | CLI.CON-000001 |  |  | Approved
ORA ZED-Ph 2-Pkgs A&D | CLI.CON-000001 | Podium A RC Stairs. Manpower ( Formwork & steel ) | RC Stairs. | Approved
ORA ZED-Ph 2-Pkgs A&D | CLI.CON-000001 |  |  | Approved
ORA ZED-Ph 2-Pkgs A&D | CLI.CON-000001 | Podium A RC shear wall Manpower ( Formwork & steel ) | RC shear wall | Approved
ORA ZED-Ph 2-Pkgs A&D | CLI.CON-000001 |  |  | Approved
ORA ZED-Ph 2-Pkgs A&D | CLI.CON-000001 | Podium D RC Raft Manpower ( Formwork & steel ) | RC Raft | Approved
ORA ZED-Ph 2-Pkgs A&D | CLI.CON-000001 |  |  | Approved
ORA ZED-Ph 2-Pkgs A&D | CLI.CON-000001 | Podium D RC Columns. Manpower ( Formwork & steel ) | RC Columns. | Approved
ORA ZED-Ph 2-Pkgs A&D | CLI.CON-000001 |  |  | Approved
ORA ZED-Ph 2-Pkgs A&D | CLI.CON-000001 | Podium D RC Beams. Manpower ( Formwork & steel ) | RC Beams. | Approved
ORA ZED-Ph 2-Pkgs A&D | CLI.CON-000001 |  |  | Approved
ORA ZED-Ph 2-Pkgs A&D | CLI.CON-000001 | Podium D RC Flat slabs. Manpower ( Formwork & steel ) | RC Flat slabs. | Approved
ORA ZED-Ph 2-Pkgs A&D | CLI.CON-000001 |  |  | Approved
ORA ZED-Ph 2-Pkgs A&D | CLI.CON-000001 | Podium D RC Stairs. Manpower ( Formwork & steel ) | RC Stairs. | Approved
ORA ZED-Ph 2-Pkgs A&D | CLI.CON-000001 |  |  | Approved
ORA ZED-Ph 2-Pkgs A&D | CLI.CON-000001 | Podium D RC Tie Slab Manpower ( Formwork & steel ) | RC Tie Slab | Approved
ORA ZED-Ph 2-Pkgs A&D | CLI.CON-000001 |  |  | Approved
ORA ZED-Ph 2-Pkgs A&D | CLI.CON-000001 | Podium D RC Isolated Footings Manpower ( Formwork & steel ) | RC Isolated Footings | Approved
ORA ZED-Ph 2-Pkgs A&D | CLI.CON-000001 |  |  | Approved
ORA ZED-Ph 2-Pkgs A&D | CLI.CON-000001 | E08 3 - Type "01", size 900 x 2200 mm, hardware set (HW02). | Type "01", size 900 x 2200 mm, hardware set (HW02). | Approved
ORA ZED-Ph 2-Pkgs A&D | CLI.CON-000001 |  |  | Approved
ORA ZED-Ph 2-Pkgs A&D | CLI.CON-000001 | E08 4 - Type "04", size 800 x 2200 mm, hardware set (HW13). | Type "04", size 800 x 2200 mm, hardware set (HW13). | Approved
ORA ZED-Ph 2-Pkgs A&D | CLI.CON-000001 |  |  | Approved
ORA ZED-Ph 2-Pkgs A&D | CLI.CON-000001 | E08 5 - Type "04", size700 x 2200 mm, hardware set (HW13). | Type "04", size700 x 2200 mm, hardware set (HW13). | Approved
ORA ZED-Ph 2-Pkgs A&D | CLI.CON-000001 |  |  | Approved
ORA ZED-Ph 2-Pkgs A&D | CLI.CON-000001 | Podium A 1 - Type "03", size 1600 x 2200 mm, fire rated (60min), hardware set (HW03). | Type "03", size 1600 x 2200 mm, fire rated (60min), hardware set (HW03). | Approved
ORA ZED-Ph 2-Pkgs A&D | CLI.CON-000001 |  |  | Approved
ORA ZED-Ph 2-Pkgs A&D | CLI.CON-000001 | E05 1 - Diameter 600 mm, height 41000 mm. | Diameter 600 mm, height 41000 mm. | Approved
ORA ZED-Ph 2-Pkgs A&D | CLI.CON-000001 |  |  | Approved
ORA ZED-Ph 2-Pkgs A&D | CLI.CON-000001 | E06 1 - Diameter 600 mm, height 41000 mm. | Diameter 600 mm, height 41000 mm. | Approved
ORA ZED-Ph 2-Pkgs A&D | CLI.CON-000001 |  |  | Approved
ORA ZED-Ph 2-Pkgs A&D | CLI.CON-000001 | E07 1 - Diameter 600 mm, height 41000 mm. | Diameter 600 mm, height 41000 mm. | Approved
ORA ZED-Ph 2-Pkgs A&D | CLI.CON-000001 |  |  | Approved
ORA ZED-Ph 2-Pkgs A&D | CLI.CON-000001 | E08 1 - Diameter 600 mm, height 41000 mm. | Diameter 600 mm, height 41000 mm. | Approved
ORA ZED-Ph 2-Pkgs A&D | CLI.CON-000001 |  |  | Approved
ORA ZED-Ph 2-Pkgs A&D | CLI.CON-000001 | E05 10 - Limestone, type Imperial Beige, size 900 x 600 x 20 mm, | Limestone, type Imperial Beige, size 900 x 600 x 20 mm, | Approved
ORA ZED-Ph 2-Pkgs A&D | CLI.CON-000001 |  |  | Approved
ORA ZED-Ph 2-Pkgs A&D | CLI.CON-000001 | E05 11 - Skirting with height 150 mm, Limestone, type Imperial Beige | Skirting with height 150 mm, Limestone, type Imperial Beige | Approved
ORA ZED-Ph 2-Pkgs A&D | CLI.CON-000001 |  |  | Approved
ORA ZED-Ph 2-Pkgs A&D | CLI.CON-000001 | E06 10 - Limestone, type Imperial Beige, size 900 x 600 x 20 mm, | Limestone, type Imperial Beige, size 900 x 600 x 20 mm, | Approved
ORA ZED-Ph 2-Pkgs A&D | CLI.CON-000001 |  |  | Approved
ORA ZED-Ph 2-Pkgs A&D | CLI.CON-000001 | E06 11 - Skirting with height 150 mm, Limestone, type Imperial Beige | Skirting with height 150 mm, Limestone, type Imperial Beige | Approved
ORA ZED-Ph 2-Pkgs A&D | CLI.CON-000001 |  |  | Approved
ORA ZED-Ph 2-Pkgs A&D | CLI.CON-000001 | E07 1 - Limestone, type Imperial Beige, size 900 x 600 x 20 mm, | Limestone, type Imperial Beige, size 900 x 600 x 20 mm, | Approved
ORA ZED-Ph 2-Pkgs A&D | CLI.CON-000001 |  |  | Approved
ORA ZED-Ph 2-Pkgs A&D | CLI.CON-000001 | E07 2 - Skirting with height 150 mm, Limestone, type Imperial Beige | Skirting with height 150 mm, Limestone, type Imperial Beige | Approved
ORA ZED-Ph 2-Pkgs A&D | CLI.CON-000001 |  |  | Approved
ORA ZED-Ph 2-Pkgs A&D | CLI.CON-000001 | E08 1 - Limestone, type Imperial Beige, size 900 x 600 x 20 mm, | Limestone, type Imperial Beige, size 900 x 600 x 20 mm, | Approved
ORA ZED-Ph 2-Pkgs A&D | CLI.CON-000001 |  |  | Approved
ORA ZED-Ph 2-Pkgs A&D | CLI.CON-000001 | E08 2 - Skirting with height 150 mm, Limestone, type Imperial Beige | Skirting with height 150 mm, Limestone, type Imperial Beige | Approved
ORA ZED-Ph 2-Pkgs A&D | CLI.CON-000001 | E06 6 - Light grey Color For external Surfaces, Code 02 as per "Method of Measurements". | Light grey Color For external Surfaces, Code 02 as per "Method of Measurements". | Approved
ORA ZED-Ph 2-Pkgs A&D | CLI.CON-000001 |  |  | Approved
ORA ZED-Ph 2-Pkgs A&D | CLI.CON-000001 | E06 7 - Dark grey Color For external Surfaces, Code 03 as per "Method of Measurements". | Dark grey Color For external Surfaces, Code 03 as per "Method of Measurements". | Approved
ORA ZED-Ph 2-Pkgs A&D | CLI.CON-000001 |  |  | Approved
ORA ZED-Ph 2-Pkgs A&D | CLI.CON-000001 | E06 8 - Light beige Color For external Surfaces, Code 04 as per "Method of Measurements". | Light beige Color For external Surfaces, Code 04 as per "Method of Measurements". | Approved
ORA ZED-Ph 2-Pkgs A&D | CLI.CON-000001 |  |  | Approved
ORA ZED-Ph 2-Pkgs A&D | CLI.CON-000001 | E06 9 - Dark Beige with texture For external Surfaces, Code 05 as per "Method of Measurements". | Dark Beige with texture For external Surfaces, Code 05 as per "Method of Measurements". | Approved
ORA ZED-Ph 2-Pkgs A&D | CLI.CON-000001 |  |  | Approved
ORA ZED-Ph 2-Pkgs A&D | CLI.CON-000001 | E07 5 - White Color For external Surfaces, Code 01 as per "Method of Measurements". | White Color For external Surfaces, Code 01 as per "Method of Measurements". | Approved
ORA ZED-Ph 2-Pkgs A&D | CLI.CON-000001 |  |  | Approved
ORA ZED-Ph 2-Pkgs A&D | CLI.CON-000001 | E07 6 - Dark grey Color For external Surfaces, Code 03 as per "Method of Measurements". | Dark grey Color For external Surfaces, Code 03 as per "Method of Measurements". | Approved
ORA ZED-Ph 2-Pkgs A&D | CLI.CON-000001 |  |  | Approved
ORA ZED-Ph 2-Pkgs A&D | CLI.CON-000001 | E07 7 - Light Beige Color For external Surfaces, Code 04" as per Method of Measurements". | Light Beige Color For external Surfaces, Code 04" as per Method of Measurements". | Approved
ORA ZED-Ph 2-Pkgs A&D | CLI.CON-000001 |  |  | Approved
ORA ZED-Ph 2-Pkgs A&D | CLI.CON-000001 | E07 8 - Dark Beige Color For external Surfaces, Code 05" as per Method of Measurements". | Dark Beige Color For external Surfaces, Code 05" as per Method of Measurements". | Approved
ORA ZED-Ph 2-Pkgs A&D | CLI.CON-000001 |  |  | Approved
ORA ZED-Ph 2-Pkgs A&D | CLI.CON-000001 | E08 5 - White Color For external Surfaces, Code 01 as per "Method of Measurements". | White Color For external Surfaces, Code 01 as per "Method of Measurements". | Approved
ORA ZED-Ph 2-Pkgs A&D | CLI.CON-000001 |  |  | Approved
ORA ZED-Ph 2-Pkgs A&D | CLI.CON-000001 | E08 6 - Dark grey Color For external Surfaces, Code 03 as per "Method of Measurements". | Dark grey Color For external Surfaces, Code 03 as per "Method of Measurements". | Approved
ORA ZED-Ph 2-Pkgs A&D | CLI.CON-000001 |  |  | Approved
ORA ZED-Ph 2-Pkgs A&D | CLI.CON-000001 | E08 7 - Light Beige Color For external Surfaces, Code 04" as per Method of Measurements". | Light Beige Color For external Surfaces, Code 04" as per Method of Measurements". | Approved
ORA ZED-Ph 2-Pkgs A&D | CLI.CON-000001 |  |  | Approved
ORA ZED-Ph 2-Pkgs A&D | CLI.CON-000001 | E08 8 - Dark Beige Color For external Surfaces, Code 05" as per Method of Measurements". | Dark Beige Color For external Surfaces, Code 05" as per Method of Measurements". | Approved
ORA ZED-Ph 2-Pkgs A&D | CLI.CON-000001 |  |  | Approved
ORA ZED-Ph 2-Pkgs A&D | CLI.CON-000001 | E05 1 - Walls Code W7A | Walls Code W7A | Approved
ORA ZED-Ph 2-Pkgs A&D | CLI.CON-000001 |  |  | Approved
ORA ZED-Ph 2-Pkgs A&D | CLI.CON-000001 | E05 2 - Walls code W7B | Walls code W7B | Approved
ORA ZED-Ph 2-Pkgs A&D | CLI.CON-000001 |  |  | Approved
ORA ZED-Ph 2-Pkgs A&D | CLI.CON-000001 | E05 3 - Walls W8A | Walls W8A | Approved
ORA ZED-Ph 2-Pkgs A&D | CLI.CON-000001 |  |  | Approved
ORA ZED-Ph 2-Pkgs A&D | CLI.CON-000001 | E05 4 - Walls W8B | Walls W8B | Approved
ORA ZED-Ph 2-Pkgs A&D | CLI.CON-000001 | Podium D 14 - Single mode fiber optic cable for connecting between main PA rack & Sub PA racks | Single mode fiber optic cable for connecting between main PA rack & Sub PA racks | Approved
ORA ZED-Ph 2-Pkgs A&D | CLI.CON-000001 |  |  | Approved
ORA ZED-Ph 2-Pkgs A&D | CLI.CON-000001 | E05 1 - Empty conduit for Satellite dish farm for E5a buliding connecting from dish farm on roof top to floor cascaded Multi-Switch . | Empty conduit for Satellite dish farm for E5a buliding connecting from dish farm on roof top to floor cascaded Multi-Switch . | Approved
ORA ZED-Ph 2-Pkgs A&D | CLI.CON-000001 |  |  | Approved
ORA ZED-Ph 2-Pkgs A&D | CLI.CON-000001 | E05 2 - Empty conduit for MATV outlet 75 ohm coaxial F-type female connector | Empty conduit for MATV outlet 75 ohm coaxial F-type female connector | Approved
ORA ZED-Ph 2-Pkgs A&D | CLI.CON-000001 |  |  | Approved
ORA ZED-Ph 2-Pkgs A&D | CLI.CON-000001 | E05 3 - Satellite dish farm for E5a buliding including [2 nos. solid aluminum parabolic dish antenna 1.8m], UHF/VHF antenna, RG11 coaxial cables, satellite concrete pad and all necessary accessories. | Satellite dish farm for E5a buliding including [2 nos. solid aluminum parabolic dish antenna 1.8m], UHF/VHF antenna, RG11 coaxial cables, satellite concrete pad and all necessary accessories. | Approved
ORA ZED-Ph 2-Pkgs A&D | CLI.CON-000001 |  |  | Approved
ORA ZED-Ph 2-Pkgs A&D | CLI.CON-000001 | E05 4 - Active IF Multi-Switch 9/8 ports coaxial c/w power supply and all related accessories . | Active IF Multi-Switch 9/8 ports coaxial c/w power supply and all related accessories . | Approved
ORA ZED-Ph 2-Pkgs A&D | CLI.CON-000001 |  |  | Approved
ORA ZED-Ph 2-Pkgs A&D | CLI.CON-000001 | E05 5 - Passive IF Multi-Switch 9/8 ports coaxial c/w power supply and all related accessories. | Passive IF Multi-Switch 9/8 ports coaxial c/w power supply and all related accessories. | Approved
ORA ZED-Ph 2-Pkgs A&D | CLI.CON-000001 |  |  | Approved
ORA ZED-Ph 2-Pkgs A&D | CLI.CON-000001 | E05 6 - Active IF Multi-Switch 9/16 ports coaxial c/w power supply and all related accessories . | Active IF Multi-Switch 9/16 ports coaxial c/w power supply and all related accessories . | Approved
ORA ZED-Ph 2-Pkgs A&D | CLI.CON-000001 |  |  | Approved
ORA ZED-Ph 2-Pkgs A&D | CLI.CON-000001 | E05 7 - Passive IF Multi-Switch 9/16 ports coaxial c/w power supply and all related accessories. | Passive IF Multi-Switch 9/16 ports coaxial c/w power supply and all related accessories. | Approved
ORA ZED-Ph 2-Pkgs A&D | CLI.CON-000001 |  |  | Approved
ORA ZED-Ph 2-Pkgs A&D | CLI.CON-000001 | E05 8 - MATV outlet 75 ohm coaxial F-type female connector | MATV outlet 75 ohm coaxial F-type female connector | Approved
ORA ZED-Ph 2-Pkgs A&D | CLI.CON-000001 |  |  | Approved
ORA ZED-Ph 2-Pkgs A&D | CLI.CON-000001 | E06 1 - Empty conduit for Satellite dish farm for E5a buliding connecting from dish farm on roof top to floor cascaded Multi-Switch . | Empty conduit for Satellite dish farm for E5a buliding connecting from dish farm on roof top to floor cascaded Multi-Switch . | Approved
ORA ZED-Ph 2-Pkgs A&D | CLI.CON-000001 |  |  | Approved
ORA ZED-Ph 2-Pkgs A&D | CLI.CON-000001 | E06 2 - Empty conduit for MATV outlet 75 ohm coaxial F-type female connector | Empty conduit for MATV outlet 75 ohm coaxial F-type female connector | Approved
ORA ZED-Ph 2-Pkgs A&D | CLI.CON-000001 |  |  | Approved
ORA ZED-Ph 2-Pkgs A&D | CLI.CON-000001 | E06 3 - Empty conduit for floor box MATV outlet 75 ohm coaxial F-type female connector | Empty conduit for floor box MATV outlet 75 ohm coaxial F-type female connector | Approved
ORA ZED-Ph 2-Pkgs A&D | CLI.CON-000001 |  |  | Approved
ORA ZED-Ph 2-Pkgs A&D | CLI.CON-000001 | E06 4 - Satellite dish farm for E5a buliding including [2 nos. solid aluminum parabolic dish antenna 1.8m], UHF/VHF antenna, RG11 coaxial cables, satellite concrete pad and all necessary accessories. | Satellite dish farm for E5a buliding including [2 nos. solid aluminum parabolic dish antenna 1.8m], UHF/VHF antenna, RG11 coaxial cables, satellite concrete pad and all necessary accessories. | Approved
ORA ZED-Ph 2-Pkgs A&D | CLI.CON-000001 |  |  | Approved
ORA ZED-Ph 2-Pkgs A&D | CLI.CON-000001 |  |  | Approved
ORA ZED-Ph 2-Pkgs A&D | CLI.CON-000001 | E08 22 - Type (FIX-49). | Type (FIX-49). | Approved
ORA ZED-Ph 2-Pkgs A&D | CLI.CON-000001 |  |  | Approved
ORA ZED-Ph 2-Pkgs A&D | CLI.CON-000001 | Podium D 1 - Booster Pump (DP1) | Booster Pump (DP1) | Approved
ORA ZED-Ph 2-Pkgs A&D | CLI.CON-000001 |  |  | Approved
ORA ZED-Ph 2-Pkgs A&D | CLI.CON-000001 | Podium D 2 - Booster Pump (DP2) | Booster Pump (DP2) | Approved
ORA ZED-Ph 2-Pkgs A&D | CLI.CON-000001 |  |  | Approved
ORA ZED-Ph 2-Pkgs A&D | CLI.CON-000001 | Podium D 3 - Booster Pump (DP3) | Booster Pump (DP3) | Approved
ORA ZED-Ph 2-Pkgs A&D | CLI.CON-000001 |  |  | Approved
ORA ZED-Ph 2-Pkgs A&D | CLI.CON-000001 | Podium D 1 - Sump pump set | Sump pump set | Approved
ORA ZED-Ph 2-Pkgs A&D | CLI.CON-000001 |  |  | Approved
ORA ZED-Ph 2-Pkgs A&D | CLI.CON-000001 | Podium D 2 - Type S.pit 1; 1500 x 2000 x 3000 mm. | Type S.pit 1; 1500 x 2000 x 3000 mm. | Approved
ORA ZED-Ph 2-Pkgs A&D | CLI.CON-000001 |  |  | Approved
ORA ZED-Ph 2-Pkgs A&D | CLI.CON-000001 | Podium D 3 - Type S.pit 1; 1500 x 1500 x 1500 mm. | Type S.pit 1; 1500 x 1500 x 1500 mm. | Approved
ORA ZED-Ph 2-Pkgs A&D | CLI.CON-000001 |  |  | Approved
ORA ZED-Ph 2-Pkgs A&D | CLI.CON-000001 | Podium D 4 - Sand trap; including all items mentioned in "Method of Measurement". | Sand trap; including all items mentioned in "Method of Measurement". | Approved
ORA ZED-Ph 2-Pkgs A&D | CLI.CON-000001 |  |  | Approved
ORA ZED-Ph 2-Pkgs A&D | CLI.CON-000001 | Podium D 5 - Retarding Chamber | Retarding Chamber | Approved
ORA ZED-Ph 2-Pkgs A&D | CLI.CON-000001 |  |  | Approved
ORA ZED-Ph 2-Pkgs A&D | CLI.CON-000001 | E05 1 - 100mm | 100mm | Approved
ORA ZED-Ph 2-Pkgs A&D | CLI.CON-000001 |  |  | Approved
ORA ZED-Ph 2-Pkgs A&D | CLI.CON-000001 | E06 1 - 100mm | 100mm | Approved
ORA ZED-Ph 2-Pkgs A&D | CLI.CON-000001 |  |  | Approved
ORA ZED-Ph 2-Pkgs A&D | CLI.CON-000001 | E07 1 - 100mm | 100mm | Approved
ORA ZED-Ph 2-Pkgs A&D | CLI.CON-000001 |  |  | Approved
ORA ZED-Ph 2-Pkgs A&D | CLI.CON-000001 | E08 1 - 100mm | 100mm | Approved
ORA ZED-Ph 2-Pkgs A&D | CLI.CON-000001 |  |  | Approved
ORA ZED-Ph 2-Pkgs A&D | CLI.CON-000001 | E05 1 - 50mm | 50mm | Approved
ORA ZED-Ph 2-Pkgs A&D | CLI.CON-000001 |  |  | Approved
ORA ZED-Ph 2-Pkgs A&D | CLI.CON-000001 | E05 2 - 75mm | 75mm | Approved
ORA ZED-Ph 2-Pkgs A&D | CLI.CON-000001 |  |  | Approved
ORA ZED-Ph 2-Pkgs A&D | CLI.CON-000001 | E05 3 - 75 mm vent cap | 75 mm | Approved
ORA ZED-Ph 2-Pkgs A&D | CLI.CON-000001 |  |  | Approved
ORA ZED-Ph 2-Pkgs A&D | CLI.CON-000001 | E05 4 - 110mm | 110mm | Approved
ORA ZED-Ph 2-Pkgs A&D | CLI.CON-000001 |  |  | Approved
ORA ZED-Ph 2-Pkgs A&D | CLI.CON-000001 | E05 5 - Shower Drain 50 mm | Shower Drain 50 mm | Approved
ORA ZED-Ph 2-Pkgs A&D | CLI.CON-000001 |  |  | Approved
ORA ZED-Ph 2-Pkgs A&D | CLI.CON-000001 | Podium D 23 - EAL1100x700 | EAL1100x700 | Approved
ORA ZED-Ph 2-Pkgs A&D | CLI.CON-000001 |  |  | Approved
ORA ZED-Ph 2-Pkgs A&D | CLI.CON-000001 | Podium D 24 - EAL 1500x500 | EAL 1500x500 | Approved
ORA ZED-Ph 2-Pkgs A&D | CLI.CON-000001 |  |  | Approved
ORA ZED-Ph 2-Pkgs A&D | CLI.CON-000001 | Podium D 25 - EG 250x150 | EG 250x150 | Approved
ORA ZED-Ph 2-Pkgs A&D | CLI.CON-000001 |  |  | Approved
ORA ZED-Ph 2-Pkgs A&D | CLI.CON-000001 | Podium D 26 - EG 400x150 | EG 400x150 | Approved
ORA ZED-Ph 2-Pkgs A&D | CLI.CON-000001 |  |  | Approved
ORA ZED-Ph 2-Pkgs A&D | CLI.CON-000001 | Podium D 27 - EG 1000x300 | EG 1000x300 | Approved
ORA ZED-Ph 2-Pkgs A&D | CLI.CON-000001 |  |  | Approved
ORA ZED-Ph 2-Pkgs A&D | CLI.CON-000001 | Podium D 28 - EG 1100x300 | EG 1100x300 | Approved
ORA ZED-Ph 2-Pkgs A&D | CLI.CON-000001 |  |  | Approved
ORA ZED-Ph 2-Pkgs A&D | CLI.CON-000001 | Podium D 29 - EG 1200x350 | EG 1200x350 | Approved
ORA ZED-Ph 2-Pkgs A&D | CLI.CON-000001 |  |  | Approved
ORA ZED-Ph 2-Pkgs A&D | CLI.CON-000001 | Podium D 30 - RG 750x150 | RG 750x150 | Approved
ORA ZED-Ph 2-Pkgs A&D | CLI.CON-000001 |  |  | Approved
ORA ZED-Ph 2-Pkgs A&D | CLI.CON-000001 | Podium D 31 - RG 1000x300 | RG 1000x300 | Approved
ORA ZED-Ph 2-Pkgs A&D | CLI.CON-000001 |  |  | Approved
ORA ZED-Ph 2-Pkgs A&D | CLI.CON-000001 | Podium D 32 - RG 1300x300 | RG 1300x300 | Approved
ORA ZED-Ph 2-Pkgs A&D | CLI.CON-000001 |  |  | Approved
ORA ZED-Ph 2-Pkgs A&D | CLI.CON-000001 | Podium D 33 - SMG 2000x500 | SMG 2000x500 | Approved
ORA ZED-Ph 2-Pkgs A&D | CLI.CON-000001 |  |  | Approved
ORA ZED-Ph 2-Pkgs A&D | CLI.CON-000001 | Podium D 34 - SMG 5000x700 | SMG 5000x700 | Approved
ORA ZED-Ph 2-Pkgs A&D | CLI.CON-000001 |  |  | Approved
ORA ZED-Ph 2-Pkgs A&D | CLI.CON-000001 | Podium D 35 - SMG 5500x800 | SMG 5500x800 | Approved
ORA ZED-Ph 2-Pkgs A&D | CLI.CON-000001 |  |  | Approved
ORA ZED-Ph 2-Pkgs A&D | CLI.CON-000001 | E05 1 - EF-01 | EF-01 | Approved
ORA ZED-Ph 2-Pkgs A&D | CLI.CON-000001 |  |  | Approved
ORA ZED-Ph 2-Pkgs A&D | CLI.CON-000001 | E05 2 - EF-02 | EF-02 | Approved
ORA ZED-Ph 2-Pkgs A&D | CLI.CON-000001 |  |  | Approved
ORA ZED-Ph 2-Pkgs A&D | CLI.CON-000001 | E05 3 - EF-03 | EF-03 | Approved
ORA ZED-Ph 2-Pkgs A&D | CLI.CON-000001 |  |  | Approved
ORA ZED-Ph 2-Pkgs A&D | CLI.CON-000001 | E05 4 - EF-10 | EF-10 | Approved
ORA ZED-Ph 2-Pkgs A&D | CLI.CON-000001 |  |  | Approved
ORA ZED-Ph 2-Pkgs A&D | CLI.CON-000001 | Podium D 12 - MCC-12 | MCC-12 | Approved
ORA ZED-Ph 2-Pkgs A&D | CLI.CON-000001 |  |  | Approved
ORA ZED-Ph 2-Pkgs A&D | CLI.CON-000001 | Podium D 13 - MCC-13 | MCC-13 | Approved
ORA ZED-Ph 2-Pkgs A&D | CLI.CON-000001 |  |  | Approved
ORA ZED-Ph 2-Pkgs A&D | CLI.CON-000001 | Podium D 14 - MCC-14 | MCC-14 | Approved
ORA ZED-Ph 2-Pkgs A&D | CLI.CON-000001 |  |  | Approved
ORA ZED-Ph 2-Pkgs A&D | CLI.CON-000001 | Podium D 15 - MCC-15 | MCC-15 | Approved
ORA ZED-Ph 2-Pkgs A&D | CLI.CON-000001 |  |  | Approved
ORA ZED-Ph 2-Pkgs A&D | CLI.CON-000001 | Podium D 16 - MCC-16 | MCC-16 | Approved
ORA ZED-Ph 2-Pkgs A&D | CLI.CON-000001 |  |  | Approved
ORA ZED-Ph 2-Pkgs A&D | CLI.CON-000001 | Podium D 17 - MCC-17 | MCC-17 | Approved
ORA ZED-Ph 2-Pkgs A&D | CLI.CON-000001 |  |  | Approved
ORA ZED-Ph 2-Pkgs A&D | CLI.CON-000001 | Podium D 18 - MCC-18 | MCC-18 | Approved
ORA ZED-Ph 2-Pkgs A&D | CLI.CON-000001 |  |  | Approved
ORA ZED-Ph 2-Pkgs A&D | CLI.CON-000001 | Podium D 19 - MCC-19 | MCC-19 | Approved
ORA ZED-Ph 2-Pkgs A&D | CLI.CON-000001 |  |  | Approved
ORA ZED-Ph 2-Pkgs A&D | CLI.CON-000001 | Podium D 20 - MCC-20 | MCC-20 | Approved
ORA ZED-Ph 2-Pkgs A&D | CLI.CON-000001 |  |  | Approved
ORA ZED-Ph 2-Pkgs A&D | CLI.CON-000001 | Podium D 21 - MCC-21 | MCC-21 | Approved
ORA ZED-Ph 2-Pkgs A&D | CLI.CON-000001 |  |  | Approved
ORA ZED-Ph 2-Pkgs A&D | CLI.CON-000001 | Podium D 22 - MCC-22 | MCC-22 | Approved
ORA ZED-Ph 2-Pkgs A&D | CLI.CON-000001 |  |  | Approved
ORA ZED-Ph 2-Pkgs A&D | CLI.CON-000001 | Podium D 23 - MCC-23 | MCC-23 | Approved
ORA ZED-Ph 2-Pkgs A&D | CLI.CON-000001 |  |  | Approved
ORA ZED-Ph 2-Pkgs A&D | CLI.CON-000001 | Podium D 24 - MCC-JET1 | MCC-JET1 | Approved
ORA ZED-Ph 2-Pkgs A&D | CLI.CON-000001 |  |  | Approved
ORA ZED-Ph 2-Pkgs A&D | CLI.CON-000001 | Podium D 25 - MCC-JET2 | MCC-JET2 | Approved
ORA ZED-Ph 2-Pkgs A&D | CLI.CON-000001 |  |  | Approved
ORA ZED-Ph 2-Pkgs A&D | CLI.CON-000001 | Podium D 26 - MCC-JET3 | MCC-JET3 | Approved
ORA ZED-Ph 2-Pkgs A&D | CLI.CON-000001 |  |  | Approved
ORA ZED-Ph 2-Pkgs A&D | CLI.CON-000001 | Podium D 27 - MCC-JET4 | MCC-JET4 | Approved
ORA ZED-Ph 2-Pkgs A&D | CLI.CON-000001 | E07 12 - Socket type SO6 | Socket type SO6 | Approved
ORA ZED-Ph 2-Pkgs A&D | CLI.CON-000001 |  |  | Approved
ORA ZED-Ph 2-Pkgs A&D | CLI.CON-000001 | E07 13 - Socket type SO6 (32A) | Socket type SO6 (32A) | Approved
ORA ZED-Ph 2-Pkgs A&D | CLI.CON-000001 |  |  | Approved
ORA ZED-Ph 2-Pkgs A&D | CLI.CON-000001 | E07 14 - EO2 | EO2 | Approved
ORA ZED-Ph 2-Pkgs A&D | CLI.CON-000001 |  |  | Approved
ORA ZED-Ph 2-Pkgs A&D | CLI.CON-000001 | E07 16 - Type LBS 1 (20A) , 220V ,IP20 | Type LBS 1 (20A) , 220V ,IP20 | Approved
ORA ZED-Ph 2-Pkgs A&D | CLI.CON-000001 |  |  | Approved
ORA ZED-Ph 2-Pkgs A&D | CLI.CON-000001 | E07 17 - Type LBS 1 (25A) , 220V ,IP20 | Type LBS 1 (25A) , 220V ,IP20 | Approved
ORA ZED-Ph 2-Pkgs A&D | CLI.CON-000001 |  |  | Approved
ORA ZED-Ph 2-Pkgs A&D | CLI.CON-000001 | E07 18 - Type LBS 1 (40A) , 220V ,IP20 | Type LBS 1 (40A) , 220V ,IP20 | Approved
ORA ZED-Ph 2-Pkgs A&D | CLI.CON-000001 |  |  | Approved
ORA ZED-Ph 2-Pkgs A&D | CLI.CON-000001 | E07 19 - Type LBS 2 (20A) , 220V , IP65 | Type LBS 2 (20A) , 220V , IP65 | Approved
ORA ZED-Ph 2-Pkgs A&D | CLI.CON-000001 |  |  | Approved
ORA ZED-Ph 2-Pkgs A&D | CLI.CON-000001 | E07 20 - Type LBS 2 (25A) , 220V ,IP65 | Type LBS 2 (25A) , 220V ,IP65 | Approved
ORA ZED-Ph 2-Pkgs A&D | CLI.CON-000001 |  |  | Approved
ORA ZED-Ph 2-Pkgs A&D | CLI.CON-000001 | E07 21 - Type LBS 2 (40A) , 220V ,IP65 | Type LBS 2 (40A) , 220V ,IP65 | Approved
ORA ZED-Ph 2-Pkgs A&D | CLI.CON-000001 |  |  | Approved
ORA ZED-Ph 2-Pkgs A&D | CLI.CON-000001 | E07 22 - Type LBS 4 (32A) , 380V , IP65 | Type LBS 4 (32A) , 380V , IP65 | Approved
ORA ZED-Ph 2-Pkgs A&D | CLI.CON-000001 |  |  | Approved
ORA ZED-Ph 2-Pkgs A&D | CLI.CON-000001 | E07 23 - Type LBS 5 (20A) , 380V ,IP65 | Type LBS 5 (20A) , 380V ,IP65 | Approved
ORA ZED-Ph 2-Pkgs A&D | CLI.CON-000001 |  |  | Approved
ORA ZED-Ph 2-Pkgs A&D | CLI.CON-000001 | E07 24 - Indoor wiring for one lighting service outlet including wires 3(1x3) mm2, embedded upvc conduits, cable trays, junction boxes, and all necessary accessories from panel to lighting fixtures and switches outlet. | Indoor wiring for one lighting service outlet including wires 3(1x3) mm2, embedded upvc conduits, cable trays, junction boxes, and all necessary accessories from panel to lighting fixtures and switches outlet. | Approved
ORA ZED-Ph 2-Pkgs A&D | CLI.CON-000001 |  |  | Approved
ORA ZED-Ph 2-Pkgs A&D | CLI.CON-000001 | E07 25 - Indoor wiring for one lighting Appartment outlet including wires 3(1x3) mm2, embedded upvc conduits, cable trays, junction boxes, and all necessary accessories from panel to lighting fixtures and switches outlet. | Indoor wiring for one lighting Appartment outlet including wires 3(1x3) mm2, embedded upvc conduits, cable trays, junction boxes, and all necessary accessories from panel to lighting fixtures and switches outlet. | Approved
ORA ZED-Ph 2-Pkgs A&D | CLI.CON-000001 |  |  | Approved
ORA ZED-Ph 2-Pkgs A&D | CLI.CON-000001 | E07 1 - Switch type S1. | Switch type S1. | Approved
ORA ZED-Ph 2-Pkgs A&D | CLI.CON-000001 |  |  | Approved
ORA ZED-Ph 2-Pkgs A&D | CLI.CON-000001 | E07 2 - Switch type S2. | Switch type S2. | Approved
ORA ZED-Ph 2-Pkgs A&D | CLI.CON-000001 |  |  | Approved
ORA ZED-Ph 2-Pkgs A&D | CLI.CON-000001 | E07 3 - Switch type S5. | Switch type S5. | Approved
ORA ZED-Ph 2-Pkgs A&D | CLI.CON-000001 |  |  | Approved
ORA ZED-Ph 2-Pkgs A&D | CLI.CON-000001 | E07 4 - Switch type S6. | Switch type S6. | Approved
ORA ZED-Ph 2-Pkgs A&D | CLI.CON-000001 |  |  | Approved
ORA ZED-Ph 2-Pkgs A&D | CLI.CON-000001 | E07 5 - Switch type S9. | Switch type S9. | Approved
ORA ZED-Ph 2-Pkgs A&D | CLI.CON-000001 |  |  | Approved
ORA ZED-Ph 2-Pkgs A&D | CLI.CON-000001 | E05 1 - 20mm thick , marble Tiles Code F13A/F13B cut to size, based on Phase 1B Contract Documents. | 20mm thick , marble Tiles Code F13A/F13B cut to size, based on Phase 1B Contract Documents. | Approved
ORA ZED-Ph 2-Pkgs A&D | CLI.CON-000001 |  |  | Approved
ORA ZED-Ph 2-Pkgs A&D | CLI.CON-000001 | E05 4 - 20mm thick , marble Tile Code F14 cut to size for Entrances,Public corridor, refer to Dwg. 09 63 40.04 | 20mm thick , marble Tile Code F14 cut to size for Entrances,Public corridor, refer to Dwg. 09 63 40.04 | Approved
ORA ZED-Ph 2-Pkgs A&D | CLI.CON-000001 |  |  | Approved
ORA ZED-Ph 2-Pkgs A&D | CLI.CON-000001 | E05 5 - Marble Base Code B6 for Entrances,Public corridor, to Dwg. 09 63 40.04 | Marble Base Code B6 for Entrances,Public corridor, to Dwg. 09 63 40.04 | Approved
ORA ZED-Ph 2-Pkgs A&D | CLI.CON-000001 |  |  | Approved
ORA ZED-Ph 2-Pkgs A&D | CLI.CON-000001 | E05 6 - Marble Base Code B5 for Receptions, Dinning rooms, refer to Dwg. 09 63 40.04 | Marble Base Code B5 for Receptions, Dinning rooms, refer to Dwg. 09 63 40.04 | Approved
ORA ZED-Ph 2-Pkgs A&D | CLI.CON-000001 |  |  | Approved
ORA ZED-Ph 2-Pkgs A&D | CLI.CON-000001 | E05 7 - 40mm, Marble tile Code F25 cut to size for Stair treads (Duplex Sairs) | 40mm, Marble tile Code F25 cut to size for Stair treads (Duplex Sairs) | Approved
ORA ZED-Ph 2-Pkgs A&D | CLI.CON-000001 |  |  | Approved
ORA ZED-Ph 2-Pkgs A&D | CLI.CON-000001 | E05 8 - 20mm, Marble tile Code F25 cut to size for Stair risers (Duplex Sairs) | 20mm, Marble tile Code F25 cut to size for Stair risers (Duplex Sairs) | Approved
ORA ZED-Ph 2-Pkgs A&D | CLI.CON-000001 |  |  | Approved
ORA ZED-Ph 2-Pkgs A&D | CLI.CON-000001 | E05 9 - 40mm, Marble tile Code F25 cut to size for Stair landing (Duplex Sairs) | 40mm, Marble tile Code F25 cut to size for Stair landing (Duplex Sairs) | Approved
ORA ZED-Ph 2-Pkgs A&D | CLI.CON-000001 |  |  | Approved
ORA ZED-Ph 2-Pkgs A&D | CLI.CON-000001 | E05 10 - Marble base Code B11 for stairs, 100mm height. | Marble base Code B11 for stairs, 100mm height. | Approved
ORA ZED-Ph 2-Pkgs A&D | CLI.CON-000001 |  |  | Approved
ORA ZED-Ph 2-Pkgs A&D | CLI.CON-000001 | E05 11 - Stone Coping; 240 wide;30mm thick for hand rails at balconies | Stone Coping; 240 wide;30mm thick for hand rails at balconies | Approved
ORA ZED-Ph 2-Pkgs A&D | CLI.CON-000001 |  |  | Approved
ORA ZED-Ph 2-Pkgs A&D | CLI.CON-000001 | E05 12 - Stone Coping for terraces parapet | Stone Coping for terraces parapet | Approved
ORA ZED-Ph 2-Pkgs A&D | CLI.CON-000001 |  |  | Approved
ORA ZED-Ph 2-Pkgs A&D | CLI.CON-000001 | E05 13 - Stone Coping for roof parapet | Stone Coping for roof parapet | Approved
ORA ZED-Ph 2-Pkgs A&D | CLI.CON-000001 |  |  | Approved
ORA ZED-Ph 2-Pkgs A&D | CLI.CON-000001 | E05 14 - 20mm thick, Turkish grey Marble , for Master toilet's shower | 20mm thick, Turkish grey Marble , for Master toilet's shower | Approved
ORA ZED-Ph 2-Pkgs A&D | CLI.CON-000001 |  |  | Approved
ORA ZED-Ph 2-Pkgs A&D | CLI.CON-000001 | E05 15 - 20mm thick, Turkish beige Marble, for secondary toilet's shower | 20mm thick, Turkish beige Marble, for secondary toilet's shower | Approved
ORA ZED-Ph 2-Pkgs A&D | CLI.CON-000001 |  |  | Approved
ORA ZED-Ph 2-Pkgs A&D | CLI.CON-000001 | E05 1 - 20mm thick , Marble, type (F15),cut to size for entrance | 20mm thick , Marble, type (F15),cut to size for entrance | Approved
ORA ZED-Ph 2-Pkgs A&D | CLI.CON-000001 |  |  | Approved
ORA ZED-Ph 2-Pkgs A&D | CLI.CON-000001 |  |  | Approved
ORA ZED-Ph 2-Pkgs A&D | CLI.CON-000001 | E05 5 - Walls | Walls | Approved
ORA ZED-Ph 2-Pkgs A&D | CLI.CON-000001 |  |  | Approved
ORA ZED-Ph 2-Pkgs A&D | CLI.CON-000001 | E05 18 - Walls | Walls | Approved
ORA ZED-Ph 2-Pkgs A&D | CLI.CON-000001 |  |  | Approved
ORA ZED-Ph 2-Pkgs A&D | CLI.CON-000001 | E06 1 - Walls Code W7A | Walls Code W7A | Approved
ORA ZED-Ph 2-Pkgs A&D | CLI.CON-000001 |  |  | Approved
ORA ZED-Ph 2-Pkgs A&D | CLI.CON-000001 | E06 2 - Walls code W7B | Walls code W7B | Approved
ORA ZED-Ph 2-Pkgs A&D | CLI.CON-000001 |  |  | Approved
ORA ZED-Ph 2-Pkgs A&D | CLI.CON-000001 | E06 3 - Walls W8A | Walls W8A | Approved
ORA ZED-Ph 2-Pkgs A&D | CLI.CON-000001 |  |  | Approved
ORA ZED-Ph 2-Pkgs A&D | CLI.CON-000001 | E06 4 - Walls W8B | Walls W8B | Approved
ORA ZED-Ph 2-Pkgs A&D | CLI.CON-000001 |  |  | Approved
ORA ZED-Ph 2-Pkgs A&D | CLI.CON-000001 | E06 5 - Walls | Walls | Approved
ORA ZED-Ph 2-Pkgs A&D | CLI.CON-000001 |  |  | Approved
ORA ZED-Ph 2-Pkgs A&D | CLI.CON-000001 | E06 18 - Walls | Walls | Approved
ORA ZED-Ph 2-Pkgs A&D | CLI.CON-000001 |  |  | Approved
ORA ZED-Ph 2-Pkgs A&D | CLI.CON-000001 | E07 1 - Walls Code W7A | Walls Code W7A | Approved
ORA ZED-Ph 2-Pkgs A&D | CLI.CON-000001 |  |  | Approved
ORA ZED-Ph 2-Pkgs A&D | CLI.CON-000001 | E07 2 - Walls code W7B | Walls code W7B | Approved
ORA ZED-Ph 2-Pkgs A&D | CLI.CON-000001 |  |  | Approved
ORA ZED-Ph 2-Pkgs A&D | CLI.CON-000001 | E07 3 - Walls W8A | Walls W8A | Approved
ORA ZED-Ph 2-Pkgs A&D | CLI.CON-000001 |  |  | Approved
ORA ZED-Ph 2-Pkgs A&D | CLI.CON-000001 | E07 4 - Walls W8B | Walls W8B | Approved
ORA ZED-Ph 2-Pkgs A&D | CLI.CON-000001 |  |  | Approved
ORA ZED-Ph 2-Pkgs A&D | CLI.CON-000001 | E07 5 - Walls | Walls | Approved
ORA ZED-Ph 2-Pkgs A&D | CLI.CON-000001 |  |  | Approved
ORA ZED-Ph 2-Pkgs A&D | CLI.CON-000001 | E07 18 - Walls | Walls | Approved
ORA ZED-Ph 2-Pkgs A&D | CLI.CON-000001 |  |  | Approved
ORA ZED-Ph 2-Pkgs A&D | CLI.CON-000001 | E08 1 - Walls Code W7A | Walls Code W7A | Approved
ORA ZED-Ph 2-Pkgs A&D | CLI.CON-000001 |  |  | Approved
ORA ZED-Ph 2-Pkgs A&D | CLI.CON-000001 | E08 2 - Walls code W7B | Walls code W7B | Approved
ORA ZED-Ph 2-Pkgs A&D | CLI.CON-000001 |  |  | Approved
ORA ZED-Ph 2-Pkgs A&D | CLI.CON-000001 | E08 3 - Walls W8A | Walls W8A | Approved
ORA ZED-Ph 2-Pkgs A&D | CLI.CON-000001 |  |  | Approved
ORA ZED-Ph 2-Pkgs A&D | CLI.CON-000001 | E06 5 - Active IF Multi-Switch 9/8 ports coaxial c/w power supply and all related accessories . | Active IF Multi-Switch 9/8 ports coaxial c/w power supply and all related accessories . | Approved
ORA ZED-Ph 2-Pkgs A&D | CLI.CON-000001 |  |  | Approved
ORA ZED-Ph 2-Pkgs A&D | CLI.CON-000001 | E06 6 - Passive IF Multi-Switch 9/8 ports coaxial c/w power supply and all related accessories. | Passive IF Multi-Switch 9/8 ports coaxial c/w power supply and all related accessories. | Approved
ORA ZED-Ph 2-Pkgs A&D | CLI.CON-000001 |  |  | Approved
ORA ZED-Ph 2-Pkgs A&D | CLI.CON-000001 | E06 7 - Active IF Multi-Switch 9/16 ports coaxial c/w power supply and all related accessories . | Active IF Multi-Switch 9/16 ports coaxial c/w power supply and all related accessories . | Approved
ORA ZED-Ph 2-Pkgs A&D | CLI.CON-000001 |  |  | Approved
ORA ZED-Ph 2-Pkgs A&D | CLI.CON-000001 | E06 8 - Passive IF Multi-Switch 9/16 ports coaxial c/w power supply and all related accessories. | Passive IF Multi-Switch 9/16 ports coaxial c/w power supply and all related accessories. | Approved
ORA ZED-Ph 2-Pkgs A&D | CLI.CON-000001 |  |  | Approved
ORA ZED-Ph 2-Pkgs A&D | CLI.CON-000001 | E06 9 - MATV outlet 75 ohm coaxial F-type female connector | MATV outlet 75 ohm coaxial F-type female connector | Approved
ORA ZED-Ph 2-Pkgs A&D | CLI.CON-000001 |  |  | Approved
ORA ZED-Ph 2-Pkgs A&D | CLI.CON-000001 | E06 10 - MATV outlet 75 ohm coaxial F-type female connector at the same floor box of power outlet | MATV outlet 75 ohm coaxial F-type female connector at the same floor box of power outlet | Approved
ORA ZED-Ph 2-Pkgs A&D | CLI.CON-000001 |  |  | Approved
ORA ZED-Ph 2-Pkgs A&D | CLI.CON-000001 | E07 1 - Empty conduit for Satellite dish farm for E5a buliding connecting from dish farm on roof top to floor cascaded Multi-Switch . | Empty conduit for Satellite dish farm for E5a buliding connecting from dish farm on roof top to floor cascaded Multi-Switch . | Approved
ORA ZED-Ph 2-Pkgs A&D | CLI.CON-000001 |  |  | Approved
ORA ZED-Ph 2-Pkgs A&D | CLI.CON-000001 | E07 2 - Empty conduit for MATV outlet 75 ohm coaxial F-type female connector | Empty conduit for MATV outlet 75 ohm coaxial F-type female connector | Approved
ORA ZED-Ph 2-Pkgs A&D | CLI.CON-000001 |  |  | Approved
ORA ZED-Ph 2-Pkgs A&D | CLI.CON-000001 | E07 3 - Empty conduit for floor box MATV outlet 75 ohm coaxial F-type female connector | Empty conduit for floor box MATV outlet 75 ohm coaxial F-type female connector | Approved
ORA ZED-Ph 2-Pkgs A&D | CLI.CON-000001 |  |  | Approved
ORA ZED-Ph 2-Pkgs A&D | CLI.CON-000001 | E07 4 - Satellite dish farm for E5a buliding including [2 nos. solid aluminum parabolic dish antenna 1.8m], UHF/VHF antenna, RG11 coaxial cables, satellite concrete pad and all necessary accessories. | Satellite dish farm for E5a buliding including [2 nos. solid aluminum parabolic dish antenna 1.8m], UHF/VHF antenna, RG11 coaxial cables, satellite concrete pad and all necessary accessories. | Approved
ORA ZED-Ph 2-Pkgs A&D | CLI.CON-000001 |  |  | Approved
ORA ZED-Ph 2-Pkgs A&D | CLI.CON-000001 | E07 5 - Active IF Multi-Switch 9/8 ports coaxial c/w power supply and all related accessories . | Active IF Multi-Switch 9/8 ports coaxial c/w power supply and all related accessories . | Approved
ORA ZED-Ph 2-Pkgs A&D | CLI.CON-000001 |  |  | Approved
ORA ZED-Ph 2-Pkgs A&D | CLI.CON-000001 | E07 6 - Passive IF Multi-Switch 9/8 ports coaxial c/w power supply and all related accessories. | Passive IF Multi-Switch 9/8 ports coaxial c/w power supply and all related accessories. | Approved
ORA ZED-Ph 2-Pkgs A&D | CLI.CON-000001 |  |  | Approved
ORA ZED-Ph 2-Pkgs A&D | CLI.CON-000001 | E07 7 - Active IF Multi-Switch 9/16 ports coaxial c/w power supply and all related accessories . | Active IF Multi-Switch 9/16 ports coaxial c/w power supply and all related accessories . | Approved
ORA ZED-Ph 2-Pkgs A&D | CLI.CON-000001 |  |  | Approved
ORA ZED-Ph 2-Pkgs A&D | CLI.CON-000001 | E07 8 - MATV outlet 75 ohm coaxial F-type female connector | MATV outlet 75 ohm coaxial F-type female connector | Approved
ORA ZED-Ph 2-Pkgs A&D | CLI.CON-000001 |  |  | Approved
ORA ZED-Ph 2-Pkgs A&D | CLI.CON-000001 | E06 1 - 50mm | 50mm | Approved
ORA ZED-Ph 2-Pkgs A&D | CLI.CON-000001 |  |  | Approved
ORA ZED-Ph 2-Pkgs A&D | CLI.CON-000001 | E06 2 - 75mm | 75mm | Approved
ORA ZED-Ph 2-Pkgs A&D | CLI.CON-000001 |  |  | Approved
ORA ZED-Ph 2-Pkgs A&D | CLI.CON-000001 | E06 3 - 75 mm vent cap | 75 mm | Approved
ORA ZED-Ph 2-Pkgs A&D | CLI.CON-000001 |  |  | Approved
ORA ZED-Ph 2-Pkgs A&D | CLI.CON-000001 | E06 4 - 110mm | 110mm | Approved
ORA ZED-Ph 2-Pkgs A&D | CLI.CON-000001 |  |  | Approved
ORA ZED-Ph 2-Pkgs A&D | CLI.CON-000001 | E06 5 - Shower Drain 50mm | Shower Drain 50mm | Approved
ORA ZED-Ph 2-Pkgs A&D | CLI.CON-000001 |  |  | Approved
ORA ZED-Ph 2-Pkgs A&D | CLI.CON-000001 | E07 1 - 50mm | 50mm | Approved
ORA ZED-Ph 2-Pkgs A&D | CLI.CON-000001 |  |  | Approved
ORA ZED-Ph 2-Pkgs A&D | CLI.CON-000001 | E07 2 - 75mm | 75mm | Approved
ORA ZED-Ph 2-Pkgs A&D | CLI.CON-000001 |  |  | Approved
ORA ZED-Ph 2-Pkgs A&D | CLI.CON-000001 | E07 3 - 75 mm vent cap | 75 mm | Approved
ORA ZED-Ph 2-Pkgs A&D | CLI.CON-000001 |  |  | Approved
ORA ZED-Ph 2-Pkgs A&D | CLI.CON-000001 | E07 4 - 110mm | 110mm | Approved
ORA ZED-Ph 2-Pkgs A&D | CLI.CON-000001 |  |  | Approved
ORA ZED-Ph 2-Pkgs A&D | CLI.CON-000001 | E07 5 - Shower Drain 50mm | Shower Drain 50mm | Approved
ORA ZED-Ph 2-Pkgs A&D | CLI.CON-000001 |  |  | Approved
ORA ZED-Ph 2-Pkgs A&D | CLI.CON-000001 | E08 1 - 50mm | 50mm | Approved
ORA ZED-Ph 2-Pkgs A&D | CLI.CON-000001 |  |  | Approved
ORA ZED-Ph 2-Pkgs A&D | CLI.CON-000001 | E08 2 - 75mm | 75mm | Approved
ORA ZED-Ph 2-Pkgs A&D | CLI.CON-000001 |  |  | Approved
ORA ZED-Ph 2-Pkgs A&D | CLI.CON-000001 | E08 3 - 75 mm vent cap | 75 mm | Approved
ORA ZED-Ph 2-Pkgs A&D | CLI.CON-000001 |  |  | Approved
ORA ZED-Ph 2-Pkgs A&D | CLI.CON-000001 | E08 4 - 110mm | 110mm | Approved
ORA ZED-Ph 2-Pkgs A&D | CLI.CON-000001 |  |  | Approved
ORA ZED-Ph 2-Pkgs A&D | CLI.CON-000001 | E08 5 - Shower Drain 50mm | Shower Drain 50mm | Approved
ORA ZED-Ph 2-Pkgs A&D | CLI.CON-000001 |  |  | Approved
ORA ZED-Ph 2-Pkgs A&D | CLI.CON-000001 | Podium D 1 - Trench Drain | Trench Drain | Approved
ORA ZED-Ph 2-Pkgs A&D | CLI.CON-000001 |  |  | Approved
ORA ZED-Ph 2-Pkgs A&D | CLI.CON-000001 | Podium D 2 - Trench Grate (TG) | Trench Grate (TG) | Approved
ORA ZED-Ph 2-Pkgs A&D | CLI.CON-000001 |  |  | Approved
ORA ZED-Ph 2-Pkgs A&D | CLI.CON-000001 | Podium D 3 - 100 mm | 100 mm | Approved
ORA ZED-Ph 2-Pkgs A&D | CLI.CON-000001 |  |  | Approved
ORA ZED-Ph 2-Pkgs A&D | CLI.CON-000001 | Podium D 4 - 160mm | 160mm | Approved
ORA ZED-Ph 2-Pkgs A&D | CLI.CON-000001 |  |  | Approved
ORA ZED-Ph 2-Pkgs A&D | CLI.CON-000001 | Podium D 5 - Area Drain | Area Drain | Approved
ORA ZED-Ph 2-Pkgs A&D | CLI.CON-000001 |  |  | Approved
ORA ZED-Ph 2-Pkgs A&D | CLI.CON-000001 |  |  | Approved
ORA ZED-Ph 2-Pkgs A&D | CLI.CON-000001 | E05 5 - EF-11 | EF-11 | Approved
ORA ZED-Ph 2-Pkgs A&D | CLI.CON-000001 |  |  | Approved
ORA ZED-Ph 2-Pkgs A&D | CLI.CON-000001 | E05 6 - EF-12 | EF-12 | Approved
ORA ZED-Ph 2-Pkgs A&D | CLI.CON-000001 |  |  | Approved
ORA ZED-Ph 2-Pkgs A&D | CLI.CON-000001 | E05 7 - PF-01 | PF-01 | Approved
ORA ZED-Ph 2-Pkgs A&D | CLI.CON-000001 |  |  | Approved
ORA ZED-Ph 2-Pkgs A&D | CLI.CON-000001 | E06 1 - EF-01 | EF-01 | Approved
ORA ZED-Ph 2-Pkgs A&D | CLI.CON-000001 |  |  | Approved
ORA ZED-Ph 2-Pkgs A&D | CLI.CON-000001 | E06 2 - EF-02 | EF-02 | Approved
ORA ZED-Ph 2-Pkgs A&D | CLI.CON-000001 |  |  | Approved
ORA ZED-Ph 2-Pkgs A&D | CLI.CON-000001 | E06 3 - EF-03 | EF-03 | Approved
ORA ZED-Ph 2-Pkgs A&D | CLI.CON-000001 |  |  | Approved
ORA ZED-Ph 2-Pkgs A&D | CLI.CON-000001 | E06 4 - EF-10 | EF-10 | Approved
ORA ZED-Ph 2-Pkgs A&D | CLI.CON-000001 |  |  | Approved
ORA ZED-Ph 2-Pkgs A&D | CLI.CON-000001 | E06 5 - EF-11 | EF-11 | Approved
ORA ZED-Ph 2-Pkgs A&D | CLI.CON-000001 |  |  | Approved
ORA ZED-Ph 2-Pkgs A&D | CLI.CON-000001 | E06 6 - EF-12 | EF-12 | Approved
ORA ZED-Ph 2-Pkgs A&D | CLI.CON-000001 |  |  | Approved
ORA ZED-Ph 2-Pkgs A&D | CLI.CON-000001 | E06 7 - PF-01 | PF-01 | Approved
ORA ZED-Ph 2-Pkgs A&D | CLI.CON-000001 |  |  | Approved
ORA ZED-Ph 2-Pkgs A&D | CLI.CON-000001 | E07 1 - EF-01 | EF-01 | Approved
ORA ZED-Ph 2-Pkgs A&D | CLI.CON-000001 |  |  | Approved
ORA ZED-Ph 2-Pkgs A&D | CLI.CON-000001 | E07 2 - EF-02 | EF-02 | Approved
ORA ZED-Ph 2-Pkgs A&D | CLI.CON-000001 |  |  | Approved
ORA ZED-Ph 2-Pkgs A&D | CLI.CON-000001 | E07 3 - EF-03 | EF-03 | Approved
ORA ZED-Ph 2-Pkgs A&D | CLI.CON-000001 |  |  | Approved
ORA ZED-Ph 2-Pkgs A&D | CLI.CON-000001 | E07 4 - EF-10 | EF-10 | Approved
ORA ZED-Ph 2-Pkgs A&D | CLI.CON-000001 |  |  | Approved
ORA ZED-Ph 2-Pkgs A&D | CLI.CON-000001 | E07 5 - EF-11 | EF-11 | Approved
ORA ZED-Ph 2-Pkgs A&D | CLI.CON-000001 |  |  | Approved
ORA ZED-Ph 2-Pkgs A&D | CLI.CON-000001 | E07 6 - EF-12 | EF-12 | Approved
ORA ZED-Ph 2-Pkgs A&D | CLI.CON-000001 |  |  | Approved
ORA ZED-Ph 2-Pkgs A&D | CLI.CON-000001 | E07 7 - PF-01 | PF-01 | Approved
ORA ZED-Ph 2-Pkgs A&D | CLI.CON-000001 |  |  | Approved
ORA ZED-Ph 2-Pkgs A&D | CLI.CON-000001 | Podium D 28 - EMCC-02 | EMCC-02 | Approved
ORA ZED-Ph 2-Pkgs A&D | CLI.CON-000001 |  |  | Approved
ORA ZED-Ph 2-Pkgs A&D | CLI.CON-000001 | Podium D 29 - EMCC-03 | EMCC-03 | Approved
ORA ZED-Ph 2-Pkgs A&D | CLI.CON-000001 |  |  | Approved
ORA ZED-Ph 2-Pkgs A&D | CLI.CON-000001 | Podium D 30 - EMCC-04 | EMCC-04 | Approved
ORA ZED-Ph 2-Pkgs A&D | CLI.CON-000001 |  |  | Approved
ORA ZED-Ph 2-Pkgs A&D | CLI.CON-000001 | Podium D 31 - EMCC-06 | EMCC-06 | Approved
ORA ZED-Ph 2-Pkgs A&D | CLI.CON-000001 |  |  | Approved
ORA ZED-Ph 2-Pkgs A&D | CLI.CON-000001 | Podium D 32 - EMCC-08 | EMCC-08 | Approved
ORA ZED-Ph 2-Pkgs A&D | CLI.CON-000001 |  |  | Approved
ORA ZED-Ph 2-Pkgs A&D | CLI.CON-000001 | Podium D 33 - EMCC-09 | EMCC-09 | Approved
ORA ZED-Ph 2-Pkgs A&D | CLI.CON-000001 |  |  | Approved
ORA ZED-Ph 2-Pkgs A&D | CLI.CON-000001 | Podium D 34 - EMCC-10 | EMCC-10 | Approved
ORA ZED-Ph 2-Pkgs A&D | CLI.CON-000001 |  |  | Approved
ORA ZED-Ph 2-Pkgs A&D | CLI.CON-000001 | Podium D 35 - EMCC-11 | EMCC-11 | Approved
ORA ZED-Ph 2-Pkgs A&D | CLI.CON-000001 |  |  | Approved
ORA ZED-Ph 2-Pkgs A&D | CLI.CON-000001 | E05 1 - Main low voltage board (MDB-E05). | Main low voltage board (MDB-E05). | Approved
ORA ZED-Ph 2-Pkgs A&D | CLI.CON-000001 |  |  | Approved
ORA ZED-Ph 2-Pkgs A&D | CLI.CON-000001 | E05 2 - SMDB-E05-GR-1 | SMDB-E05-GR-1 | Approved
ORA ZED-Ph 2-Pkgs A&D | CLI.CON-000001 |  |  | Approved
ORA ZED-Ph 2-Pkgs A&D | CLI.CON-000001 | E05 3 - SMDB-E05-1st-1 | SMDB-E05-1st-1 | Approved
ORA ZED-Ph 2-Pkgs A&D | CLI.CON-000001 |  |  | Approved
ORA ZED-Ph 2-Pkgs A&D | CLI.CON-000001 | E05 4 - SMDB-E05-2nd-1 | SMDB-E05-2nd-1 | Approved
ORA ZED-Ph 2-Pkgs A&D | CLI.CON-000001 |  |  | Approved
ORA ZED-Ph 2-Pkgs A&D | CLI.CON-000001 | E05 5 - SMDB-E05-3rd-1 | SMDB-E05-3rd-1 | Approved
ORA ZED-Ph 2-Pkgs A&D | CLI.CON-000001 |  |  | Approved
ORA ZED-Ph 2-Pkgs A&D | CLI.CON-000001 | E05 6 - SMDB-E05-10th-1 | SMDB-E05-10th-1 | Approved
ORA ZED-Ph 2-Pkgs A&D | CLI.CON-000001 |  |  | Approved
ORA ZED-Ph 2-Pkgs A&D | CLI.CON-000001 | E05 7 - DB-E05-GR-SER-1 | DB-E05-GR-SER-1 | Approved
ORA ZED-Ph 2-Pkgs A&D | CLI.CON-000001 |  |  | Approved
ORA ZED-Ph 2-Pkgs A&D | CLI.CON-000001 | E05 8 - DB-E05-3rd-SER-1 | DB-E05-3rd-SER-1 | Approved
ORA ZED-Ph 2-Pkgs A&D | CLI.CON-000001 |  |  | Approved
ORA ZED-Ph 2-Pkgs A&D | CLI.CON-000001 |  |  | Approved
ORA ZED-Ph 2-Pkgs A&D | CLI.CON-000001 | E07 6 - Switch type S10. | Switch type S10. | Approved
ORA ZED-Ph 2-Pkgs A&D | CLI.CON-000001 |  |  | Approved
ORA ZED-Ph 2-Pkgs A&D | CLI.CON-000001 | E07 7 - Push Button. | Push Button. | Approved
ORA ZED-Ph 2-Pkgs A&D | CLI.CON-000001 |  |  | Approved
ORA ZED-Ph 2-Pkgs A&D | CLI.CON-000001 | E07 8 - Motion detector | Motion detector | Approved
ORA ZED-Ph 2-Pkgs A&D | CLI.CON-000001 |  |  | Approved
ORA ZED-Ph 2-Pkgs A&D | CLI.CON-000001 | E07 9 - Door bell | Door bell | Approved
ORA ZED-Ph 2-Pkgs A&D | CLI.CON-000001 |  |  | Approved
ORA ZED-Ph 2-Pkgs A&D | CLI.CON-000001 | E08 1 - Socket outlet with 3(1x4) mm2 . | Socket outlet with 3(1x4) mm2 . | Approved
ORA ZED-Ph 2-Pkgs A&D | CLI.CON-000001 |  |  | Approved
ORA ZED-Ph 2-Pkgs A&D | CLI.CON-000001 | E08 2 - Power Socket outlet with 3(1x4) mm2 . | Power Socket outlet with 3(1x4) mm2 . | Approved
ORA ZED-Ph 2-Pkgs A&D | CLI.CON-000001 |  |  | Approved
ORA ZED-Ph 2-Pkgs A&D | CLI.CON-000001 | E08 3 - Power Socket outlet with 3(1x6) mm2 . | Power Socket outlet with 3(1x6) mm2 . | Approved
ORA ZED-Ph 2-Pkgs A&D | CLI.CON-000001 |  |  | Approved
ORA ZED-Ph 2-Pkgs A&D | CLI.CON-000001 | E08 4 - Ditto, but for load break switch outlet with 3(1x4) mm2 . | Ditto, but for load break switch outlet with 3(1x4) mm2 . | Approved
ORA ZED-Ph 2-Pkgs A&D | CLI.CON-000001 |  |  | Approved
ORA ZED-Ph 2-Pkgs A&D | CLI.CON-000001 | E08 5 - Ditto, but for load break switch outlet with 3(1x10) mm2 . | Ditto, but for load break switch outlet with 3(1x10) mm2 . | Approved
ORA ZED-Ph 2-Pkgs A&D | CLI.CON-000001 |  |  | Approved
ORA ZED-Ph 2-Pkgs A&D | CLI.CON-000001 | E08 6 - outlet for exhaust fan with 3(1x4) mm2 . | outlet for exhaust fan with 3(1x4) mm2 . | Approved
ORA ZED-Ph 2-Pkgs A&D | CLI.CON-000001 |  |  | Approved
ORA ZED-Ph 2-Pkgs A&D | CLI.CON-000001 | E08 7 - JUNCTION BOX with 3(1x4) mm2 . | JUNCTION BOX with 3(1x4) mm2 . | Approved
ORA ZED-Ph 2-Pkgs A&D | CLI.CON-000001 |  |  | Approved
ORA ZED-Ph 2-Pkgs A&D | CLI.CON-000001 | E08 8 - Socket type SO1. | Socket type SO1. | Approved
ORA ZED-Ph 2-Pkgs A&D | CLI.CON-000001 |  |  | Approved
ORA ZED-Ph 2-Pkgs A&D | CLI.CON-000001 | E08 9 - Socket type SO2 | Socket type SO2 | Approved
ORA ZED-Ph 2-Pkgs A&D | CLI.CON-000001 |  |  | Approved
ORA ZED-Ph 2-Pkgs A&D | CLI.CON-000001 | E08 10 - Socket type SO4 | Socket type SO4 | Approved
ORA ZED-Ph 2-Pkgs A&D | CLI.CON-000001 |  |  | Approved
ORA ZED-Ph 2-Pkgs A&D | CLI.CON-000001 | E08 11 - Socket type SO5 | Socket type SO5 | Approved
ORA ZED-Ph 2-Pkgs A&D | CLI.CON-000001 |  |  | Approved
ORA ZED-Ph 2-Pkgs A&D | CLI.CON-000001 | E08 12 - Socket type SO6 (20A) | Socket type SO6 (20A) | Approved
ORA ZED-Ph 2-Pkgs A&D | CLI.CON-000001 |  |  | Approved
ORA ZED-Ph 2-Pkgs A&D | CLI.CON-000001 | E08 13 - Socket type SO6 (32A) | Socket type SO6 (32A) | Approved
ORA ZED-Ph 2-Pkgs A&D | CLI.CON-000001 |  |  | Approved
ORA ZED-Ph 2-Pkgs A&D | CLI.CON-000001 | E08 14 - Socket type SO5 (SH) | Socket type SO5 (SH) | Approved
ORA ZED-Ph 2-Pkgs A&D | CLI.CON-000001 | E05 2 - 20mm thick , Marble, type (F16),cut to size for entrance | 20mm thick , Marble, type (F16),cut to size for entrance | Approved
ORA ZED-Ph 2-Pkgs A&D | CLI.CON-000001 |  |  | Approved
ORA ZED-Ph 2-Pkgs A&D | CLI.CON-000001 | E05 4 - 20mm thick, Turkish beige Marble counter top , for maid toilet | 20mm thick, Turkish beige Marble counter top , for maid toilet | Approved
ORA ZED-Ph 2-Pkgs A&D | CLI.CON-000001 |  |  | Approved
ORA ZED-Ph 2-Pkgs A&D | CLI.CON-000001 | E05 5 - 20mm thick, Turkish karara Marble counter top , for vanity guest toilet | 20mm thick, Turkish karara Marble counter top , for vanity guest toilet | Approved
ORA ZED-Ph 2-Pkgs A&D | CLI.CON-000001 |  |  | Approved
ORA ZED-Ph 2-Pkgs A&D | CLI.CON-000001 | E05 6 - 20mm thick, Turkish grey Marble counter top , for vanity Master toilet | 20mm thick, Turkish grey Marble counter top , for vanity Master toilet | Approved
ORA ZED-Ph 2-Pkgs A&D | CLI.CON-000001 |  |  | Approved
ORA ZED-Ph 2-Pkgs A&D | CLI.CON-000001 | E05 7 - 20mm thick, Turkish beige Marble counter top , for vanity secondary toilet | 20mm thick, Turkish beige Marble counter top , for vanity secondary toilet | Approved
ORA ZED-Ph 2-Pkgs A&D | CLI.CON-000001 |  |  | Approved
ORA ZED-Ph 2-Pkgs A&D | CLI.CON-000001 | E06 1 - 20mm thick , marble Tiles Code F13A/F13B cut to size, based on Phase 1B Contract Documents. | 20mm thick , marble Tiles Code F13A/F13B cut to size, based on Phase 1B Contract Documents. | Approved
ORA ZED-Ph 2-Pkgs A&D | CLI.CON-000001 |  |  | Approved
ORA ZED-Ph 2-Pkgs A&D | CLI.CON-000001 | E06 4 - 20mm thick , marble Tile Code F14 cut to size for Entrances,Public corridor, refer to Dwg. 09 63 40.04 | 20mm thick , marble Tile Code F14 cut to size for Entrances,Public corridor, refer to Dwg. 09 63 40.04 | Approved
ORA ZED-Ph 2-Pkgs A&D | CLI.CON-000001 |  |  | Approved
ORA ZED-Ph 2-Pkgs A&D | CLI.CON-000001 | E06 5 - Marble Base Code B6 for Entrances,Public corridor, to Dwg. 09 63 40.04 | Marble Base Code B6 for Entrances,Public corridor, to Dwg. 09 63 40.04 | Approved
ORA ZED-Ph 2-Pkgs A&D | CLI.CON-000001 |  |  | Approved
ORA ZED-Ph 2-Pkgs A&D | CLI.CON-000001 | E06 6 - Marble Base Code B5 for Receptions, Dinning rooms, refer to Dwg. 09 63 40.04 | Marble Base Code B5 for Receptions, Dinning rooms, refer to Dwg. 09 63 40.04 | Approved
ORA ZED-Ph 2-Pkgs A&D | CLI.CON-000001 |  |  | Approved
ORA ZED-Ph 2-Pkgs A&D | CLI.CON-000001 | E06 7 - 40mm, Marble tile Code F25 cut to size for Stair treads (Duplex Sairs) | 40mm, Marble tile Code F25 cut to size for Stair treads (Duplex Sairs) | Approved
ORA ZED-Ph 2-Pkgs A&D | CLI.CON-000001 |  |  | Approved
ORA ZED-Ph 2-Pkgs A&D | CLI.CON-000001 | E06 8 - 20mm, Marble tile Code F25 cut to size for Stair risers (Duplex Sairs) | 20mm, Marble tile Code F25 cut to size for Stair risers (Duplex Sairs) | Approved
ORA ZED-Ph 2-Pkgs A&D | CLI.CON-000001 |  |  | Approved
ORA ZED-Ph 2-Pkgs A&D | CLI.CON-000001 | E06 9 - 40mm, Marble tile Code F25 cut to size for Stair landing (Duplex Sairs) | 40mm, Marble tile Code F25 cut to size for Stair landing (Duplex Sairs) | Approved
ORA ZED-Ph 2-Pkgs A&D | CLI.CON-000001 |  |  | Approved
ORA ZED-Ph 2-Pkgs A&D | CLI.CON-000001 | E06 10 - Marble base Code B11 for stairs, 100mm height. | Marble base Code B11 for stairs, 100mm height. | Approved
ORA ZED-Ph 2-Pkgs A&D | CLI.CON-000001 |  |  | Approved
ORA ZED-Ph 2-Pkgs A&D | CLI.CON-000001 | E06 11 - Coping; 240 wide;30mm thick for hand rails at balconies | Coping; 240 wide;30mm thick for hand rails at balconies | Approved
ORA ZED-Ph 2-Pkgs A&D | CLI.CON-000001 |  |  | Approved
ORA ZED-Ph 2-Pkgs A&D | CLI.CON-000001 | E06 12 - Coping for terraces parapet | Coping for terraces parapet | Approved
ORA ZED-Ph 2-Pkgs A&D | CLI.CON-000001 | E08 4 - Walls W8B | Walls W8B | Approved
ORA ZED-Ph 2-Pkgs A&D | CLI.CON-000001 |  |  | Approved
ORA ZED-Ph 2-Pkgs A&D | CLI.CON-000001 | E08 5 - Walls | Walls | Approved
ORA ZED-Ph 2-Pkgs A&D | CLI.CON-000001 |  |  | Approved
ORA ZED-Ph 2-Pkgs A&D | CLI.CON-000001 | E08 19 - Walls | Walls | Approved
ORA ZED-Ph 2-Pkgs A&D | CLI.CON-000001 |  |  | Approved
ORA ZED-Ph 2-Pkgs A&D | CLI.CON-000001 | Podium D 1 - Direct Digital Controller (DDC) and local control panel / Integrated Automation Controller (IAC) c/w interfaces to BACnet/TCP/IP protocols to cover all required areas as per input/output points schedule. | Direct Digital Controller (DDC) and local control panel / Integrated Automation Controller (IAC) c/w interfaces to BACnet/TCP/IP protocols to cover all required areas as per input/output points schedule. | Approved
ORA ZED-Ph 2-Pkgs A&D | CLI.CON-000001 |  |  | Approved
ORA ZED-Ph 2-Pkgs A&D | CLI.CON-000001 | Podium D 2 - Communication & integration devices (routers, modems, switches and Gateway c/w integration protocols [BACnet/TCP-IP ] [LON /TCP-IP] with required points as per input/output points schedule. | Communication & integration devices (routers, modems, switches and Gateway c/w integration protocols [BACnet/TCP-IP ] [LON /TCP-IP] with required points as per input/output points schedule. | Approved
ORA ZED-Ph 2-Pkgs A&D | CLI.CON-000001 |  |  | Approved
ORA ZED-Ph 2-Pkgs A&D | CLI.CON-000001 | Podium D 3 - Upgrading License for BMS servers in PH-1A to accommodate all I/O point schedules for PH-2 c/w all required hardware modules, software packages, license, etc. | Upgrading License for BMS servers in PH-1A to accommodate all I/O point schedules for PH-2 c/w all required hardware modules, software packages, license, etc. | Approved
ORA ZED-Ph 2-Pkgs A&D | CLI.CON-000001 |  |  | Approved
ORA ZED-Ph 2-Pkgs A&D | CLI.CON-000001 | E05 1 - FE1 | FE1 | Approved
ORA ZED-Ph 2-Pkgs A&D | CLI.CON-000001 |  |  | Approved
ORA ZED-Ph 2-Pkgs A&D | CLI.CON-000001 | E05 2 - FE2 | FE2 | Approved
ORA ZED-Ph 2-Pkgs A&D | CLI.CON-000001 |  |  | Approved
ORA ZED-Ph 2-Pkgs A&D | CLI.CON-000001 | E05 3 - FE3 | FE3 | Approved
ORA ZED-Ph 2-Pkgs A&D | CLI.CON-000001 |  |  | Approved
ORA ZED-Ph 2-Pkgs A&D | CLI.CON-000001 | E05 4 - FE4 | FE4 | Approved
ORA ZED-Ph 2-Pkgs A&D | CLI.CON-000001 |  |  | Approved
ORA ZED-Ph 2-Pkgs A&D | CLI.CON-000001 | E05 5 - FE5 | FE5 | Approved
ORA ZED-Ph 2-Pkgs A&D | CLI.CON-000001 |  |  | Approved
ORA ZED-Ph 2-Pkgs A&D | CLI.CON-000001 | E05 6 - Fire Blanket | Fire Blanket | Approved
ORA ZED-Ph 2-Pkgs A&D | CLI.CON-000001 |  |  | Approved
ORA ZED-Ph 2-Pkgs A&D | CLI.CON-000001 | E06 1 - FE1 | FE1 | Approved
ORA ZED-Ph 2-Pkgs A&D | CLI.CON-000001 |  |  | Approved
ORA ZED-Ph 2-Pkgs A&D | CLI.CON-000001 | E06 2 - FE2 | FE2 | Approved
ORA ZED-Ph 2-Pkgs A&D | CLI.CON-000001 |  |  | Approved
ORA ZED-Ph 2-Pkgs A&D | CLI.CON-000001 | E06 3 - FE3 | FE3 | Approved
ORA ZED-Ph 2-Pkgs A&D | CLI.CON-000001 |  |  | Approved
ORA ZED-Ph 2-Pkgs A&D | CLI.CON-000001 | E06 4 - FE4 | FE4 | Approved
ORA ZED-Ph 2-Pkgs A&D | CLI.CON-000001 |  |  | Approved
ORA ZED-Ph 2-Pkgs A&D | CLI.CON-000001 | E06 5 - FE5 | FE5 | Approved
ORA ZED-Ph 2-Pkgs A&D | CLI.CON-000001 |  |  | Approved
ORA ZED-Ph 2-Pkgs A&D | CLI.CON-000001 |  |  | Approved
ORA ZED-Ph 2-Pkgs A&D | CLI.CON-000001 | E07 9 - MATV outlet 75 ohm coaxial F-type female connector at the same floor box of power outlet | MATV outlet 75 ohm coaxial F-type female connector at the same floor box of power outlet | Approved
ORA ZED-Ph 2-Pkgs A&D | CLI.CON-000001 |  |  | Approved
ORA ZED-Ph 2-Pkgs A&D | CLI.CON-000001 | E08 1 - Empty conduit for Satellite dish farm for E5a buliding connecting from dish farm on roof top to floor cascaded Multi-Switch . | Empty conduit for Satellite dish farm for E5a buliding connecting from dish farm on roof top to floor cascaded Multi-Switch . | Approved
ORA ZED-Ph 2-Pkgs A&D | CLI.CON-000001 |  |  | Approved
ORA ZED-Ph 2-Pkgs A&D | CLI.CON-000001 | E08 2 - Empty conduit for MATV outlet 75 ohm coaxial F-type female connector | Empty conduit for MATV outlet 75 ohm coaxial F-type female connector | Approved
ORA ZED-Ph 2-Pkgs A&D | CLI.CON-000001 |  |  | Approved
ORA ZED-Ph 2-Pkgs A&D | CLI.CON-000001 | E08 3 - Satellite dish farm for E5a buliding including [2 nos. solid aluminum parabolic dish antenna 1.8m], UHF/VHF antenna, RG11 coaxial cables, satellite concrete pad and all necessary accessories. | Satellite dish farm for E5a buliding including [2 nos. solid aluminum parabolic dish antenna 1.8m], UHF/VHF antenna, RG11 coaxial cables, satellite concrete pad and all necessary accessories. | Approved
ORA ZED-Ph 2-Pkgs A&D | CLI.CON-000001 |  |  | Approved
ORA ZED-Ph 2-Pkgs A&D | CLI.CON-000001 | E08 4 - Active IF Multi-Switch 9/8 ports coaxial c/w power supply and all related accessories . | Active IF Multi-Switch 9/8 ports coaxial c/w power supply and all related accessories . | Approved
ORA ZED-Ph 2-Pkgs A&D | CLI.CON-000001 |  |  | Approved
ORA ZED-Ph 2-Pkgs A&D | CLI.CON-000001 | E08 5 - Passive IF Multi-Switch 9/8 ports coaxial c/w power supply and all related accessories. | Passive IF Multi-Switch 9/8 ports coaxial c/w power supply and all related accessories. | Approved
ORA ZED-Ph 2-Pkgs A&D | CLI.CON-000001 |  |  | Approved
ORA ZED-Ph 2-Pkgs A&D | CLI.CON-000001 | E08 6 - MATV outlet 75 ohm coaxial F-type female connector | MATV outlet 75 ohm coaxial F-type female connector | Approved
ORA ZED-Ph 2-Pkgs A&D | CLI.CON-000001 |  |  | Approved
ORA ZED-Ph 2-Pkgs A&D | CLI.CON-000001 | Podium D 1 - Access Switch -Basic layer 3 (Static routing) | Access Switch -Basic layer 3 (Static routing) - [1] X [48] [10/100/1000] POE+ Switch - 2 SFP+ ports - 2 X [SFP+ 10G -SR ] Transceiver -Support external power supply [not included] -Switching capacity = 176 Gb/s -Forwarding rate / Throughput = 130.9 Mpps -POE Power supply 740 Watt -Grounding Kit -Console and power cords -All needed accessories necessary for installations | Approved
ORA ZED-Ph 2-Pkgs A&D | CLI.CON-000001 |  |  | Approved
ORA ZED-Ph 2-Pkgs A&D | CLI.CON-000001 | Podium D 2 - Access Switches Stack -Basic layer 3 (Static routing) | Access Switches Stack -Basic layer 3 (Static routing) - [2] X [48] [10/100/1000] POE+ Switches - 2 SFP+ ports - 2 X [SFP+ 10G -SR ] Transceiver [each uplink is from different switch] -Support external power supply [not included] -Switching capacity = 176 Gb/s -Forwarding rate / Throughput = 130.9 Mpps -POE Power supply 740 Watt -Stacking modules and staking cables -Grounding Kit -Console and power cords -All needed accessories necessary for installations | Approved
ORA ZED-Ph 2-Pkgs A&D | CLI.CON-000001 |  |  | Approved
ORA ZED-Ph 2-Pkgs A&D | CLI.CON-000001 | Podium D 3 - Access Switches Stack -Basic layer 3 (Static routing) | Access Switches Stack -Basic layer 3 (Static routing) - [3] X [48] [10/100/1000] POE+ Switches - 2 SFP+ ports - 2 X [SFP+ 10G -SR ] Transceiver [each uplink is from different switch] -Support external power supply [not included] -Switching capacity = 176 Gb/s -Forwarding rate / Throughput = 130.9 Mpps -POE Power supply 740 Watt -Stacking modules and staking cables -Grounding Kit -Console and power cords -All needed accessories necessary for installations | Approved
ORA ZED-Ph 2-Pkgs A&D | CLI.CON-000001 |  |  | Approved
ORA ZED-Ph 2-Pkgs A&D | CLI.CON-000001 | Podium D 6 - Size 80 mm. | Size 80 mm. | Approved
ORA ZED-Ph 2-Pkgs A&D | CLI.CON-000001 |  |  | Approved
ORA ZED-Ph 2-Pkgs A&D | CLI.CON-000001 | E05 1 - 160 mm | 160 mm | Approved
ORA ZED-Ph 2-Pkgs A&D | CLI.CON-000001 |  |  | Approved
ORA ZED-Ph 2-Pkgs A&D | CLI.CON-000001 | E05 2 - 110 mm | 110 mm | Approved
ORA ZED-Ph 2-Pkgs A&D | CLI.CON-000001 |  |  | Approved
ORA ZED-Ph 2-Pkgs A&D | CLI.CON-000001 | E05 3 - 75 mm UPVC | 75 mm | Approved
ORA ZED-Ph 2-Pkgs A&D | CLI.CON-000001 |  |  | Approved
ORA ZED-Ph 2-Pkgs A&D | CLI.CON-000001 | E05 4 - 50 mm | 50 mm | Approved
ORA ZED-Ph 2-Pkgs A&D | CLI.CON-000001 |  |  | Approved
ORA ZED-Ph 2-Pkgs A&D | CLI.CON-000001 | E05 5 - 32 mm | 32 mm | Approved
ORA ZED-Ph 2-Pkgs A&D | CLI.CON-000001 |  |  | Approved
ORA ZED-Ph 2-Pkgs A&D | CLI.CON-000001 | E06 1 - 160 mm | 160 mm | Approved
ORA ZED-Ph 2-Pkgs A&D | CLI.CON-000001 |  |  | Approved
ORA ZED-Ph 2-Pkgs A&D | CLI.CON-000001 | E06 2 - 110 mm | 110 mm | Approved
ORA ZED-Ph 2-Pkgs A&D | CLI.CON-000001 |  |  | Approved
ORA ZED-Ph 2-Pkgs A&D | CLI.CON-000001 | E06 3 - 75 mm UPVC | 75 mm | Approved
ORA ZED-Ph 2-Pkgs A&D | CLI.CON-000001 |  |  | Approved
ORA ZED-Ph 2-Pkgs A&D | CLI.CON-000001 | E06 4 - 50 mm | 50 mm | Approved
ORA ZED-Ph 2-Pkgs A&D | CLI.CON-000001 |  |  | Approved
ORA ZED-Ph 2-Pkgs A&D | CLI.CON-000001 | E06 5 - 32 mm | 32 mm | Approved
ORA ZED-Ph 2-Pkgs A&D | CLI.CON-000001 |  |  | Approved
ORA ZED-Ph 2-Pkgs A&D | CLI.CON-000001 | E07 1 - 160 mm | 160 mm | Approved
ORA ZED-Ph 2-Pkgs A&D | CLI.CON-000001 |  |  | Approved
ORA ZED-Ph 2-Pkgs A&D | CLI.CON-000001 | E07 2 - 110 mm | 110 mm | Approved
ORA ZED-Ph 2-Pkgs A&D | CLI.CON-000001 |  |  | Approved
ORA ZED-Ph 2-Pkgs A&D | CLI.CON-000001 | E07 3 - 75 mm UPVC | 75 mm | Approved
ORA ZED-Ph 2-Pkgs A&D | CLI.CON-000001 |  |  | Approved
ORA ZED-Ph 2-Pkgs A&D | CLI.CON-000001 | E07 4 - 50 mm | 50 mm | Approved
ORA ZED-Ph 2-Pkgs A&D | CLI.CON-000001 |  |  | Approved
ORA ZED-Ph 2-Pkgs A&D | CLI.CON-000001 | E07 5 - 32 mm | 32 mm | Approved
ORA ZED-Ph 2-Pkgs A&D | CLI.CON-000001 |  |  | Approved
ORA ZED-Ph 2-Pkgs A&D | CLI.CON-000001 | E08 1 - 160 mm | 160 mm | Approved
ORA ZED-Ph 2-Pkgs A&D | CLI.CON-000001 |  |  | Approved
ORA ZED-Ph 2-Pkgs A&D | CLI.CON-000001 | E08 2 - 110 mm | 110 mm | Approved
ORA ZED-Ph 2-Pkgs A&D | CLI.CON-000001 |  |  | Approved
ORA ZED-Ph 2-Pkgs A&D | CLI.CON-000001 | E08 3 - 75 mm UPVC | 75 mm | Approved
ORA ZED-Ph 2-Pkgs A&D | CLI.CON-000001 |  |  | Approved
ORA ZED-Ph 2-Pkgs A&D | CLI.CON-000001 | E08 1 - EF-01 | EF-01 | Approved
ORA ZED-Ph 2-Pkgs A&D | CLI.CON-000001 |  |  | Approved
ORA ZED-Ph 2-Pkgs A&D | CLI.CON-000001 | E08 2 - EF-02 | EF-02 | Approved
ORA ZED-Ph 2-Pkgs A&D | CLI.CON-000001 |  |  | Approved
ORA ZED-Ph 2-Pkgs A&D | CLI.CON-000001 | E08 3 - EF-03 | EF-03 | Approved
ORA ZED-Ph 2-Pkgs A&D | CLI.CON-000001 |  |  | Approved
ORA ZED-Ph 2-Pkgs A&D | CLI.CON-000001 | E08 4 - EF-10 | EF-10 | Approved
ORA ZED-Ph 2-Pkgs A&D | CLI.CON-000001 |  |  | Approved
ORA ZED-Ph 2-Pkgs A&D | CLI.CON-000001 | E08 5 - EF-11 | EF-11 | Approved
ORA ZED-Ph 2-Pkgs A&D | CLI.CON-000001 |  |  | Approved
ORA ZED-Ph 2-Pkgs A&D | CLI.CON-000001 | E08 6 - EF-12 | EF-12 | Approved
ORA ZED-Ph 2-Pkgs A&D | CLI.CON-000001 |  |  | Approved
ORA ZED-Ph 2-Pkgs A&D | CLI.CON-000001 | E08 7 - PF-01 | PF-01 | Approved
ORA ZED-Ph 2-Pkgs A&D | CLI.CON-000001 |  |  | Approved
ORA ZED-Ph 2-Pkgs A&D | CLI.CON-000001 | Podium D 1 - EF-04 | EF-04 | Approved
ORA ZED-Ph 2-Pkgs A&D | CLI.CON-000001 |  |  | Approved
ORA ZED-Ph 2-Pkgs A&D | CLI.CON-000001 | Podium D 2 - EF-06 | EF-06 | Approved
ORA ZED-Ph 2-Pkgs A&D | CLI.CON-000001 |  |  | Approved
ORA ZED-Ph 2-Pkgs A&D | CLI.CON-000001 | Podium D 3 - EF-07 | EF-07 | Approved
ORA ZED-Ph 2-Pkgs A&D | CLI.CON-000001 |  |  | Approved
ORA ZED-Ph 2-Pkgs A&D | CLI.CON-000001 | Podium D 4 - EF-08 | EF-08 | Approved
ORA ZED-Ph 2-Pkgs A&D | CLI.CON-000001 |  |  | Approved
ORA ZED-Ph 2-Pkgs A&D | CLI.CON-000001 | Podium D 5 - EF-09 | EF-09 | Approved
ORA ZED-Ph 2-Pkgs A&D | CLI.CON-000001 |  |  | Approved
ORA ZED-Ph 2-Pkgs A&D | CLI.CON-000001 | Podium D 6 - EF-05 | EF-05 | Approved
ORA ZED-Ph 2-Pkgs A&D | CLI.CON-000001 |  |  | Approved
ORA ZED-Ph 2-Pkgs A&D | CLI.CON-000001 | Podium D 7 - SMF-01 | SMF-01 | Approved
ORA ZED-Ph 2-Pkgs A&D | CLI.CON-000001 |  |  | Approved
ORA ZED-Ph 2-Pkgs A&D | CLI.CON-000001 | Podium D 8 - SMF-02 | SMF-02 | Approved
ORA ZED-Ph 2-Pkgs A&D | CLI.CON-000001 |  |  | Approved
ORA ZED-Ph 2-Pkgs A&D | CLI.CON-000001 | Podium D 9 - SMF-03 | SMF-03 | Approved
ORA ZED-Ph 2-Pkgs A&D | CLI.CON-000001 |  |  | Approved
ORA ZED-Ph 2-Pkgs A&D | CLI.CON-000001 | E05 9 - DB-E05-GR-1 | DB-E05-GR-1 | Approved
ORA ZED-Ph 2-Pkgs A&D | CLI.CON-000001 |  |  | Approved
ORA ZED-Ph 2-Pkgs A&D | CLI.CON-000001 | E05 10 - DB-E05-GR-2 | DB-E05-GR-2 | Approved
ORA ZED-Ph 2-Pkgs A&D | CLI.CON-000001 |  |  | Approved
ORA ZED-Ph 2-Pkgs A&D | CLI.CON-000001 | E05 11 - DB-E05-GR-3 | DB-E05-GR-3 | Approved
ORA ZED-Ph 2-Pkgs A&D | CLI.CON-000001 |  |  | Approved
ORA ZED-Ph 2-Pkgs A&D | CLI.CON-000001 | E05 12 - DB-E05-GR-4 | DB-E05-GR-4 | Approved
ORA ZED-Ph 2-Pkgs A&D | CLI.CON-000001 |  |  | Approved
ORA ZED-Ph 2-Pkgs A&D | CLI.CON-000001 | E05 13 - DB-E05-GR-5 | DB-E05-GR-5 | Approved
ORA ZED-Ph 2-Pkgs A&D | CLI.CON-000001 |  |  | Approved
ORA ZED-Ph 2-Pkgs A&D | CLI.CON-000001 | E05 14 - DB-E05-GR-6 | DB-E05-GR-6 | Approved
ORA ZED-Ph 2-Pkgs A&D | CLI.CON-000001 |  |  | Approved
ORA ZED-Ph 2-Pkgs A&D | CLI.CON-000001 | E05 15 - DB-E05-1st-1 | DB-E05-1st-1 | Approved
ORA ZED-Ph 2-Pkgs A&D | CLI.CON-000001 |  |  | Approved
ORA ZED-Ph 2-Pkgs A&D | CLI.CON-000001 | E05 16 - DB-E05-1st-2 | DB-E05-1st-2 | Approved
ORA ZED-Ph 2-Pkgs A&D | CLI.CON-000001 |  |  | Approved
ORA ZED-Ph 2-Pkgs A&D | CLI.CON-000001 | E05 17 - DB-E05-1st-3 | DB-E05-1st-3 | Approved
ORA ZED-Ph 2-Pkgs A&D | CLI.CON-000001 |  |  | Approved
ORA ZED-Ph 2-Pkgs A&D | CLI.CON-000001 | E05 18 - DB-E05-1st-4 | DB-E05-1st-4 | Approved
ORA ZED-Ph 2-Pkgs A&D | CLI.CON-000001 |  |  | Approved
ORA ZED-Ph 2-Pkgs A&D | CLI.CON-000001 | E05 19 - DB-E05-2nd-1 | DB-E05-2nd-1 | Approved
ORA ZED-Ph 2-Pkgs A&D | CLI.CON-000001 |  |  | Approved
ORA ZED-Ph 2-Pkgs A&D | CLI.CON-000001 | E05 20 - DB-E05-2nd-2 | DB-E05-2nd-2 | Approved
ORA ZED-Ph 2-Pkgs A&D | CLI.CON-000001 |  |  | Approved
ORA ZED-Ph 2-Pkgs A&D | CLI.CON-000001 | E05 21 - DB-E05-2nd-3 | DB-E05-2nd-3 | Approved
ORA ZED-Ph 2-Pkgs A&D | CLI.CON-000001 |  |  | Approved
ORA ZED-Ph 2-Pkgs A&D | CLI.CON-000001 | E05 22 - DB-E05-2nd-4 | DB-E05-2nd-4 | Approved
ORA ZED-Ph 2-Pkgs A&D | CLI.CON-000001 |  |  | Approved
ORA ZED-Ph 2-Pkgs A&D | CLI.CON-000001 | E05 23 - DB-E05-2nd-5 | DB-E05-2nd-5 | Approved
ORA ZED-Ph 2-Pkgs A&D | CLI.CON-000001 |  |  | Approved
ORA ZED-Ph 2-Pkgs A&D | CLI.CON-000001 | E05 24 - DB-E05-10th-1 | DB-E05-10th-1 | Approved
ORA ZED-Ph 2-Pkgs A&D | CLI.CON-000001 |  |  | Approved
ORA ZED-Ph 2-Pkgs A&D | CLI.CON-000001 | E05 25 - DB-E05-10th-2 | DB-E05-10th-2 | Approved
ORA ZED-Ph 2-Pkgs A&D | CLI.CON-000001 |  |  | Approved
ORA ZED-Ph 2-Pkgs A&D | CLI.CON-000001 | E05 26 - Empty Enclosure for KWH meter | Empty Enclosure for KWH meter | Approved
ORA ZED-Ph 2-Pkgs A&D | CLI.CON-000001 |  |  | Approved
ORA ZED-Ph 2-Pkgs A&D | CLI.CON-000001 |  |  | Approved
ORA ZED-Ph 2-Pkgs A&D | CLI.CON-000001 | E08 15 - EO2 | EO2 | Approved
ORA ZED-Ph 2-Pkgs A&D | CLI.CON-000001 |  |  | Approved
ORA ZED-Ph 2-Pkgs A&D | CLI.CON-000001 | E08 16 - Type LBS 1 (20A) , 220V ,IP20 | Type LBS 1 (20A) , 220V ,IP20 | Approved
ORA ZED-Ph 2-Pkgs A&D | CLI.CON-000001 |  |  | Approved
ORA ZED-Ph 2-Pkgs A&D | CLI.CON-000001 | E08 17 - Type LBS 1 (25A) , 220V ,IP20 | Type LBS 1 (25A) , 220V ,IP20 | Approved
ORA ZED-Ph 2-Pkgs A&D | CLI.CON-000001 |  |  | Approved
ORA ZED-Ph 2-Pkgs A&D | CLI.CON-000001 | E08 18 - Type LBS 1 (40A) , 220V ,IP20 | Type LBS 1 (40A) , 220V ,IP20 | Approved
ORA ZED-Ph 2-Pkgs A&D | CLI.CON-000001 |  |  | Approved
ORA ZED-Ph 2-Pkgs A&D | CLI.CON-000001 | E08 19 - Type LBS 2 (20A) , 220V , IP65 | Type LBS 2 (20A) , 220V , IP65 | Approved
ORA ZED-Ph 2-Pkgs A&D | CLI.CON-000001 |  |  | Approved
ORA ZED-Ph 2-Pkgs A&D | CLI.CON-000001 | E08 20 - Type LBS 2 (25A) , 220V ,IP65 | Type LBS 2 (25A) , 220V ,IP65 | Approved
ORA ZED-Ph 2-Pkgs A&D | CLI.CON-000001 |  |  | Approved
ORA ZED-Ph 2-Pkgs A&D | CLI.CON-000001 | E08 21 - Type LBS 2 (40A) , 220V , IP65 | Type LBS 2 (40A) , 220V , IP65 | Approved
ORA ZED-Ph 2-Pkgs A&D | CLI.CON-000001 |  |  | Approved
ORA ZED-Ph 2-Pkgs A&D | CLI.CON-000001 | E08 22 - Type LBS 4 (32A) , 380V , IP65 | Type LBS 4 (32A) , 380V , IP65 | Approved
ORA ZED-Ph 2-Pkgs A&D | CLI.CON-000001 |  |  | Approved
ORA ZED-Ph 2-Pkgs A&D | CLI.CON-000001 | E08 23 - Type LBS 5 (20A) , 380V , IP65 | Type LBS 5 (20A) , 380V , IP65 | Approved
ORA ZED-Ph 2-Pkgs A&D | CLI.CON-000001 |  |  | Approved
ORA ZED-Ph 2-Pkgs A&D | CLI.CON-000001 | E08 24 - Indoor wiring for one lighting service outlet including wires 3(1x3) mm2, embedded upvc conduits, cable trays, junction boxes, and all necessary accessories from panel to lighting fixtures and switches outlet. | Indoor wiring for one lighting service outlet including wires 3(1x3) mm2, embedded upvc conduits, cable trays, junction boxes, and all necessary accessories from panel to lighting fixtures and switches outlet. | Approved
ORA ZED-Ph 2-Pkgs A&D | CLI.CON-000001 |  |  | Approved
ORA ZED-Ph 2-Pkgs A&D | CLI.CON-000001 | E08 25 - Indoor wiring for one lighting Appartment outlet including wires 3(1x3) mm2, embedded upvc conduits, cable trays, junction boxes, and all necessary accessories from panel to lighting fixtures and switches outlet. | Indoor wiring for one lighting Appartment outlet including wires 3(1x3) mm2, embedded upvc conduits, cable trays, junction boxes, and all necessary accessories from panel to lighting fixtures and switches outlet. | Approved
ORA ZED-Ph 2-Pkgs A&D | CLI.CON-000001 |  |  | Approved
ORA ZED-Ph 2-Pkgs A&D | CLI.CON-000001 | E08 1 - Switch type S1. | Switch type S1. | Approved
ORA ZED-Ph 2-Pkgs A&D | CLI.CON-000001 |  |  | Approved
ORA ZED-Ph 2-Pkgs A&D | CLI.CON-000001 | E08 2 - Switch type S2. | Switch type S2. | Approved
ORA ZED-Ph 2-Pkgs A&D | CLI.CON-000001 |  |  | Approved
ORA ZED-Ph 2-Pkgs A&D | CLI.CON-000001 | E08 3 - Switch type S5. | Switch type S5. | Approved
ORA ZED-Ph 2-Pkgs A&D | CLI.CON-000001 |  |  | Approved
ORA ZED-Ph 2-Pkgs A&D | CLI.CON-000001 | E08 4 - Switch type S6. | Switch type S6. | Approved
ORA ZED-Ph 2-Pkgs A&D | CLI.CON-000001 |  |  | Approved
ORA ZED-Ph 2-Pkgs A&D | CLI.CON-000001 | E08 5 - Switch type S9. | Switch type S9. | Approved
ORA ZED-Ph 2-Pkgs A&D | CLI.CON-000001 |  |  | Approved
ORA ZED-Ph 2-Pkgs A&D | CLI.CON-000001 | E08 6 - Switch type S10. | Switch type S10. | Approved
ORA ZED-Ph 2-Pkgs A&D | CLI.CON-000001 |  |  | Approved
ORA ZED-Ph 2-Pkgs A&D | CLI.CON-000001 |  |  | Approved
ORA ZED-Ph 2-Pkgs A&D | CLI.CON-000001 | E06 13 - Coping for roof parapet | Coping for roof parapet | Approved
ORA ZED-Ph 2-Pkgs A&D | CLI.CON-000001 |  |  | Approved
ORA ZED-Ph 2-Pkgs A&D | CLI.CON-000001 | E06 14 - 20mm thick, Turkish karara Marble , for guest toilet shower | 20mm thick, Turkish karara Marble , for guest toilet shower | Approved
ORA ZED-Ph 2-Pkgs A&D | CLI.CON-000001 |  |  | Approved
ORA ZED-Ph 2-Pkgs A&D | CLI.CON-000001 | E06 15 - 20mm thick, Turkish grey Marble, for Master toilet shower | 20mm thick, Turkish grey Marble, for Master toilet shower | Approved
ORA ZED-Ph 2-Pkgs A&D | CLI.CON-000001 |  |  | Approved
ORA ZED-Ph 2-Pkgs A&D | CLI.CON-000001 | E06 16 - 20mm thick, Turkish beige Marble secondary toilet shower | 20mm thick, Turkish beige Marble secondary toilet shower | Approved
ORA ZED-Ph 2-Pkgs A&D | CLI.CON-000001 |  |  | Approved
ORA ZED-Ph 2-Pkgs A&D | CLI.CON-000001 | E06 1 - 20mm thick , Marble, type (F15),cut to size for entrance | 20mm thick , Marble, type (F15),cut to size for entrance | Approved
ORA ZED-Ph 2-Pkgs A&D | CLI.CON-000001 |  |  | Approved
ORA ZED-Ph 2-Pkgs A&D | CLI.CON-000001 | E06 2 - 20mm thick , Marble, type (F16),cut to size for entrance | 20mm thick , Marble, type (F16),cut to size for entrance | Approved
ORA ZED-Ph 2-Pkgs A&D | CLI.CON-000001 |  |  | Approved
ORA ZED-Ph 2-Pkgs A&D | CLI.CON-000001 | E06 4 - 20mm thick, Turkish karara Marble counter top for vanity guest toilet | 20mm thick, Turkish karara Marble counter top for vanity guest toilet | Approved
ORA ZED-Ph 2-Pkgs A&D | CLI.CON-000001 |  |  | Approved
ORA ZED-Ph 2-Pkgs A&D | CLI.CON-000001 | E06 5 - 20mm thick, Turkish grey Marble counter top for vanity Master toilet | 20mm thick, Turkish grey Marble counter top for vanity Master toilet | Approved
ORA ZED-Ph 2-Pkgs A&D | CLI.CON-000001 |  |  | Approved
ORA ZED-Ph 2-Pkgs A&D | CLI.CON-000001 | E06 6 - 20mm thick, Turkish beige Marble counter top for vanitysecondary toilet | 20mm thick, Turkish beige Marble counter top for vanitysecondary toilet | Approved
ORA ZED-Ph 2-Pkgs A&D | CLI.CON-000001 |  |  | Approved
ORA ZED-Ph 2-Pkgs A&D | CLI.CON-000001 | E07 1 - 20mm thick , marble Tiles Code F13A/F13B cut to size, based on Phase 1B Contract Documents. | 20mm thick , marble Tiles Code F13A/F13B cut to size, based on Phase 1B Contract Documents. | Approved
ORA ZED-Ph 2-Pkgs A&D | CLI.CON-000001 |  |  | Approved
ORA ZED-Ph 2-Pkgs A&D | CLI.CON-000001 | E07 4 - 20mm thick , marble Tile Code F14 cut to size for Entrances,Public corridor, refer to Dwg. 09 63 40.04 | 20mm thick , marble Tile Code F14 cut to size for Entrances,Public corridor, refer to Dwg. 09 63 40.04 | Approved
ORA ZED-Ph 2-Pkgs A&D | CLI.CON-000001 |  |  | Approved
ORA ZED-Ph 2-Pkgs A&D | CLI.CON-000001 | E07 5 - Marble Base Code B6 for Entrances,Public corridor, to Dwg. 09 63 40.04 | Marble Base Code B6 for Entrances,Public corridor, to Dwg. 09 63 40.04 | Approved
ORA ZED-Ph 2-Pkgs A&D | CLI.CON-000001 |  |  | Approved
ORA ZED-Ph 2-Pkgs A&D | CLI.CON-000001 | E07 6 - Marble Base Code B5 for Receptions, Dinning rooms, refer to Dwg. 09 63 40.04 | Marble Base Code B5 for Receptions, Dinning rooms, refer to Dwg. 09 63 40.04 | Approved
ORA ZED-Ph 2-Pkgs A&D | CLI.CON-000001 |  |  | Approved
ORA ZED-Ph 2-Pkgs A&D | CLI.CON-000001 | E07 7 - 40mm, Marble tile Code F25 cut to size for Stair treads (Duplex Sairs) | 40mm, Marble tile Code F25 cut to size for Stair treads (Duplex Sairs) | Approved
ORA ZED-Ph 2-Pkgs A&D | CLI.CON-000001 |  |  | Approved
ORA ZED-Ph 2-Pkgs A&D | CLI.CON-000001 | E06 6 - Fire Blanket | Fire Blanket | Approved
ORA ZED-Ph 2-Pkgs A&D | CLI.CON-000001 |  |  | Approved
ORA ZED-Ph 2-Pkgs A&D | CLI.CON-000001 | E07 1 - FE1 | FE1 | Approved
ORA ZED-Ph 2-Pkgs A&D | CLI.CON-000001 |  |  | Approved
ORA ZED-Ph 2-Pkgs A&D | CLI.CON-000001 | E07 2 - FE2 | FE2 | Approved
ORA ZED-Ph 2-Pkgs A&D | CLI.CON-000001 |  |  | Approved
ORA ZED-Ph 2-Pkgs A&D | CLI.CON-000001 | E07 3 - FE3 | FE3 | Approved
ORA ZED-Ph 2-Pkgs A&D | CLI.CON-000001 |  |  | Approved
ORA ZED-Ph 2-Pkgs A&D | CLI.CON-000001 | E07 4 - FE4 | FE4 | Approved
ORA ZED-Ph 2-Pkgs A&D | CLI.CON-000001 |  |  | Approved
ORA ZED-Ph 2-Pkgs A&D | CLI.CON-000001 | E07 5 - FE5 | FE5 | Approved
ORA ZED-Ph 2-Pkgs A&D | CLI.CON-000001 |  |  | Approved
ORA ZED-Ph 2-Pkgs A&D | CLI.CON-000001 | E07 6 - Fire Blanket | Fire Blanket | Approved
ORA ZED-Ph 2-Pkgs A&D | CLI.CON-000001 |  |  | Approved
ORA ZED-Ph 2-Pkgs A&D | CLI.CON-000001 | E08 1 - FE1 | FE1 | Approved
ORA ZED-Ph 2-Pkgs A&D | CLI.CON-000001 |  |  | Approved
ORA ZED-Ph 2-Pkgs A&D | CLI.CON-000001 | E08 2 - FE2 | FE2 | Approved
ORA ZED-Ph 2-Pkgs A&D | CLI.CON-000001 |  |  | Approved
ORA ZED-Ph 2-Pkgs A&D | CLI.CON-000001 | E08 3 - FE3 | FE3 | Approved
ORA ZED-Ph 2-Pkgs A&D | CLI.CON-000001 |  |  | Approved
ORA ZED-Ph 2-Pkgs A&D | CLI.CON-000001 | E08 4 - FE4 | FE4 | Approved
ORA ZED-Ph 2-Pkgs A&D | CLI.CON-000001 |  |  | Approved
ORA ZED-Ph 2-Pkgs A&D | CLI.CON-000001 | E08 5 - FE5 | FE5 | Approved
ORA ZED-Ph 2-Pkgs A&D | CLI.CON-000001 |  |  | Approved
ORA ZED-Ph 2-Pkgs A&D | CLI.CON-000001 | E08 6 - Fire Blanket | Fire Blanket | Approved
ORA ZED-Ph 2-Pkgs A&D | CLI.CON-000001 |  |  | Approved
ORA ZED-Ph 2-Pkgs A&D | CLI.CON-000001 | Podium D 1 - FE1 | FE1 | Approved
ORA ZED-Ph 2-Pkgs A&D | CLI.CON-000001 |  |  | Approved
ORA ZED-Ph 2-Pkgs A&D | CLI.CON-000001 | Podium D 2 - FE2 | FE2 | Approved
ORA ZED-Ph 2-Pkgs A&D | CLI.CON-000001 |  |  | Approved
ORA ZED-Ph 2-Pkgs A&D | CLI.CON-000001 | Podium D 3 - FE 6 | FE 6 | Approved
ORA ZED-Ph 2-Pkgs A&D | CLI.CON-000001 |  |  | Approved
ORA ZED-Ph 2-Pkgs A&D | CLI.CON-000001 | Podium D 4 - FE4- Supplying, installing, connecting and testing of 12kg Automatic Powder ceiling mounted fire extinguishers with sprinkler to be installed in Elec.room. | FE4- Supplying, installing, connecting and testing of 12kg Automatic Powder ceiling mounted fire extinguishers with sprinkler to be installed in Elec.room. | Approved
ORA ZED-Ph 2-Pkgs A&D | CLI.CON-000001 |  |  | Approved
ORA ZED-Ph 2-Pkgs A&D | CLI.CON-000001 | Podium D 5 - FE7 - Wall mounted Stored pressure dry powder fire extinguishers 12kg. | FE7 - Wall mounted Stored pressure dry powder fire extinguishers 12kg. | Approved
ORA ZED-Ph 2-Pkgs A&D | CLI.CON-000001 |  |  | Approved
ORA ZED-Ph 2-Pkgs A&D | CLI.CON-000001 | Podium D 6 - FE8 - FIRE TRACE, 6KG, CO2 | FE8 - FIRE TRACE, 6KG, CO2 | Approved
ORA ZED-Ph 2-Pkgs A&D | CLI.CON-000001 |  |  | Approved
ORA ZED-Ph 2-Pkgs A&D | CLI.CON-000001 | E05 1 - FC1 | FC1 | Approved
ORA ZED-Ph 2-Pkgs A&D | CLI.CON-000001 | Podium D 4 - Access Switches Stack -Basic layer 3 (Static routing) | Access Switches Stack -Basic layer 3 (Static routing) - [1] X [48] [10/100/1000] POE+ Switches - [1] X [24] [10/100/1000] POE+ Switches - 2 SFP+ ports - 2 X [SFP+ 10G -SR ] Transceiver [each uplink is from different switch] -Support external power supply [not included] -Switching capacity = 176 Gb/s for 48 port switch / 128 Gb/s for 24 port switch -Forwarding rate / Throughput = 130.9 Mpps for 48 port switch / 95.2 Mpps for 24 port switch -POE Power supply 740 Watt for 48 port switch / 370 Watt for 24 port switch -Stacking modules and staking cables -Grounding Kit -Console and power cords -All needed accessories necessary for installations | Approved
ORA ZED-Ph 2-Pkgs A&D | CLI.CON-000001 |  |  | Approved
ORA ZED-Ph 2-Pkgs A&D | CLI.CON-000001 | Podium D 5 - Access Switches Stack -Basic layer 3 (Static routing) | Access Switches Stack -Basic layer 3 (Static routing) - [2] X [48] [10/100/1000] POE+ Switches - [1] X [24] [10/100/1000] POE+ Switches - 2 SFP+ ports - 2 X [SFP+ 10G -SR ] Transceiver [each uplink is from different switch] -Support external power supply [not included] -Switching capacity = 176 Gb/s for 48 port switch / 128 Gb/s for 24 port switch -Forwarding rate / Throughput = 130.9 Mpps for 48 port switch / 95.2 Mpps for 24 port switch -POE Power supply 740 Watt for 48 port switch / 370 Watt for 24 port switch -Stacking modules and staking cables -Grounding Kit -Console and power cords -All needed accessories necessary for installations | Approved
ORA ZED-Ph 2-Pkgs A&D | CLI.CON-000001 |  |  | Approved
ORA ZED-Ph 2-Pkgs A&D | CLI.CON-000001 | Podium D 6 - m) All needed accessories necessary for installations. | m) All needed accessories necessary for installations. | Approved
ORA ZED-Ph 2-Pkgs A&D | CLI.CON-000001 |  |  | Approved
ORA ZED-Ph 2-Pkgs A&D | CLI.CON-000001 | Podium D 7 - Wi‐Fi access points covering the overall podium floor according to manufacturer software design tool | Wi‐Fi access points covering the overall podium floor according to manufacturer software design tool | Approved
ORA ZED-Ph 2-Pkgs A&D | CLI.CON-000001 |  |  | Approved
ORA ZED-Ph 2-Pkgs A&D | CLI.CON-000001 | Podium D 8 - Utility IP Telephone Set | Utility IP Telephone Set | Approved
ORA ZED-Ph 2-Pkgs A&D | CLI.CON-000001 |  |  | Approved
ORA ZED-Ph 2-Pkgs A&D | CLI.CON-000001 | Podium D 9 - Upgrading IP-PBX server & Wireless controller in PH-1A to integrate all IP devices in PH-2 | Upgrading IP-PBX server & Wireless controller in PH-1A to integrate all IP devices in PH-2 | Approved
ORA ZED-Ph 2-Pkgs A&D | CLI.CON-000001 |  |  | Approved
ORA ZED-Ph 2-Pkgs A&D | CLI.CON-000001 | E05 1 - Provision for 1.5mm thickness Galvanized steel Floor Telecom Borad (FTB) [600x600x300 mm - WxHxD] inside IT rooms for GPON Network . | Provision for 1.5mm thickness Galvanized steel Floor Telecom Borad (FTB) [600x600x300 mm - WxHxD] inside IT rooms for GPON Network . | Approved
ORA ZED-Ph 2-Pkgs A&D | CLI.CON-000001 |  |  | Approved
ORA ZED-Ph 2-Pkgs A&D | CLI.CON-000001 | E05 2 - Provision for 1.5mm thickness Galvanized steel Indoor Equipment Cabinet (IEC) [400x600x120 mm - WxHxD] inside apartments for GPON Network . | Provision for 1.5mm thickness Galvanized steel Indoor Equipment Cabinet (IEC) [400x600x120 mm - WxHxD] inside apartments for GPON Network . | Approved
ORA ZED-Ph 2-Pkgs A&D | CLI.CON-000001 |  |  | Approved
ORA ZED-Ph 2-Pkgs A&D | CLI.CON-000001 | E05 3 - Empty conduit for Single [UTP] outlet with one RJ45 CAT [6] Jack for IPTV system | Empty conduit for Single [UTP] outlet with one RJ45 CAT [6] Jack for IPTV system | Approved
ORA ZED-Ph 2-Pkgs A&D | CLI.CON-000001 |  |  | Approved
ORA ZED-Ph 2-Pkgs A&D | CLI.CON-000001 | E05 4 - Empty conduit for Dual [UTP] outlet loaded with two RJ45 CAT [6] Jacks for WIFI outlet. | Empty conduit for Dual [UTP] outlet loaded with two RJ45 CAT [6] Jacks for WIFI outlet. | Approved
ORA ZED-Ph 2-Pkgs A&D | CLI.CON-000001 |  |  | Approved
ORA ZED-Ph 2-Pkgs A&D | CLI.CON-000001 | E05 5 - Empty conduit for Single [UTP] outlet loaded with one RJ45 CAT [6] Jack for IP intercom system indoor type. | Empty conduit for Single [UTP] outlet loaded with one RJ45 CAT [6] Jack for IP intercom system indoor type. | Approved
ORA ZED-Ph 2-Pkgs A&D | CLI.CON-000001 |  |  | Approved
ORA ZED-Ph 2-Pkgs A&D | CLI.CON-000001 | Podium D 10 - SMF-04 | SMF-04 | Approved
ORA ZED-Ph 2-Pkgs A&D | CLI.CON-000001 |  |  | Approved
ORA ZED-Ph 2-Pkgs A&D | CLI.CON-000001 | Podium D 11 - SMF-05 | SMF-05 | Approved
ORA ZED-Ph 2-Pkgs A&D | CLI.CON-000001 |  |  | Approved
ORA ZED-Ph 2-Pkgs A&D | CLI.CON-000001 | Podium D 12 - SF-01 | SF-01 | Approved
ORA ZED-Ph 2-Pkgs A&D | CLI.CON-000001 |  |  | Approved
ORA ZED-Ph 2-Pkgs A&D | CLI.CON-000001 | Podium D 13 - SF-02 | SF-02 | Approved
ORA ZED-Ph 2-Pkgs A&D | CLI.CON-000001 |  |  | Approved
ORA ZED-Ph 2-Pkgs A&D | CLI.CON-000001 | Podium D 14 - SF-03 | SF-03 | Approved
ORA ZED-Ph 2-Pkgs A&D | CLI.CON-000001 |  |  | Approved
ORA ZED-Ph 2-Pkgs A&D | CLI.CON-000001 | Podium D 15 - SF-04 | SF-04 | Approved
ORA ZED-Ph 2-Pkgs A&D | CLI.CON-000001 |  |  | Approved
ORA ZED-Ph 2-Pkgs A&D | CLI.CON-000001 | Podium D 16 - SF-05 | SF-05 | Approved
ORA ZED-Ph 2-Pkgs A&D | CLI.CON-000001 |  |  | Approved
ORA ZED-Ph 2-Pkgs A&D | CLI.CON-000001 | Podium D 17 - SF-06 | SF-06 | Approved
ORA ZED-Ph 2-Pkgs A&D | CLI.CON-000001 |  |  | Approved
ORA ZED-Ph 2-Pkgs A&D | CLI.CON-000001 | Podium D 18 - SF-07 | SF-07 | Approved
ORA ZED-Ph 2-Pkgs A&D | CLI.CON-000001 |  |  | Approved
ORA ZED-Ph 2-Pkgs A&D | CLI.CON-000001 | Podium D 19 - SF-08 | SF-08 | Approved
ORA ZED-Ph 2-Pkgs A&D | CLI.CON-000001 |  |  | Approved
ORA ZED-Ph 2-Pkgs A&D | CLI.CON-000001 | Podium D 20 - SF-09 | SF-09 | Approved
ORA ZED-Ph 2-Pkgs A&D | CLI.CON-000001 |  |  | Approved
ORA ZED-Ph 2-Pkgs A&D | CLI.CON-000001 | Podium D 21 - SF-10 | SF-10 | Approved
ORA ZED-Ph 2-Pkgs A&D | CLI.CON-000001 |  |  | Approved
ORA ZED-Ph 2-Pkgs A&D | CLI.CON-000001 | Podium D 22 - SF-11 | SF-11 | Approved
ORA ZED-Ph 2-Pkgs A&D | CLI.CON-000001 |  |  | Approved
ORA ZED-Ph 2-Pkgs A&D | CLI.CON-000001 | Podium D 23 - SF-12 | SF-12 | Approved
ORA ZED-Ph 2-Pkgs A&D | CLI.CON-000001 |  |  | Approved
ORA ZED-Ph 2-Pkgs A&D | CLI.CON-000001 | Podium D 24 - JF-01 | JF-01 | Approved
ORA ZED-Ph 2-Pkgs A&D | CLI.CON-000001 |  |  | Approved
ORA ZED-Ph 2-Pkgs A&D | CLI.CON-000001 | E05 15 - Type D1. | Type D1. | Approved
ORA ZED-Ph 2-Pkgs A&D | CLI.CON-000001 |  |  | Approved
ORA ZED-Ph 2-Pkgs A&D | CLI.CON-000001 | E05 16 - Type D1E. | Type D1E. | Approved
ORA ZED-Ph 2-Pkgs A&D | CLI.CON-000001 | E06 1 - Main low voltage board (MDB-E06). | Main low voltage board (MDB-E06). | Approved
ORA ZED-Ph 2-Pkgs A&D | CLI.CON-000001 |  |  | Approved
ORA ZED-Ph 2-Pkgs A&D | CLI.CON-000001 | E06 2 - SMDB-E06-GR-1 | SMDB-E06-GR-1 | Approved
ORA ZED-Ph 2-Pkgs A&D | CLI.CON-000001 |  |  | Approved
ORA ZED-Ph 2-Pkgs A&D | CLI.CON-000001 | E06 3 - SMDB-E06-1st-1 | SMDB-E06-1st-1 | Approved
ORA ZED-Ph 2-Pkgs A&D | CLI.CON-000001 |  |  | Approved
ORA ZED-Ph 2-Pkgs A&D | CLI.CON-000001 | E06 4 - SMDB-E06-2nd-1 | SMDB-E06-2nd-1 | Approved
ORA ZED-Ph 2-Pkgs A&D | CLI.CON-000001 |  |  | Approved
ORA ZED-Ph 2-Pkgs A&D | CLI.CON-000001 | E06 5 - SMDB-E06-3rd-1 | SMDB-E06-3rd-1 | Approved
ORA ZED-Ph 2-Pkgs A&D | CLI.CON-000001 |  |  | Approved
ORA ZED-Ph 2-Pkgs A&D | CLI.CON-000001 | E06 6 - SMDB-E06-10th-1 | SMDB-E06-10th-1 | Approved
ORA ZED-Ph 2-Pkgs A&D | CLI.CON-000001 |  |  | Approved
ORA ZED-Ph 2-Pkgs A&D | CLI.CON-000001 | E06 7 - DB-E06-GR-SER-1 | DB-E06-GR-SER-1 | Approved
ORA ZED-Ph 2-Pkgs A&D | CLI.CON-000001 |  |  | Approved
ORA ZED-Ph 2-Pkgs A&D | CLI.CON-000001 | E06 8 - DB-E06-3rd-SER-1 | DB-E06-3rd-SER-1 | Approved
ORA ZED-Ph 2-Pkgs A&D | CLI.CON-000001 |  |  | Approved
ORA ZED-Ph 2-Pkgs A&D | CLI.CON-000001 | E06 9 - DB-E06-GR-1 | DB-E06-GR-1 | Approved
ORA ZED-Ph 2-Pkgs A&D | CLI.CON-000001 |  |  | Approved
ORA ZED-Ph 2-Pkgs A&D | CLI.CON-000001 | E06 10 - DB-E06-GR-2 | DB-E06-GR-2 | Approved
ORA ZED-Ph 2-Pkgs A&D | CLI.CON-000001 |  |  | Approved
ORA ZED-Ph 2-Pkgs A&D | CLI.CON-000001 | E06 11 - DB-E06-GR-3 | DB-E06-GR-3 | Approved
ORA ZED-Ph 2-Pkgs A&D | CLI.CON-000001 |  |  | Approved
ORA ZED-Ph 2-Pkgs A&D | CLI.CON-000001 | E06 12 - DB-E06-GR-4 | DB-E06-GR-4 | Approved
ORA ZED-Ph 2-Pkgs A&D | CLI.CON-000001 |  |  | Approved
ORA ZED-Ph 2-Pkgs A&D | CLI.CON-000001 | E06 13 - DB-E06-GR-5 | DB-E06-GR-5 | Approved
ORA ZED-Ph 2-Pkgs A&D | CLI.CON-000001 |  |  | Approved
ORA ZED-Ph 2-Pkgs A&D | CLI.CON-000001 | E06 14 - DB-E06-1st-1 | DB-E06-1st-1 | Approved
ORA ZED-Ph 2-Pkgs A&D | CLI.CON-000001 |  |  | Approved
ORA ZED-Ph 2-Pkgs A&D | CLI.CON-000001 | E06 15 - DB-E06-1st-2 | DB-E06-1st-2 | Approved
ORA ZED-Ph 2-Pkgs A&D | CLI.CON-000001 |  |  | Approved
ORA ZED-Ph 2-Pkgs A&D | CLI.CON-000001 | E06 16 - DB-E06-1st-3 | DB-E06-1st-3 | Approved
ORA ZED-Ph 2-Pkgs A&D | CLI.CON-000001 |  |  | Approved
ORA ZED-Ph 2-Pkgs A&D | CLI.CON-000001 | E06 17 - DB-E06-2nd-1 | DB-E06-2nd-1 | Approved
ORA ZED-Ph 2-Pkgs A&D | CLI.CON-000001 |  |  | Approved
ORA ZED-Ph 2-Pkgs A&D | CLI.CON-000001 | E06 18 - DB-E06-2nd-2 | DB-E06-2nd-2 | Approved
ORA ZED-Ph 2-Pkgs A&D | CLI.CON-000001 | E08 7 - Push Button. | Push Button. | Approved
ORA ZED-Ph 2-Pkgs A&D | CLI.CON-000001 |  |  | Approved
ORA ZED-Ph 2-Pkgs A&D | CLI.CON-000001 | E08 8 - Motion detector | Motion detector | Approved
ORA ZED-Ph 2-Pkgs A&D | CLI.CON-000001 |  |  | Approved
ORA ZED-Ph 2-Pkgs A&D | CLI.CON-000001 | E08 9 - Door bell . | Door bell . | Approved
ORA ZED-Ph 2-Pkgs A&D | CLI.CON-000001 |  |  | Approved
ORA ZED-Ph 2-Pkgs A&D | CLI.CON-000001 | Podium D 1 - Socket outlet with 3(1x4) mm2 . | Socket outlet with 3(1x4) mm2 . | Approved
ORA ZED-Ph 2-Pkgs A&D | CLI.CON-000001 |  |  | Approved
ORA ZED-Ph 2-Pkgs A&D | CLI.CON-000001 | Podium D 2 - Ditto, but for junction box with wires 3(1x4) mm2 | Ditto, but for junction box with wires 3(1x4) mm2 | Approved
ORA ZED-Ph 2-Pkgs A&D | CLI.CON-000001 |  |  | Approved
ORA ZED-Ph 2-Pkgs A&D | CLI.CON-000001 | Podium D 3 - Ditto, but for industrial power socket outlet with 3x4mm2 wires | Ditto, but for industrial power socket outlet with 3x4mm2 wires | Approved
ORA ZED-Ph 2-Pkgs A&D | CLI.CON-000001 |  |  | Approved
ORA ZED-Ph 2-Pkgs A&D | CLI.CON-000001 | Podium D 4 - Ditto, but for industrial power socket outlet with 3x6mm2 wires | Ditto, but for industrial power socket outlet with 3x6mm2 wires | Approved
ORA ZED-Ph 2-Pkgs A&D | CLI.CON-000001 |  |  | Approved
ORA ZED-Ph 2-Pkgs A&D | CLI.CON-000001 | Podium D 5 - Ditto, but for load break switch outlet with 3(1x4) mm2 . | Ditto, but for load break switch outlet with 3(1x4) mm2 . | Approved
ORA ZED-Ph 2-Pkgs A&D | CLI.CON-000001 |  |  | Approved
ORA ZED-Ph 2-Pkgs A&D | CLI.CON-000001 | Podium D 6 - Ditto, but for load break switch outlet with 3(1x6) mm2 . | Ditto, but for load break switch outlet with 3(1x6) mm2 . | Approved
ORA ZED-Ph 2-Pkgs A&D | CLI.CON-000001 |  |  | Approved
ORA ZED-Ph 2-Pkgs A&D | CLI.CON-000001 | Podium D 7 - Ditto, but for load break switch outlet with 4(1x4) mm2 . | Ditto, but for load break switch outlet with 4(1x4) mm2 . | Approved
ORA ZED-Ph 2-Pkgs A&D | CLI.CON-000001 |  |  | Approved
ORA ZED-Ph 2-Pkgs A&D | CLI.CON-000001 | Podium D 8 - Ditto, but for load break switch outlet with 4(1x16) mm2 . | Ditto, but for load break switch outlet with 4(1x16) mm2 . | Approved
ORA ZED-Ph 2-Pkgs A&D | CLI.CON-000001 |  |  | Approved
ORA ZED-Ph 2-Pkgs A&D | CLI.CON-000001 | Podium D 9 - Ditto, but for load break switch outlet with 4(1x25) mm2 . | Ditto, but for load break switch outlet with 4(1x25) mm2 . | Approved
ORA ZED-Ph 2-Pkgs A&D | CLI.CON-000001 |  |  | Approved
ORA ZED-Ph 2-Pkgs A&D | CLI.CON-000001 | Podium D 10 - Ditto, but for load break switch outlet with 5(1x4) mm2 . | Ditto, but for load break switch outlet with 5(1x4) mm2 . | Approved
ORA ZED-Ph 2-Pkgs A&D | CLI.CON-000001 |  |  | Approved
ORA ZED-Ph 2-Pkgs A&D | CLI.CON-000001 | Podium D 11 - Ditto, but for load break switch outlet with 5(1x6) mm2 . | Ditto, but for load break switch outlet with 5(1x6) mm2 . | Approved
ORA ZED-Ph 2-Pkgs A&D | CLI.CON-000001 |  |  | Approved
ORA ZED-Ph 2-Pkgs A&D | CLI.CON-000001 | Podium D 12 - Ditto, but for load break switch outlet with 5(1x95) mm2 . | Ditto, but for load break switch outlet with 5(1x95) mm2 . | Approved
ORA ZED-Ph 2-Pkgs A&D | CLI.CON-000001 |  |  | Approved
ORA ZED-Ph 2-Pkgs A&D | CLI.CON-000001 | E07 8 - 20mm, Marble tile Code F25 cut to size for Stair risers (Duplex Sairs) | 20mm, Marble tile Code F25 cut to size for Stair risers (Duplex Sairs) | Approved
ORA ZED-Ph 2-Pkgs A&D | CLI.CON-000001 |  |  | Approved
ORA ZED-Ph 2-Pkgs A&D | CLI.CON-000001 | E07 9 - 40mm, Marble tile Code F25 cut to size for Stair landing (Duplex Sairs) | 40mm, Marble tile Code F25 cut to size for Stair landing (Duplex Sairs) | Approved
ORA ZED-Ph 2-Pkgs A&D | CLI.CON-000001 |  |  | Approved
ORA ZED-Ph 2-Pkgs A&D | CLI.CON-000001 | E07 10 - Marble base Code B11 for stairs, 100mm height. | Marble base Code B11 for stairs, 100mm height. | Approved
ORA ZED-Ph 2-Pkgs A&D | CLI.CON-000001 |  |  | Approved
ORA ZED-Ph 2-Pkgs A&D | CLI.CON-000001 | E07 11 - Stone Coping; 240 wide;30mm thick for hand rails at balconies | Stone Coping; 240 wide;30mm thick for hand rails at balconies | Approved
ORA ZED-Ph 2-Pkgs A&D | CLI.CON-000001 |  |  | Approved
ORA ZED-Ph 2-Pkgs A&D | CLI.CON-000001 | E07 12 - Stone Coping for terraces parapet | Stone Coping for terraces parapet | Approved
ORA ZED-Ph 2-Pkgs A&D | CLI.CON-000001 |  |  | Approved
ORA ZED-Ph 2-Pkgs A&D | CLI.CON-000001 | E07 13 - Stone Coping for roof parapet | Stone Coping for roof parapet | Approved
ORA ZED-Ph 2-Pkgs A&D | CLI.CON-000001 |  |  | Approved
ORA ZED-Ph 2-Pkgs A&D | CLI.CON-000001 | E07 14 - 20mm thick, Turkish karara beige Marble for flat showers | 20mm thick, Turkish karara beige Marble for flat showers | Approved
ORA ZED-Ph 2-Pkgs A&D | CLI.CON-000001 |  |  | Approved
ORA ZED-Ph 2-Pkgs A&D | CLI.CON-000001 | E07 15 - 20mm thick, Turkish grey Marble for flat showers | 20mm thick, Turkish grey Marble for flat showers | Approved
ORA ZED-Ph 2-Pkgs A&D | CLI.CON-000001 |  |  | Approved
ORA ZED-Ph 2-Pkgs A&D | CLI.CON-000001 | E07 1 - 20mm thick , Marble, type (F15),cut to size for entrance | 20mm thick , Marble, type (F15),cut to size for entrance | Approved
ORA ZED-Ph 2-Pkgs A&D | CLI.CON-000001 |  |  | Approved
ORA ZED-Ph 2-Pkgs A&D | CLI.CON-000001 | E07 2 - 20mm thick , Marble, type (F16),cut to size for entrance | 20mm thick , Marble, type (F16),cut to size for entrance | Approved
ORA ZED-Ph 2-Pkgs A&D | CLI.CON-000001 |  |  | Approved
ORA ZED-Ph 2-Pkgs A&D | CLI.CON-000001 | E07 4 - 20mm thick, Turkish beige Marble counter top , for maid toilet | 20mm thick, Turkish beige Marble counter top , for maid toilet | Approved
ORA ZED-Ph 2-Pkgs A&D | CLI.CON-000001 |  |  | Approved
ORA ZED-Ph 2-Pkgs A&D | CLI.CON-000001 | E07 5 - 20mm thick, Turkish karara Marble counter top , for vanity guest toilet | 20mm thick, Turkish karara Marble counter top , for vanity guest toilet | Approved
ORA ZED-Ph 2-Pkgs A&D | CLI.CON-000001 |  |  | Approved
ORA ZED-Ph 2-Pkgs A&D | CLI.CON-000001 | E07 6 - 20mm thick, Turkish grey Marble counter top , for vanity Master toilet | 20mm thick, Turkish grey Marble counter top , for vanity Master toilet | Approved
ORA ZED-Ph 2-Pkgs A&D | CLI.CON-000001 |  |  | Approved
ORA ZED-Ph 2-Pkgs A&D | CLI.CON-000001 | E07 7 - 20mm thick, Turkish beige Marble counter top , for vanity secondary toilet | 20mm thick, Turkish beige Marble counter top , for vanity secondary toilet | Approved
ORA ZED-Ph 2-Pkgs A&D | CLI.CON-000001 |  |  | Approved
ORA ZED-Ph 2-Pkgs A&D | CLI.CON-000001 | E08 1 - 20mm thick , marble Tiles Code F13A/F13B cut to size, based on Phase 1B Contract Documents. | 20mm thick , marble Tiles Code F13A/F13B cut to size, based on Phase 1B Contract Documents. | Approved
ORA ZED-Ph 2-Pkgs A&D | CLI.CON-000001 |  |  | Approved
ORA ZED-Ph 2-Pkgs A&D | CLI.CON-000001 |  |  | Approved
ORA ZED-Ph 2-Pkgs A&D | CLI.CON-000001 | E06 1 - FC1 | FC1 | Approved
ORA ZED-Ph 2-Pkgs A&D | CLI.CON-000001 |  |  | Approved
ORA ZED-Ph 2-Pkgs A&D | CLI.CON-000001 | E07 1 - FC1 | FC1 | Approved
ORA ZED-Ph 2-Pkgs A&D | CLI.CON-000001 |  |  | Approved
ORA ZED-Ph 2-Pkgs A&D | CLI.CON-000001 | E08 1 - FC1 | FC1 | Approved
ORA ZED-Ph 2-Pkgs A&D | CLI.CON-000001 |  |  | Approved
ORA ZED-Ph 2-Pkgs A&D | CLI.CON-000001 | Podium D 1 - FC2 | FC2 | Approved
ORA ZED-Ph 2-Pkgs A&D | CLI.CON-000001 |  |  | Approved
ORA ZED-Ph 2-Pkgs A&D | CLI.CON-000001 | Podium D 1 - Desile driven fire pump set With Flow rate= 1000 GPM @ Head= 10 bar | Desile driven fire pump set With Flow rate= 1000 GPM @ Head= 10 bar | Approved
ORA ZED-Ph 2-Pkgs A&D | CLI.CON-000001 |  |  | Approved
ORA ZED-Ph 2-Pkgs A&D | CLI.CON-000001 | Podium D 2 - Electrically driven fire pump set With Flow rate= 1000 GPM @ Head= 10 bar | Electrically driven fire pump set With Flow rate= 1000 GPM @ Head= 10 bar | Approved
ORA ZED-Ph 2-Pkgs A&D | CLI.CON-000001 |  |  | Approved
ORA ZED-Ph 2-Pkgs A&D | CLI.CON-000001 | Podium D 1 - Electrically driven jockey pump set With Flow rate= 25 GPM @ Head= 11bar | Electrically driven jockey pump set With Flow rate= 25 GPM @ Head= 11bar | Approved
ORA ZED-Ph 2-Pkgs A&D | CLI.CON-000001 |  |  | Approved
ORA ZED-Ph 2-Pkgs A&D | CLI.CON-000001 | Podium D 1 - CO2 cylinders set of (4) cylinder each of 45 kg capacity. | CO2 cylinders set of (4) cylinder each of 45 kg capacity. | Approved
ORA ZED-Ph 2-Pkgs A&D | CLI.CON-000001 |  |  | Approved
ORA ZED-Ph 2-Pkgs A&D | CLI.CON-000001 | Podium D 2 - CO2 cylinders set of (3) cylinder each of 45 kg capacity. | CO2 cylinders set of (3) cylinder each of 45 kg capacity. | Approved
ORA ZED-Ph 2-Pkgs A&D | CLI.CON-000001 |  |  | Approved
ORA ZED-Ph 2-Pkgs A&D | CLI.CON-000001 | Podium D 3 - CO2 cylinders set of (3) cylinder each of 45 kg capacity. | CO2 cylinders set of (3) cylinder each of 45 kg capacity. | Approved
ORA ZED-Ph 2-Pkgs A&D | CLI.CON-000001 |  |  | Approved
ORA ZED-Ph 2-Pkgs A&D | CLI.CON-000001 | Podium D 4 - CO2 cylinders set of (4) cylinder each of 45 kg capacity. | CO2 cylinders set of (4) cylinder each of 45 kg capacity. | Approved
ORA ZED-Ph 2-Pkgs A&D | CLI.CON-000001 |  |  | Approved
ORA ZED-Ph 2-Pkgs A&D | CLI.CON-000001 | Podium D 5 - CO2 cylinders set of (2) cylinders each of 45 kg capacity. | CO2 cylinders set of (2) cylinders each of 45 kg capacity. | Approved
ORA ZED-Ph 2-Pkgs A&D | CLI.CON-000001 |  |  | Approved
ORA ZED-Ph 2-Pkgs A&D | CLI.CON-000001 | Podium D 6 - CO2 cylinders set of (6) cylinders each of 45 kg capacity. | CO2 cylinders set of (6) cylinders each of 45 kg capacity. | Approved
ORA ZED-Ph 2-Pkgs A&D | CLI.CON-000001 |  |  | Approved
ORA ZED-Ph 2-Pkgs A&D | CLI.CON-000001 | Podium D 7 - CO2 cylinders set of (4) cylinders each of 45 kg capacity. | CO2 cylinders set of (4) cylinders each of 45 kg capacity. | Approved
ORA ZED-Ph 2-Pkgs A&D | CLI.CON-000001 |  |  | Approved
ORA ZED-Ph 2-Pkgs A&D | CLI.CON-000001 | Podium D 8 - CO2 cylinders set of (6) cylinders each of 45 kg capacity. | CO2 cylinders set of (6) cylinders each of 45 kg capacity. | Approved
ORA ZED-Ph 2-Pkgs A&D | CLI.CON-000001 | E05 6 - Empty conduit forSingle [UTP] outlet loaded with one RJ45 CAT [6] Jack for IP intercom system outdoor type. | Empty conduit forSingle [UTP] outlet loaded with one RJ45 CAT [6] Jack for IP intercom system outdoor type. | Approved
ORA ZED-Ph 2-Pkgs A&D | CLI.CON-000001 |  |  | Approved
ORA ZED-Ph 2-Pkgs A&D | CLI.CON-000001 | E05 7 - Empty conduit for Single [UTP] outlet loaded with one RJ45 CAT [6] Jack for IP CCTV system ceiling mounted indoor type. | Empty conduit for Single [UTP] outlet loaded with one RJ45 CAT [6] Jack for IP CCTV system ceiling mounted indoor type. | Approved
ORA ZED-Ph 2-Pkgs A&D | CLI.CON-000001 |  |  | Approved
ORA ZED-Ph 2-Pkgs A&D | CLI.CON-000001 | E05 8 - Empty conduit for Single [UTP] outlet loaded with one RJ45 CAT [6] Jack for IP CCTV system wall mounted outdoor type. | Empty conduit for Single [UTP] outlet loaded with one RJ45 CAT [6] Jack for IP CCTV system wall mounted outdoor type. | Approved
ORA ZED-Ph 2-Pkgs A&D | CLI.CON-000001 |  |  | Approved
ORA ZED-Ph 2-Pkgs A&D | CLI.CON-000001 | E05 9 - Empty conduit for Single RJ11 telephone outlet loaded with one CAT [3] telephone Jack for analog desktop telephone set | Empty conduit for Single RJ11 telephone outlet loaded with one CAT [3] telephone Jack for analog desktop telephone set | Approved
ORA ZED-Ph 2-Pkgs A&D | CLI.CON-000001 |  |  | Approved
ORA ZED-Ph 2-Pkgs A&D | CLI.CON-000001 | E05 10 - Empty conduit for Single RJ11 telephone outlet loaded with one CAT [3] telephone Jack for analog wall mounted telephone set | Empty conduit for Single RJ11 telephone outlet loaded with one CAT [3] telephone Jack for analog wall mounted telephone set | Approved
ORA ZED-Ph 2-Pkgs A&D | CLI.CON-000001 |  |  | Approved
ORA ZED-Ph 2-Pkgs A&D | CLI.CON-000001 | E05 11 - 1.5mm thickness Galvanized steel Floor Telecom Borad (FTB) [600x600x300 mm - WxHxD] inside IT rooms | 1.5mm thickness Galvanized steel Floor Telecom Borad (FTB) [600x600x300 mm - WxHxD] inside IT rooms for GPON Network including optical distribution frame (ODF), fiber terminal boxes (FTB), fiber rings, fiber cassettes, splicing trays, perforated doors, conduits holes and all related accessories. | Approved
ORA ZED-Ph 2-Pkgs A&D | CLI.CON-000001 |  |  | Approved
ORA ZED-Ph 2-Pkgs A&D | CLI.CON-000001 | E05 12 - 1.5mm thickness Galvanized steel Indoor Equipment Cabinet (IEC) [400x600x120 mm - WxHxD] inside apartments | 1.5mm thickness Galvanized steel Indoor Equipment Cabinet (IEC) [400x600x120 mm - WxHxD] inside apartments for GPON Network including Micro ODF [2cores], CAT6 patch panel [12 ports], two power sockets, telephone distribution frame [IDF 20 pairs], doors with ventilation holes, conduits holes and all related accessories . | Approved
ORA ZED-Ph 2-Pkgs A&D | CLI.CON-000001 |  |  | Approved
ORA ZED-Ph 2-Pkgs A&D | CLI.CON-000001 | E05 13 - 2 Core Single Mode [SM] fiber optic Cable (9/125 µm) LSZH, from all [IEC] inside apartments to [FTB] inside IT rooms. | 2 Core Single Mode [SM] fiber optic Cable (9/125 µm) LSZH, from all [IEC] inside apartments to [FTB] inside IT rooms. | Approved
ORA ZED-Ph 2-Pkgs A&D | CLI.CON-000001 |  |  | Approved
ORA ZED-Ph 2-Pkgs A&D | CLI.CON-000001 | E05 14 - Single [UTP] outlet with one RJ45 CAT [6] Jack for IPTV system | Single [UTP] outlet with one RJ45 CAT [6] Jack for IPTV system | Approved
ORA ZED-Ph 2-Pkgs A&D | CLI.CON-000001 |  |  | Approved
ORA ZED-Ph 2-Pkgs A&D | CLI.CON-000001 | E05 15 - Dual [UTP] outlet loaded with two RJ45 CAT [6] Jacks for WIFI outlet. | Dual [UTP] outlet loaded with two RJ45 CAT [6] Jacks for WIFI outlet. | Approved
ORA ZED-Ph 2-Pkgs A&D | CLI.CON-000001 |  |  | Approved
ORA ZED-Ph 2-Pkgs A&D | CLI.CON-000001 | E05 16 - Single [UTP] outlet loaded with one RJ45 CAT [6] Jack for IP intercom system indoor type. | Single [UTP] outlet loaded with one RJ45 CAT [6] Jack for IP intercom system indoor type. | Approved
ORA ZED-Ph 2-Pkgs A&D | CLI.CON-000001 |  |  | Approved
ORA ZED-Ph 2-Pkgs A&D | CLI.CON-000001 | E05 17 - Single [UTP] outlet loaded with one RJ45 CAT [6] Jack for IP intercom system outdoor type. | Single [UTP] outlet loaded with one RJ45 CAT [6] Jack for IP intercom system outdoor type. | Approved
ORA ZED-Ph 2-Pkgs A&D | CLI.CON-000001 |  |  | Approved
ORA ZED-Ph 2-Pkgs A&D | CLI.CON-000001 | E05 17 - Type D2. | Type D2. | Approved
ORA ZED-Ph 2-Pkgs A&D | CLI.CON-000001 |  |  | Approved
ORA ZED-Ph 2-Pkgs A&D | CLI.CON-000001 | E05 18 - Type D3. | Type D3. | Approved
ORA ZED-Ph 2-Pkgs A&D | CLI.CON-000001 |  |  | Approved
ORA ZED-Ph 2-Pkgs A&D | CLI.CON-000001 | E05 19 - Type D3 E. | Type D3 E. | Approved
ORA ZED-Ph 2-Pkgs A&D | CLI.CON-000001 |  |  | Approved
ORA ZED-Ph 2-Pkgs A&D | CLI.CON-000001 | E05 20 - Type D4. | Type D4. | Approved
ORA ZED-Ph 2-Pkgs A&D | CLI.CON-000001 |  |  | Approved
ORA ZED-Ph 2-Pkgs A&D | CLI.CON-000001 | E05 21 - Ditto as Type L3 but equipped with 3 hours build-in battery | Ditto as Type L3 but equipped with 3 hours build-in battery | Approved
ORA ZED-Ph 2-Pkgs A&D | CLI.CON-000001 |  |  | Approved
ORA ZED-Ph 2-Pkgs A&D | CLI.CON-000001 | E05 22 - Type L4 | Type L4 | Approved
ORA ZED-Ph 2-Pkgs A&D | CLI.CON-000001 |  |  | Approved
ORA ZED-Ph 2-Pkgs A&D | CLI.CON-000001 | E05 23 - Type W1 | Type W1 | Approved
ORA ZED-Ph 2-Pkgs A&D | CLI.CON-000001 |  |  | Approved
ORA ZED-Ph 2-Pkgs A&D | CLI.CON-000001 | E05 24 - Type W2 | Type W2 | Approved
ORA ZED-Ph 2-Pkgs A&D | CLI.CON-000001 |  |  | Approved
ORA ZED-Ph 2-Pkgs A&D | CLI.CON-000001 | E05 25 - Type W2E | Type W2E | Approved
ORA ZED-Ph 2-Pkgs A&D | CLI.CON-000001 |  |  | Approved
ORA ZED-Ph 2-Pkgs A&D | CLI.CON-000001 | E05 26 - Type F5 | Type F5 | Approved
ORA ZED-Ph 2-Pkgs A&D | CLI.CON-000001 |  |  | Approved
ORA ZED-Ph 2-Pkgs A&D | CLI.CON-000001 | E05 27 - Type F6 | Type F6 | Approved
ORA ZED-Ph 2-Pkgs A&D | CLI.CON-000001 |  |  | Approved
ORA ZED-Ph 2-Pkgs A&D | CLI.CON-000001 | E06 12 - Type D1. | Type D1. | Approved
ORA ZED-Ph 2-Pkgs A&D | CLI.CON-000001 |  |  | Approved
ORA ZED-Ph 2-Pkgs A&D | CLI.CON-000001 | E06 13 - Type D1E. | Type D1E. | Approved
ORA ZED-Ph 2-Pkgs A&D | CLI.CON-000001 |  |  | Approved
ORA ZED-Ph 2-Pkgs A&D | CLI.CON-000001 | E06 14 - Type D2. | Type D2. | Approved
ORA ZED-Ph 2-Pkgs A&D | CLI.CON-000001 |  |  | Approved
ORA ZED-Ph 2-Pkgs A&D | CLI.CON-000001 | E06 15 - Type D3. | Type D3. | Approved
ORA ZED-Ph 2-Pkgs A&D | CLI.CON-000001 |  |  | Approved
ORA ZED-Ph 2-Pkgs A&D | CLI.CON-000001 | E06 16 - Type D4. | Type D4. | Approved
ORA ZED-Ph 2-Pkgs A&D | CLI.CON-000001 |  |  | Approved
ORA ZED-Ph 2-Pkgs A&D | CLI.CON-000001 | E06 17 - Type D3 E. | Type D3 E. | Approved
ORA ZED-Ph 2-Pkgs A&D | CLI.CON-000001 |  |  | Approved
ORA ZED-Ph 2-Pkgs A&D | CLI.CON-000001 | E06 18 - Type L4 | Type L4 | Approved
ORA ZED-Ph 2-Pkgs A&D | CLI.CON-000001 |  |  | Approved
ORA ZED-Ph 2-Pkgs A&D | CLI.CON-000001 | E06 19 - Ditto as Type L3 but equipped with 3 hours build-in battery | Ditto as Type L3 but equipped with 3 hours build-in battery | Approved
ORA ZED-Ph 2-Pkgs A&D | CLI.CON-000001 |  |  | Approved
ORA ZED-Ph 2-Pkgs A&D | CLI.CON-000001 |  |  | Approved
ORA ZED-Ph 2-Pkgs A&D | CLI.CON-000001 | E06 19 - DB-E06-2nd-3 | DB-E06-2nd-3 | Approved
ORA ZED-Ph 2-Pkgs A&D | CLI.CON-000001 |  |  | Approved
ORA ZED-Ph 2-Pkgs A&D | CLI.CON-000001 | E06 20 - DB-E06-2nd-4 | DB-E06-2nd-4 | Approved
ORA ZED-Ph 2-Pkgs A&D | CLI.CON-000001 |  |  | Approved
ORA ZED-Ph 2-Pkgs A&D | CLI.CON-000001 | E06 21 - DB-E06-10th-1 | DB-E06-10th-1 | Approved
ORA ZED-Ph 2-Pkgs A&D | CLI.CON-000001 |  |  | Approved
ORA ZED-Ph 2-Pkgs A&D | CLI.CON-000001 | E06 22 - DB-E06-10th-2 | DB-E06-10th-2 | Approved
ORA ZED-Ph 2-Pkgs A&D | CLI.CON-000001 |  |  | Approved
ORA ZED-Ph 2-Pkgs A&D | CLI.CON-000001 | E06 23 - Empty Enclosure for KWH meter | Empty Enclosure for KWH meter | Approved
ORA ZED-Ph 2-Pkgs A&D | CLI.CON-000001 |  |  | Approved
ORA ZED-Ph 2-Pkgs A&D | CLI.CON-000001 | E07 1 - Main low voltage board (MDB-E07). | Main low voltage board (MDB-E07). | Approved
ORA ZED-Ph 2-Pkgs A&D | CLI.CON-000001 |  |  | Approved
ORA ZED-Ph 2-Pkgs A&D | CLI.CON-000001 | E07 2 - SMDB-E07-GR-1 | SMDB-E07-GR-1 | Approved
ORA ZED-Ph 2-Pkgs A&D | CLI.CON-000001 |  |  | Approved
ORA ZED-Ph 2-Pkgs A&D | CLI.CON-000001 | E07 3 - SMDB-E07-1st-1 | SMDB-E07-1st-1 | Approved
ORA ZED-Ph 2-Pkgs A&D | CLI.CON-000001 |  |  | Approved
ORA ZED-Ph 2-Pkgs A&D | CLI.CON-000001 | E07 4 - SMDB-E07-2nd-1 | SMDB-E07-2nd-1 | Approved
ORA ZED-Ph 2-Pkgs A&D | CLI.CON-000001 |  |  | Approved
ORA ZED-Ph 2-Pkgs A&D | CLI.CON-000001 | E07 5 - SMDB-E07-3rd-1 | SMDB-E07-3rd-1 | Approved
ORA ZED-Ph 2-Pkgs A&D | CLI.CON-000001 |  |  | Approved
ORA ZED-Ph 2-Pkgs A&D | CLI.CON-000001 | E07 6 - SMDB-E07-10th-1 | SMDB-E07-10th-1 | Approved
ORA ZED-Ph 2-Pkgs A&D | CLI.CON-000001 |  |  | Approved
ORA ZED-Ph 2-Pkgs A&D | CLI.CON-000001 | E07 7 - DB-E07-GR-SER-1 | DB-E07-GR-SER-1 | Approved
ORA ZED-Ph 2-Pkgs A&D | CLI.CON-000001 |  |  | Approved
ORA ZED-Ph 2-Pkgs A&D | CLI.CON-000001 | E07 8 - DB-E07-3rd-SER-1 | DB-E07-3rd-SER-1 | Approved
ORA ZED-Ph 2-Pkgs A&D | CLI.CON-000001 |  |  | Approved
ORA ZED-Ph 2-Pkgs A&D | CLI.CON-000001 | E07 9 - DB-E07-GR-1 | DB-E07-GR-1 | Approved
ORA ZED-Ph 2-Pkgs A&D | CLI.CON-000001 |  |  | Approved
ORA ZED-Ph 2-Pkgs A&D | CLI.CON-000001 | E07 10 - DB-E07-GR-2 | DB-E07-GR-2 | Approved
ORA ZED-Ph 2-Pkgs A&D | CLI.CON-000001 |  |  | Approved
ORA ZED-Ph 2-Pkgs A&D | CLI.CON-000001 | E07 11 - DB-E07-GR-3 | DB-E07-GR-3 | Approved
ORA ZED-Ph 2-Pkgs A&D | CLI.CON-000001 |  |  | Approved
ORA ZED-Ph 2-Pkgs A&D | CLI.CON-000001 | E07 12 - DB-E07-GR-4 | DB-E07-GR-4 | Approved
ORA ZED-Ph 2-Pkgs A&D | CLI.CON-000001 |  |  | Approved
ORA ZED-Ph 2-Pkgs A&D | CLI.CON-000001 | Podium D 13 - Ditto, but for load break switch outlet with 5(1x240) mm2 . | Ditto, but for load break switch outlet with 5(1x240) mm2 . | Approved
ORA ZED-Ph 2-Pkgs A&D | CLI.CON-000001 |  |  | Approved
ORA ZED-Ph 2-Pkgs A&D | CLI.CON-000001 | Podium D 14 - Socket type SO1. | Socket type SO1. | Approved
ORA ZED-Ph 2-Pkgs A&D | CLI.CON-000001 |  |  | Approved
ORA ZED-Ph 2-Pkgs A&D | CLI.CON-000001 | Podium D 15 - Socket type SO5 | Socket type SO5 | Approved
ORA ZED-Ph 2-Pkgs A&D | CLI.CON-000001 |  |  | Approved
ORA ZED-Ph 2-Pkgs A&D | CLI.CON-000001 | Podium D 16 - Socket type SO8 | Socket type SO8 | Approved
ORA ZED-Ph 2-Pkgs A&D | CLI.CON-000001 |  |  | Approved
ORA ZED-Ph 2-Pkgs A&D | CLI.CON-000001 | Podium D 17 - Socket type SO6 | Socket type SO6 | Approved
ORA ZED-Ph 2-Pkgs A&D | CLI.CON-000001 |  |  | Approved
ORA ZED-Ph 2-Pkgs A&D | CLI.CON-000001 | Podium D 18 - Socket type SO7 | Socket type SO7 | Approved
ORA ZED-Ph 2-Pkgs A&D | CLI.CON-000001 |  |  | Approved
ORA ZED-Ph 2-Pkgs A&D | CLI.CON-000001 | Podium D 19 - Socket type SO6 | Socket type SO6 | Approved
ORA ZED-Ph 2-Pkgs A&D | CLI.CON-000001 |  |  | Approved
ORA ZED-Ph 2-Pkgs A&D | CLI.CON-000001 | Podium D 20 - Type LBS6, 25A, 220V , IP65 | Type LBS6, 25A, 220V , IP65 | Approved
ORA ZED-Ph 2-Pkgs A&D | CLI.CON-000001 |  |  | Approved
ORA ZED-Ph 2-Pkgs A&D | CLI.CON-000001 | Podium D 21 - Type LBS2, 20A, 220V , IP65 | Type LBS2, 20A, 220V , IP65 | Approved
ORA ZED-Ph 2-Pkgs A&D | CLI.CON-000001 |  |  | Approved
ORA ZED-Ph 2-Pkgs A&D | CLI.CON-000001 | Podium D 22 - Type LBS2, 25A, 220V , IP65 | Type LBS2, 25A, 220V , IP65 | Approved
ORA ZED-Ph 2-Pkgs A&D | CLI.CON-000001 |  |  | Approved
ORA ZED-Ph 2-Pkgs A&D | CLI.CON-000001 | Podium D 23 - Type LBS2, 32A, 220V , IP65 | Type LBS2, 32A, 220V , IP65 | Approved
ORA ZED-Ph 2-Pkgs A&D | CLI.CON-000001 |  |  | Approved
ORA ZED-Ph 2-Pkgs A&D | CLI.CON-000001 | Podium D 24 - Type LBS4, 20A, 380.V , IP65 | Type LBS4, 20A, 380.V , IP65 | Approved
ORA ZED-Ph 2-Pkgs A&D | CLI.CON-000001 |  |  | Approved
ORA ZED-Ph 2-Pkgs A&D | CLI.CON-000001 | Podium D 25 - Type LBS4, 32A, 380.V , IP65 | Type LBS4, 32A, 380.V , IP65 | Approved
ORA ZED-Ph 2-Pkgs A&D | CLI.CON-000001 |  |  | Approved
ORA ZED-Ph 2-Pkgs A&D | CLI.CON-000001 | Podium D 26 - Type LBS4, 160A, 380.V , IP65 | Type LBS4, 160A, 380.V , IP65 | Approved
ORA ZED-Ph 2-Pkgs A&D | CLI.CON-000001 |  |  | Approved
ORA ZED-Ph 2-Pkgs A&D | CLI.CON-000001 | Podium D 27 - Type LBS5, 20A, 380.V , IP65 | Type LBS5, 20A, 380.V , IP65 | Approved
ORA ZED-Ph 2-Pkgs A&D | CLI.CON-000001 |  |  | Approved
ORA ZED-Ph 2-Pkgs A&D | CLI.CON-000001 | Podium D 28 - Type LBS5,40A, 380.V , IP65 | Type LBS5,40A, 380.V , IP65 | Approved
ORA ZED-Ph 2-Pkgs A&D | CLI.CON-000001 |  |  | Approved
ORA ZED-Ph 2-Pkgs A&D | CLI.CON-000001 | Podium D 29 - Type LBS5, 63A, 380.V , IP65 | Type LBS5, 63A, 380.V , IP65 | Approved
ORA ZED-Ph 2-Pkgs A&D | CLI.CON-000001 |  |  | Approved
ORA ZED-Ph 2-Pkgs A&D | CLI.CON-000001 | Podium D 30 - Type LBS5, 80A, 380.V , IP65 | Type LBS5, 80A, 380.V , IP65 | Approved
ORA ZED-Ph 2-Pkgs A&D | CLI.CON-000001 |  |  | Approved
ORA ZED-Ph 2-Pkgs A&D | CLI.CON-000001 | Podium D 31 - Type LBS5, 100A, 380.V , IP65 | Type LBS5, 100A, 380.V , IP65 | Approved
ORA ZED-Ph 2-Pkgs A&D | CLI.CON-000001 |  |  | Approved
ORA ZED-Ph 2-Pkgs A&D | CLI.CON-000001 | Podium D 1 - 2ton CRANE-01 | 2ton CRANE-01 | Approved
ORA ZED-Ph 2-Pkgs A&D | CLI.CON-000001 |  |  | Approved
ORA ZED-Ph 2-Pkgs A&D | CLI.CON-000001 | Podium D 2 - 2ton CRANE-02 | 2ton CRANE-02 | Approved
ORA ZED-Ph 2-Pkgs A&D | CLI.CON-000001 |  |  | Approved
ORA ZED-Ph 2-Pkgs A&D | CLI.CON-000001 | Podium D 3 - 2ton CRANE-03 | 2ton CRANE-03 | Approved
ORA ZED-Ph 2-Pkgs A&D | CLI.CON-000001 |  |  | Approved
ORA ZED-Ph 2-Pkgs A&D | CLI.CON-000001 | Podium D 4 - 2ton CRANE-04 | 2ton CRANE-04 | Approved
ORA ZED-Ph 2-Pkgs A&D | CLI.CON-000001 |  |  | Approved
ORA ZED-Ph 2-Pkgs A&D | CLI.CON-000001 | Podium A 1 - Structural backfill under slab on grade up to top of raft with clean sand from site. | Structural backfill under slab on grade up to top of raft with clean sand from site. | Approved
ORA ZED-Ph 2-Pkgs A&D | CLI.CON-000001 |  |  | Approved
ORA ZED-Ph 2-Pkgs A&D | CLI.CON-000001 | Podium D 1 - Structural backfill under slab on grade up to top of raft with clean sand from site. | Structural backfill under slab on grade up to top of raft with clean sand from site. | Approved
ORA ZED-Ph 2-Pkgs A&D | CLI.CON-000001 |  |  | Approved
ORA ZED-Ph 2-Pkgs A&D | CLI.CON-000001 | Podium A RFC - Structural backfill under slab on grade up to top of raft with clean sand from site. | Structural backfill under slab on grade up to top of raft with clean sand from site. | Approved
ORA ZED-Ph 2-Pkgs A&D | CLI.CON-000001 |  |  | Approved
ORA ZED-Ph 2-Pkgs A&D | CLI.CON-000001 | E06 1 - Type SD02 | Type SD02 | Approved
ORA ZED-Ph 2-Pkgs A&D | CLI.CON-000001 |  |  | Approved
ORA ZED-Ph 2-Pkgs A&D | CLI.CON-000001 | E06 2 - Type SF1 | Type SF1 | Approved
ORA ZED-Ph 2-Pkgs A&D | CLI.CON-000001 |  |  | Approved
ORA ZED-Ph 2-Pkgs A&D | CLI.CON-000001 | E07 1 - Type SD02 | Type SD02 | Approved
ORA ZED-Ph 2-Pkgs A&D | CLI.CON-000001 |  |  | Approved
ORA ZED-Ph 2-Pkgs A&D | CLI.CON-000001 | E07 2 - Type SF.1 | Type SF.1 | Approved
ORA ZED-Ph 2-Pkgs A&D | CLI.CON-000001 |  |  | Approved
ORA ZED-Ph 2-Pkgs A&D | CLI.CON-000001 | E08 1 - Type SD02 | Type SD02 | Approved
ORA ZED-Ph 2-Pkgs A&D | CLI.CON-000001 |  |  | Approved
ORA ZED-Ph 2-Pkgs A&D | CLI.CON-000001 | E08 2 - Type SF.1 | Type SF.1 | Approved
ORA ZED-Ph 2-Pkgs A&D | CLI.CON-000001 |  |  | Approved
ORA ZED-Ph 2-Pkgs A&D | CLI.CON-000001 | Podium A 1 - Type-SG4 | Type-SG4 | Approved
ORA ZED-Ph 2-Pkgs A&D | CLI.CON-000001 |  |  | Approved
ORA ZED-Ph 2-Pkgs A&D | CLI.CON-000001 | Podium A 2 - Type-SG6 | Type-SG6 | Approved
ORA ZED-Ph 2-Pkgs A&D | CLI.CON-000001 |  |  | Approved
ORA ZED-Ph 2-Pkgs A&D | CLI.CON-000001 | Podium A 1 - 1200mm height. | 1200mm height. | Approved
ORA ZED-Ph 2-Pkgs A&D | CLI.CON-000001 |  |  | Approved
ORA ZED-Ph 2-Pkgs A&D | CLI.CON-000001 | Podium A 2 - Speed hump 6800 mm lenghth | Speed hump 6800 mm lenghth | Approved
ORA ZED-Ph 2-Pkgs A&D | CLI.CON-000001 |  |  | Approved
ORA ZED-Ph 2-Pkgs A&D | CLI.CON-000001 | Podium A 3 - wall guard, resilient rubber; including items mentioned in "Method of Measurements". Refer to Dwg. 10 26 00 | wall guard, resilient rubber; including items mentioned in "Method of Measurements". Refer to Dwg. 10 26 00 | Approved
ORA ZED-Ph 2-Pkgs A&D | CLI.CON-000001 |  |  | Approved
ORA ZED-Ph 2-Pkgs A&D | CLI.CON-000001 | Podium A 1 - Size 600 X 200 x 165 mm | Size 600 X 200 x 165 mm | Approved
ORA ZED-Ph 2-Pkgs A&D | CLI.CON-000001 | E08 4 - 20mm thick , marble Tile Code F14 cut to size for Entrances,Public corridor, refer to Dwg. 09 63 40.04 | 20mm thick , marble Tile Code F14 cut to size for Entrances,Public corridor, refer to Dwg. 09 63 40.04 | Approved
ORA ZED-Ph 2-Pkgs A&D | CLI.CON-000001 |  |  | Approved
ORA ZED-Ph 2-Pkgs A&D | CLI.CON-000001 | E08 5 - Marble Base Code B6 for Entrances,Public corridor, to Dwg. 09 63 40.04 | Marble Base Code B6 for Entrances,Public corridor, to Dwg. 09 63 40.04 | Approved
ORA ZED-Ph 2-Pkgs A&D | CLI.CON-000001 |  |  | Approved
ORA ZED-Ph 2-Pkgs A&D | CLI.CON-000001 | E08 6 - Marble Base Code B5 for Receptions, Dinning rooms, refer to Dwg. 09 63 40.04 | Marble Base Code B5 for Receptions, Dinning rooms, refer to Dwg. 09 63 40.04 | Approved
ORA ZED-Ph 2-Pkgs A&D | CLI.CON-000001 |  |  | Approved
ORA ZED-Ph 2-Pkgs A&D | CLI.CON-000001 | E08 7 - 40mm, Marble tile Code F25 cut to size for Stair treads (Duplex Sairs) | 40mm, Marble tile Code F25 cut to size for Stair treads (Duplex Sairs) | Approved
ORA ZED-Ph 2-Pkgs A&D | CLI.CON-000001 |  |  | Approved
ORA ZED-Ph 2-Pkgs A&D | CLI.CON-000001 | E08 8 - 20mm, Marble tile Code F25 cut to size for Stair risers (Duplex Sairs) | 20mm, Marble tile Code F25 cut to size for Stair risers (Duplex Sairs) | Approved
ORA ZED-Ph 2-Pkgs A&D | CLI.CON-000001 |  |  | Approved
ORA ZED-Ph 2-Pkgs A&D | CLI.CON-000001 | E08 9 - 40mm, Marble tile Code F25 cut to size for Stair landing (Duplex Sairs) | 40mm, Marble tile Code F25 cut to size for Stair landing (Duplex Sairs) | Approved
ORA ZED-Ph 2-Pkgs A&D | CLI.CON-000001 |  |  | Approved
ORA ZED-Ph 2-Pkgs A&D | CLI.CON-000001 | E08 10 - Marble base Code B11 for stairs, 100mm height. | Marble base Code B11 for stairs, 100mm height. | Approved
ORA ZED-Ph 2-Pkgs A&D | CLI.CON-000001 |  |  | Approved
ORA ZED-Ph 2-Pkgs A&D | CLI.CON-000001 | E08 11 - Stone Coping; 240 wide;30mm thick for hand rails at balconies | Stone Coping; 240 wide;30mm thick for hand rails at balconies | Approved
ORA ZED-Ph 2-Pkgs A&D | CLI.CON-000001 |  |  | Approved
ORA ZED-Ph 2-Pkgs A&D | CLI.CON-000001 | E08 12 - Stone Coping for terraces parapet | Stone Coping for terraces parapet | Approved
ORA ZED-Ph 2-Pkgs A&D | CLI.CON-000001 |  |  | Approved
ORA ZED-Ph 2-Pkgs A&D | CLI.CON-000001 | E08 13 - Stone Coping for roof parapet | Stone Coping for roof parapet | Approved
ORA ZED-Ph 2-Pkgs A&D | CLI.CON-000001 |  |  | Approved
ORA ZED-Ph 2-Pkgs A&D | CLI.CON-000001 | E08 14 - 20mm thick, Turkish grey Marble , for Master toilet's shower | 20mm thick, Turkish grey Marble , for Master toilet's shower | Approved
ORA ZED-Ph 2-Pkgs A&D | CLI.CON-000001 |  |  | Approved
ORA ZED-Ph 2-Pkgs A&D | CLI.CON-000001 | E08 15 - 20mm thick, Turkish beige Marble, for secondary toilet's shower | 20mm thick, Turkish beige Marble, for secondary toilet's shower | Approved
ORA ZED-Ph 2-Pkgs A&D | CLI.CON-000001 |  |  | Approved
ORA ZED-Ph 2-Pkgs A&D | CLI.CON-000001 | E08 1 - 20mm thick , Marble, type (F15),cut to size for entrance | 20mm thick , Marble, type (F15),cut to size for entrance | Approved
ORA ZED-Ph 2-Pkgs A&D | CLI.CON-000001 |  |  | Approved
ORA ZED-Ph 2-Pkgs A&D | CLI.CON-000001 | E08 2 - 20mm thick , Marble, type (F16),cut to size for entrance | 20mm thick , Marble, type (F16),cut to size for entrance | Approved
ORA ZED-Ph 2-Pkgs A&D | CLI.CON-000001 |  |  | Approved
ORA ZED-Ph 2-Pkgs A&D | CLI.CON-000001 | E08 4 - 20mm thick, Turkish beige Marble counter top , for maid toilet | 20mm thick, Turkish beige Marble counter top , for maid toilet | Approved
ORA ZED-Ph 2-Pkgs A&D | CLI.CON-000001 |  |  | Approved
ORA ZED-Ph 2-Pkgs A&D | CLI.CON-000001 | Podium D 9 - CO2 cylinders set of (6) cylinders each of 45 kg capacity. | CO2 cylinders set of (6) cylinders each of 45 kg capacity. | Approved
ORA ZED-Ph 2-Pkgs A&D | CLI.CON-000001 |  |  | Approved
ORA ZED-Ph 2-Pkgs A&D | CLI.CON-000001 | Podium D 10 - CO2 cylinders set of (3) cylinders each of 45 kg capacity. | CO2 cylinders set of (3) cylinders each of 45 kg capacity. | Approved
ORA ZED-Ph 2-Pkgs A&D | CLI.CON-000001 |  |  | Approved
ORA ZED-Ph 2-Pkgs A&D | CLI.CON-000001 | Podium D 11 - CO2 cylinders set of (5) cylinders each of 45 kg capacity. | CO2 cylinders set of (5) cylinders each of 45 kg capacity. | Approved
ORA ZED-Ph 2-Pkgs A&D | CLI.CON-000001 |  |  | Approved
ORA ZED-Ph 2-Pkgs A&D | CLI.CON-000001 | Podium D 12 - CO2 cylinders set of (4) cylinders each of 45 kg capacity. | CO2 cylinders set of (4) cylinders each of 45 kg capacity. | Approved
ORA ZED-Ph 2-Pkgs A&D | CLI.CON-000001 |  |  | Approved
ORA ZED-Ph 2-Pkgs A&D | CLI.CON-000001 | Podium D 13 - CO2 cylinders set of (3) cylinders each of 45 kg capacity. | CO2 cylinders set of (3) cylinders each of 45 kg capacity. | Approved
ORA ZED-Ph 2-Pkgs A&D | CLI.CON-000001 |  |  | Approved
ORA ZED-Ph 2-Pkgs A&D | CLI.CON-000001 | Podium D 14 - CO2 cylinders set of (3) cylinders each of 45 kg capacity. | CO2 cylinders set of (3) cylinders each of 45 kg capacity. | Approved
ORA ZED-Ph 2-Pkgs A&D | CLI.CON-000001 |  |  | Approved
ORA ZED-Ph 2-Pkgs A&D | CLI.CON-000001 | Podium D 15 - CO2 cylinders set of (3) cylinders each of 45 kg capacity. | CO2 cylinders set of (3) cylinders each of 45 kg capacity. | Approved
ORA ZED-Ph 2-Pkgs A&D | CLI.CON-000001 |  |  | Approved
ORA ZED-Ph 2-Pkgs A&D | CLI.CON-000001 | Podium D 16 - CO2 cylinders set of (5) cylinders each of 45 kg capacity. | CO2 cylinders set of (5) cylinders each of 45 kg capacity. | Approved
ORA ZED-Ph 2-Pkgs A&D | CLI.CON-000001 |  |  | Approved
ORA ZED-Ph 2-Pkgs A&D | CLI.CON-000001 | Podium D 17 - CO2 cylinders set of (8) cylinders each of 45 kg capacity. | CO2 cylinders set of (8) cylinders each of 45 kg capacity. | Approved
ORA ZED-Ph 2-Pkgs A&D | CLI.CON-000001 |  |  | Approved
ORA ZED-Ph 2-Pkgs A&D | CLI.CON-000001 | Podium D 1 - Clean agent cylinder Set (22 kg) for TELECOM room (093). | Clean agent cylinder Set (22 kg) for TELECOM room (093). | Approved
ORA ZED-Ph 2-Pkgs A&D | CLI.CON-000001 |  |  | Approved
ORA ZED-Ph 2-Pkgs A&D | CLI.CON-000001 | Podium D 2 - Clean agent cylinder Set (53 kg) for TELECOM room (153). | Clean agent cylinder Set (53 kg) for TELECOM room (153). | Approved
ORA ZED-Ph 2-Pkgs A&D | CLI.CON-000001 |  |  | Approved
ORA ZED-Ph 2-Pkgs A&D | CLI.CON-000001 | Podium D 3 - Clean agent cylinder Set (25 kg) for TELECOM room (240). | Clean agent cylinder Set (25 kg) for TELECOM room (240). | Approved
ORA ZED-Ph 2-Pkgs A&D | CLI.CON-000001 |  |  | Approved
ORA ZED-Ph 2-Pkgs A&D | CLI.CON-000001 | Podium D 4 - Clean agent cylinder Set (24 kg) for TELECOM room (033). | Clean agent cylinder Set (24 kg) for TELECOM room (033). | Approved
ORA ZED-Ph 2-Pkgs A&D | CLI.CON-000001 |  |  | Approved
ORA ZED-Ph 2-Pkgs A&D | CLI.CON-000001 | Podium D 5 - Clean agent cylinder Set (23 kg) for TELECOM room (097). | Clean agent cylinder Set (23 kg) for TELECOM room (097). | Approved
ORA ZED-Ph 2-Pkgs A&D | CLI.CON-000001 |  |  | Approved
ORA ZED-Ph 2-Pkgs A&D | CLI.CON-000001 | Podium D 6 - Clean agent cylinder Set (23 kg) for TELECOM room (208). | Clean agent cylinder Set (23 kg) for TELECOM room (208). | Approved
ORA ZED-Ph 2-Pkgs A&D | CLI.CON-000001 |  |  | Approved
ORA ZED-Ph 2-Pkgs A&D | CLI.CON-000001 | E05 18 - Single [UTP] outlet loaded with one RJ45 CAT [6] Jack for IP CCTV system ceiling mounted indoor type. | Single [UTP] outlet loaded with one RJ45 CAT [6] Jack for IP CCTV system ceiling mounted indoor type. | Approved
ORA ZED-Ph 2-Pkgs A&D | CLI.CON-000001 |  |  | Approved
ORA ZED-Ph 2-Pkgs A&D | CLI.CON-000001 | E05 19 - Single [UTP] outlet loaded with one RJ45 CAT [6] Jack for IP CCTV system wall mounted outdoor type. | Single [UTP] outlet loaded with one RJ45 CAT [6] Jack for IP CCTV system wall mounted outdoor type. | Approved
ORA ZED-Ph 2-Pkgs A&D | CLI.CON-000001 |  |  | Approved
ORA ZED-Ph 2-Pkgs A&D | CLI.CON-000001 | E05 20 - Single RJ11 telephone outlet loaded with one CAT [3] telephone Jack for analog desktop telephone set | Single RJ11 telephone outlet loaded with one CAT [3] telephone Jack for analog desktop telephone set | Approved
ORA ZED-Ph 2-Pkgs A&D | CLI.CON-000001 |  |  | Approved
ORA ZED-Ph 2-Pkgs A&D | CLI.CON-000001 | E05 21 - Single RJ11 telephone outlet loaded with one CAT [3] telephone Jack for analog wall mounted telephone set | Single RJ11 telephone outlet loaded with one CAT [3] telephone Jack for analog wall mounted telephone set | Approved
ORA ZED-Ph 2-Pkgs A&D | CLI.CON-000001 |  |  | Approved
ORA ZED-Ph 2-Pkgs A&D | CLI.CON-000001 | E06 1 - Provision for 1.5mm thickness Galvanized steel Floor Telecom Borad (FTB) [600x600x300 mm - WxHxD] inside IT rooms for GPON Network . | Provision for 1.5mm thickness Galvanized steel Floor Telecom Borad (FTB) [600x600x300 mm - WxHxD] inside IT rooms for GPON Network . | Approved
ORA ZED-Ph 2-Pkgs A&D | CLI.CON-000001 |  |  | Approved
ORA ZED-Ph 2-Pkgs A&D | CLI.CON-000001 | E06 2 - Provision for 1.5mm thickness Galvanized steel Indoor Equipment Cabinet (IEC) [400x600x120 mm - WxHxD] inside apartments for GPON Network . | Provision for 1.5mm thickness Galvanized steel Indoor Equipment Cabinet (IEC) [400x600x120 mm - WxHxD] inside apartments for GPON Network . | Approved
ORA ZED-Ph 2-Pkgs A&D | CLI.CON-000001 |  |  | Approved
ORA ZED-Ph 2-Pkgs A&D | CLI.CON-000001 | E06 3 - Empty conduit for Single [UTP] outlet with one RJ45 CAT [6] Jack for IPTV system | Empty conduit for Single [UTP] outlet with one RJ45 CAT [6] Jack for IPTV system | Approved
ORA ZED-Ph 2-Pkgs A&D | CLI.CON-000001 |  |  | Approved
ORA ZED-Ph 2-Pkgs A&D | CLI.CON-000001 | E06 4 - Empty conduit for floor box Single [UTP] outlet with one RJ45 CAT [6] Jack for IPTV system | Empty conduit for floor box Single [UTP] outlet with one RJ45 CAT [6] Jack for IPTV system | Approved
ORA ZED-Ph 2-Pkgs A&D | CLI.CON-000001 |  |  | Approved
ORA ZED-Ph 2-Pkgs A&D | CLI.CON-000001 | E06 5 - Empty conduit for Dual [UTP] outlet loaded with two RJ45 CAT [6] Jacks for WIFI outlet. | Empty conduit for Dual [UTP] outlet loaded with two RJ45 CAT [6] Jacks for WIFI outlet. | Approved
ORA ZED-Ph 2-Pkgs A&D | CLI.CON-000001 |  |  | Approved
ORA ZED-Ph 2-Pkgs A&D | CLI.CON-000001 | E06 6 - Empty conduit for Single [UTP] outlet loaded with one RJ45 CAT [6] Jack for IP intercom system indoor type. | Empty conduit for Single [UTP] outlet loaded with one RJ45 CAT [6] Jack for IP intercom system indoor type. | Approved
ORA ZED-Ph 2-Pkgs A&D | CLI.CON-000001 |  |  | Approved
ORA ZED-Ph 2-Pkgs A&D | CLI.CON-000001 | E06 7 - Empty conduit forSingle [UTP] outlet loaded with one RJ45 CAT [6] Jack for IP intercom system outdoor type. | Empty conduit forSingle [UTP] outlet loaded with one RJ45 CAT [6] Jack for IP intercom system outdoor type. | Approved
ORA ZED-Ph 2-Pkgs A&D | CLI.CON-000001 |  |  | Approved
ORA ZED-Ph 2-Pkgs A&D | CLI.CON-000001 | E06 8 - Empty conduit for Single [UTP] outlet loaded with one RJ45 CAT [6] Jack for IP CCTV system ceiling mounted indoor type. | Empty conduit for Single [UTP] outlet loaded with one RJ45 CAT [6] Jack for IP CCTV system ceiling mounted indoor type. | Approved
ORA ZED-Ph 2-Pkgs A&D | CLI.CON-000001 |  |  | Approved
ORA ZED-Ph 2-Pkgs A&D | CLI.CON-000001 |  |  | Approved
ORA ZED-Ph 2-Pkgs A&D | CLI.CON-000001 | E08 4 - 50 mm | 50 mm | Approved
ORA ZED-Ph 2-Pkgs A&D | CLI.CON-000001 |  |  | Approved
ORA ZED-Ph 2-Pkgs A&D | CLI.CON-000001 | E08 5 - 32 mm | 32 mm | Approved
ORA ZED-Ph 2-Pkgs A&D | CLI.CON-000001 |  |  | Approved
ORA ZED-Ph 2-Pkgs A&D | CLI.CON-000001 | Podium D 1 - 50 mm | 50 mm | Approved
ORA ZED-Ph 2-Pkgs A&D | CLI.CON-000001 |  |  | Approved
ORA ZED-Ph 2-Pkgs A&D | CLI.CON-000001 | Podium D 2 - 110 mm | 110 mm | Approved
ORA ZED-Ph 2-Pkgs A&D | CLI.CON-000001 | E06 20 - Type W2 | Type W2 | Approved
ORA ZED-Ph 2-Pkgs A&D | CLI.CON-000001 |  |  | Approved
ORA ZED-Ph 2-Pkgs A&D | CLI.CON-000001 | E06 21 - Type F5 | Type F5 | Approved
ORA ZED-Ph 2-Pkgs A&D | CLI.CON-000001 |  |  | Approved
ORA ZED-Ph 2-Pkgs A&D | CLI.CON-000001 | E07 13 - Type D1. | Type D1. | Approved
ORA ZED-Ph 2-Pkgs A&D | CLI.CON-000001 |  |  | Approved
ORA ZED-Ph 2-Pkgs A&D | CLI.CON-000001 | E07 14 - Type D1E. | Type D1E. | Approved
ORA ZED-Ph 2-Pkgs A&D | CLI.CON-000001 |  |  | Approved
ORA ZED-Ph 2-Pkgs A&D | CLI.CON-000001 | E07 15 - Type D2. | Type D2. | Approved
ORA ZED-Ph 2-Pkgs A&D | CLI.CON-000001 |  |  | Approved
ORA ZED-Ph 2-Pkgs A&D | CLI.CON-000001 | E07 16 - Type D3. | Type D3. | Approved
ORA ZED-Ph 2-Pkgs A&D | CLI.CON-000001 |  |  | Approved
ORA ZED-Ph 2-Pkgs A&D | CLI.CON-000001 | E07 17 - Type D4. | Type D4. | Approved
ORA ZED-Ph 2-Pkgs A&D | CLI.CON-000001 |  |  | Approved
ORA ZED-Ph 2-Pkgs A&D | CLI.CON-000001 | E07 18 - Type L4 | Type L4 | Approved
ORA ZED-Ph 2-Pkgs A&D | CLI.CON-000001 |  |  | Approved
ORA ZED-Ph 2-Pkgs A&D | CLI.CON-000001 | E07 19 - Ditto as Type L3 but equipped with 3 hours build-in battery | Ditto as Type L3 but equipped with 3 hours build-in battery | Approved
ORA ZED-Ph 2-Pkgs A&D | CLI.CON-000001 |  |  | Approved
ORA ZED-Ph 2-Pkgs A&D | CLI.CON-000001 | E07 20 - Type W1 | Type W1 | Approved
ORA ZED-Ph 2-Pkgs A&D | CLI.CON-000001 |  |  | Approved
ORA ZED-Ph 2-Pkgs A&D | CLI.CON-000001 | E07 21 - Type W2 | Type W2 | Approved
ORA ZED-Ph 2-Pkgs A&D | CLI.CON-000001 |  |  | Approved
ORA ZED-Ph 2-Pkgs A&D | CLI.CON-000001 | E07 22 - Type W2E | Type W2E | Approved
ORA ZED-Ph 2-Pkgs A&D | CLI.CON-000001 |  |  | Approved
ORA ZED-Ph 2-Pkgs A&D | CLI.CON-000001 | E07 23 - Type F5 | Type F5 | Approved
ORA ZED-Ph 2-Pkgs A&D | CLI.CON-000001 |  |  | Approved
ORA ZED-Ph 2-Pkgs A&D | CLI.CON-000001 | E08 13 - Type D1. | Type D1. | Approved
ORA ZED-Ph 2-Pkgs A&D | CLI.CON-000001 |  |  | Approved
ORA ZED-Ph 2-Pkgs A&D | CLI.CON-000001 | E08 14 - Type D1E. | Type D1E. | Approved
ORA ZED-Ph 2-Pkgs A&D | CLI.CON-000001 |  |  | Approved
ORA ZED-Ph 2-Pkgs A&D | CLI.CON-000001 | E08 15 - Type D2. | Type D2. | Approved
ORA ZED-Ph 2-Pkgs A&D | CLI.CON-000001 |  |  | Approved
ORA ZED-Ph 2-Pkgs A&D | CLI.CON-000001 | E08 16 - Type D3. | Type D3. | Approved
ORA ZED-Ph 2-Pkgs A&D | CLI.CON-000001 |  |  | Approved
ORA ZED-Ph 2-Pkgs A&D | CLI.CON-000001 | E08 17 - Type D3 E. | Type D3 E. | Approved
ORA ZED-Ph 2-Pkgs A&D | CLI.CON-000001 |  |  | Approved
ORA ZED-Ph 2-Pkgs A&D | CLI.CON-000001 | E08 18 - Type D4. | Type D4. | Approved
ORA ZED-Ph 2-Pkgs A&D | CLI.CON-000001 |  |  | Approved
ORA ZED-Ph 2-Pkgs A&D | CLI.CON-000001 | E08 19 - Ditto as Type L3 but equipped with 3 hours build-in battery | Ditto as Type L3 but equipped with 3 hours build-in battery | Approved
ORA ZED-Ph 2-Pkgs A&D | CLI.CON-000001 | E07 13 - DB-E07-1st-1 | DB-E07-1st-1 | Approved
ORA ZED-Ph 2-Pkgs A&D | CLI.CON-000001 |  |  | Approved
ORA ZED-Ph 2-Pkgs A&D | CLI.CON-000001 | E07 14 - DB-E07-1st-2 | DB-E07-1st-2 | Approved
ORA ZED-Ph 2-Pkgs A&D | CLI.CON-000001 |  |  | Approved
ORA ZED-Ph 2-Pkgs A&D | CLI.CON-000001 | E07 15 - DB-E07-1st-3 | DB-E07-1st-3 | Approved
ORA ZED-Ph 2-Pkgs A&D | CLI.CON-000001 |  |  | Approved
ORA ZED-Ph 2-Pkgs A&D | CLI.CON-000001 | E07 16 - DB-E07-1st-4 | DB-E07-1st-4 | Approved
ORA ZED-Ph 2-Pkgs A&D | CLI.CON-000001 |  |  | Approved
ORA ZED-Ph 2-Pkgs A&D | CLI.CON-000001 | E07 17 - DB-E07-1st-5 | DB-E07-1st-5 | Approved
ORA ZED-Ph 2-Pkgs A&D | CLI.CON-000001 |  |  | Approved
ORA ZED-Ph 2-Pkgs A&D | CLI.CON-000001 | E07 18 - DB-E07-1st-6 | DB-E07-1st-6 | Approved
ORA ZED-Ph 2-Pkgs A&D | CLI.CON-000001 |  |  | Approved
ORA ZED-Ph 2-Pkgs A&D | CLI.CON-000001 | E07 19 - DB-E07-1st-7 | DB-E07-1st-7 | Approved
ORA ZED-Ph 2-Pkgs A&D | CLI.CON-000001 |  |  | Approved
ORA ZED-Ph 2-Pkgs A&D | CLI.CON-000001 | E07 20 - DB-E07-2nd-1 | DB-E07-2nd-1 | Approved
ORA ZED-Ph 2-Pkgs A&D | CLI.CON-000001 |  |  | Approved
ORA ZED-Ph 2-Pkgs A&D | CLI.CON-000001 | E07 21 - DB-E07-2nd-2 | DB-E07-2nd-2 | Approved
ORA ZED-Ph 2-Pkgs A&D | CLI.CON-000001 |  |  | Approved
ORA ZED-Ph 2-Pkgs A&D | CLI.CON-000001 | E07 22 - DB-E07-2nd-3 | DB-E07-2nd-3 | Approved
ORA ZED-Ph 2-Pkgs A&D | CLI.CON-000001 |  |  | Approved
ORA ZED-Ph 2-Pkgs A&D | CLI.CON-000001 | E07 23 - DB-E07-2nd-4 | DB-E07-2nd-4 | Approved
ORA ZED-Ph 2-Pkgs A&D | CLI.CON-000001 |  |  | Approved
ORA ZED-Ph 2-Pkgs A&D | CLI.CON-000001 | E07 24 - DB-E07-10th-1 | DB-E07-10th-1 | Approved
ORA ZED-Ph 2-Pkgs A&D | CLI.CON-000001 |  |  | Approved
ORA ZED-Ph 2-Pkgs A&D | CLI.CON-000001 | E07 25 - DB-E07-10th-2 | DB-E07-10th-2 | Approved
ORA ZED-Ph 2-Pkgs A&D | CLI.CON-000001 |  |  | Approved
ORA ZED-Ph 2-Pkgs A&D | CLI.CON-000001 | E07 26 - Enclosure for KWH meter | Enclosure for KWH meter | Approved
ORA ZED-Ph 2-Pkgs A&D | CLI.CON-000001 |  |  | Approved
ORA ZED-Ph 2-Pkgs A&D | CLI.CON-000001 | E08 1 - Main low voltage board (MDB-E08). | Main low voltage board (MDB-E08). | Approved
ORA ZED-Ph 2-Pkgs A&D | CLI.CON-000001 |  |  | Approved
ORA ZED-Ph 2-Pkgs A&D | CLI.CON-000001 | E08 2 - SMDB-E08-GR-1 | SMDB-E08-GR-1 | Approved
ORA ZED-Ph 2-Pkgs A&D | CLI.CON-000001 |  |  | Approved
ORA ZED-Ph 2-Pkgs A&D | CLI.CON-000001 | E08 3 - SMDB-E08-1st-1 | SMDB-E08-1st-1 | Approved
ORA ZED-Ph 2-Pkgs A&D | CLI.CON-000001 |  |  | Approved
ORA ZED-Ph 2-Pkgs A&D | CLI.CON-000001 | E08 4 - SMDB-E08-2nd-1 | SMDB-E08-2nd-1 | Approved
ORA ZED-Ph 2-Pkgs A&D | CLI.CON-000001 | Podium D 32 - Indoor wiring for one lighting outlet including wires 3(1x3) mm2, embedded upvc conduits, cable trays, junction boxes, and all necessary accessories from panel to lighting fixtures and switches outlet. | Indoor wiring for one lighting outlet including wires 3(1x3) mm2, embedded upvc conduits, cable trays, junction boxes, and all necessary accessories from panel to lighting fixtures and switches outlet. | Approved
ORA ZED-Ph 2-Pkgs A&D | CLI.CON-000001 |  |  | Approved
ORA ZED-Ph 2-Pkgs A&D | CLI.CON-000001 | Podium D 1 - Switch type S1. | Switch type S1. | Approved
ORA ZED-Ph 2-Pkgs A&D | CLI.CON-000001 |  |  | Approved
ORA ZED-Ph 2-Pkgs A&D | CLI.CON-000001 | Podium D 2 - Switch type S8. | Switch type S8. | Approved
ORA ZED-Ph 2-Pkgs A&D | CLI.CON-000001 |  |  | Approved
ORA ZED-Ph 2-Pkgs A&D | CLI.CON-000001 | Podium D 3 - Switch type S9. | Switch type S9. | Approved
ORA ZED-Ph 2-Pkgs A&D | CLI.CON-000001 |  |  | Approved
ORA ZED-Ph 2-Pkgs A&D | CLI.CON-000001 | Podium D 4 - Switch type S11. | Switch type S11. | Approved
ORA ZED-Ph 2-Pkgs A&D | CLI.CON-000001 |  |  | Approved
ORA ZED-Ph 2-Pkgs A&D | CLI.CON-000001 | Podium D 5 - Switch type S12. | Switch type S12. | Approved
ORA ZED-Ph 2-Pkgs A&D | CLI.CON-000001 |  |  | Approved
ORA ZED-Ph 2-Pkgs A&D | CLI.CON-000001 | Podium D 6 - Switch type S10. | Switch type S10. | Approved
ORA ZED-Ph 2-Pkgs A&D | CLI.CON-000001 |  |  | Approved
ORA ZED-Ph 2-Pkgs A&D | CLI.CON-000001 | Podium D 7 - Standalone Motion Detector | Standalone Motion Detector | Approved
ORA ZED-Ph 2-Pkgs A&D | CLI.CON-000001 |  |  | Approved
ORA ZED-Ph 2-Pkgs A&D | CLI.CON-000001 | E05 (WC01) 100 mm THK hollow CMU Masonry | (WC01) 100 mm THK hollow CMU | Approved
ORA ZED-Ph 2-Pkgs A&D | CLI.CON-000001 |  |  | Approved
ORA ZED-Ph 2-Pkgs A&D | CLI.CON-000001 | E05 (WC03) 100 mm THK solid CMU Masonry | (WC03) 100 mm THK solid CMU | Approved
ORA ZED-Ph 2-Pkgs A&D | CLI.CON-000001 |  |  | Approved
ORA ZED-Ph 2-Pkgs A&D | CLI.CON-000001 | E05 (WC04) 200 mm THK solid CMU Masonry | (WC04) 200 mm THK solid CMU | Approved
ORA ZED-Ph 2-Pkgs A&D | CLI.CON-000001 |  |  | Approved
ORA ZED-Ph 2-Pkgs A&D | CLI.CON-000001 | E05 (WC05) 100 mm THK hollow CMU (1 HR FIRE RATED) Masonry | (WC05) 100 mm THK hollow CMU (1 HR FIRE RATED) | Approved
ORA ZED-Ph 2-Pkgs A&D | CLI.CON-000001 |  |  | Approved
ORA ZED-Ph 2-Pkgs A&D | CLI.CON-000001 | E05 (WC06) 100 mm THK solid CMU (1 HR FIRE RATED) Masonry | (WC06) 100 mm THK solid CMU (1 HR FIRE RATED) | Approved
ORA ZED-Ph 2-Pkgs A&D | CLI.CON-000001 |  |  | Approved
ORA ZED-Ph 2-Pkgs A&D | CLI.CON-000001 | E05 (WC07) 200 mm THK hollow CMU (2 HR FIRE RATED) Masonry | (WC07) 200 mm THK hollow CMU (2 HR FIRE RATED) | Approved
ORA ZED-Ph 2-Pkgs A&D | CLI.CON-000001 |  |  | Approved
ORA ZED-Ph 2-Pkgs A&D | CLI.CON-000001 | E05 (WC08) 200 mm THK hollow CMU (1 HR FIRE RATED) Masonry | (WC08) 200 mm THK hollow CMU (1 HR FIRE RATED) | Approved
ORA ZED-Ph 2-Pkgs A&D | CLI.CON-000001 |  |  | Approved
ORA ZED-Ph 2-Pkgs A&D | CLI.CON-000001 | E05 (WC09) 200 mm THK hollow CMU (1.5 HR FIRE RATED) Masonry | (WC09) 200 mm THK hollow CMU (1.5 HR FIRE RATED) | Approved
ORA ZED-Ph 2-Pkgs A&D | CLI.CON-000001 |  |  | Approved
ORA ZED-Ph 2-Pkgs A&D | CLI.CON-000001 | E05 (WC10) 200 mm THK solid CMU (1 HR FIRE RATED) Masonry | (WC10) 200 mm THK solid CMU (1 HR FIRE RATED) | Approved
ORA ZED-Ph 2-Pkgs A&D | CLI.CON-000001 |  |  | Approved
ORA ZED-Ph 2-Pkgs A&D | CLI.CON-000001 | E06 (WC01) 100 mm THK hollow CMU Masonry | (WC01) 100 mm THK hollow CMU | Approved
ORA ZED-Ph 2-Pkgs A&D | CLI.CON-000001 |  |  | Approved
ORA ZED-Ph 2-Pkgs A&D | CLI.CON-000001 | Podium D 1 - 1200mm height. | 1200mm height. | Approved
ORA ZED-Ph 2-Pkgs A&D | CLI.CON-000001 |  |  | Approved
ORA ZED-Ph 2-Pkgs A&D | CLI.CON-000001 | Podium D 2 - Speed hump 5600 mm length | Speed hump 5600 mm length | Approved
ORA ZED-Ph 2-Pkgs A&D | CLI.CON-000001 |  |  | Approved
ORA ZED-Ph 2-Pkgs A&D | CLI.CON-000001 | Podium D 3 - Speed hump 6600 mm length | Speed hump 6600 mm length | Approved
ORA ZED-Ph 2-Pkgs A&D | CLI.CON-000001 |  |  | Approved
ORA ZED-Ph 2-Pkgs A&D | CLI.CON-000001 | Podium D 4 - wall guard, resilient rubber; including items mentioned in "Method of Measurements". Refer to Dwg. 10 26 00 | wall guard, resilient rubber; including items mentioned in "Method of Measurements". Refer to Dwg. 10 26 00 | Approved
ORA ZED-Ph 2-Pkgs A&D | CLI.CON-000001 |  |  | Approved
ORA ZED-Ph 2-Pkgs A&D | CLI.CON-000001 | Podium A 3 - Chain link fence | Chain link fence | Approved
ORA ZED-Ph 2-Pkgs A&D | CLI.CON-000001 |  |  | Approved
ORA ZED-Ph 2-Pkgs A&D | CLI.CON-000001 | Podium A 5 - Chain link hinged galvanized steel door | Chain link hinged galvanized steel door | Approved
ORA ZED-Ph 2-Pkgs A&D | CLI.CON-000001 |  |  | Approved
ORA ZED-Ph 2-Pkgs A&D | CLI.CON-000001 | Podium A 1 - Wall to wall. Refer to DWG. 07 95 00.31 | Wall to wall. Refer to DWG. 07 95 00.31 | Approved
ORA ZED-Ph 2-Pkgs A&D | CLI.CON-000001 |  |  | Approved
ORA ZED-Ph 2-Pkgs A&D | CLI.CON-000001 | Podium D 1 - Wall to wall. Refer to DWG. 07 95 00.31 | Wall to wall. Refer to DWG. 07 95 00.31 | Approved
ORA ZED-Ph 2-Pkgs A&D | CLI.CON-000001 |  |  | Approved
ORA ZED-Ph 2-Pkgs A&D | CLI.CON-000001 | E05 6 - Side mounted, for stairs height 1100 mm. | Side mounted, for stairs height 1100 mm. | Approved
ORA ZED-Ph 2-Pkgs A&D | CLI.CON-000001 |  |  | Approved
ORA ZED-Ph 2-Pkgs A&D | CLI.CON-000001 | E05 7 - Floor mounted, height 1100 mm.Refer to Dwg 05 52 13.00 | Floor mounted, height 1100 mm.Refer to Dwg 05 52 13.00 | Approved
ORA ZED-Ph 2-Pkgs A&D | CLI.CON-000001 |  |  | Approved
ORA ZED-Ph 2-Pkgs A&D | CLI.CON-000001 | E05 8 - Floor mounted, height 1200 mm.Refer to Dwg 05 52 13.00 | Floor mounted, height 1200 mm.Refer to Dwg 05 52 13.00 | Approved
ORA ZED-Ph 2-Pkgs A&D | CLI.CON-000001 |  |  | Approved
ORA ZED-Ph 2-Pkgs A&D | CLI.CON-000001 | E05 9 - Floor mounted for duplexes, Refer to Dwg 05 52 00 05 | Floor mounted for duplexes, Refer to Dwg 05 52 00 05 | Approved
ORA ZED-Ph 2-Pkgs A&D | CLI.CON-000001 |  |  | Approved
ORA ZED-Ph 2-Pkgs A&D | CLI.CON-000001 | E06 1 - Side mounted, for stairs height 1100 mm. | Side mounted, for stairs height 1100 mm. | Approved
ORA ZED-Ph 2-Pkgs A&D | CLI.CON-000001 |  |  | Approved
ORA ZED-Ph 2-Pkgs A&D | CLI.CON-000001 | E06 2 - Floor mounted, height 1100 mm.Refer to Dwg 05 52 13.00 | Floor mounted, height 1100 mm.Refer to Dwg 05 52 13.00 | Approved
ORA ZED-Ph 2-Pkgs A&D | CLI.CON-000001 |  |  | Approved
ORA ZED-Ph 2-Pkgs A&D | CLI.CON-000001 | E06 3 - Floor mounted, height 1200 mm.Refer to Dwg 05 52 13.00 | Floor mounted, height 1200 mm.Refer to Dwg 05 52 13.00 | Approved
ORA ZED-Ph 2-Pkgs A&D | CLI.CON-000001 |  |  | Approved
ORA ZED-Ph 2-Pkgs A&D | CLI.CON-000001 |  |  | Approved
ORA ZED-Ph 2-Pkgs A&D | CLI.CON-000001 | E08 5 - 20mm thick, Turkish karara Marble counter top , for vanity guest toilet | 20mm thick, Turkish karara Marble counter top , for vanity guest toilet | Approved
ORA ZED-Ph 2-Pkgs A&D | CLI.CON-000001 |  |  | Approved
ORA ZED-Ph 2-Pkgs A&D | CLI.CON-000001 | E08 6 - 20mm thick, Turkish grey Marble counter top , for vanity Master toilet | 20mm thick, Turkish grey Marble counter top , for vanity Master toilet | Approved
ORA ZED-Ph 2-Pkgs A&D | CLI.CON-000001 |  |  | Approved
ORA ZED-Ph 2-Pkgs A&D | CLI.CON-000001 | E08 7 - 20mm thick, Turkish beige Marble counter top , for vanity secondary toilet | 20mm thick, Turkish beige Marble counter top , for vanity secondary toilet | Approved
ORA ZED-Ph 2-Pkgs A&D | CLI.CON-000001 |  |  | Approved
ORA ZED-Ph 2-Pkgs A&D | CLI.CON-000001 | Podium A 3 - 20mm thick , marble tiles cut to size Code 14 | 20mm thick , marble tiles cut to size Code 14 | Approved
ORA ZED-Ph 2-Pkgs A&D | CLI.CON-000001 |  |  | Approved
ORA ZED-Ph 2-Pkgs A&D | CLI.CON-000001 | Podium A 4 - Skirting marble, 100 mm height, 20 mm thick, refer to Dwg. 09 63 40.04 | Skirting marble, 100 mm height, 20 mm thick, refer to Dwg. 09 63 40.04 | Approved
ORA ZED-Ph 2-Pkgs A&D | CLI.CON-000001 |  |  | Approved
ORA ZED-Ph 2-Pkgs A&D | CLI.CON-000001 | E05 1 - External Lining, 13 mm thick | External Lining, 13 mm thick | Approved
ORA ZED-Ph 2-Pkgs A&D | CLI.CON-000001 |  |  | Approved
ORA ZED-Ph 2-Pkgs A&D | CLI.CON-000001 | E06 2 - External Lining, 13 mm thick | External Lining, 13 mm thick | Approved
ORA ZED-Ph 2-Pkgs A&D | CLI.CON-000001 |  |  | Approved
ORA ZED-Ph 2-Pkgs A&D | CLI.CON-000001 | E07 1 - External Lining, 13 mm thick | External Lining, 13 mm thick | Approved
ORA ZED-Ph 2-Pkgs A&D | CLI.CON-000001 |  |  | Approved
ORA ZED-Ph 2-Pkgs A&D | CLI.CON-000001 | E08 1 - External Lining, 13 mm thick | External Lining, 13 mm thick | Approved
ORA ZED-Ph 2-Pkgs A&D | CLI.CON-000001 |  |  | Approved
ORA ZED-Ph 2-Pkgs A&D | CLI.CON-000001 | E08 3 - Supply and install Cement board decorative cladding for columns, including suspension system, accessories and all required items to complete and fix the work as per approved sample, specifications and engineer's approval. | Supply and install Cement board decorative cladding for columns, including suspension system, accessories and all required items to complete and fix the work as per approved sample, specifications and engineer's approval. | Approved
ORA ZED-Ph 2-Pkgs A&D | CLI.CON-000001 |  |  | Approved
ORA ZED-Ph 2-Pkgs A&D | CLI.CON-000001 | E05 1 - Suspended ceiling 12.5 mm thick including access panels, refer to Dwg. 09 21 16.06 | Suspended ceiling 12.5 mm thick including access panels, refer to Dwg. 09 21 16.06 | Approved
ORA ZED-Ph 2-Pkgs A&D | CLI.CON-000001 |  |  | Approved
ORA ZED-Ph 2-Pkgs A&D | CLI.CON-000001 | E05 2 - Suspended ceiling 12.5 mm thick, moisture resistance, including access panels, refer to Dwg. 09 21 16.06 | Suspended ceiling 12.5 mm thick, moisture resistance, including access panels, refer to Dwg. 09 21 16.06 | Approved
ORA ZED-Ph 2-Pkgs A&D | CLI.CON-000001 |  |  | Approved
ORA ZED-Ph 2-Pkgs A&D | CLI.CON-000001 | E05 3 - Partition, full floor height, 12.5mm thick | Partition, full floor height, 12.5mm thick | Approved
ORA ZED-Ph 2-Pkgs A&D | CLI.CON-000001 |  |  | Approved
ORA ZED-Ph 2-Pkgs A&D | CLI.CON-000001 | E06 1 - Suspended ceiling 12.5 mm thick including access panels, refer to Dwg. 09 21 16.06 | Suspended ceiling 12.5 mm thick including access panels, refer to Dwg. 09 21 16.06 | Approved
ORA ZED-Ph 2-Pkgs A&D | CLI.CON-000001 |  |  | Approved
ORA ZED-Ph 2-Pkgs A&D | CLI.CON-000001 |  |  | Approved
ORA ZED-Ph 2-Pkgs A&D | CLI.CON-000001 | Podium D 7 - Clean agent cylinder Set (24 kg) for TELECOM room (208). | Clean agent cylinder Set (24 kg) for TELECOM room (208). | Approved
ORA ZED-Ph 2-Pkgs A&D | CLI.CON-000001 |  |  | Approved
ORA ZED-Ph 2-Pkgs A&D | CLI.CON-000001 | Podium D 8 - Clean agent cylinder Set (28 kg) for SP4 room (232). | Clean agent cylinder Set (28 kg) for SP4 room (232). | Approved
ORA ZED-Ph 2-Pkgs A&D | CLI.CON-000001 |  |  | Approved
ORA ZED-Ph 2-Pkgs A&D | CLI.CON-000001 | Podium D 9 - Clean agent cylinder Set (28 kg) for SP3 room (233). | Clean agent cylinder Set (28 kg) for SP3 room (233). | Approved
ORA ZED-Ph 2-Pkgs A&D | CLI.CON-000001 |  |  | Approved
ORA ZED-Ph 2-Pkgs A&D | CLI.CON-000001 | Podium D 10 - Clean agent cylinder Set (31 kg) for SP2 room (234). | Clean agent cylinder Set (31 kg) for SP2 room (234). | Approved
ORA ZED-Ph 2-Pkgs A&D | CLI.CON-000001 |  |  | Approved
ORA ZED-Ph 2-Pkgs A&D | CLI.CON-000001 | Podium D 11 - Clean agent cylinder Set (75 kg) for SP-1 room (236). | Clean agent cylinder Set (75 kg) for SP-1 room (236). | Approved
ORA ZED-Ph 2-Pkgs A&D | CLI.CON-000001 |  |  | Approved
ORA ZED-Ph 2-Pkgs A&D | CLI.CON-000001 | Podium D 12 - Clean agent cylinder Set (48 kg) for TELECOM room (279). | Clean agent cylinder Set (48 kg) for TELECOM room (279). | Approved
ORA ZED-Ph 2-Pkgs A&D | CLI.CON-000001 |  |  | Approved
ORA ZED-Ph 2-Pkgs A&D | CLI.CON-000001 | Podium D 13 - Clean agent cylinder Set (45 kg) for TELECOM room (018). | Clean agent cylinder Set (45 kg) for TELECOM room (018). | Approved
ORA ZED-Ph 2-Pkgs A&D | CLI.CON-000001 |  |  | Approved
ORA ZED-Ph 2-Pkgs A&D | CLI.CON-000001 | Podium D 14 - Clean agent cylinder Set (24 kg) for TELECOM room (060). | Clean agent cylinder Set (24 kg) for TELECOM room (060). | Approved
ORA ZED-Ph 2-Pkgs A&D | CLI.CON-000001 |  |  | Approved
ORA ZED-Ph 2-Pkgs A&D | CLI.CON-000001 | Podium D 15 - Clean agent cylinder Set (24 kg) for TELECOM room (386). | Clean agent cylinder Set (24 kg) for TELECOM room (386). | Approved
ORA ZED-Ph 2-Pkgs A&D | CLI.CON-000001 |  |  | Approved
ORA ZED-Ph 2-Pkgs A&D | CLI.CON-000001 | Podium D 16 - Clean agent cylinder Set (24 kg) for TELECOM room (300). | Clean agent cylinder Set (24 kg) for TELECOM room (300). | Approved
ORA ZED-Ph 2-Pkgs A&D | CLI.CON-000001 |  |  | Approved
ORA ZED-Ph 2-Pkgs A&D | CLI.CON-000001 | Podium D 17 - Clean agent cylinder Set (35 kg) for TELECOM room (029). | Clean agent cylinder Set (35 kg) for TELECOM room (029). | Approved
ORA ZED-Ph 2-Pkgs A&D | CLI.CON-000001 |  |  | Approved
ORA ZED-Ph 2-Pkgs A&D | CLI.CON-000001 | Podium D 1 - 36 Gal. capacity, vertical type. | 36 Gal. capacity, vertical type. | Approved
ORA ZED-Ph 2-Pkgs A&D | CLI.CON-000001 |  |  | Approved
ORA ZED-Ph 2-Pkgs A&D | CLI.CON-000001 | Podium D 4 - Air aspirating type nozzle | Air aspirating type nozzle | Approved
ORA ZED-Ph 2-Pkgs A&D | CLI.CON-000001 |  |  | Approved
ORA ZED-Ph 2-Pkgs A&D | CLI.CON-000001 | E05 1 - 25mm automatic vents | 25mm | Approved
ORA ZED-Ph 2-Pkgs A&D | CLI.CON-000001 |  |  | Approved
ORA ZED-Ph 2-Pkgs A&D | CLI.CON-000001 | E05 2 - ø25 mm | ø25 mm | Approved
ORA ZED-Ph 2-Pkgs A&D | CLI.CON-000001 |  |  | Approved
ORA ZED-Ph 2-Pkgs A&D | CLI.CON-000001 | E05 3 - ø65 mm | ø65 mm | Approved
ORA ZED-Ph 2-Pkgs A&D | CLI.CON-000001 |  |  | Approved
ORA ZED-Ph 2-Pkgs A&D | CLI.CON-000001 | E05 4 - ø150 mm | ø150 mm | Approved
ORA ZED-Ph 2-Pkgs A&D | CLI.CON-000001 | E06 9 - Empty conduit for Single [UTP] outlet loaded with one RJ45 CAT [6] Jack for IP CCTV system wall mounted outdoor type. | Empty conduit for Single [UTP] outlet loaded with one RJ45 CAT [6] Jack for IP CCTV system wall mounted outdoor type. | Approved
ORA ZED-Ph 2-Pkgs A&D | CLI.CON-000001 |  |  | Approved
ORA ZED-Ph 2-Pkgs A&D | CLI.CON-000001 | E06 10 - Empty conduit for Single RJ11 telephone outlet loaded with one CAT [3] telephone Jack for analog desktop telephone set | Empty conduit for Single RJ11 telephone outlet loaded with one CAT [3] telephone Jack for analog desktop telephone set | Approved
ORA ZED-Ph 2-Pkgs A&D | CLI.CON-000001 |  |  | Approved
ORA ZED-Ph 2-Pkgs A&D | CLI.CON-000001 | E06 11 - Empty conduit for Single RJ11 telephone outlet loaded with one CAT [3] telephone Jack for analog wall mounted telephone set | Empty conduit for Single RJ11 telephone outlet loaded with one CAT [3] telephone Jack for analog wall mounted telephone set | Approved
ORA ZED-Ph 2-Pkgs A&D | CLI.CON-000001 |  |  | Approved
ORA ZED-Ph 2-Pkgs A&D | CLI.CON-000001 | E06 12 - 1.5mm thickness Galvanized steel Floor Telecom Borad (FTB) [600x600x300 mm - WxHxD] inside IT rooms | 1.5mm thickness Galvanized steel Floor Telecom Borad (FTB) [600x600x300 mm - WxHxD] inside IT rooms for GPON Network including optical distribution frame (ODF), fiber terminal boxes (FTB), fiber rings, fiber cassettes, splicing trays, perforated doors, conduits holes and all related accessories. | Approved
ORA ZED-Ph 2-Pkgs A&D | CLI.CON-000001 |  |  | Approved
ORA ZED-Ph 2-Pkgs A&D | CLI.CON-000001 | E06 13 - 1.5mm thickness Galvanized steel Indoor Equipment Cabinet (IEC) [400x600x120 mm - WxHxD] inside apartments | 1.5mm thickness Galvanized steel Indoor Equipment Cabinet (IEC) [400x600x120 mm - WxHxD] inside apartments for GPON Network including Micro ODF [2cores], CAT6 patch panel [12 ports], two power sockets, telephone distribution frame [IDF 20 pairs], doors with ventilation holes, conduits holes and all related accessories . | Approved
ORA ZED-Ph 2-Pkgs A&D | CLI.CON-000001 |  |  | Approved
ORA ZED-Ph 2-Pkgs A&D | CLI.CON-000001 | E06 14 - 2 Core Single Mode [SM] fiber optic Cable (9/125 µm) LSZH, from all [IEC] inside apartments to [FTB] inside IT rooms. | 2 Core Single Mode [SM] fiber optic Cable (9/125 µm) LSZH, from all [IEC] inside apartments to [FTB] inside IT rooms. | Approved
ORA ZED-Ph 2-Pkgs A&D | CLI.CON-000001 |  |  | Approved
ORA ZED-Ph 2-Pkgs A&D | CLI.CON-000001 | E06 15 - Single [UTP] outlet with one RJ45 CAT [6] Jack for IPTV system | Single [UTP] outlet with one RJ45 CAT [6] Jack for IPTV system | Approved
ORA ZED-Ph 2-Pkgs A&D | CLI.CON-000001 |  |  | Approved
ORA ZED-Ph 2-Pkgs A&D | CLI.CON-000001 | E06 16 - Single [UTP] outlet with one RJ45 CAT [6] Jack for IPTV system at the same floor box of power outlet | Single [UTP] outlet with one RJ45 CAT [6] Jack for IPTV system at the same floor box of power outlet | Approved
ORA ZED-Ph 2-Pkgs A&D | CLI.CON-000001 |  |  | Approved
ORA ZED-Ph 2-Pkgs A&D | CLI.CON-000001 | E06 17 - Dual [UTP] outlet loaded with two RJ45 CAT [6] Jacks for WIFI outlet. | Dual [UTP] outlet loaded with two RJ45 CAT [6] Jacks for WIFI outlet. | Approved
ORA ZED-Ph 2-Pkgs A&D | CLI.CON-000001 |  |  | Approved
ORA ZED-Ph 2-Pkgs A&D | CLI.CON-000001 | E06 18 - Single [UTP] outlet loaded with one RJ45 CAT [6] Jack for IP intercom system indoor type. | Single [UTP] outlet loaded with one RJ45 CAT [6] Jack for IP intercom system indoor type. | Approved
ORA ZED-Ph 2-Pkgs A&D | CLI.CON-000001 |  |  | Approved
ORA ZED-Ph 2-Pkgs A&D | CLI.CON-000001 | E06 19 - Single [UTP] outlet loaded with one RJ45 CAT [6] Jack for IP intercom system outdoor type. | Single [UTP] outlet loaded with one RJ45 CAT [6] Jack for IP intercom system outdoor type. | Approved
ORA ZED-Ph 2-Pkgs A&D | CLI.CON-000001 |  |  | Approved
ORA ZED-Ph 2-Pkgs A&D | CLI.CON-000001 | E06 20 - Single [UTP] outlet loaded with one RJ45 CAT [6] Jack for IP CCTV system ceiling mounted indoor type. | Single [UTP] outlet loaded with one RJ45 CAT [6] Jack for IP CCTV system ceiling mounted indoor type. | Approved
ORA ZED-Ph 2-Pkgs A&D | CLI.CON-000001 |  |  | Approved
ORA ZED-Ph 2-Pkgs A&D | CLI.CON-000001 | Podium D 3 - 160 mm | 160 mm | Approved
ORA ZED-Ph 2-Pkgs A&D | CLI.CON-000001 |  |  | Approved
ORA ZED-Ph 2-Pkgs A&D | CLI.CON-000001 | Podium D 4 - 32 mm | 32 mm | Approved
ORA ZED-Ph 2-Pkgs A&D | CLI.CON-000001 |  |  | Approved
ORA ZED-Ph 2-Pkgs A&D | CLI.CON-000001 | Podium D 5 - 50 mm | 50 mm | Approved
ORA ZED-Ph 2-Pkgs A&D | CLI.CON-000001 |  |  | Approved
ORA ZED-Ph 2-Pkgs A&D | CLI.CON-000001 | Podium D 6 - 75 mm | 75 mm | Approved
ORA ZED-Ph 2-Pkgs A&D | CLI.CON-000001 |  |  | Approved
ORA ZED-Ph 2-Pkgs A&D | CLI.CON-000001 | Podium D 7 - 110 mm | 110 mm | Approved
ORA ZED-Ph 2-Pkgs A&D | CLI.CON-000001 |  |  | Approved
ORA ZED-Ph 2-Pkgs A&D | CLI.CON-000001 | Podium D 8 - 160 mm | 160 mm | Approved
ORA ZED-Ph 2-Pkgs A&D | CLI.CON-000001 |  |  | Approved
ORA ZED-Ph 2-Pkgs A&D | CLI.CON-000001 | Podium D 9 - 200 mm | 200 mm | Approved
ORA ZED-Ph 2-Pkgs A&D | CLI.CON-000001 |  |  | Approved
ORA ZED-Ph 2-Pkgs A&D | CLI.CON-000001 | Podium D 1 - Water tank level indicators. | Water tank level indicators. | Approved
ORA ZED-Ph 2-Pkgs A&D | CLI.CON-000001 |  |  | Approved
ORA ZED-Ph 2-Pkgs A&D | CLI.CON-000001 | Podium D 2 - Size 100 mm. | Size 100 mm. | Approved
ORA ZED-Ph 2-Pkgs A&D | CLI.CON-000001 |  |  | Approved
ORA ZED-Ph 2-Pkgs A&D | CLI.CON-000001 | E05 1 - 25mm | 25mm | Approved
ORA ZED-Ph 2-Pkgs A&D | CLI.CON-000001 |  |  | Approved
ORA ZED-Ph 2-Pkgs A&D | CLI.CON-000001 | E05 2 - 20 mm | 20 mm | Approved
ORA ZED-Ph 2-Pkgs A&D | CLI.CON-000001 |  |  | Approved
ORA ZED-Ph 2-Pkgs A&D | CLI.CON-000001 | E06 1 - 25mm | 25mm | Approved
ORA ZED-Ph 2-Pkgs A&D | CLI.CON-000001 |  |  | Approved
ORA ZED-Ph 2-Pkgs A&D | CLI.CON-000001 | E06 2 - 20 mm | 20 mm | Approved
ORA ZED-Ph 2-Pkgs A&D | CLI.CON-000001 |  |  | Approved
ORA ZED-Ph 2-Pkgs A&D | CLI.CON-000001 | E07 1 - 25mm | 25mm | Approved
ORA ZED-Ph 2-Pkgs A&D | CLI.CON-000001 |  |  | Approved
ORA ZED-Ph 2-Pkgs A&D | CLI.CON-000001 | E07 2 - 20 mm | 20 mm | Approved
ORA ZED-Ph 2-Pkgs A&D | CLI.CON-000001 |  |  | Approved
ORA ZED-Ph 2-Pkgs A&D | CLI.CON-000001 | E08 1 - 25mm | 25mm | Approved
ORA ZED-Ph 2-Pkgs A&D | CLI.CON-000001 |  |  | Approved
ORA ZED-Ph 2-Pkgs A&D | CLI.CON-000001 | E08 2 - 20 mm | 20 mm | Approved
ORA ZED-Ph 2-Pkgs A&D | CLI.CON-000001 |  |  | Approved
ORA ZED-Ph 2-Pkgs A&D | CLI.CON-000001 |  |  | Approved
ORA ZED-Ph 2-Pkgs A&D | CLI.CON-000001 | E08 20 - Type W1 | Type W1 | Approved
ORA ZED-Ph 2-Pkgs A&D | CLI.CON-000001 |  |  | Approved
ORA ZED-Ph 2-Pkgs A&D | CLI.CON-000001 | E08 21 - Type W2 | Type W2 | Approved
ORA ZED-Ph 2-Pkgs A&D | CLI.CON-000001 |  |  | Approved
ORA ZED-Ph 2-Pkgs A&D | CLI.CON-000001 | E08 22 - Type W2E | Type W2E | Approved
ORA ZED-Ph 2-Pkgs A&D | CLI.CON-000001 |  |  | Approved
ORA ZED-Ph 2-Pkgs A&D | CLI.CON-000001 | E08 23 - Type F5 | Type F5 | Approved
ORA ZED-Ph 2-Pkgs A&D | CLI.CON-000001 |  |  | Approved
ORA ZED-Ph 2-Pkgs A&D | CLI.CON-000001 | Podium D 8 - Type L1. | Type L1. | Approved
ORA ZED-Ph 2-Pkgs A&D | CLI.CON-000001 |  |  | Approved
ORA ZED-Ph 2-Pkgs A&D | CLI.CON-000001 | Podium D 9 - Type L1E. equipped with 3 hours build-in battery | Type L1E. equipped with 3 hours build-in battery | Approved
ORA ZED-Ph 2-Pkgs A&D | CLI.CON-000001 |  |  | Approved
ORA ZED-Ph 2-Pkgs A&D | CLI.CON-000001 | Podium D 10 - Type L2. | Type L2. | Approved
ORA ZED-Ph 2-Pkgs A&D | CLI.CON-000001 |  |  | Approved
ORA ZED-Ph 2-Pkgs A&D | CLI.CON-000001 | Podium D 11 - Type L3. | Type L3. | Approved
ORA ZED-Ph 2-Pkgs A&D | CLI.CON-000001 |  |  | Approved
ORA ZED-Ph 2-Pkgs A&D | CLI.CON-000001 | Podium D 12 - Type W2. | Type W2. | Approved
ORA ZED-Ph 2-Pkgs A&D | CLI.CON-000001 |  |  | Approved
ORA ZED-Ph 2-Pkgs A&D | CLI.CON-000001 | Podium D 13 - Type D1. | Type D1. | Approved
ORA ZED-Ph 2-Pkgs A&D | CLI.CON-000001 |  |  | Approved
ORA ZED-Ph 2-Pkgs A&D | CLI.CON-000001 | Podium D 14 - Type D3. | Type D3. | Approved
ORA ZED-Ph 2-Pkgs A&D | CLI.CON-000001 |  |  | Approved
ORA ZED-Ph 2-Pkgs A&D | CLI.CON-000001 | E05 1 - Lightning protection system according to drawings and specifications . | Lightning protection system according to drawings and specifications . | Approved
ORA ZED-Ph 2-Pkgs A&D | CLI.CON-000001 |  |  | Approved
ORA ZED-Ph 2-Pkgs A&D | CLI.CON-000001 | E06 1 - Lightning protection system according to drawings and specifications . | Lightning protection system according to drawings and specifications . | Approved
ORA ZED-Ph 2-Pkgs A&D | CLI.CON-000001 |  |  | Approved
ORA ZED-Ph 2-Pkgs A&D | CLI.CON-000001 | E07 1 - Lightning protection system according to drawings and specifications . | Lightning protection system according to drawings and specifications . | Approved
ORA ZED-Ph 2-Pkgs A&D | CLI.CON-000001 |  |  | Approved
ORA ZED-Ph 2-Pkgs A&D | CLI.CON-000001 | E08 1 - Lightning protection system according to drawings and specifications . | Lightning protection system according to drawings and specifications . | Approved
ORA ZED-Ph 2-Pkgs A&D | CLI.CON-000001 |  |  | Approved
ORA ZED-Ph 2-Pkgs A&D | CLI.CON-000001 | Podium D 1 - Type 500A, 4P, 400 V. | Type 500A, 4P, 400 V. | Approved
ORA ZED-Ph 2-Pkgs A&D | CLI.CON-000001 |  |  | Approved
ORA ZED-Ph 2-Pkgs A&D | CLI.CON-000001 | Podium D 2 - Type 320A, 4P, 400 V. | Type 320A, 4P, 400 V. | Approved
ORA ZED-Ph 2-Pkgs A&D | CLI.CON-000001 |  |  | Approved
ORA ZED-Ph 2-Pkgs A&D | CLI.CON-000001 |  |  | Approved
ORA ZED-Ph 2-Pkgs A&D | CLI.CON-000001 | E08 5 - SMDB-E08-3rd-1 | SMDB-E08-3rd-1 | Approved
ORA ZED-Ph 2-Pkgs A&D | CLI.CON-000001 |  |  | Approved
ORA ZED-Ph 2-Pkgs A&D | CLI.CON-000001 | E08 6 - SMDB-E08-10th-1 | SMDB-E08-10th-1 | Approved
ORA ZED-Ph 2-Pkgs A&D | CLI.CON-000001 |  |  | Approved
ORA ZED-Ph 2-Pkgs A&D | CLI.CON-000001 | E08 7 - DB-E08-GR-SER-1 | DB-E08-GR-SER-1 | Approved
ORA ZED-Ph 2-Pkgs A&D | CLI.CON-000001 |  |  | Approved
ORA ZED-Ph 2-Pkgs A&D | CLI.CON-000001 | E08 8 - DB-E08-3rd-SER-1 | DB-E08-3rd-SER-1 | Approved
ORA ZED-Ph 2-Pkgs A&D | CLI.CON-000001 |  |  | Approved
ORA ZED-Ph 2-Pkgs A&D | CLI.CON-000001 | E08 9 - DB-E08-GR-1 | DB-E08-GR-1 | Approved
ORA ZED-Ph 2-Pkgs A&D | CLI.CON-000001 |  |  | Approved
ORA ZED-Ph 2-Pkgs A&D | CLI.CON-000001 | E08 10 - DB-E08-GR-2 | DB-E08-GR-2 | Approved
ORA ZED-Ph 2-Pkgs A&D | CLI.CON-000001 |  |  | Approved
ORA ZED-Ph 2-Pkgs A&D | CLI.CON-000001 | E08 11 - DB-E08-GR-3 | DB-E08-GR-3 | Approved
ORA ZED-Ph 2-Pkgs A&D | CLI.CON-000001 |  |  | Approved
ORA ZED-Ph 2-Pkgs A&D | CLI.CON-000001 | E08 12 - DB-E08-GR-4 | DB-E08-GR-4 | Approved
ORA ZED-Ph 2-Pkgs A&D | CLI.CON-000001 |  |  | Approved
ORA ZED-Ph 2-Pkgs A&D | CLI.CON-000001 | E08 13 - DB-E08-GR-5 | DB-E08-GR-5 | Approved
ORA ZED-Ph 2-Pkgs A&D | CLI.CON-000001 |  |  | Approved
ORA ZED-Ph 2-Pkgs A&D | CLI.CON-000001 | E08 14 - DB-E08-1st-1 | DB-E08-1st-1 | Approved
ORA ZED-Ph 2-Pkgs A&D | CLI.CON-000001 |  |  | Approved
ORA ZED-Ph 2-Pkgs A&D | CLI.CON-000001 | E08 15 - DB-E08-1st-2 | DB-E08-1st-2 | Approved
ORA ZED-Ph 2-Pkgs A&D | CLI.CON-000001 |  |  | Approved
ORA ZED-Ph 2-Pkgs A&D | CLI.CON-000001 | E08 16 - DB-E08-1st-3 | DB-E08-1st-3 | Approved
ORA ZED-Ph 2-Pkgs A&D | CLI.CON-000001 |  |  | Approved
ORA ZED-Ph 2-Pkgs A&D | CLI.CON-000001 | E08 17 - DB-E08-2nd-1 | DB-E08-2nd-1 | Approved
ORA ZED-Ph 2-Pkgs A&D | CLI.CON-000001 |  |  | Approved
ORA ZED-Ph 2-Pkgs A&D | CLI.CON-000001 | E08 18 - DB-E08-2nd-2 | DB-E08-2nd-2 | Approved
ORA ZED-Ph 2-Pkgs A&D | CLI.CON-000001 |  |  | Approved
ORA ZED-Ph 2-Pkgs A&D | CLI.CON-000001 | E08 19 - DB-E08-2nd-3 | DB-E08-2nd-3 | Approved
ORA ZED-Ph 2-Pkgs A&D | CLI.CON-000001 |  |  | Approved
ORA ZED-Ph 2-Pkgs A&D | CLI.CON-000001 | E08 20 - DB-E08-2nd-4 | DB-E08-2nd-4 | Approved
ORA ZED-Ph 2-Pkgs A&D | CLI.CON-000001 |  |  | Approved
ORA ZED-Ph 2-Pkgs A&D | CLI.CON-000001 | E08 21 - DB-E08-10th-1 | DB-E08-10th-1 | Approved
ORA ZED-Ph 2-Pkgs A&D | CLI.CON-000001 |  |  | Approved
ORA ZED-Ph 2-Pkgs A&D | CLI.CON-000001 | E08 22 - DB-E08-10th-2 | DB-E08-10th-2 | Approved
ORA ZED-Ph 2-Pkgs A&D | CLI.CON-000001 |  |  | Approved
ORA ZED-Ph 2-Pkgs A&D | CLI.CON-000001 | E06 (WC03) 100 mm THK solid CMU Masonry | (WC03) 100 mm THK solid CMU | Approved
ORA ZED-Ph 2-Pkgs A&D | CLI.CON-000001 |  |  | Approved
ORA ZED-Ph 2-Pkgs A&D | CLI.CON-000001 | E06 (WC04) 200 mm THK solid CMU Masonry | (WC04) 200 mm THK solid CMU | Approved
ORA ZED-Ph 2-Pkgs A&D | CLI.CON-000001 |  |  | Approved
ORA ZED-Ph 2-Pkgs A&D | CLI.CON-000001 | E06 (WC05) 100 mm THK hollow CMU (1 HR FIRE RATED) Masonry | (WC05) 100 mm THK hollow CMU (1 HR FIRE RATED) | Approved
ORA ZED-Ph 2-Pkgs A&D | CLI.CON-000001 |  |  | Approved
ORA ZED-Ph 2-Pkgs A&D | CLI.CON-000001 | E06 (WC06) 100 mm THK solid CMU (1 HR FIRE RATED) Masonry | (WC06) 100 mm THK solid CMU (1 HR FIRE RATED) | Approved
ORA ZED-Ph 2-Pkgs A&D | CLI.CON-000001 |  |  | Approved
ORA ZED-Ph 2-Pkgs A&D | CLI.CON-000001 | E06 (WC07) 200 mm THK hollow CMU (2 HR FIRE RATED) Masonry | (WC07) 200 mm THK hollow CMU (2 HR FIRE RATED) | Approved
ORA ZED-Ph 2-Pkgs A&D | CLI.CON-000001 |  |  | Approved
ORA ZED-Ph 2-Pkgs A&D | CLI.CON-000001 | E06 (WC08) 200 mm THK hollow CMU (1 HR FIRE RATED) Masonry | (WC08) 200 mm THK hollow CMU (1 HR FIRE RATED) | Approved
ORA ZED-Ph 2-Pkgs A&D | CLI.CON-000001 |  |  | Approved
ORA ZED-Ph 2-Pkgs A&D | CLI.CON-000001 | E06 (WC09) 200 mm THK hollow CMU (1.5 HR FIRE RATED) Masonry | (WC09) 200 mm THK hollow CMU (1.5 HR FIRE RATED) | Approved
ORA ZED-Ph 2-Pkgs A&D | CLI.CON-000001 |  |  | Approved
ORA ZED-Ph 2-Pkgs A&D | CLI.CON-000001 | E06 (WC10) 200 mm THK solid CMU (1 HR FIRE RATED) Masonry | (WC10) 200 mm THK solid CMU (1 HR FIRE RATED) | Approved
ORA ZED-Ph 2-Pkgs A&D | CLI.CON-000001 |  |  | Approved
ORA ZED-Ph 2-Pkgs A&D | CLI.CON-000001 | E07 (WC01) 100 mm THK hollow CMU Masonry | (WC01) 100 mm THK hollow CMU | Approved
ORA ZED-Ph 2-Pkgs A&D | CLI.CON-000001 |  |  | Approved
ORA ZED-Ph 2-Pkgs A&D | CLI.CON-000001 | E07 (WC03) 100 mm THK solid CMU Masonry | (WC03) 100 mm THK solid CMU | Approved
ORA ZED-Ph 2-Pkgs A&D | CLI.CON-000001 |  |  | Approved
ORA ZED-Ph 2-Pkgs A&D | CLI.CON-000001 | E07 (WC04) 200 mm THK solid CMU Masonry | (WC04) 200 mm THK solid CMU | Approved
ORA ZED-Ph 2-Pkgs A&D | CLI.CON-000001 |  |  | Approved
ORA ZED-Ph 2-Pkgs A&D | CLI.CON-000001 | E07 (WC05) 100 mm THK hollow CMU (1 HR FIRE RATED) Masonry | (WC05) 100 mm THK hollow CMU (1 HR FIRE RATED) | Approved
ORA ZED-Ph 2-Pkgs A&D | CLI.CON-000001 |  |  | Approved
ORA ZED-Ph 2-Pkgs A&D | CLI.CON-000001 | E07 (WC06) 100 mm THK solid CMU (1 HR FIRE RATED) Masonry | (WC06) 100 mm THK solid CMU (1 HR FIRE RATED) | Approved
ORA ZED-Ph 2-Pkgs A&D | CLI.CON-000001 |  |  | Approved
ORA ZED-Ph 2-Pkgs A&D | CLI.CON-000001 | E07 (WC07) 200 mm THK hollow CMU (2 HR FIRE RATED) Masonry | (WC07) 200 mm THK hollow CMU (2 HR FIRE RATED) | Approved
ORA ZED-Ph 2-Pkgs A&D | CLI.CON-000001 |  |  | Approved
ORA ZED-Ph 2-Pkgs A&D | CLI.CON-000001 | E07 (WC08) 200 mm THK hollow CMU (1 HR FIRE RATED) Masonry | (WC08) 200 mm THK hollow CMU (1 HR FIRE RATED) | Approved
ORA ZED-Ph 2-Pkgs A&D | CLI.CON-000001 |  |  | Approved
ORA ZED-Ph 2-Pkgs A&D | CLI.CON-000001 | E07 (WC09) 200 mm THK hollow CMU (1.5 HR FIRE RATED) Masonry | (WC09) 200 mm THK hollow CMU (1.5 HR FIRE RATED) | Approved
ORA ZED-Ph 2-Pkgs A&D | CLI.CON-000001 |  |  | Approved
ORA ZED-Ph 2-Pkgs A&D | CLI.CON-000001 | E07 (WC10) 200 mm THK solid CMU (1 HR FIRE RATED) Masonry | (WC10) 200 mm THK solid CMU (1 HR FIRE RATED) | Approved
ORA ZED-Ph 2-Pkgs A&D | CLI.CON-000001 |  |  | Approved
ORA ZED-Ph 2-Pkgs A&D | CLI.CON-000001 | E08 (WC01) 100 mm THK hollow CMU Masonry | (WC01) 100 mm THK hollow CMU | Approved
ORA ZED-Ph 2-Pkgs A&D | CLI.CON-000001 |  |  | Approved
ORA ZED-Ph 2-Pkgs A&D | CLI.CON-000001 | E08 (WC03) 100 mm THK solid CMU Masonry | (WC03) 100 mm THK solid CMU | Approved
ORA ZED-Ph 2-Pkgs A&D | CLI.CON-000001 | E06 4 - Floor mounted, height 500 mm. | Floor mounted, height 500 mm. | Approved
ORA ZED-Ph 2-Pkgs A&D | CLI.CON-000001 |  |  | Approved
ORA ZED-Ph 2-Pkgs A&D | CLI.CON-000001 | E06 5 - Floor mounted for duplexes, Refer to Dwg 05 52 00 05 | Floor mounted for duplexes, Refer to Dwg 05 52 00 05 | Approved
ORA ZED-Ph 2-Pkgs A&D | CLI.CON-000001 |  |  | Approved
ORA ZED-Ph 2-Pkgs A&D | CLI.CON-000001 | E07 1 - Side mounted, for stairs height 1100 mm. | Side mounted, for stairs height 1100 mm. | Approved
ORA ZED-Ph 2-Pkgs A&D | CLI.CON-000001 |  |  | Approved
ORA ZED-Ph 2-Pkgs A&D | CLI.CON-000001 | E07 2 - Floor mounted, height 1100 mm.Refer to Dwg 05 52 13.00 | Floor mounted, height 1100 mm.Refer to Dwg 05 52 13.00 | Approved
ORA ZED-Ph 2-Pkgs A&D | CLI.CON-000001 |  |  | Approved
ORA ZED-Ph 2-Pkgs A&D | CLI.CON-000001 | E07 3 - Floor mounted, height 1200 mm.Refer to Dwg 05 52 13.00 | Floor mounted, height 1200 mm.Refer to Dwg 05 52 13.00 | Approved
ORA ZED-Ph 2-Pkgs A&D | CLI.CON-000001 |  |  | Approved
ORA ZED-Ph 2-Pkgs A&D | CLI.CON-000001 | E07 4 - Floor mounted for duplexes, Refer to Dwg 05 52 00 05 | Floor mounted for duplexes, Refer to Dwg 05 52 00 05 | Approved
ORA ZED-Ph 2-Pkgs A&D | CLI.CON-000001 |  |  | Approved
ORA ZED-Ph 2-Pkgs A&D | CLI.CON-000001 | E08 1 - Side mounted, for stairs height 1100 mm. | Side mounted, for stairs height 1100 mm. | Approved
ORA ZED-Ph 2-Pkgs A&D | CLI.CON-000001 |  |  | Approved
ORA ZED-Ph 2-Pkgs A&D | CLI.CON-000001 | E08 2 - Floor mounted, height 1100 mm.Refer to Dwg 05 52 13.00 | Floor mounted, height 1100 mm.Refer to Dwg 05 52 13.00 | Approved
ORA ZED-Ph 2-Pkgs A&D | CLI.CON-000001 |  |  | Approved
ORA ZED-Ph 2-Pkgs A&D | CLI.CON-000001 | E08 3 - Floor mounted, height 1200 mm.Refer to Dwg 05 52 13.00 | Floor mounted, height 1200 mm.Refer to Dwg 05 52 13.00 | Approved
ORA ZED-Ph 2-Pkgs A&D | CLI.CON-000001 |  |  | Approved
ORA ZED-Ph 2-Pkgs A&D | CLI.CON-000001 | E07 RFC - Floor mounted for duplexes, Refer to Dwg 05 52 00 05 | Floor mounted for duplexes, Refer to Dwg 05 52 00 05 | Approved
ORA ZED-Ph 2-Pkgs A&D | CLI.CON-000001 |  |  | Approved
ORA ZED-Ph 2-Pkgs A&D | CLI.CON-000001 | E05 1 - Ladder, galvanized steel, height 3200 mm. Refer to Dwg 05 50 00 01. | Ladder, galvanized steel, height 3200 mm. Refer to Dwg 05 50 00 01. | Approved
ORA ZED-Ph 2-Pkgs A&D | CLI.CON-000001 |  |  | Approved
ORA ZED-Ph 2-Pkgs A&D | CLI.CON-000001 | E05 2 - Ladder, galvanized steel, height 1500 mm. | Ladder, galvanized steel, height 1500 mm. | Approved
ORA ZED-Ph 2-Pkgs A&D | CLI.CON-000001 |  |  | Approved
ORA ZED-Ph 2-Pkgs A&D | CLI.CON-000001 | E05 4 - Metal interruption gates for stopping escape 1100mm W X 900mm H | Metal interruption gates for stopping escape from typical floors at stairs ground floor landing, to meet all applicable building codes, with appropriate detailing and patterns, and contractor to submit shopdrawings for resident Engineer approval, REFER TO DWG AE552 Detail No. 2 1100mm W X 900mm H | Approved
ORA ZED-Ph 2-Pkgs A&D | CLI.CON-000001 |  |  | Approved
ORA ZED-Ph 2-Pkgs A&D | CLI.CON-000001 | E06 1 - Ladder, galvanized steel, height 3200 mm. Refer to Dwg 05 50 00 01. | Ladder, galvanized steel, height 3200 mm. Refer to Dwg 05 50 00 01. | Approved
ORA ZED-Ph 2-Pkgs A&D | CLI.CON-000001 |  |  | Approved
ORA ZED-Ph 2-Pkgs A&D | CLI.CON-000001 | E06 2 - Ladder, galvanized steel, height 1500 mm. | Ladder, galvanized steel, height 1500 mm. | Approved
ORA ZED-Ph 2-Pkgs A&D | CLI.CON-000001 |  |  | Approved
ORA ZED-Ph 2-Pkgs A&D | CLI.CON-000001 | E06 2 - Suspended ceiling 12.5 mm thick, moisture resistance, including access panels, refer to Dwg. 09 21 16.06 | Suspended ceiling 12.5 mm thick, moisture resistance, including access panels, refer to Dwg. 09 21 16.06 | Approved
ORA ZED-Ph 2-Pkgs A&D | CLI.CON-000001 |  |  | Approved
ORA ZED-Ph 2-Pkgs A&D | CLI.CON-000001 | E06 3 - Partition, full floor height, 12.5mm thick | Partition, full floor height, 12.5mm thick | Approved
ORA ZED-Ph 2-Pkgs A&D | CLI.CON-000001 |  |  | Approved
ORA ZED-Ph 2-Pkgs A&D | CLI.CON-000001 | E07 1 - Suspended ceiling 12.5 mm thick including access panels, refer to Dwg. 09 21 16.06 | Suspended ceiling 12.5 mm thick including access panels, refer to Dwg. 09 21 16.06 | Approved
ORA ZED-Ph 2-Pkgs A&D | CLI.CON-000001 |  |  | Approved
ORA ZED-Ph 2-Pkgs A&D | CLI.CON-000001 | E07 2 - Suspended ceiling 12.5 mm thick, moisture resistance, including access panels, refer to Dwg. 09 21 16.06 | Suspended ceiling 12.5 mm thick, moisture resistance, including access panels, refer to Dwg. 09 21 16.06 | Approved
ORA ZED-Ph 2-Pkgs A&D | CLI.CON-000001 |  |  | Approved
ORA ZED-Ph 2-Pkgs A&D | CLI.CON-000001 | E07 3 - Partition, full floor height, 12.5 mm thick | Partition, full floor height, 12.5 mm thick | Approved
ORA ZED-Ph 2-Pkgs A&D | CLI.CON-000001 |  |  | Approved
ORA ZED-Ph 2-Pkgs A&D | CLI.CON-000001 | E08 1 - Suspended ceiling 12.5 mm thick including access panels, refer to Dwg. 09 21 16.06 | Suspended ceiling 12.5 mm thick including access panels, refer to Dwg. 09 21 16.06 | Approved
ORA ZED-Ph 2-Pkgs A&D | CLI.CON-000001 |  |  | Approved
ORA ZED-Ph 2-Pkgs A&D | CLI.CON-000001 | E08 2 - Suspended ceiling 12.5 mm thick, moisture resistance, including access panels, refer to Dwg. 09 21 16.06 | Suspended ceiling 12.5 mm thick, moisture resistance, including access panels, refer to Dwg. 09 21 16.06 | Approved
ORA ZED-Ph 2-Pkgs A&D | CLI.CON-000001 |  |  | Approved
ORA ZED-Ph 2-Pkgs A&D | CLI.CON-000001 | E08 3 - Partition, full floor height, 12.5mm thick | Partition, full floor height, 12.5mm thick | Approved
ORA ZED-Ph 2-Pkgs A&D | CLI.CON-000001 |  |  | Approved
ORA ZED-Ph 2-Pkgs A&D | CLI.CON-000001 | Podium A 1 - Suspended ceiling 12.5 mm thick including access panel, refer to Dwg. 09 21 16.06 | Suspended ceiling 12.5 mm thick including access panel, refer to Dwg. 09 21 16.06 | Approved
ORA ZED-Ph 2-Pkgs A&D | CLI.CON-000001 |  |  | Approved
ORA ZED-Ph 2-Pkgs A&D | CLI.CON-000001 | Podium D 1 - Smoke Barriers, height 600mm | Smoke Barriers, height 600mm | Approved
ORA ZED-Ph 2-Pkgs A&D | CLI.CON-000001 |  |  | Approved
ORA ZED-Ph 2-Pkgs A&D | CLI.CON-000001 | E05 1 - W17, Walls. | W17, Walls. | Approved
ORA ZED-Ph 2-Pkgs A&D | CLI.CON-000001 |  |  | Approved
ORA ZED-Ph 2-Pkgs A&D | CLI.CON-000001 | E05 1 - Floor | Floor | Approved
ORA ZED-Ph 2-Pkgs A&D | CLI.CON-000001 |  |  | Approved
ORA ZED-Ph 2-Pkgs A&D | CLI.CON-000001 | E05 2 - Skirting 100 mm height. | Skirting 100 mm height. | Approved
ORA ZED-Ph 2-Pkgs A&D | CLI.CON-000001 |  |  | Approved
ORA ZED-Ph 2-Pkgs A&D | CLI.CON-000001 | E06 1 - W17, Walls. | W17, Walls. | Approved
ORA ZED-Ph 2-Pkgs A&D | CLI.CON-000001 |  |  | Approved
ORA ZED-Ph 2-Pkgs A&D | CLI.CON-000001 | E06 1 - Floor | Floor | Approved
ORA ZED-Ph 2-Pkgs A&D | CLI.CON-000001 |  |  | Approved
ORA ZED-Ph 2-Pkgs A&D | CLI.CON-000001 | E06 2 - Skirting 100 mm height. | Skirting 100 mm height. | Approved
ORA ZED-Ph 2-Pkgs A&D | CLI.CON-000001 |  |  | Approved
ORA ZED-Ph 2-Pkgs A&D | CLI.CON-000001 | E06 1 - 25mm automatic vents | 25mm | Approved
ORA ZED-Ph 2-Pkgs A&D | CLI.CON-000001 |  |  | Approved
ORA ZED-Ph 2-Pkgs A&D | CLI.CON-000001 | E06 2 - ø25 mm | ø25 mm | Approved
ORA ZED-Ph 2-Pkgs A&D | CLI.CON-000001 |  |  | Approved
ORA ZED-Ph 2-Pkgs A&D | CLI.CON-000001 | E06 3 - ø65 mm | ø65 mm | Approved
ORA ZED-Ph 2-Pkgs A&D | CLI.CON-000001 |  |  | Approved
ORA ZED-Ph 2-Pkgs A&D | CLI.CON-000001 | E06 4 - ø150 mm | ø150 mm | Approved
ORA ZED-Ph 2-Pkgs A&D | CLI.CON-000001 |  |  | Approved
ORA ZED-Ph 2-Pkgs A&D | CLI.CON-000001 | E07 1 - 25mm automatic vents | 25mm | Approved
ORA ZED-Ph 2-Pkgs A&D | CLI.CON-000001 |  |  | Approved
ORA ZED-Ph 2-Pkgs A&D | CLI.CON-000001 | E07 2 - ø25 mm | ø25 mm | Approved
ORA ZED-Ph 2-Pkgs A&D | CLI.CON-000001 |  |  | Approved
ORA ZED-Ph 2-Pkgs A&D | CLI.CON-000001 | E07 3 - ø65 mm | ø65 mm | Approved
ORA ZED-Ph 2-Pkgs A&D | CLI.CON-000001 |  |  | Approved
ORA ZED-Ph 2-Pkgs A&D | CLI.CON-000001 | E07 4 - ø150 mm | ø150 mm | Approved
ORA ZED-Ph 2-Pkgs A&D | CLI.CON-000001 |  |  | Approved
ORA ZED-Ph 2-Pkgs A&D | CLI.CON-000001 | E08 1 - 25mm automatic vents | 25mm | Approved
ORA ZED-Ph 2-Pkgs A&D | CLI.CON-000001 |  |  | Approved
ORA ZED-Ph 2-Pkgs A&D | CLI.CON-000001 | E08 2 - ø25 mm | ø25 mm | Approved
ORA ZED-Ph 2-Pkgs A&D | CLI.CON-000001 |  |  | Approved
ORA ZED-Ph 2-Pkgs A&D | CLI.CON-000001 | E08 3 - ø65 mm | ø65 mm | Approved
ORA ZED-Ph 2-Pkgs A&D | CLI.CON-000001 |  |  | Approved
ORA ZED-Ph 2-Pkgs A&D | CLI.CON-000001 | E08 4 - ø150 mm | ø150 mm | Approved
ORA ZED-Ph 2-Pkgs A&D | CLI.CON-000001 |  |  | Approved
ORA ZED-Ph 2-Pkgs A&D | CLI.CON-000001 | Podium D 1 - 200mm | 200mm | Approved
ORA ZED-Ph 2-Pkgs A&D | CLI.CON-000001 |  |  | Approved
ORA ZED-Ph 2-Pkgs A&D | CLI.CON-000001 | Podium D 2 - 50 mm | 50 mm | Approved
ORA ZED-Ph 2-Pkgs A&D | CLI.CON-000001 |  |  | Approved
ORA ZED-Ph 2-Pkgs A&D | CLI.CON-000001 | Podium D 3 - 65 mm | 65 mm | Approved
ORA ZED-Ph 2-Pkgs A&D | CLI.CON-000001 |  |  | Approved
ORA ZED-Ph 2-Pkgs A&D | CLI.CON-000001 | Podium D 4 - 80 mm | 80 mm | Approved
ORA ZED-Ph 2-Pkgs A&D | CLI.CON-000001 |  |  | Approved
ORA ZED-Ph 2-Pkgs A&D | CLI.CON-000001 | Podium D 5 - 150mm | 150mm | Approved
ORA ZED-Ph 2-Pkgs A&D | CLI.CON-000001 |  |  | Approved
ORA ZED-Ph 2-Pkgs A&D | CLI.CON-000001 | Podium D 6 - 200mm | 200mm | Approved
ORA ZED-Ph 2-Pkgs A&D | CLI.CON-000001 |  |  | Approved
ORA ZED-Ph 2-Pkgs A&D | CLI.CON-000001 | E06 21 - Single [UTP] outlet loaded with one RJ45 CAT [6] Jack for IP CCTV system wall mounted outdoor type. | Single [UTP] outlet loaded with one RJ45 CAT [6] Jack for IP CCTV system wall mounted outdoor type. | Approved
ORA ZED-Ph 2-Pkgs A&D | CLI.CON-000001 |  |  | Approved
ORA ZED-Ph 2-Pkgs A&D | CLI.CON-000001 | E06 22 - Single RJ11 telephone outlet loaded with one CAT [3] telephone Jack for analog desktop telephone set | Single RJ11 telephone outlet loaded with one CAT [3] telephone Jack for analog desktop telephone set | Approved
ORA ZED-Ph 2-Pkgs A&D | CLI.CON-000001 |  |  | Approved
ORA ZED-Ph 2-Pkgs A&D | CLI.CON-000001 | E06 23 - Single RJ11 telephone outlet loaded with one CAT [3] telephone Jack for analog wall mounted telephone set | Single RJ11 telephone outlet loaded with one CAT [3] telephone Jack for analog wall mounted telephone set | Approved
ORA ZED-Ph 2-Pkgs A&D | CLI.CON-000001 |  |  | Approved
ORA ZED-Ph 2-Pkgs A&D | CLI.CON-000001 | E07 1 - Provision for 1.5mm thickness Galvanized steel Floor Telecom Borad (FTB) [600x600x300 mm - WxHxD] inside IT rooms for GPON Network . | Provision for 1.5mm thickness Galvanized steel Floor Telecom Borad (FTB) [600x600x300 mm - WxHxD] inside IT rooms for GPON Network . | Approved
ORA ZED-Ph 2-Pkgs A&D | CLI.CON-000001 |  |  | Approved
ORA ZED-Ph 2-Pkgs A&D | CLI.CON-000001 | E07 2 - Provision for 1.5mm thickness Galvanized steel Indoor Equipment Cabinet (IEC) [400x600x120 mm - WxHxD] inside apartments for GPON Network . | Provision for 1.5mm thickness Galvanized steel Indoor Equipment Cabinet (IEC) [400x600x120 mm - WxHxD] inside apartments for GPON Network . | Approved
ORA ZED-Ph 2-Pkgs A&D | CLI.CON-000001 |  |  | Approved
ORA ZED-Ph 2-Pkgs A&D | CLI.CON-000001 | E07 3 - Empty conduit for Single [UTP] outlet with one RJ45 CAT [6] Jack for IPTV system | Empty conduit for Single [UTP] outlet with one RJ45 CAT [6] Jack for IPTV system | Approved
ORA ZED-Ph 2-Pkgs A&D | CLI.CON-000001 |  |  | Approved
ORA ZED-Ph 2-Pkgs A&D | CLI.CON-000001 | E07 4 - Empty conduit for floor box Single [UTP] outlet with one RJ45 CAT [6] Jack for IPTV system | Empty conduit for floor box Single [UTP] outlet with one RJ45 CAT [6] Jack for IPTV system | Approved
ORA ZED-Ph 2-Pkgs A&D | CLI.CON-000001 |  |  | Approved
ORA ZED-Ph 2-Pkgs A&D | CLI.CON-000001 | E07 5 - Empty conduit for Dual [UTP] outlet loaded with two RJ45 CAT [6] Jacks for WIFI outlet. | Empty conduit for Dual [UTP] outlet loaded with two RJ45 CAT [6] Jacks for WIFI outlet. | Approved
ORA ZED-Ph 2-Pkgs A&D | CLI.CON-000001 |  |  | Approved
ORA ZED-Ph 2-Pkgs A&D | CLI.CON-000001 | E07 6 - Empty conduit for Single [UTP] outlet loaded with one RJ45 CAT [6] Jack for IP intercom system indoor type. | Empty conduit for Single [UTP] outlet loaded with one RJ45 CAT [6] Jack for IP intercom system indoor type. | Approved
ORA ZED-Ph 2-Pkgs A&D | CLI.CON-000001 |  |  | Approved
ORA ZED-Ph 2-Pkgs A&D | CLI.CON-000001 | E07 7 - Empty conduit forSingle [UTP] outlet loaded with one RJ45 CAT [6] Jack for IP intercom system outdoor type. | Empty conduit forSingle [UTP] outlet loaded with one RJ45 CAT [6] Jack for IP intercom system outdoor type. | Approved
ORA ZED-Ph 2-Pkgs A&D | CLI.CON-000001 |  |  | Approved
ORA ZED-Ph 2-Pkgs A&D | CLI.CON-000001 | E07 8 - Empty conduit for Single [UTP] outlet loaded with one RJ45 CAT [6] Jack for IP CCTV system ceiling mounted indoor type. | Empty conduit for Single [UTP] outlet loaded with one RJ45 CAT [6] Jack for IP CCTV system ceiling mounted indoor type. | Approved
ORA ZED-Ph 2-Pkgs A&D | CLI.CON-000001 |  |  | Approved
ORA ZED-Ph 2-Pkgs A&D | CLI.CON-000001 | E07 9 - Empty conduit for Single [UTP] outlet loaded with one RJ45 CAT [6] Jack for IP CCTV system wall mounted outdoor type. | Empty conduit for Single [UTP] outlet loaded with one RJ45 CAT [6] Jack for IP CCTV system wall mounted outdoor type. | Approved
ORA ZED-Ph 2-Pkgs A&D | CLI.CON-000001 |  |  | Approved
ORA ZED-Ph 2-Pkgs A&D | CLI.CON-000001 | Podium D 1 - 100 mm float valve | 100 mm | Approved
ORA ZED-Ph 2-Pkgs A&D | CLI.CON-000001 |  |  | Approved
ORA ZED-Ph 2-Pkgs A&D | CLI.CON-000001 | Podium D 2 - 20 mm | 20 mm | Approved
ORA ZED-Ph 2-Pkgs A&D | CLI.CON-000001 |  |  | Approved
ORA ZED-Ph 2-Pkgs A&D | CLI.CON-000001 | E05 1 - 25 | 25 | Approved
ORA ZED-Ph 2-Pkgs A&D | CLI.CON-000001 |  |  | Approved
ORA ZED-Ph 2-Pkgs A&D | CLI.CON-000001 | E05 2 - 32 | 32 | Approved
ORA ZED-Ph 2-Pkgs A&D | CLI.CON-000001 |  |  | Approved
ORA ZED-Ph 2-Pkgs A&D | CLI.CON-000001 | E05 3 - 40 | 40 | Approved
ORA ZED-Ph 2-Pkgs A&D | CLI.CON-000001 |  |  | Approved
ORA ZED-Ph 2-Pkgs A&D | CLI.CON-000001 | E05 4 - 50 | 50 | Approved
ORA ZED-Ph 2-Pkgs A&D | CLI.CON-000001 |  |  | Approved
ORA ZED-Ph 2-Pkgs A&D | CLI.CON-000001 | E05 5 - 63 | 63 | Approved
ORA ZED-Ph 2-Pkgs A&D | CLI.CON-000001 |  |  | Approved
ORA ZED-Ph 2-Pkgs A&D | CLI.CON-000001 | E05 6 - 75 | 75 | Approved
ORA ZED-Ph 2-Pkgs A&D | CLI.CON-000001 |  |  | Approved
ORA ZED-Ph 2-Pkgs A&D | CLI.CON-000001 | E05 7 - 90 | 90 | Approved
ORA ZED-Ph 2-Pkgs A&D | CLI.CON-000001 |  |  | Approved
ORA ZED-Ph 2-Pkgs A&D | CLI.CON-000001 | E06 1 - 25 | 25 | Approved
ORA ZED-Ph 2-Pkgs A&D | CLI.CON-000001 |  |  | Approved
ORA ZED-Ph 2-Pkgs A&D | CLI.CON-000001 | E06 2 - 32 | 32 | Approved
ORA ZED-Ph 2-Pkgs A&D | CLI.CON-000001 |  |  | Approved
ORA ZED-Ph 2-Pkgs A&D | CLI.CON-000001 | E06 3 - 40 | 40 | Approved
ORA ZED-Ph 2-Pkgs A&D | CLI.CON-000001 |  |  | Approved
ORA ZED-Ph 2-Pkgs A&D | CLI.CON-000001 | E06 4 - 50 | 50 | Approved
ORA ZED-Ph 2-Pkgs A&D | CLI.CON-000001 |  |  | Approved
ORA ZED-Ph 2-Pkgs A&D | CLI.CON-000001 | E06 5 - 63 | 63 | Approved
ORA ZED-Ph 2-Pkgs A&D | CLI.CON-000001 |  |  | Approved
ORA ZED-Ph 2-Pkgs A&D | CLI.CON-000001 | E06 6 - 75 | 75 | Approved
ORA ZED-Ph 2-Pkgs A&D | CLI.CON-000001 |  |  | Approved
ORA ZED-Ph 2-Pkgs A&D | CLI.CON-000001 | E06 7 - 90 | 90 | Approved
ORA ZED-Ph 2-Pkgs A&D | CLI.CON-000001 |  |  | Approved
ORA ZED-Ph 2-Pkgs A&D | CLI.CON-000001 | E07 1 - 25 | 25 | Approved
ORA ZED-Ph 2-Pkgs A&D | CLI.CON-000001 |  |  | Approved
ORA ZED-Ph 2-Pkgs A&D | CLI.CON-000001 | E07 2 - 32 | 32 | Approved
ORA ZED-Ph 2-Pkgs A&D | CLI.CON-000001 |  |  | Approved
ORA ZED-Ph 2-Pkgs A&D | CLI.CON-000001 | E07 3 - 40 | 40 | Approved
ORA ZED-Ph 2-Pkgs A&D | CLI.CON-000001 | Podium D 3 - Type 250A, 4P, 400 V. | Type 250A, 4P, 400 V. | Approved
ORA ZED-Ph 2-Pkgs A&D | CLI.CON-000001 |  |  | Approved
ORA ZED-Ph 2-Pkgs A&D | CLI.CON-000001 | Podium D 4 - Type 200A, 4P, 400 V. | Type 200A, 4P, 400 V. | Approved
ORA ZED-Ph 2-Pkgs A&D | CLI.CON-000001 |  |  | Approved
ORA ZED-Ph 2-Pkgs A&D | CLI.CON-000001 | Podium D 5 - Type 160A, 4P, 400 V. | Type 160A, 4P, 400 V. | Approved
ORA ZED-Ph 2-Pkgs A&D | CLI.CON-000001 |  |  | Approved
ORA ZED-Ph 2-Pkgs A&D | CLI.CON-000001 | Podium D 6 - Type 125A, 4P, 400 V. | Type 125A, 4P, 400 V. | Approved
ORA ZED-Ph 2-Pkgs A&D | CLI.CON-000001 |  |  | Approved
ORA ZED-Ph 2-Pkgs A&D | CLI.CON-000001 | Podium D 7 - Type 100A, 4P, 400 V. | Type 100A, 4P, 400 V. | Approved
ORA ZED-Ph 2-Pkgs A&D | CLI.CON-000001 |  |  | Approved
ORA ZED-Ph 2-Pkgs A&D | CLI.CON-000001 | Podium D 1 - 12KVA, 380/380V, 10 Minutes. | 12KVA, 380/380V, 10 Minutes. | Approved
ORA ZED-Ph 2-Pkgs A&D | CLI.CON-000001 |  |  | Approved
ORA ZED-Ph 2-Pkgs A&D | CLI.CON-000001 | Podium D 2 - 15KVA, 380/380V, 10 Minutes. | 15KVA, 380/380V, 10 Minutes. | Approved
ORA ZED-Ph 2-Pkgs A&D | CLI.CON-000001 |  |  | Approved
ORA ZED-Ph 2-Pkgs A&D | CLI.CON-000001 | Podium D 3 - 180KVA, 380/380V, 10 Minutes. | 180KVA, 380/380V, 10 Minutes. | Approved
ORA ZED-Ph 2-Pkgs A&D | CLI.CON-000001 |  |  | Approved
ORA ZED-Ph 2-Pkgs A&D | CLI.CON-000001 | Podium D 4 - 12KVA, 380/380V, 10 Minutes. | 12KVA, 380/380V, 10 Minutes. | Approved
ORA ZED-Ph 2-Pkgs A&D | CLI.CON-000001 |  |  | Approved
ORA ZED-Ph 2-Pkgs A&D | CLI.CON-000001 | Podium D 5 - 15KVA, 380/380V, 10 Minutes. | 15KVA, 380/380V, 10 Minutes. | Approved
ORA ZED-Ph 2-Pkgs A&D | CLI.CON-000001 |  |  | Approved
ORA ZED-Ph 2-Pkgs A&D | CLI.CON-000001 | Podium D 6 - 180KVA, 380/380V, 10 Minutes. | 180KVA, 380/380V, 10 Minutes. | Approved
ORA ZED-Ph 2-Pkgs A&D | CLI.CON-000001 |  |  | Approved
ORA ZED-Ph 2-Pkgs A&D | CLI.CON-000001 | Podium D 2 - Type 1000KVA, 380V, 50Hz, control panel, daily fuel tank. | Type 1000KVA, 380V, 50Hz, control panel, daily fuel tank. | Approved
ORA ZED-Ph 2-Pkgs A&D | CLI.CON-000001 |  |  | Approved
ORA ZED-Ph 2-Pkgs A&D | CLI.CON-000001 | Podium D 1 - Type 1000KVA, 380V, 50Hz, control panel, daily fuel tank. | Type 1000KVA, 380V, 50Hz, control panel, daily fuel tank. | Approved
ORA ZED-Ph 2-Pkgs A&D | CLI.CON-000001 |  |  | Approved
ORA ZED-Ph 2-Pkgs A&D | CLI.CON-000001 | E05 1 - For power network including equipotential bars, cables, taps, bonding,, boxes, clamps, covers, cadwelds, exothermic connections, etc & all necessary earthing accessories. To verify earthing resistance according to the specification. | For power network including equipotential bars, cables, taps, bonding,, boxes, clamps, covers, cadwelds, exothermic connections, etc & all necessary earthing accessories. To verify earthing resistance according to the specification. | Approved
ORA ZED-Ph 2-Pkgs A&D | CLI.CON-000001 |  |  | Approved
ORA ZED-Ph 2-Pkgs A&D | CLI.CON-000001 | E06 1 - For power network including equipotential bars, cables, taps, bonding,, boxes, clamps, covers, cadwelds, exothermic connections, etc & all necessary earthing accessories. To verify earthing resistance according to the specification. | For power network including equipotential bars, cables, taps, bonding,, boxes, clamps, covers, cadwelds, exothermic connections, etc & all necessary earthing accessories. To verify earthing resistance according to the specification. | Approved
ORA ZED-Ph 2-Pkgs A&D | CLI.CON-000001 |  |  | Approved
ORA ZED-Ph 2-Pkgs A&D | CLI.CON-000001 |  |  | Approved
ORA ZED-Ph 2-Pkgs A&D | CLI.CON-000001 | E08 23 - Enclosure for KWH meter | Enclosure for KWH meter | Approved
ORA ZED-Ph 2-Pkgs A&D | CLI.CON-000001 |  |  | Approved
ORA ZED-Ph 2-Pkgs A&D | CLI.CON-000001 | Podium D 1 - MDB-01 | MDB-01 | Approved
ORA ZED-Ph 2-Pkgs A&D | CLI.CON-000001 |  |  | Approved
ORA ZED-Ph 2-Pkgs A&D | CLI.CON-000001 | Podium D 2 - MDB-02 | MDB-02 | Approved
ORA ZED-Ph 2-Pkgs A&D | CLI.CON-000001 |  |  | Approved
ORA ZED-Ph 2-Pkgs A&D | CLI.CON-000001 | Podium D 3 - EMDB-01 | EMDB-01 | Approved
ORA ZED-Ph 2-Pkgs A&D | CLI.CON-000001 |  |  | Approved
ORA ZED-Ph 2-Pkgs A&D | CLI.CON-000001 | Podium D 4 - EMDB-02 | EMDB-02 | Approved
ORA ZED-Ph 2-Pkgs A&D | CLI.CON-000001 |  |  | Approved
ORA ZED-Ph 2-Pkgs A&D | CLI.CON-000001 | Podium D 5 - SMDB-E05-02 | SMDB-E05-02 | Approved
ORA ZED-Ph 2-Pkgs A&D | CLI.CON-000001 |  |  | Approved
ORA ZED-Ph 2-Pkgs A&D | CLI.CON-000001 | Podium D 6 - SMDB-E05-05 | SMDB-E05-05 | Approved
ORA ZED-Ph 2-Pkgs A&D | CLI.CON-000001 |  |  | Approved
ORA ZED-Ph 2-Pkgs A&D | CLI.CON-000001 | Podium D 7 - SMDB-E05-08 | SMDB-E05-08 | Approved
ORA ZED-Ph 2-Pkgs A&D | CLI.CON-000001 |  |  | Approved
ORA ZED-Ph 2-Pkgs A&D | CLI.CON-000001 | Podium D 8 - SMDB-E05-09 | SMDB-E05-09 | Approved
ORA ZED-Ph 2-Pkgs A&D | CLI.CON-000001 |  |  | Approved
ORA ZED-Ph 2-Pkgs A&D | CLI.CON-000001 | Podium D 9 - SMDB-E06-07 | SMDB-E06-07 | Approved
ORA ZED-Ph 2-Pkgs A&D | CLI.CON-000001 |  |  | Approved
ORA ZED-Ph 2-Pkgs A&D | CLI.CON-000001 | Podium D 10 - SMDB-E06-12 | SMDB-E06-12 | Approved
ORA ZED-Ph 2-Pkgs A&D | CLI.CON-000001 |  |  | Approved
ORA ZED-Ph 2-Pkgs A&D | CLI.CON-000001 | Podium D 11 - SMDB-E07-03 | SMDB-E07-03 | Approved
ORA ZED-Ph 2-Pkgs A&D | CLI.CON-000001 |  |  | Approved
ORA ZED-Ph 2-Pkgs A&D | CLI.CON-000001 | Podium D 12 - SMDB-E07-04 | SMDB-E07-04 | Approved
ORA ZED-Ph 2-Pkgs A&D | CLI.CON-000001 |  |  | Approved
ORA ZED-Ph 2-Pkgs A&D | CLI.CON-000001 | Podium D 13 - SMDB-E07-10 | SMDB-E07-10 | Approved
ORA ZED-Ph 2-Pkgs A&D | CLI.CON-000001 |  |  | Approved
ORA ZED-Ph 2-Pkgs A&D | CLI.CON-000001 | Podium D 14 - SMDB-E07-11 | SMDB-E07-11 | Approved
ORA ZED-Ph 2-Pkgs A&D | CLI.CON-000001 |  |  | Approved
ORA ZED-Ph 2-Pkgs A&D | CLI.CON-000001 | Podium D 15 - SMDB-E08-01 | SMDB-E08-01 | Approved
ORA ZED-Ph 2-Pkgs A&D | CLI.CON-000001 |  |  | Approved
ORA ZED-Ph 2-Pkgs A&D | CLI.CON-000001 | Podium D 16 - SMDB-E08-06 | SMDB-E08-06 | Approved
ORA ZED-Ph 2-Pkgs A&D | CLI.CON-000001 |  |  | Approved
ORA ZED-Ph 2-Pkgs A&D | CLI.CON-000001 |  |  | Approved
ORA ZED-Ph 2-Pkgs A&D | CLI.CON-000001 | E08 (WC04) 200 mm THK solid CMU Masonry | (WC04) 200 mm THK solid CMU | Approved
ORA ZED-Ph 2-Pkgs A&D | CLI.CON-000001 |  |  | Approved
ORA ZED-Ph 2-Pkgs A&D | CLI.CON-000001 | E08 (WC05) 100 mm THK hollow CMU (1 HR FIRE RATED) Masonry | (WC05) 100 mm THK hollow CMU (1 HR FIRE RATED) | Approved
ORA ZED-Ph 2-Pkgs A&D | CLI.CON-000001 |  |  | Approved
ORA ZED-Ph 2-Pkgs A&D | CLI.CON-000001 | E08 (WC06) 100 mm THK solid CMU (1 HR FIRE RATED) Masonry | (WC06) 100 mm THK solid CMU (1 HR FIRE RATED) | Approved
ORA ZED-Ph 2-Pkgs A&D | CLI.CON-000001 |  |  | Approved
ORA ZED-Ph 2-Pkgs A&D | CLI.CON-000001 | E08 (WC07) 200 mm THK hollow CMU (2 HR FIRE RATED) Masonry | (WC07) 200 mm THK hollow CMU (2 HR FIRE RATED) | Approved
ORA ZED-Ph 2-Pkgs A&D | CLI.CON-000001 |  |  | Approved
ORA ZED-Ph 2-Pkgs A&D | CLI.CON-000001 | E08 (WC08) 200 mm THK hollow CMU (1 HR FIRE RATED) Masonry | (WC08) 200 mm THK hollow CMU (1 HR FIRE RATED) | Approved
ORA ZED-Ph 2-Pkgs A&D | CLI.CON-000001 |  |  | Approved
ORA ZED-Ph 2-Pkgs A&D | CLI.CON-000001 | E08 (WC09) 200 mm THK hollow CMU (1.5 HR FIRE RATED) Masonry | (WC09) 200 mm THK hollow CMU (1.5 HR FIRE RATED) | Approved
ORA ZED-Ph 2-Pkgs A&D | CLI.CON-000001 |  |  | Approved
ORA ZED-Ph 2-Pkgs A&D | CLI.CON-000001 | E08 (WC10) 200 mm THK solid CMU (1 HR FIRE RATED) Masonry | (WC10) 200 mm THK solid CMU (1 HR FIRE RATED) | Approved
ORA ZED-Ph 2-Pkgs A&D | CLI.CON-000001 |  |  | Approved
ORA ZED-Ph 2-Pkgs A&D | CLI.CON-000001 | Podium A (WC01) 100 mm THK hollow CMU Masonry | (WC01) 100 mm THK hollow CMU | Approved
ORA ZED-Ph 2-Pkgs A&D | CLI.CON-000001 |  |  | Approved
ORA ZED-Ph 2-Pkgs A&D | CLI.CON-000001 | Podium A (WC02) 200 mm THK hollow CMU Masonry | (WC02) 200 mm THK hollow CMU | Approved
ORA ZED-Ph 2-Pkgs A&D | CLI.CON-000001 |  |  | Approved
ORA ZED-Ph 2-Pkgs A&D | CLI.CON-000001 | Podium A (WC05) 100 mm THK hollow CMU (1 HR FIRE RATED) Masonry | (WC05) 100 mm THK hollow CMU (1 HR FIRE RATED) | Approved
ORA ZED-Ph 2-Pkgs A&D | CLI.CON-000001 |  |  | Approved
ORA ZED-Ph 2-Pkgs A&D | CLI.CON-000001 | Podium A (WC07) 200 mm THK hollow CMU (2 HR FIRE RATED) Masonry | (WC07) 200 mm THK hollow CMU (2 HR FIRE RATED) | Approved
ORA ZED-Ph 2-Pkgs A&D | CLI.CON-000001 |  |  | Approved
ORA ZED-Ph 2-Pkgs A&D | CLI.CON-000001 | Podium A (WC08) 200 mm THK hollow CMU (1 HR FIRE RATED) Masonry | (WC08) 200 mm THK hollow CMU (1 HR FIRE RATED) | Approved
ORA ZED-Ph 2-Pkgs A&D | CLI.CON-000001 |  |  | Approved
ORA ZED-Ph 2-Pkgs A&D | CLI.CON-000001 | Podium A (WC09) 200 mm THK hollow CMU (1.5 HR FIRE RATED) Masonry | (WC09) 200 mm THK hollow CMU (1.5 HR FIRE RATED) | Approved
ORA ZED-Ph 2-Pkgs A&D | CLI.CON-000001 |  |  | Approved
ORA ZED-Ph 2-Pkgs A&D | CLI.CON-000001 | Podium A (WC13) 100 mm THK hollow CMU (2 HR FIRE RATED) Masonry | (WC13) 100 mm THK hollow CMU (2 HR FIRE RATED) | Approved
ORA ZED-Ph 2-Pkgs A&D | CLI.CON-000001 |  |  | Approved
ORA ZED-Ph 2-Pkgs A&D | CLI.CON-000001 | Podium D (WC02) 200 mm THK HOLLOW CMU Masonry | (WC02) 200 mm THK HOLLOW CMU | Approved
ORA ZED-Ph 2-Pkgs A&D | CLI.CON-000001 |  |  | Approved
ORA ZED-Ph 2-Pkgs A&D | CLI.CON-000001 | Podium D (WC07) 200 mm THK HOLLOW CMU (2 HR FIRE RATED) Masonry | (WC07) 200 mm THK HOLLOW CMU (2 HR FIRE RATED) | Approved
ORA ZED-Ph 2-Pkgs A&D | CLI.CON-000001 |  |  | Approved
ORA ZED-Ph 2-Pkgs A&D | CLI.CON-000001 | Podium D (WC08) 200 mm THK HOLLOW CMU (1 HR FIRE RATED) Masonry | (WC08) 200 mm THK HOLLOW CMU (1 HR FIRE RATED) | Approved
ORA ZED-Ph 2-Pkgs A&D | CLI.CON-000001 |  |  | Approved
ORA ZED-Ph 2-Pkgs A&D | CLI.CON-000001 | Podium A Blinding layer 150 mm thick under Raft foundation Manpower ( Formwork & steel ) | Blinding layer 150 mm thick under Raft foundation | Approved
ORA ZED-Ph 2-Pkgs A&D | CLI.CON-000001 |  |  | Approved
ORA ZED-Ph 2-Pkgs A&D | CLI.CON-000001 | E06 4 - Metal interruption gates for stopping escape 1100mm W X 900mm H | Metal interruption gates for stopping escape from typical floors at stairs ground floor landing, to meet all applicable building codes, with appropriate detailing and patterns, and contractor to submit shopdrawings for resident Engineer approval, REFER TO DWG AE552 Detail No. 2 1100mm W X 900mm H | Approved
ORA ZED-Ph 2-Pkgs A&D | CLI.CON-000001 |  |  | Approved
ORA ZED-Ph 2-Pkgs A&D | CLI.CON-000001 | E07 1 - Ladder, galvanized steel, height 3200 mm. Refer to Dwg 05 50 00 01. | Ladder, galvanized steel, height 3200 mm. Refer to Dwg 05 50 00 01. | Approved
ORA ZED-Ph 2-Pkgs A&D | CLI.CON-000001 |  |  | Approved
ORA ZED-Ph 2-Pkgs A&D | CLI.CON-000001 | E07 4 - Metal interruption gates for stopping escape 1100mm W X 900mm H | Metal interruption gates for stopping escape from typical floors at stairs ground floor landing, to meet all applicable building codes, with appropriate detailing and patterns, and contractor to submit shopdrawings for resident Engineer approval, REFER TO DWG AE552 Detail No. 2 1100mm W X 900mm H | Approved
ORA ZED-Ph 2-Pkgs A&D | CLI.CON-000001 |  |  | Approved
ORA ZED-Ph 2-Pkgs A&D | CLI.CON-000001 | E08 1 - Ladder, galvanized steel, height 3200 mm. Refer to Dwg 05 50 00 01. | Ladder, galvanized steel, height 3200 mm. Refer to Dwg 05 50 00 01. | Approved
ORA ZED-Ph 2-Pkgs A&D | CLI.CON-000001 |  |  | Approved
ORA ZED-Ph 2-Pkgs A&D | CLI.CON-000001 | E08 4 - Metal interruption gates for stopping escape 1100mm W X 900mm H | Metal interruption gates for stopping escape from typical floors at stairs ground floor landing, to meet all applicable building codes, with appropriate detailing and patterns, and contractor to submit shopdrawings for resident Engineer approval, REFER TO DWG AE552 DETAIL NO. 2 1100mm W X 900mm H | Approved
ORA ZED-Ph 2-Pkgs A&D | CLI.CON-000001 |  |  | Approved
ORA ZED-Ph 2-Pkgs A&D | CLI.CON-000001 | Podium A 1 - Ladder, galvanized steel, height 3200 mm, according to DWG. 05 50 00.00 | Ladder, galvanized steel, height 3200 mm, according to DWG. 05 50 00.00 | Approved
ORA ZED-Ph 2-Pkgs A&D | CLI.CON-000001 |  |  | Approved
ORA ZED-Ph 2-Pkgs A&D | CLI.CON-000001 | Podium A 2 - Ladder, satinless steel, height 3300 mm, according to DWG. 05 50 00.00 | Ladder, satinless steel, height 3300 mm, according to DWG. 05 50 00.00 | Approved
ORA ZED-Ph 2-Pkgs A&D | CLI.CON-000001 |  |  | Approved
ORA ZED-Ph 2-Pkgs A&D | CLI.CON-000001 | Podium A 1 - Supply and install Galvanized steel gratings platform including polyurethane paint; fixing; according to drawings and specifications AE551 no.5 | Supply and install Galvanized steel gratings platform including polyurethane paint; fixing; according to drawings and specifications AE551 no.5 | Approved
ORA ZED-Ph 2-Pkgs A&D | CLI.CON-000001 |  |  | Approved
ORA ZED-Ph 2-Pkgs A&D | CLI.CON-000001 | Podium A 2 - Supply and install Galvanized steel gratings trench cover; fixing; according to drawings and specifications AE551 no.5 | Supply and install Galvanized steel gratings trench cover; fixing; according to drawings and specifications AE551 no.5 | Approved
ORA ZED-Ph 2-Pkgs A&D | CLI.CON-000001 |  |  | Approved
ORA ZED-Ph 2-Pkgs A&D | CLI.CON-000001 | E05 10 - Metal mesh bronze , Code 01 including items mentioned in"Method of Measurements". Refer to Detail 05 70 00 02. | Metal mesh bronze , Code 01 including items mentioned in"Method of Measurements". Refer to Detail 05 70 00 02. | Approved
ORA ZED-Ph 2-Pkgs A&D | CLI.CON-000001 |  |  | Approved
ORA ZED-Ph 2-Pkgs A&D | CLI.CON-000001 | E05 11 - Stainless Steel Strip Divider Refer to Details 05 75 00 02 & 05 75 00 03 | Stainless Steel Strip Divider Refer to Details 05 75 00 02 & 05 75 00 03 | Approved
ORA ZED-Ph 2-Pkgs A&D | CLI.CON-000001 |  |  | Approved
ORA ZED-Ph 2-Pkgs A&D | CLI.CON-000001 | E06 1 - Metal mesh bronze , Code 01 including items mentioned in"Method of Measurements". Refer to Detail 05 70 00 02. | Metal mesh bronze , Code 01 including items mentioned in"Method of Measurements". Refer to Detail 05 70 00 02. | Approved
ORA ZED-Ph 2-Pkgs A&D | CLI.CON-000001 |  |  | Approved
ORA ZED-Ph 2-Pkgs A&D | CLI.CON-000001 | E06 2 - Stainless Steel Strip Divider Refer to Details 05 75 00 02 & 05 75 00 03 | Stainless Steel Strip Divider Refer to Details 05 75 00 02 & 05 75 00 03 | Approved
ORA ZED-Ph 2-Pkgs A&D | CLI.CON-000001 |  |  | Approved
ORA ZED-Ph 2-Pkgs A&D | CLI.CON-000001 |  |  | Approved
ORA ZED-Ph 2-Pkgs A&D | CLI.CON-000001 | E07 1 - W17, Walls. | W17, Walls. | Approved
ORA ZED-Ph 2-Pkgs A&D | CLI.CON-000001 |  |  | Approved
ORA ZED-Ph 2-Pkgs A&D | CLI.CON-000001 | E07 1 - Floor | Floor | Approved
ORA ZED-Ph 2-Pkgs A&D | CLI.CON-000001 |  |  | Approved
ORA ZED-Ph 2-Pkgs A&D | CLI.CON-000001 | E07 2 - Skirting 100 mm height. | Skirting 100 mm height. | Approved
ORA ZED-Ph 2-Pkgs A&D | CLI.CON-000001 |  |  | Approved
ORA ZED-Ph 2-Pkgs A&D | CLI.CON-000001 | E08 1 - W17, Walls. | W17, Walls. | Approved
ORA ZED-Ph 2-Pkgs A&D | CLI.CON-000001 |  |  | Approved
ORA ZED-Ph 2-Pkgs A&D | CLI.CON-000001 | E08 1 - Floor | Floor | Approved
ORA ZED-Ph 2-Pkgs A&D | CLI.CON-000001 |  |  | Approved
ORA ZED-Ph 2-Pkgs A&D | CLI.CON-000001 | E08 2 - Skirting 100 mm height. | Skirting 100 mm height. | Approved
ORA ZED-Ph 2-Pkgs A&D | CLI.CON-000001 |  |  | Approved
ORA ZED-Ph 2-Pkgs A&D | CLI.CON-000001 | E05 5 - Supply and install Cast Gray iron, Class 20 with and integral abrasive finish Dwg. 05 50 00 10 | Supply and install Cast Gray iron, Class 20 with and integral abrasive finish consisting of Aluminum Oxide and silicon carbide stair nosing edge trim, 85mm width X 40mm lip, & 6mm Thickness including all required to compleet and fix the work as mentioned in "Method of Measurements", as per drawings and according to specifications, refer to Dwg. 05 50 00 10 | Approved
ORA ZED-Ph 2-Pkgs A&D | CLI.CON-000001 |  |  | Approved
ORA ZED-Ph 2-Pkgs A&D | CLI.CON-000001 | E06 5 - Supply and install Cast Gray iron, Class 20 with and integral abrasive finish Dwg. 05 50 00 10 | Supply and install Cast Gray iron, Class 20 with and integral abrasive finish consisting of Aluminum Oxide and silicon carbide stair nosing edge trim, 85mm width X 40mm lip, & 6mm Thickness including all required to compleet and fix the work as mentioned in "Method of Measurements", as per drawings and according to specifications, refer to Dwg. 05 50 00 10 | Approved
ORA ZED-Ph 2-Pkgs A&D | CLI.CON-000001 |  |  | Approved
ORA ZED-Ph 2-Pkgs A&D | CLI.CON-000001 | E07 5 - Supply and install Cast Gray iron, Class 20 with and integral abrasive finish Dwg. 05 50 00 10 | Supply and install Cast Gray iron, Class 20 with and integral abrasive finish consisting of Aluminum Oxide and silicon carbide stair nosing edge trim, 85mm width X 40mm lip, & 6mm Thickness including all required to compleet and fix the work as mentioned in "Method of Measurements", as per drawings and according to specifications, refer to Dwg. 05 50 00 10 | Approved
ORA ZED-Ph 2-Pkgs A&D | CLI.CON-000001 |  |  | Approved
ORA ZED-Ph 2-Pkgs A&D | CLI.CON-000001 | E08 5 - Supply and install Cast Gray iron, Class 20 with and integral abrasive finish Dwg. 05 50 00 10 | Supply and install Cast Gray iron, Class 20 with and integral abrasive finish consisting of Aluminum Oxide and silicon carbide stair nosing edge trim, 85mm width X 40mm lip, & 6mm Thickness including all required to compleet and fix the work as mentioned in "Method of Measurements", as per drawings and according to specifications, refer to Dwg. 05 50 00 10 | Approved
ORA ZED-Ph 2-Pkgs A&D | CLI.CON-000001 |  |  | Approved
ORA ZED-Ph 2-Pkgs A&D | CLI.CON-000001 | Podium A 1 - Ramps. | Ramps. | Approved
ORA ZED-Ph 2-Pkgs A&D | CLI.CON-000001 |  |  | Approved
ORA ZED-Ph 2-Pkgs A&D | CLI.CON-000001 | Podium A 2 - Parking area | Parking area | Approved
ORA ZED-Ph 2-Pkgs A&D | CLI.CON-000001 |  |  | Approved
ORA ZED-Ph 2-Pkgs A&D | CLI.CON-000001 | Podium A 3 - Pedestrian area | Pedestrian area | Approved
ORA ZED-Ph 2-Pkgs A&D | CLI.CON-000001 |  |  | Approved
ORA ZED-Ph 2-Pkgs A&D | CLI.CON-000001 | Podium A 4 - Pavement area. | Pavement area. | Approved
ORA ZED-Ph 2-Pkgs A&D | CLI.CON-000001 |  |  | Approved
ORA ZED-Ph 2-Pkgs A&D | CLI.CON-000001 | Podium D 7 - Pressure Gauge. | Pressure Gauge. | Approved
ORA ZED-Ph 2-Pkgs A&D | CLI.CON-000001 |  |  | Approved
ORA ZED-Ph 2-Pkgs A&D | CLI.CON-000001 | Podium D 8 - pressure relief valve 25mm | pressure relief valve 25mm | Approved
ORA ZED-Ph 2-Pkgs A&D | CLI.CON-000001 |  |  | Approved
ORA ZED-Ph 2-Pkgs A&D | CLI.CON-000001 | Podium D 9 - 80 mm | 80 mm | Approved
ORA ZED-Ph 2-Pkgs A&D | CLI.CON-000001 |  |  | Approved
ORA ZED-Ph 2-Pkgs A&D | CLI.CON-000001 | Podium D 10 - 150 mm check valve | 150 mm | Approved
ORA ZED-Ph 2-Pkgs A&D | CLI.CON-000001 |  |  | Approved
ORA ZED-Ph 2-Pkgs A&D | CLI.CON-000001 | Podium D 11 - 50 mm | 50 mm | Approved
ORA ZED-Ph 2-Pkgs A&D | CLI.CON-000001 |  |  | Approved
ORA ZED-Ph 2-Pkgs A&D | CLI.CON-000001 | Podium D 12 - 150 mm | 150 mm | Approved
ORA ZED-Ph 2-Pkgs A&D | CLI.CON-000001 |  |  | Approved
ORA ZED-Ph 2-Pkgs A&D | CLI.CON-000001 | Podium D 13 - 150 mm | 150 mm | Approved
ORA ZED-Ph 2-Pkgs A&D | CLI.CON-000001 |  |  | Approved
ORA ZED-Ph 2-Pkgs A&D | CLI.CON-000001 | Podium D 14 - ZCS 150mm | ZCS 150mm | Approved
ORA ZED-Ph 2-Pkgs A&D | CLI.CON-000001 |  |  | Approved
ORA ZED-Ph 2-Pkgs A&D | CLI.CON-000001 | Podium D 15 - 25 mm | 25 mm | Approved
ORA ZED-Ph 2-Pkgs A&D | CLI.CON-000001 |  |  | Approved
ORA ZED-Ph 2-Pkgs A&D | CLI.CON-000001 | Podium D 16 - 50 mm | 50 mm | Approved
ORA ZED-Ph 2-Pkgs A&D | CLI.CON-000001 |  |  | Approved
ORA ZED-Ph 2-Pkgs A&D | CLI.CON-000001 | Podium D 17 - 80mm | 80mm | Approved
ORA ZED-Ph 2-Pkgs A&D | CLI.CON-000001 |  |  | Approved
ORA ZED-Ph 2-Pkgs A&D | CLI.CON-000001 | Podium D 18 - 100mm | 100mm | Approved
ORA ZED-Ph 2-Pkgs A&D | CLI.CON-000001 |  |  | Approved
ORA ZED-Ph 2-Pkgs A&D | CLI.CON-000001 | Podium D 19 - 150 mm | 150 mm | Approved
ORA ZED-Ph 2-Pkgs A&D | CLI.CON-000001 |  |  | Approved
ORA ZED-Ph 2-Pkgs A&D | CLI.CON-000001 | Podium D 20 - 200 mm | 200 mm | Approved
ORA ZED-Ph 2-Pkgs A&D | CLI.CON-000001 |  |  | Approved
ORA ZED-Ph 2-Pkgs A&D | CLI.CON-000001 | Podium D 21 - 25 mm | 25 mm | Approved
ORA ZED-Ph 2-Pkgs A&D | CLI.CON-000001 |  |  | Approved
ORA ZED-Ph 2-Pkgs A&D | CLI.CON-000001 | Podium D 22 - 32 mm | 32 mm | Approved
ORA ZED-Ph 2-Pkgs A&D | CLI.CON-000001 |  |  | Approved
ORA ZED-Ph 2-Pkgs A&D | CLI.CON-000001 | Podium D 23 - 40 mm | 40 mm | Approved
ORA ZED-Ph 2-Pkgs A&D | CLI.CON-000001 |  |  | Approved
ORA ZED-Ph 2-Pkgs A&D | CLI.CON-000001 | Podium D 24 - 50 mm | 50 mm | Approved
ORA ZED-Ph 2-Pkgs A&D | CLI.CON-000001 |  |  | Approved
ORA ZED-Ph 2-Pkgs A&D | CLI.CON-000001 | E07 10 - Empty conduit for Single RJ11 telephone outlet loaded with one CAT [3] telephone Jack for analog desktop telephone set | Empty conduit for Single RJ11 telephone outlet loaded with one CAT [3] telephone Jack for analog desktop telephone set | Approved
ORA ZED-Ph 2-Pkgs A&D | CLI.CON-000001 |  |  | Approved
ORA ZED-Ph 2-Pkgs A&D | CLI.CON-000001 | E07 11 - Empty conduit for Single RJ11 telephone outlet loaded with one CAT [3] telephone Jack for analog wall mounted telephone set | Empty conduit for Single RJ11 telephone outlet loaded with one CAT [3] telephone Jack for analog wall mounted telephone set | Approved
ORA ZED-Ph 2-Pkgs A&D | CLI.CON-000001 |  |  | Approved
ORA ZED-Ph 2-Pkgs A&D | CLI.CON-000001 | E07 12 - 1.5mm thickness Galvanized steel Floor Telecom Borad (FTB) [600x600x300 mm - WxHxD] inside IT rooms | 1.5mm thickness Galvanized steel Floor Telecom Borad (FTB) [600x600x300 mm - WxHxD] inside IT rooms for GPON Network including optical distribution frame (ODF), fiber terminal boxes (FTB), fiber rings, fiber cassettes, splicing trays, perforated doors, conduits holes and all related accessories. | Approved
ORA ZED-Ph 2-Pkgs A&D | CLI.CON-000001 |  |  | Approved
ORA ZED-Ph 2-Pkgs A&D | CLI.CON-000001 | E07 12 - 1.5mm thickness Galvanized steel Indoor Equipment Cabinet (IEC) [400x600x120 mm - WxHxD] inside apartments | 1.5mm thickness Galvanized steel Indoor Equipment Cabinet (IEC) [400x600x120 mm - WxHxD] inside apartments for GPON Network including Micro ODF [2cores], CAT6 patch panel [12 ports], two power sockets, telephone distribution frame [IDF 20 pairs], doors with ventilation holes, conduits holes and all related accessories . | Approved
ORA ZED-Ph 2-Pkgs A&D | CLI.CON-000001 |  |  | Approved
ORA ZED-Ph 2-Pkgs A&D | CLI.CON-000001 | E07 13 - 2 Core Single Mode [SM] fiber optic Cable (9/125 µm) LSZH, from all [IEC] inside apartments to [FTB] inside IT rooms. | 2 Core Single Mode [SM] fiber optic Cable (9/125 µm) LSZH, from all [IEC] inside apartments to [FTB] inside IT rooms. | Approved
ORA ZED-Ph 2-Pkgs A&D | CLI.CON-000001 |  |  | Approved
ORA ZED-Ph 2-Pkgs A&D | CLI.CON-000001 | E07 14 - Single [UTP] outlet with one RJ45 CAT [6] Jack for IPTV system | Single [UTP] outlet with one RJ45 CAT [6] Jack for IPTV system | Approved
ORA ZED-Ph 2-Pkgs A&D | CLI.CON-000001 |  |  | Approved
ORA ZED-Ph 2-Pkgs A&D | CLI.CON-000001 | E07 15 - Single [UTP] outlet with one RJ45 CAT [6] Jack for IPTV system at the same floor box of power outlet | Single [UTP] outlet with one RJ45 CAT [6] Jack for IPTV system at the same floor box of power outlet | Approved
ORA ZED-Ph 2-Pkgs A&D | CLI.CON-000001 |  |  | Approved
ORA ZED-Ph 2-Pkgs A&D | CLI.CON-000001 | E07 16 - Dual [UTP] outlet loaded with two RJ45 CAT [6] Jacks for WIFI outlet. | Dual [UTP] outlet loaded with two RJ45 CAT [6] Jacks for WIFI outlet. | Approved
ORA ZED-Ph 2-Pkgs A&D | CLI.CON-000001 |  |  | Approved
ORA ZED-Ph 2-Pkgs A&D | CLI.CON-000001 | E07 17 - Single [UTP] outlet loaded with one RJ45 CAT [6] Jack for IP intercom system indoor type. | Single [UTP] outlet loaded with one RJ45 CAT [6] Jack for IP intercom system indoor type. | Approved
ORA ZED-Ph 2-Pkgs A&D | CLI.CON-000001 |  |  | Approved
ORA ZED-Ph 2-Pkgs A&D | CLI.CON-000001 | E07 18 - Single [UTP] outlet loaded with one RJ45 CAT [6] Jack for IP intercom system outdoor type. | Single [UTP] outlet loaded with one RJ45 CAT [6] Jack for IP intercom system outdoor type. | Approved
ORA ZED-Ph 2-Pkgs A&D | CLI.CON-000001 |  |  | Approved
ORA ZED-Ph 2-Pkgs A&D | CLI.CON-000001 | E07 19 - Single [UTP] outlet loaded with one RJ45 CAT [6] Jack for IP CCTV system ceiling mounted indoor type. | Single [UTP] outlet loaded with one RJ45 CAT [6] Jack for IP CCTV system ceiling mounted indoor type. | Approved
ORA ZED-Ph 2-Pkgs A&D | CLI.CON-000001 |  |  | Approved
ORA ZED-Ph 2-Pkgs A&D | CLI.CON-000001 | E07 20 - Single [UTP] outlet loaded with one RJ45 CAT [6] Jack for IP CCTV system wall mounted outdoor type. | Single [UTP] outlet loaded with one RJ45 CAT [6] Jack for IP CCTV system wall mounted outdoor type. | Approved
ORA ZED-Ph 2-Pkgs A&D | CLI.CON-000001 |  |  | Approved
ORA ZED-Ph 2-Pkgs A&D | CLI.CON-000001 | E07 4 - 50 | 50 | Approved
ORA ZED-Ph 2-Pkgs A&D | CLI.CON-000001 |  |  | Approved
ORA ZED-Ph 2-Pkgs A&D | CLI.CON-000001 | E07 5 - 63 | 63 | Approved
ORA ZED-Ph 2-Pkgs A&D | CLI.CON-000001 |  |  | Approved
ORA ZED-Ph 2-Pkgs A&D | CLI.CON-000001 | E07 6 - 75 | 75 | Approved
ORA ZED-Ph 2-Pkgs A&D | CLI.CON-000001 |  |  | Approved
ORA ZED-Ph 2-Pkgs A&D | CLI.CON-000001 | E07 7 - 90 | 90 | Approved
ORA ZED-Ph 2-Pkgs A&D | CLI.CON-000001 |  |  | Approved
ORA ZED-Ph 2-Pkgs A&D | CLI.CON-000001 | E08 1 - 25 | 25 | Approved
ORA ZED-Ph 2-Pkgs A&D | CLI.CON-000001 |  |  | Approved
ORA ZED-Ph 2-Pkgs A&D | CLI.CON-000001 | E08 2 - 32 | 32 | Approved
ORA ZED-Ph 2-Pkgs A&D | CLI.CON-000001 |  |  | Approved
ORA ZED-Ph 2-Pkgs A&D | CLI.CON-000001 | E08 3 - 40 | 40 | Approved
ORA ZED-Ph 2-Pkgs A&D | CLI.CON-000001 |  |  | Approved
ORA ZED-Ph 2-Pkgs A&D | CLI.CON-000001 | E08 4 - 50 | 50 | Approved
ORA ZED-Ph 2-Pkgs A&D | CLI.CON-000001 |  |  | Approved
ORA ZED-Ph 2-Pkgs A&D | CLI.CON-000001 | E08 5 - 63 | 63 | Approved
ORA ZED-Ph 2-Pkgs A&D | CLI.CON-000001 |  |  | Approved
ORA ZED-Ph 2-Pkgs A&D | CLI.CON-000001 | E08 6 - 75 | 75 | Approved
ORA ZED-Ph 2-Pkgs A&D | CLI.CON-000001 |  |  | Approved
ORA ZED-Ph 2-Pkgs A&D | CLI.CON-000001 | E08 7 - 90 | 90 | Approved
ORA ZED-Ph 2-Pkgs A&D | CLI.CON-000001 |  |  | Approved
ORA ZED-Ph 2-Pkgs A&D | CLI.CON-000001 | Podium D 1 - 100 mm water meter | 100 mm | Approved
ORA ZED-Ph 2-Pkgs A&D | CLI.CON-000001 |  |  | Approved
ORA ZED-Ph 2-Pkgs A&D | CLI.CON-000001 | Podium D 2 - 100 mm ductile iron | 100 mm | Approved
ORA ZED-Ph 2-Pkgs A&D | CLI.CON-000001 |  |  | Approved
ORA ZED-Ph 2-Pkgs A&D | CLI.CON-000001 | Podium D 3 - 200 mm | 200 mm | Approved
ORA ZED-Ph 2-Pkgs A&D | CLI.CON-000001 |  |  | Approved
ORA ZED-Ph 2-Pkgs A&D | CLI.CON-000001 | Podium D 4 - 25 mm | 25 mm | Approved
ORA ZED-Ph 2-Pkgs A&D | CLI.CON-000001 |  |  | Approved
ORA ZED-Ph 2-Pkgs A&D | CLI.CON-000001 | Podium D 5 - 32 mm | 32 mm | Approved
ORA ZED-Ph 2-Pkgs A&D | CLI.CON-000001 |  |  | Approved
ORA ZED-Ph 2-Pkgs A&D | CLI.CON-000001 | Podium D 6 - 40 mm | 40 mm | Approved
ORA ZED-Ph 2-Pkgs A&D | CLI.CON-000001 |  |  | Approved
ORA ZED-Ph 2-Pkgs A&D | CLI.CON-000001 | Podium D 7 - 50 mm | 50 mm | Approved
ORA ZED-Ph 2-Pkgs A&D | CLI.CON-000001 | E07 1 - For power network including equipotential bars, cables, taps, bonding,, boxes, clamps, covers, cadwelds, exothermic connections, etc & all necessary earthing accessories. To verify earthing resistance according to the specification. | For power network including equipotential bars, cables, taps, bonding,, boxes, clamps, covers, cadwelds, exothermic connections, etc & all necessary earthing accessories. To verify earthing resistance according to the specification. | Approved
ORA ZED-Ph 2-Pkgs A&D | CLI.CON-000001 |  |  | Approved
ORA ZED-Ph 2-Pkgs A&D | CLI.CON-000001 | E08 1 - For power network including equipotential bars, cables, taps, bonding,, boxes, clamps, covers, cadwelds, exothermic connections, etc & all necessary earthing accessories. To verify earthing resistance according to the specification. | For power network including equipotential bars, cables, taps, bonding,, boxes, clamps, covers, cadwelds, exothermic connections, etc & all necessary earthing accessories. To verify earthing resistance according to the specification. | Approved
ORA ZED-Ph 2-Pkgs A&D | CLI.CON-000001 |  |  | Approved
ORA ZED-Ph 2-Pkgs A&D | CLI.CON-000001 | Podium D 1 - Complete Integrated earthing network for power and clean RFC | Complete Integrated earthing network for power and clean including equipotential bars, cables, taps, bonding, boxes, clamps, rods, covers, cadwelds, exothermic connections, etc & all necessary earthing accessories. To verify earthing resistance according to the specification | Approved
ORA ZED-Ph 2-Pkgs A&D | CLI.CON-000001 |  |  | Approved
ORA ZED-Ph 2-Pkgs A&D | CLI.CON-000001 | Podium D 1 - Medium voltage cables; including all items as mentioned in "Method of Measurements" 3x(1C)x240mm2 , 22kV, AL/XLPE/PVC. | Medium voltage cables; including all items as mentioned in "Method of Measurements" 3x(1C)x240mm2 , 22kV, AL/XLPE/PVC. | Approved
ORA ZED-Ph 2-Pkgs A&D | CLI.CON-000001 |  |  | Approved
ORA ZED-Ph 2-Pkgs A&D | CLI.CON-000001 | E05 1 - (4x 6) mm2. | (4x 6) mm2. | Approved
ORA ZED-Ph 2-Pkgs A&D | CLI.CON-000001 |  |  | Approved
ORA ZED-Ph 2-Pkgs A&D | CLI.CON-000001 | E05 2 - (4x 10) mm2. | (4x 10) mm2. | Approved
ORA ZED-Ph 2-Pkgs A&D | CLI.CON-000001 |  |  | Approved
ORA ZED-Ph 2-Pkgs A&D | CLI.CON-000001 | E05 3 - (4 x 16) mm2. | (4 x 16) mm2. | Approved
ORA ZED-Ph 2-Pkgs A&D | CLI.CON-000001 |  |  | Approved
ORA ZED-Ph 2-Pkgs A&D | CLI.CON-000001 | E05 4 - (3.5x 50) mm2. | (3.5x 50) mm2. | Approved
ORA ZED-Ph 2-Pkgs A&D | CLI.CON-000001 |  |  | Approved
ORA ZED-Ph 2-Pkgs A&D | CLI.CON-000001 | E05 5 - (3.5x 70) mm2. | (3.5x 70) mm2. | Approved
ORA ZED-Ph 2-Pkgs A&D | CLI.CON-000001 |  |  | Approved
ORA ZED-Ph 2-Pkgs A&D | CLI.CON-000001 | E05 6 - (4 x 16) mm2. | (4 x 16) mm2. | Approved
ORA ZED-Ph 2-Pkgs A&D | CLI.CON-000001 |  |  | Approved
ORA ZED-Ph 2-Pkgs A&D | CLI.CON-000001 | E05 7 - (1 x 6) mm2 ECC. | (1 x 6) mm2 ECC. | Approved
ORA ZED-Ph 2-Pkgs A&D | CLI.CON-000001 |  |  | Approved
ORA ZED-Ph 2-Pkgs A&D | CLI.CON-000001 | E05 8 - (1 x 10) mm2 ECC. | (1 x 10) mm2 ECC. | Approved
ORA ZED-Ph 2-Pkgs A&D | CLI.CON-000001 |  |  | Approved
ORA ZED-Ph 2-Pkgs A&D | CLI.CON-000001 | E05 9 - (1 x 16) mm2 ECC. | (1 x 16) mm2 ECC. | Approved
ORA ZED-Ph 2-Pkgs A&D | CLI.CON-000001 |  |  | Approved
ORA ZED-Ph 2-Pkgs A&D | CLI.CON-000001 | E05 10 - (1 x 25) mm2 ECC. | (1 x 25) mm2 ECC. | Approved
ORA ZED-Ph 2-Pkgs A&D | CLI.CON-000001 | Podium D 17 - ESMDB-E06-12 | ESMDB-E06-12 | Approved
ORA ZED-Ph 2-Pkgs A&D | CLI.CON-000001 |  |  | Approved
ORA ZED-Ph 2-Pkgs A&D | CLI.CON-000001 | Podium D 18 - ESMDB-E07-03 | ESMDB-E07-03 | Approved
ORA ZED-Ph 2-Pkgs A&D | CLI.CON-000001 |  |  | Approved
ORA ZED-Ph 2-Pkgs A&D | CLI.CON-000001 | Podium D 19 - ESMDB-E07-04 | ESMDB-E07-04 | Approved
ORA ZED-Ph 2-Pkgs A&D | CLI.CON-000001 |  |  | Approved
ORA ZED-Ph 2-Pkgs A&D | CLI.CON-000001 | Podium D 20 - ESMDB-E07-10 | ESMDB-E07-10 | Approved
ORA ZED-Ph 2-Pkgs A&D | CLI.CON-000001 |  |  | Approved
ORA ZED-Ph 2-Pkgs A&D | CLI.CON-000001 | Podium D 21 - ESMDB-E07-11 | ESMDB-E07-11 | Approved
ORA ZED-Ph 2-Pkgs A&D | CLI.CON-000001 |  |  | Approved
ORA ZED-Ph 2-Pkgs A&D | CLI.CON-000001 | Podium D 22 - ESMDB-E08-01 | ESMDB-E08-01 | Approved
ORA ZED-Ph 2-Pkgs A&D | CLI.CON-000001 |  |  | Approved
ORA ZED-Ph 2-Pkgs A&D | CLI.CON-000001 | Podium D 23 - ESMDB-E08-06 | ESMDB-E08-06 | Approved
ORA ZED-Ph 2-Pkgs A&D | CLI.CON-000001 |  |  | Approved
ORA ZED-Ph 2-Pkgs A&D | CLI.CON-000001 | Podium D 24 - PP-E05-02 | PP-E05-02 | Approved
ORA ZED-Ph 2-Pkgs A&D | CLI.CON-000001 |  |  | Approved
ORA ZED-Ph 2-Pkgs A&D | CLI.CON-000001 | Podium D 25 - PP-E05-05 | PP-E05-05 | Approved
ORA ZED-Ph 2-Pkgs A&D | CLI.CON-000001 |  |  | Approved
ORA ZED-Ph 2-Pkgs A&D | CLI.CON-000001 | Podium D 26 - PP-E05-08 | PP-E05-08 | Approved
ORA ZED-Ph 2-Pkgs A&D | CLI.CON-000001 |  |  | Approved
ORA ZED-Ph 2-Pkgs A&D | CLI.CON-000001 | Podium D 27 - PP-E05-09 | PP-E05-09 | Approved
ORA ZED-Ph 2-Pkgs A&D | CLI.CON-000001 |  |  | Approved
ORA ZED-Ph 2-Pkgs A&D | CLI.CON-000001 | Podium D 28 - PP-E06-07 | PP-E06-07 | Approved
ORA ZED-Ph 2-Pkgs A&D | CLI.CON-000001 |  |  | Approved
ORA ZED-Ph 2-Pkgs A&D | CLI.CON-000001 | Podium D 29 - PP-E06-12 | PP-E06-12 | Approved
ORA ZED-Ph 2-Pkgs A&D | CLI.CON-000001 |  |  | Approved
ORA ZED-Ph 2-Pkgs A&D | CLI.CON-000001 | Podium D 30 - PP-E07-03 | PP-E07-03 | Approved
ORA ZED-Ph 2-Pkgs A&D | CLI.CON-000001 |  |  | Approved
ORA ZED-Ph 2-Pkgs A&D | CLI.CON-000001 | Podium D 31 - PP-E07-04 | PP-E07-04 | Approved
ORA ZED-Ph 2-Pkgs A&D | CLI.CON-000001 |  |  | Approved
ORA ZED-Ph 2-Pkgs A&D | CLI.CON-000001 | Podium D 32 - PP-E07-10 | PP-E07-10 | Approved
ORA ZED-Ph 2-Pkgs A&D | CLI.CON-000001 |  |  | Approved
ORA ZED-Ph 2-Pkgs A&D | CLI.CON-000001 | Podium D 33 - PP-E07-11 | PP-E07-11 | Approved
ORA ZED-Ph 2-Pkgs A&D | CLI.CON-000001 |  |  | Approved
ORA ZED-Ph 2-Pkgs A&D | CLI.CON-000001 | Podium D 34 - PP-E08-01 | PP-E08-01 | Approved
ORA ZED-Ph 2-Pkgs A&D | CLI.CON-000001 |  |  | Approved
ORA ZED-Ph 2-Pkgs A&D | CLI.CON-000001 | Podium D Blinding layer 150 mm thick under Raft foundation Manpower ( Formwork & steel ) | Blinding layer 150 mm thick under Raft foundation | Approved
ORA ZED-Ph 2-Pkgs A&D | CLI.CON-000001 |  |  | Approved
ORA ZED-Ph 2-Pkgs A&D | CLI.CON-000001 | Podium A Cement screed 100 mm to receive epoxy coating for floor finish Formwrok | Cement screed 100 mm to receive epoxy coating for floor finish | Approved
ORA ZED-Ph 2-Pkgs A&D | CLI.CON-000001 |  |  | Approved
ORA ZED-Ph 2-Pkgs A&D | CLI.CON-000001 | Podium A Cement screed to receive epoxy coating for skirtings; 100 high Formwrok | Cement screed to receive epoxy coating for skirtings; 100 high | Approved
ORA ZED-Ph 2-Pkgs A&D | CLI.CON-000001 |  |  | Approved
ORA ZED-Ph 2-Pkgs A&D | CLI.CON-000001 | Podium D Cement screed 200 mm to receive epoxy coating for floor finish Formwrok | Cement screed 200 mm to receive epoxy coating for floor finish | Approved
ORA ZED-Ph 2-Pkgs A&D | CLI.CON-000001 |  |  | Approved
ORA ZED-Ph 2-Pkgs A&D | CLI.CON-000001 | Podium D Cement screed 100 mm to receive epoxy coating for pavement Formwrok | Cement screed 100 mm to receive epoxy coating for pavement | Approved
ORA ZED-Ph 2-Pkgs A&D | CLI.CON-000001 |  |  | Approved
ORA ZED-Ph 2-Pkgs A&D | CLI.CON-000001 | Podium D Cement screed to receive epoxy coating for skirtings; 100 high Formwrok | Cement screed to receive epoxy coating for skirtings; 100 high | Approved
ORA ZED-Ph 2-Pkgs A&D | CLI.CON-000001 |  |  | Approved
ORA ZED-Ph 2-Pkgs A&D | CLI.CON-000001 | E05 External Walls, 20 mm thick Plaster | External Walls, 20 mm thick | Approved
ORA ZED-Ph 2-Pkgs A&D | CLI.CON-000001 |  |  | Approved
ORA ZED-Ph 2-Pkgs A&D | CLI.CON-000001 | E05 External Ceiling, 20 mm thick Plaster | External Ceiling, 20 mm thick | Approved
ORA ZED-Ph 2-Pkgs A&D | CLI.CON-000001 |  |  | Approved
ORA ZED-Ph 2-Pkgs A&D | CLI.CON-000001 | E06 External Walls, 20 mm thick Plaster | External Walls, 20 mm thick | Approved
ORA ZED-Ph 2-Pkgs A&D | CLI.CON-000001 |  |  | Approved
ORA ZED-Ph 2-Pkgs A&D | CLI.CON-000001 | E06 External Ceiling, 20 mm thick Plaster | External Ceiling, 20 mm thick | Approved
ORA ZED-Ph 2-Pkgs A&D | CLI.CON-000001 |  |  | Approved
ORA ZED-Ph 2-Pkgs A&D | CLI.CON-000001 | E07 External Walls, 20 mm thick Plaster | External Walls, 20 mm thick | Approved
ORA ZED-Ph 2-Pkgs A&D | CLI.CON-000001 |  |  | Approved
ORA ZED-Ph 2-Pkgs A&D | CLI.CON-000001 | E07 External Ceiling, 20 mm thick Plaster | External Ceiling, 20 mm thick | Approved
ORA ZED-Ph 2-Pkgs A&D | CLI.CON-000001 |  |  | Approved
ORA ZED-Ph 2-Pkgs A&D | CLI.CON-000001 | E08 External Walls, 20 mm thick Plaster | External Walls, 20 mm thick | Approved
ORA ZED-Ph 2-Pkgs A&D | CLI.CON-000001 |  |  | Approved
ORA ZED-Ph 2-Pkgs A&D | CLI.CON-000001 | E08 External Ceiling, 20 mm thick Plaster | External Ceiling, 20 mm thick | Approved
ORA ZED-Ph 2-Pkgs A&D | CLI.CON-000001 |  |  | Approved
ORA ZED-Ph 2-Pkgs A&D | CLI.CON-000001 | E05 7- Floor Ceramic | Floor | Approved
ORA ZED-Ph 2-Pkgs A&D | CLI.CON-000001 |  |  | Approved
ORA ZED-Ph 2-Pkgs A&D | CLI.CON-000001 | E05 8- Floor Ceramic | Floor | Approved
ORA ZED-Ph 2-Pkgs A&D | CLI.CON-000001 |  |  | Approved
ORA ZED-Ph 2-Pkgs A&D | CLI.CON-000001 | E05 9- Floor Ceramic | Floor | Approved
ORA ZED-Ph 2-Pkgs A&D | CLI.CON-000001 |  |  | Approved
ORA ZED-Ph 2-Pkgs A&D | CLI.CON-000001 | E05 10- Floor Ceramic | Floor | Approved
ORA ZED-Ph 2-Pkgs A&D | CLI.CON-000001 |  |  | Approved
ORA ZED-Ph 2-Pkgs A&D | CLI.CON-000001 | E05 15- Floor Ceramic | Floor | Approved
ORA ZED-Ph 2-Pkgs A&D | CLI.CON-000001 |  |  | Approved
ORA ZED-Ph 2-Pkgs A&D | CLI.CON-000001 | E07 1 - Metal mesh bronze , Code 01 including items mentioned in"Method of Measurements". Refer to Detail 05 70 00 02. | Metal mesh bronze , Code 01 including items mentioned in"Method of Measurements". Refer to Detail 05 70 00 02. | Approved
ORA ZED-Ph 2-Pkgs A&D | CLI.CON-000001 |  |  | Approved
ORA ZED-Ph 2-Pkgs A&D | CLI.CON-000001 | E07 2 - Stainless Steel Strip Divider Refer to Details 05 75 00 02 & 05 75 00 03 | Stainless Steel Strip Divider Refer to Details 05 75 00 02 & 05 75 00 03 | Approved
ORA ZED-Ph 2-Pkgs A&D | CLI.CON-000001 |  |  | Approved
ORA ZED-Ph 2-Pkgs A&D | CLI.CON-000001 | E08 1 - Metal mesh bronze , Code 01 including items mentioned in"Method of Measurements". Refer to Detail 05 70 00 02. | Metal mesh bronze , Code 01 including items mentioned in"Method of Measurements". Refer to Detail 05 70 00 02. | Approved
ORA ZED-Ph 2-Pkgs A&D | CLI.CON-000001 |  |  | Approved
ORA ZED-Ph 2-Pkgs A&D | CLI.CON-000001 | E08 2 - Stainless Steel Strip Divider Refer to Details 05 75 00 02 & 05 75 00 03 | Stainless Steel Strip Divider Refer to Details 05 75 00 02 & 05 75 00 03 | Approved
ORA ZED-Ph 2-Pkgs A&D | CLI.CON-000001 |  |  | Approved
ORA ZED-Ph 2-Pkgs A&D | CLI.CON-000001 | Podium A 4 - Floor plate and supports, checkered, 6 mm thick. | Floor plate and supports, checkered, 6 mm thick. | Approved
ORA ZED-Ph 2-Pkgs A&D | CLI.CON-000001 |  |  | Approved
ORA ZED-Ph 2-Pkgs A&D | CLI.CON-000001 | E05 1 - Type "21", size 800 x 2200 mm, fire rated (60min), hardware set (HW07). | Type "21", size 800 x 2200 mm, fire rated (60min), hardware set (HW07). | Approved
ORA ZED-Ph 2-Pkgs A&D | CLI.CON-000001 |  |  | Approved
ORA ZED-Ph 2-Pkgs A&D | CLI.CON-000001 | E05 2 - Type "21", size 800 x 2200 mm, fire rated (90min), hardware set (HW14). | Type "21", size 800 x 2200 mm, fire rated (90min), hardware set (HW14). | Approved
ORA ZED-Ph 2-Pkgs A&D | CLI.CON-000001 |  |  | Approved
ORA ZED-Ph 2-Pkgs A&D | CLI.CON-000001 | E05 3 - Type "22", size 600 x 2100 mm, fire rated (60min), hardware set (HW11). | Type "22", size 600 x 2100 mm, fire rated (60min), hardware set (HW11). | Approved
ORA ZED-Ph 2-Pkgs A&D | CLI.CON-000001 |  |  | Approved
ORA ZED-Ph 2-Pkgs A&D | CLI.CON-000001 | E05 4 - Type "22", size 600 x 2100 mm, fire rated (90min), hardware set (HW11). | Type "22", size 600 x 2100 mm, fire rated (90min), hardware set (HW11). | Approved
ORA ZED-Ph 2-Pkgs A&D | CLI.CON-000001 |  |  | Approved
ORA ZED-Ph 2-Pkgs A&D | CLI.CON-000001 | E05 5 - Type "27", size 1100 x 2200 mm, fire rated (90min), hardware set (HW06). | Type "27", size 1100 x 2200 mm, fire rated (90min), hardware set (HW06). | Approved
ORA ZED-Ph 2-Pkgs A&D | CLI.CON-000001 |  |  | Approved
ORA ZED-Ph 2-Pkgs A&D | CLI.CON-000001 | E05 6 - Type "31", size 700 x 2100 mm, fire rated ( 60min ), hardware set (HW07 ). | Type "31", size 700 x 2100 mm, fire rated ( 60min ), hardware set (HW07 ). | Approved
ORA ZED-Ph 2-Pkgs A&D | CLI.CON-000001 |  |  | Approved
ORA ZED-Ph 2-Pkgs A&D | CLI.CON-000001 | E05 7 - Type "27", size 1100 x 2200 mm, fire rated (90min), hardware set (HW12). | Type "27", size 1100 x 2200 mm, fire rated (90min), hardware set (HW12). | Approved
ORA ZED-Ph 2-Pkgs A&D | CLI.CON-000001 |  |  | Approved
ORA ZED-Ph 2-Pkgs A&D | CLI.CON-000001 | E05 13 - Size 300 x 600 mm fire rated (1.5hr). | Size 300 x 600 mm fire rated (1.5hr). | Approved
ORA ZED-Ph 2-Pkgs A&D | CLI.CON-000001 |  |  | Approved
ORA ZED-Ph 2-Pkgs A&D | CLI.CON-000001 | E05 14 - Size 300 x 600 mm fire rated (1.5hr). | Size 300 x 600 mm fire rated (1.5hr). | Approved
ORA ZED-Ph 2-Pkgs A&D | CLI.CON-000001 |  |  | Approved
ORA ZED-Ph 2-Pkgs A&D | CLI.CON-000001 | E05 16 - Size 900*800 | Size 900*800 | Approved
ORA ZED-Ph 2-Pkgs A&D | CLI.CON-000001 |  |  | Approved
ORA ZED-Ph 2-Pkgs A&D | CLI.CON-000001 | E05 17 - Size 750*700 | Size 750*700 | Approved
ORA ZED-Ph 2-Pkgs A&D | CLI.CON-000001 |  |  | Approved
ORA ZED-Ph 2-Pkgs A&D | CLI.CON-000001 | Podium A 5 - Driveway. | Driveway. | Approved
ORA ZED-Ph 2-Pkgs A&D | CLI.CON-000001 |  |  | Approved
ORA ZED-Ph 2-Pkgs A&D | CLI.CON-000001 | Podium A 6 - Skirting 100mm height | Skirting 100mm height | Approved
ORA ZED-Ph 2-Pkgs A&D | CLI.CON-000001 |  |  | Approved
ORA ZED-Ph 2-Pkgs A&D | CLI.CON-000001 | Podium A 7 - Straight | Straight | Approved
ORA ZED-Ph 2-Pkgs A&D | CLI.CON-000001 |  |  | Approved
ORA ZED-Ph 2-Pkgs A&D | CLI.CON-000001 | Podium A 8 - StraightTurn | StraightTurn | Approved
ORA ZED-Ph 2-Pkgs A&D | CLI.CON-000001 |  |  | Approved
ORA ZED-Ph 2-Pkgs A&D | CLI.CON-000001 | Podium D 1 - Parking area | Parking area | Approved
ORA ZED-Ph 2-Pkgs A&D | CLI.CON-000001 |  |  | Approved
ORA ZED-Ph 2-Pkgs A&D | CLI.CON-000001 | Podium D 2 - Pedestrian area | Pedestrian area | Approved
ORA ZED-Ph 2-Pkgs A&D | CLI.CON-000001 |  |  | Approved
ORA ZED-Ph 2-Pkgs A&D | CLI.CON-000001 | Podium D 3 - Pavement area. | Pavement area. | Approved
ORA ZED-Ph 2-Pkgs A&D | CLI.CON-000001 |  |  | Approved
ORA ZED-Ph 2-Pkgs A&D | CLI.CON-000001 | Podium D 4 - Driveway. | Driveway. | Approved
ORA ZED-Ph 2-Pkgs A&D | CLI.CON-000001 |  |  | Approved
ORA ZED-Ph 2-Pkgs A&D | CLI.CON-000001 | Podium D 5 - Ramps | Ramps | Approved
ORA ZED-Ph 2-Pkgs A&D | CLI.CON-000001 |  |  | Approved
ORA ZED-Ph 2-Pkgs A&D | CLI.CON-000001 | Podium D 6 - Skirting 100mm height | Skirting 100mm height | Approved
ORA ZED-Ph 2-Pkgs A&D | CLI.CON-000001 |  |  | Approved
ORA ZED-Ph 2-Pkgs A&D | CLI.CON-000001 | Podium D 7 - Straight | Straight | Approved
ORA ZED-Ph 2-Pkgs A&D | CLI.CON-000001 |  |  | Approved
ORA ZED-Ph 2-Pkgs A&D | CLI.CON-000001 | Podium D 8 - StraightTurn | StraightTurn | Approved
ORA ZED-Ph 2-Pkgs A&D | CLI.CON-000001 |  |  | Approved
ORA ZED-Ph 2-Pkgs A&D | CLI.CON-000001 | Podium D 9 - Turn | Turn | Approved
ORA ZED-Ph 2-Pkgs A&D | CLI.CON-000001 |  |  | Approved
ORA ZED-Ph 2-Pkgs A&D | CLI.CON-000001 | Podium D 10 - 2 Turn | 2 Turn | Approved
ORA ZED-Ph 2-Pkgs A&D | CLI.CON-000001 |  |  | Approved
ORA ZED-Ph 2-Pkgs A&D | CLI.CON-000001 | Podium D 11 - Disabled parking area | Disabled parking area | Approved
ORA ZED-Ph 2-Pkgs A&D | CLI.CON-000001 |  |  | Approved
ORA ZED-Ph 2-Pkgs A&D | CLI.CON-000001 | E05 7 - Gravel for roof | Gravel for roof | Approved
ORA ZED-Ph 2-Pkgs A&D | CLI.CON-000001 |  |  | Approved
ORA ZED-Ph 2-Pkgs A&D | CLI.CON-000001 | E06 5 - Gravel for roof | Gravel for roof | Approved
ORA ZED-Ph 2-Pkgs A&D | CLI.CON-000001 | Podium D 25 - 65 mm | 65 mm | Approved
ORA ZED-Ph 2-Pkgs A&D | CLI.CON-000001 |  |  | Approved
ORA ZED-Ph 2-Pkgs A&D | CLI.CON-000001 | Podium D 26 - 25 mm | 25 mm | Approved
ORA ZED-Ph 2-Pkgs A&D | CLI.CON-000001 |  |  | Approved
ORA ZED-Ph 2-Pkgs A&D | CLI.CON-000001 | Podium D 27 - 32 mm | 32 mm | Approved
ORA ZED-Ph 2-Pkgs A&D | CLI.CON-000001 |  |  | Approved
ORA ZED-Ph 2-Pkgs A&D | CLI.CON-000001 | Podium D 28 - 40 mm | 40 mm | Approved
ORA ZED-Ph 2-Pkgs A&D | CLI.CON-000001 |  |  | Approved
ORA ZED-Ph 2-Pkgs A&D | CLI.CON-000001 | Podium D 29 - 50 mm | 50 mm | Approved
ORA ZED-Ph 2-Pkgs A&D | CLI.CON-000001 |  |  | Approved
ORA ZED-Ph 2-Pkgs A&D | CLI.CON-000001 | Podium D 30 - 65 mm | 65 mm | Approved
ORA ZED-Ph 2-Pkgs A&D | CLI.CON-000001 |  |  | Approved
ORA ZED-Ph 2-Pkgs A&D | CLI.CON-000001 | Podium D 31 - 80 mm | 80 mm | Approved
ORA ZED-Ph 2-Pkgs A&D | CLI.CON-000001 |  |  | Approved
ORA ZED-Ph 2-Pkgs A&D | CLI.CON-000001 | Podium D 32 - 100 mm | 100 mm | Approved
ORA ZED-Ph 2-Pkgs A&D | CLI.CON-000001 |  |  | Approved
ORA ZED-Ph 2-Pkgs A&D | CLI.CON-000001 | Podium D 33 - 150 mm | 150 mm | Approved
ORA ZED-Ph 2-Pkgs A&D | CLI.CON-000001 |  |  | Approved
ORA ZED-Ph 2-Pkgs A&D | CLI.CON-000001 | Podium D 34 - 200 mm | 200 mm | Approved
ORA ZED-Ph 2-Pkgs A&D | CLI.CON-000001 |  |  | Approved
ORA ZED-Ph 2-Pkgs A&D | CLI.CON-000001 | Podium D 35 - Pendent, concealed, chrome plated, K 5.6 | Pendent, concealed, chrome plated, K 5.6 | Approved
ORA ZED-Ph 2-Pkgs A&D | CLI.CON-000001 |  |  | Approved
ORA ZED-Ph 2-Pkgs A&D | CLI.CON-000001 | Podium D 36 - Upright, brass, K 5.6 | Upright, brass, K 5.6 | Approved
ORA ZED-Ph 2-Pkgs A&D | CLI.CON-000001 |  |  | Approved
ORA ZED-Ph 2-Pkgs A&D | CLI.CON-000001 | Podium D 37 - Spare cabinet for 12 upright sprinklers. | Spare cabinet for 12 upright sprinklers. | Approved
ORA ZED-Ph 2-Pkgs A&D | CLI.CON-000001 |  |  | Approved
ORA ZED-Ph 2-Pkgs A&D | CLI.CON-000001 | Podium D 38 - Spare cabinet for 3 pendent concealed sprinklers. | Spare cabinet for 3 pendent concealed sprinklers. | Approved
ORA ZED-Ph 2-Pkgs A&D | CLI.CON-000001 |  |  | Approved
ORA ZED-Ph 2-Pkgs A&D | CLI.CON-000001 | Podium D 39 - 4-WAY Fire DEPARTMENT CONNECTION (FDC) | 4-WAY Fire DEPARTMENT CONNECTION (FDC) | Approved
ORA ZED-Ph 2-Pkgs A&D | CLI.CON-000001 |  |  | Approved
ORA ZED-Ph 2-Pkgs A&D | CLI.CON-000001 | Podium D 1 - [4 DOORS] Door modular networked controller including relays I/O Board. | [4 DOORS] Door modular networked controller including relays I/O Board. | Approved
ORA ZED-Ph 2-Pkgs A&D | CLI.CON-000001 |  |  | Approved
ORA ZED-Ph 2-Pkgs A&D | CLI.CON-000001 | Podium D 2 - [8 DOORS] Door modular networked controller including relays I/O Board. | [8 DOORS] Door modular networked controller including relays I/O Board. | Approved
ORA ZED-Ph 2-Pkgs A&D | CLI.CON-000001 |  |  | Approved
ORA ZED-Ph 2-Pkgs A&D | CLI.CON-000001 |  |  | Approved
ORA ZED-Ph 2-Pkgs A&D | CLI.CON-000001 | E07 21 - Single RJ11 telephone outlet loaded with one CAT [3] telephone Jack for analog desktop telephone set | Single RJ11 telephone outlet loaded with one CAT [3] telephone Jack for analog desktop telephone set | Approved
ORA ZED-Ph 2-Pkgs A&D | CLI.CON-000001 |  |  | Approved
ORA ZED-Ph 2-Pkgs A&D | CLI.CON-000001 | E07 22 - Single RJ11 telephone outlet loaded with one CAT [3] telephone Jack for analog wall mounted telephone set | Single RJ11 telephone outlet loaded with one CAT [3] telephone Jack for analog wall mounted telephone set | Approved
ORA ZED-Ph 2-Pkgs A&D | CLI.CON-000001 |  |  | Approved
ORA ZED-Ph 2-Pkgs A&D | CLI.CON-000001 | E08 1 - Provision for 1.5mm thickness Galvanized steel Floor Telecom Borad (FTB) [600x600x300 mm - WxHxD] inside IT rooms for GPON Network . | Provision for 1.5mm thickness Galvanized steel Floor Telecom Borad (FTB) [600x600x300 mm - WxHxD] inside IT rooms for GPON Network . | Approved
ORA ZED-Ph 2-Pkgs A&D | CLI.CON-000001 |  |  | Approved
ORA ZED-Ph 2-Pkgs A&D | CLI.CON-000001 | E08 2 - Provision for 1.5mm thickness Galvanized steel Indoor Equipment Cabinet (IEC) [400x600x120 mm - WxHxD] inside apartments for GPON Network . | Provision for 1.5mm thickness Galvanized steel Indoor Equipment Cabinet (IEC) [400x600x120 mm - WxHxD] inside apartments for GPON Network . | Approved
ORA ZED-Ph 2-Pkgs A&D | CLI.CON-000001 |  |  | Approved
ORA ZED-Ph 2-Pkgs A&D | CLI.CON-000001 | E08 3 - Empty conduit for Single [UTP] outlet with one RJ45 CAT [6] Jack for IPTV system | Empty conduit for Single [UTP] outlet with one RJ45 CAT [6] Jack for IPTV system | Approved
ORA ZED-Ph 2-Pkgs A&D | CLI.CON-000001 |  |  | Approved
ORA ZED-Ph 2-Pkgs A&D | CLI.CON-000001 | E08 4 - Empty conduit for Dual [UTP] outlet loaded with two RJ45 CAT [6] Jacks for WIFI outlet. | Empty conduit for Dual [UTP] outlet loaded with two RJ45 CAT [6] Jacks for WIFI outlet. | Approved
ORA ZED-Ph 2-Pkgs A&D | CLI.CON-000001 |  |  | Approved
ORA ZED-Ph 2-Pkgs A&D | CLI.CON-000001 | E08 5 - Empty conduit for Single [UTP] outlet loaded with one RJ45 CAT [6] Jack for IP intercom system indoor type. | Empty conduit for Single [UTP] outlet loaded with one RJ45 CAT [6] Jack for IP intercom system indoor type. | Approved
ORA ZED-Ph 2-Pkgs A&D | CLI.CON-000001 |  |  | Approved
ORA ZED-Ph 2-Pkgs A&D | CLI.CON-000001 | E08 6 - Empty conduit forSingle [UTP] outlet loaded with one RJ45 CAT [6] Jack for IP intercom system outdoor type. | Empty conduit forSingle [UTP] outlet loaded with one RJ45 CAT [6] Jack for IP intercom system outdoor type. | Approved
ORA ZED-Ph 2-Pkgs A&D | CLI.CON-000001 |  |  | Approved
ORA ZED-Ph 2-Pkgs A&D | CLI.CON-000001 | E08 7 - Empty conduit for Single [UTP] outlet loaded with one RJ45 CAT [6] Jack for IP CCTV system ceiling mounted indoor type. | Empty conduit for Single [UTP] outlet loaded with one RJ45 CAT [6] Jack for IP CCTV system ceiling mounted indoor type. | Approved
ORA ZED-Ph 2-Pkgs A&D | CLI.CON-000001 |  |  | Approved
ORA ZED-Ph 2-Pkgs A&D | CLI.CON-000001 | E08 8 - Empty conduit for Single [UTP] outlet loaded with one RJ45 CAT [6] Jack for IP CCTV system wall mounted outdoor type. | Empty conduit for Single [UTP] outlet loaded with one RJ45 CAT [6] Jack for IP CCTV system wall mounted outdoor type. | Approved
ORA ZED-Ph 2-Pkgs A&D | CLI.CON-000001 |  |  | Approved
ORA ZED-Ph 2-Pkgs A&D | CLI.CON-000001 | E08 9 - Empty conduit for Single RJ11 telephone outlet loaded with one CAT [3] telephone Jack for analog desktop telephone set | Empty conduit for Single RJ11 telephone outlet loaded with one CAT [3] telephone Jack for analog desktop telephone set | Approved
ORA ZED-Ph 2-Pkgs A&D | CLI.CON-000001 |  |  | Approved
ORA ZED-Ph 2-Pkgs A&D | CLI.CON-000001 | E08 10 - Empty conduit for Single RJ11 telephone outlet loaded with one CAT [3] telephone Jack for analog wall mounted telephone set | Empty conduit for Single RJ11 telephone outlet loaded with one CAT [3] telephone Jack for analog wall mounted telephone set | Approved
ORA ZED-Ph 2-Pkgs A&D | CLI.CON-000001 |  |  | Approved
ORA ZED-Ph 2-Pkgs A&D | CLI.CON-000001 | Podium D 8 - 63 mm | 63 mm | Approved
ORA ZED-Ph 2-Pkgs A&D | CLI.CON-000001 |  |  | Approved
ORA ZED-Ph 2-Pkgs A&D | CLI.CON-000001 | Podium D 9 - 75 mm | 75 mm | Approved
ORA ZED-Ph 2-Pkgs A&D | CLI.CON-000001 |  |  | Approved
ORA ZED-Ph 2-Pkgs A&D | CLI.CON-000001 | Podium D 10 - 90 mm | 90 mm | Approved
ORA ZED-Ph 2-Pkgs A&D | CLI.CON-000001 |  |  | Approved
ORA ZED-Ph 2-Pkgs A&D | CLI.CON-000001 | Podium D 11 - 110 mm | 110 mm | Approved
ORA ZED-Ph 2-Pkgs A&D | CLI.CON-000001 |  |  | Approved
ORA ZED-Ph 2-Pkgs A&D | CLI.CON-000001 | Podium D 12 - 160 mm | 160 mm | Approved
ORA ZED-Ph 2-Pkgs A&D | CLI.CON-000001 |  |  | Approved
ORA ZED-Ph 2-Pkgs A&D | CLI.CON-000001 | Podium D 13 - 200 mm | 200 mm | Approved
ORA ZED-Ph 2-Pkgs A&D | CLI.CON-000001 |  |  | Approved
ORA ZED-Ph 2-Pkgs A&D | CLI.CON-000001 | Podium D 1 - 110 mm | 110 mm | Approved
ORA ZED-Ph 2-Pkgs A&D | CLI.CON-000001 |  |  | Approved
ORA ZED-Ph 2-Pkgs A&D | CLI.CON-000001 | E05 1 - 40 mm | 40 mm | Approved
ORA ZED-Ph 2-Pkgs A&D | CLI.CON-000001 |  |  | Approved
ORA ZED-Ph 2-Pkgs A&D | CLI.CON-000001 | E05 2 - 25mm | 25mm | Approved
ORA ZED-Ph 2-Pkgs A&D | CLI.CON-000001 |  |  | Approved
ORA ZED-Ph 2-Pkgs A&D | CLI.CON-000001 | E05 3 - 32mm | 32mm | Approved
ORA ZED-Ph 2-Pkgs A&D | CLI.CON-000001 |  |  | Approved
ORA ZED-Ph 2-Pkgs A&D | CLI.CON-000001 | E05 4 - 20 mm | 20 mm | Approved
ORA ZED-Ph 2-Pkgs A&D | CLI.CON-000001 |  |  | Approved
ORA ZED-Ph 2-Pkgs A&D | CLI.CON-000001 | E05 5 - 25 mm | 25 mm | Approved
ORA ZED-Ph 2-Pkgs A&D | CLI.CON-000001 |  |  | Approved
ORA ZED-Ph 2-Pkgs A&D | CLI.CON-000001 | E05 6 - 32 mm | 32 mm | Approved
ORA ZED-Ph 2-Pkgs A&D | CLI.CON-000001 |  |  | Approved
ORA ZED-Ph 2-Pkgs A&D | CLI.CON-000001 | E05 7 - 25 mm | 25 mm | Approved
ORA ZED-Ph 2-Pkgs A&D | CLI.CON-000001 |  |  | Approved
ORA ZED-Ph 2-Pkgs A&D | CLI.CON-000001 | E05 8 - 32 mm | 32 mm | Approved
ORA ZED-Ph 2-Pkgs A&D | CLI.CON-000001 |  |  | Approved
ORA ZED-Ph 2-Pkgs A&D | CLI.CON-000001 | E06 1 - 40 mm | 40 mm | Approved
ORA ZED-Ph 2-Pkgs A&D | CLI.CON-000001 |  |  | Approved
ORA ZED-Ph 2-Pkgs A&D | CLI.CON-000001 | E06 2 - 25mm | 25mm | Approved
ORA ZED-Ph 2-Pkgs A&D | CLI.CON-000001 |  |  | Approved
ORA ZED-Ph 2-Pkgs A&D | CLI.CON-000001 | E06 3 - 32mm | 32mm | Approved
ORA ZED-Ph 2-Pkgs A&D | CLI.CON-000001 |  |  | Approved
ORA ZED-Ph 2-Pkgs A&D | CLI.CON-000001 |  |  | Approved
ORA ZED-Ph 2-Pkgs A&D | CLI.CON-000001 | E05 11 - (1 x 35) mm2 ECC. | (1 x 35) mm2 ECC. | Approved
ORA ZED-Ph 2-Pkgs A&D | CLI.CON-000001 |  |  | Approved
ORA ZED-Ph 2-Pkgs A&D | CLI.CON-000001 | E06 1 - (4x 6) mm2. | (4x 6) mm2. | Approved
ORA ZED-Ph 2-Pkgs A&D | CLI.CON-000001 |  |  | Approved
ORA ZED-Ph 2-Pkgs A&D | CLI.CON-000001 | E06 2 - (4x 10) mm2. | (4x 10) mm2. | Approved
ORA ZED-Ph 2-Pkgs A&D | CLI.CON-000001 |  |  | Approved
ORA ZED-Ph 2-Pkgs A&D | CLI.CON-000001 | E06 3 - (4 x 16) mm2. | (4 x 16) mm2. | Approved
ORA ZED-Ph 2-Pkgs A&D | CLI.CON-000001 |  |  | Approved
ORA ZED-Ph 2-Pkgs A&D | CLI.CON-000001 | E06 4 - (4 x 25) mm2. | (4 x 25) mm2. | Approved
ORA ZED-Ph 2-Pkgs A&D | CLI.CON-000001 |  |  | Approved
ORA ZED-Ph 2-Pkgs A&D | CLI.CON-000001 | E06 5 - (3.5x 50) mm2. | (3.5x 50) mm2. | Approved
ORA ZED-Ph 2-Pkgs A&D | CLI.CON-000001 |  |  | Approved
ORA ZED-Ph 2-Pkgs A&D | CLI.CON-000001 | E06 6 - (3.5x 70) mm2. | (3.5x 70) mm2. | Approved
ORA ZED-Ph 2-Pkgs A&D | CLI.CON-000001 |  |  | Approved
ORA ZED-Ph 2-Pkgs A&D | CLI.CON-000001 | E06 7 - (4 x 16) mm2. | (4 x 16) mm2. | Approved
ORA ZED-Ph 2-Pkgs A&D | CLI.CON-000001 |  |  | Approved
ORA ZED-Ph 2-Pkgs A&D | CLI.CON-000001 | E06 8 - (1 x 6) mm2 ECC. | (1 x 6) mm2 ECC. | Approved
ORA ZED-Ph 2-Pkgs A&D | CLI.CON-000001 |  |  | Approved
ORA ZED-Ph 2-Pkgs A&D | CLI.CON-000001 | E06 9 - (1 x 10) mm2 ECC. | (1 x 10) mm2 ECC. | Approved
ORA ZED-Ph 2-Pkgs A&D | CLI.CON-000001 |  |  | Approved
ORA ZED-Ph 2-Pkgs A&D | CLI.CON-000001 | E06 10 - (1 x 16) mm2 ECC. | (1 x 16) mm2 ECC. | Approved
ORA ZED-Ph 2-Pkgs A&D | CLI.CON-000001 |  |  | Approved
ORA ZED-Ph 2-Pkgs A&D | CLI.CON-000001 | E06 11 - (1 x 25) mm2 ECC. | (1 x 25) mm2 ECC. | Approved
ORA ZED-Ph 2-Pkgs A&D | CLI.CON-000001 |  |  | Approved
ORA ZED-Ph 2-Pkgs A&D | CLI.CON-000001 | E06 12 - (1 x 35) mm2 ECC. | (1 x 35) mm2 ECC. | Approved
ORA ZED-Ph 2-Pkgs A&D | CLI.CON-000001 |  |  | Approved
ORA ZED-Ph 2-Pkgs A&D | CLI.CON-000001 | E07 1 - (4x 6) mm2. | (4x 6) mm2. | Approved
ORA ZED-Ph 2-Pkgs A&D | CLI.CON-000001 |  |  | Approved
ORA ZED-Ph 2-Pkgs A&D | CLI.CON-000001 | E07 2 - (4x 10) mm2. | (4x 10) mm2. | Approved
ORA ZED-Ph 2-Pkgs A&D | CLI.CON-000001 |  |  | Approved
ORA ZED-Ph 2-Pkgs A&D | CLI.CON-000001 | E07 3 - (4 x 16) mm2. | (4 x 16) mm2. | Approved
ORA ZED-Ph 2-Pkgs A&D | CLI.CON-000001 | Podium D 35 - PP-E08-06 | PP-E08-06 | Approved
ORA ZED-Ph 2-Pkgs A&D | CLI.CON-000001 |  |  | Approved
ORA ZED-Ph 2-Pkgs A&D | CLI.CON-000001 | Podium D 36 - LP-E05-02 | LP-E05-02 | Approved
ORA ZED-Ph 2-Pkgs A&D | CLI.CON-000001 |  |  | Approved
ORA ZED-Ph 2-Pkgs A&D | CLI.CON-000001 | Podium D 37 - LP-E05-05 | LP-E05-05 | Approved
ORA ZED-Ph 2-Pkgs A&D | CLI.CON-000001 |  |  | Approved
ORA ZED-Ph 2-Pkgs A&D | CLI.CON-000001 | Podium D 38 - LP-E05-08 | LP-E05-08 | Approved
ORA ZED-Ph 2-Pkgs A&D | CLI.CON-000001 |  |  | Approved
ORA ZED-Ph 2-Pkgs A&D | CLI.CON-000001 | Podium D 39 - LP-E05-09 | LP-E05-09 | Approved
ORA ZED-Ph 2-Pkgs A&D | CLI.CON-000001 |  |  | Approved
ORA ZED-Ph 2-Pkgs A&D | CLI.CON-000001 | Podium D 40 - LP-E06-07 | LP-E06-07 | Approved
ORA ZED-Ph 2-Pkgs A&D | CLI.CON-000001 |  |  | Approved
ORA ZED-Ph 2-Pkgs A&D | CLI.CON-000001 | Podium D 41 - LP-E06-12 | LP-E06-12 | Approved
ORA ZED-Ph 2-Pkgs A&D | CLI.CON-000001 |  |  | Approved
ORA ZED-Ph 2-Pkgs A&D | CLI.CON-000001 | Podium D 42 - LP-E07-03 | LP-E07-03 | Approved
ORA ZED-Ph 2-Pkgs A&D | CLI.CON-000001 |  |  | Approved
ORA ZED-Ph 2-Pkgs A&D | CLI.CON-000001 | Podium D 43 - LP-E07-04 | LP-E07-04 | Approved
ORA ZED-Ph 2-Pkgs A&D | CLI.CON-000001 |  |  | Approved
ORA ZED-Ph 2-Pkgs A&D | CLI.CON-000001 | Podium D 44 - LP-E07-10 | LP-E07-10 | Approved
ORA ZED-Ph 2-Pkgs A&D | CLI.CON-000001 |  |  | Approved
ORA ZED-Ph 2-Pkgs A&D | CLI.CON-000001 | Podium D 45 - LP-E07-11 | LP-E07-11 | Approved
ORA ZED-Ph 2-Pkgs A&D | CLI.CON-000001 |  |  | Approved
ORA ZED-Ph 2-Pkgs A&D | CLI.CON-000001 | Podium D 46 - LP-E08-01 | LP-E08-01 | Approved
ORA ZED-Ph 2-Pkgs A&D | CLI.CON-000001 |  |  | Approved
ORA ZED-Ph 2-Pkgs A&D | CLI.CON-000001 | Podium D 47 - LP-E08-06 | LP-E08-06 | Approved
ORA ZED-Ph 2-Pkgs A&D | CLI.CON-000001 |  |  | Approved
ORA ZED-Ph 2-Pkgs A&D | CLI.CON-000001 | Podium D 48 - LPP-CP-01 | LPP-CP-01 | Approved
ORA ZED-Ph 2-Pkgs A&D | CLI.CON-000001 |  |  | Approved
ORA ZED-Ph 2-Pkgs A&D | CLI.CON-000001 | Podium D 49 - LPP-CP-02 | LPP-CP-02 | Approved
ORA ZED-Ph 2-Pkgs A&D | CLI.CON-000001 |  |  | Approved
ORA ZED-Ph 2-Pkgs A&D | CLI.CON-000001 | Podium D 50 - ELPP-E05-02 | ELPP-E05-02 | Approved
ORA ZED-Ph 2-Pkgs A&D | CLI.CON-000001 |  |  | Approved
ORA ZED-Ph 2-Pkgs A&D | CLI.CON-000001 | Podium D 51 - ELPP-E05-05 | ELPP-E05-05 | Approved
ORA ZED-Ph 2-Pkgs A&D | CLI.CON-000001 |  |  | Approved
ORA ZED-Ph 2-Pkgs A&D | CLI.CON-000001 | Podium D 52 - ELPP-E05-08 | ELPP-E05-08 | Approved
ORA ZED-Ph 2-Pkgs A&D | CLI.CON-000001 |  |  | Approved
ORA ZED-Ph 2-Pkgs A&D | CLI.CON-000001 | E05 17- Floor Ceramic | Floor | Approved
ORA ZED-Ph 2-Pkgs A&D | CLI.CON-000001 |  |  | Approved
ORA ZED-Ph 2-Pkgs A&D | CLI.CON-000001 | E06 7- Floor Ceramic | Floor | Approved
ORA ZED-Ph 2-Pkgs A&D | CLI.CON-000001 |  |  | Approved
ORA ZED-Ph 2-Pkgs A&D | CLI.CON-000001 | E06 8- Floor Ceramic | Floor | Approved
ORA ZED-Ph 2-Pkgs A&D | CLI.CON-000001 |  |  | Approved
ORA ZED-Ph 2-Pkgs A&D | CLI.CON-000001 | E06 9- Floor Ceramic | Floor | Approved
ORA ZED-Ph 2-Pkgs A&D | CLI.CON-000001 |  |  | Approved
ORA ZED-Ph 2-Pkgs A&D | CLI.CON-000001 | E06 10- Floor Ceramic | Floor | Approved
ORA ZED-Ph 2-Pkgs A&D | CLI.CON-000001 |  |  | Approved
ORA ZED-Ph 2-Pkgs A&D | CLI.CON-000001 | E06 15- Floor Ceramic | Floor | Approved
ORA ZED-Ph 2-Pkgs A&D | CLI.CON-000001 |  |  | Approved
ORA ZED-Ph 2-Pkgs A&D | CLI.CON-000001 | E06 17- Floor Ceramic | Floor | Approved
ORA ZED-Ph 2-Pkgs A&D | CLI.CON-000001 |  |  | Approved
ORA ZED-Ph 2-Pkgs A&D | CLI.CON-000001 | E07 7- Floor Ceramic | Floor | Approved
ORA ZED-Ph 2-Pkgs A&D | CLI.CON-000001 |  |  | Approved
ORA ZED-Ph 2-Pkgs A&D | CLI.CON-000001 | E07 8- Floor Ceramic | Floor | Approved
ORA ZED-Ph 2-Pkgs A&D | CLI.CON-000001 |  |  | Approved
ORA ZED-Ph 2-Pkgs A&D | CLI.CON-000001 | E07 9- Floor Ceramic | Floor | Approved
ORA ZED-Ph 2-Pkgs A&D | CLI.CON-000001 |  |  | Approved
ORA ZED-Ph 2-Pkgs A&D | CLI.CON-000001 | E07 10- Floor Ceramic | Floor | Approved
ORA ZED-Ph 2-Pkgs A&D | CLI.CON-000001 |  |  | Approved
ORA ZED-Ph 2-Pkgs A&D | CLI.CON-000001 | E07 15- Floor Ceramic | Floor | Approved
ORA ZED-Ph 2-Pkgs A&D | CLI.CON-000001 |  |  | Approved
ORA ZED-Ph 2-Pkgs A&D | CLI.CON-000001 | E07 17- Floor Ceramic | Floor | Approved
ORA ZED-Ph 2-Pkgs A&D | CLI.CON-000001 |  |  | Approved
ORA ZED-Ph 2-Pkgs A&D | CLI.CON-000001 | E08 7- Floor Ceramic | Floor | Approved
ORA ZED-Ph 2-Pkgs A&D | CLI.CON-000001 |  |  | Approved
ORA ZED-Ph 2-Pkgs A&D | CLI.CON-000001 | E08 8- Floor Ceramic | Floor | Approved
ORA ZED-Ph 2-Pkgs A&D | CLI.CON-000001 |  |  | Approved
ORA ZED-Ph 2-Pkgs A&D | CLI.CON-000001 | E08 9- Floor Ceramic | Floor | Approved
ORA ZED-Ph 2-Pkgs A&D | CLI.CON-000001 |  |  | Approved
ORA ZED-Ph 2-Pkgs A&D | CLI.CON-000001 | E08 10- Floor Ceramic | Floor | Approved
ORA ZED-Ph 2-Pkgs A&D | CLI.CON-000001 |  |  | Approved
ORA ZED-Ph 2-Pkgs A&D | CLI.CON-000001 | E08 16- Floor Ceramic | Floor | Approved
ORA ZED-Ph 2-Pkgs A&D | CLI.CON-000001 |  |  | Approved
ORA ZED-Ph 2-Pkgs A&D | CLI.CON-000001 | E08 18- Floor Ceramic | Floor | Approved
ORA ZED-Ph 2-Pkgs A&D | CLI.CON-000001 |  |  | Approved
ORA ZED-Ph 2-Pkgs A&D | CLI.CON-000001 | E05 6 - Base Ceramic | Base | Approved
ORA ZED-Ph 2-Pkgs A&D | CLI.CON-000001 |  |  | Approved
ORA ZED-Ph 2-Pkgs A&D | CLI.CON-000001 |  |  | Approved
ORA ZED-Ph 2-Pkgs A&D | CLI.CON-000001 | E05 18 - Size 700*500 | Size 700*500 | Approved
ORA ZED-Ph 2-Pkgs A&D | CLI.CON-000001 |  |  | Approved
ORA ZED-Ph 2-Pkgs A&D | CLI.CON-000001 | E05 19 - Size 900*750 | Size 900*750 | Approved
ORA ZED-Ph 2-Pkgs A&D | CLI.CON-000001 |  |  | Approved
ORA ZED-Ph 2-Pkgs A&D | CLI.CON-000001 | E05 20 - Size 550*700 | Size 550*700 | Approved
ORA ZED-Ph 2-Pkgs A&D | CLI.CON-000001 |  |  | Approved
ORA ZED-Ph 2-Pkgs A&D | CLI.CON-000001 | E05 21 - Size 1550*900 | Size 1550*900 | Approved
ORA ZED-Ph 2-Pkgs A&D | CLI.CON-000001 |  |  | Approved
ORA ZED-Ph 2-Pkgs A&D | CLI.CON-000001 | E05 22 - Size 1100*500 | Size 1100*500 | Approved
ORA ZED-Ph 2-Pkgs A&D | CLI.CON-000001 |  |  | Approved
ORA ZED-Ph 2-Pkgs A&D | CLI.CON-000001 | E05 23 - Size 1500*3750 | Size 1500*3750 | Approved
ORA ZED-Ph 2-Pkgs A&D | CLI.CON-000001 |  |  | Approved
ORA ZED-Ph 2-Pkgs A&D | CLI.CON-000001 | E05 24 - Size 550*350 | Size 550*350 | Approved
ORA ZED-Ph 2-Pkgs A&D | CLI.CON-000001 |  |  | Approved
ORA ZED-Ph 2-Pkgs A&D | CLI.CON-000001 | E06 1 - Type "21", size 800 x 2200 mm, fire rated (60min), hardware set (HW07). | Type "21", size 800 x 2200 mm, fire rated (60min), hardware set (HW07). | Approved
ORA ZED-Ph 2-Pkgs A&D | CLI.CON-000001 |  |  | Approved
ORA ZED-Ph 2-Pkgs A&D | CLI.CON-000001 | E06 2 - Type "21", size 800 x 2200 mm, fire rated (90min), hardware set (HW14). | Type "21", size 800 x 2200 mm, fire rated (90min), hardware set (HW14). | Approved
ORA ZED-Ph 2-Pkgs A&D | CLI.CON-000001 |  |  | Approved
ORA ZED-Ph 2-Pkgs A&D | CLI.CON-000001 | E06 3 - Type "22", size 600 x 2100 mm, fire rated (60min), hardware set (HW11). | Type "22", size 600 x 2100 mm, fire rated (60min), hardware set (HW11). | Approved
ORA ZED-Ph 2-Pkgs A&D | CLI.CON-000001 |  |  | Approved
ORA ZED-Ph 2-Pkgs A&D | CLI.CON-000001 | E06 4 - Type "22", size 600 x 2100 mm, fire rated (90min), hardware set (HW11). | Type "22", size 600 x 2100 mm, fire rated (90min), hardware set (HW11). | Approved
ORA ZED-Ph 2-Pkgs A&D | CLI.CON-000001 |  |  | Approved
ORA ZED-Ph 2-Pkgs A&D | CLI.CON-000001 | E06 5 - Type "27", size 1100 x 2200 mm, fire rated (90min), hardware set (HW06). | Type "27", size 1100 x 2200 mm, fire rated (90min), hardware set (HW06). | Approved
ORA ZED-Ph 2-Pkgs A&D | CLI.CON-000001 |  |  | Approved
ORA ZED-Ph 2-Pkgs A&D | CLI.CON-000001 | E06 6 - Type "31", size 700 x 2100 mm, fire rated ( 60min ), hardware set (HW07 ). | Type "31", size 700 x 2100 mm, fire rated ( 60min ), hardware set (HW07 ). | Approved
ORA ZED-Ph 2-Pkgs A&D | CLI.CON-000001 |  |  | Approved
ORA ZED-Ph 2-Pkgs A&D | CLI.CON-000001 | E06 7 - Type "27", size 1100 x 2200 mm, fire rated (90min), hardware set (HW12). | Type "27", size 1100 x 2200 mm, fire rated (90min), hardware set (HW12). | Approved
ORA ZED-Ph 2-Pkgs A&D | CLI.CON-000001 |  |  | Approved
ORA ZED-Ph 2-Pkgs A&D | CLI.CON-000001 | E06 1 - size 300 x 600 mm fire rated (1.5hr). | size 300 x 600 mm fire rated (1.5hr). | Approved
ORA ZED-Ph 2-Pkgs A&D | CLI.CON-000001 |  |  | Approved
ORA ZED-Ph 2-Pkgs A&D | CLI.CON-000001 | E06 2 - Size 300 x 600 mm fire rated (1.5hr). | Size 300 x 600 mm fire rated (1.5hr). | Approved
ORA ZED-Ph 2-Pkgs A&D | CLI.CON-000001 |  |  | Approved
ORA ZED-Ph 2-Pkgs A&D | CLI.CON-000001 | E07 5 - Gravel for roof | Gravel for roof | Approved
ORA ZED-Ph 2-Pkgs A&D | CLI.CON-000001 |  |  | Approved
ORA ZED-Ph 2-Pkgs A&D | CLI.CON-000001 | E08 5 - Gravel for roof | Gravel for roof | Approved
ORA ZED-Ph 2-Pkgs A&D | CLI.CON-000001 |  |  | Approved
ORA ZED-Ph 2-Pkgs A&D | CLI.CON-000001 | E05 3 - Roof, 1.5 mm thick. | Roof, 1.5 mm thick. | Approved
ORA ZED-Ph 2-Pkgs A&D | CLI.CON-000001 |  |  | Approved
ORA ZED-Ph 2-Pkgs A&D | CLI.CON-000001 | E05 4 - Terraces, 1.5mm thick | Terraces, 1.5mm thick | Approved
ORA ZED-Ph 2-Pkgs A&D | CLI.CON-000001 |  |  | Approved
ORA ZED-Ph 2-Pkgs A&D | CLI.CON-000001 | E05 5 - Air wells, 1.5mm thick | Air wells, 1.5mm thick | Approved
ORA ZED-Ph 2-Pkgs A&D | CLI.CON-000001 |  |  | Approved
ORA ZED-Ph 2-Pkgs A&D | CLI.CON-000001 | E06 1 - Roof, 1.5 mm thick. | Roof, 1.5 mm thick. | Approved
ORA ZED-Ph 2-Pkgs A&D | CLI.CON-000001 |  |  | Approved
ORA ZED-Ph 2-Pkgs A&D | CLI.CON-000001 | E06 2 - Terraces, 1.5mm thick | Terraces, 1.5mm thick | Approved
ORA ZED-Ph 2-Pkgs A&D | CLI.CON-000001 |  |  | Approved
ORA ZED-Ph 2-Pkgs A&D | CLI.CON-000001 | E06 3 - Air wells, 1.5mm thick | Air wells, 1.5mm thick | Approved
ORA ZED-Ph 2-Pkgs A&D | CLI.CON-000001 |  |  | Approved
ORA ZED-Ph 2-Pkgs A&D | CLI.CON-000001 | E07 1 - Roof, 1.5 mm thick. | Roof, 1.5 mm thick. | Approved
ORA ZED-Ph 2-Pkgs A&D | CLI.CON-000001 |  |  | Approved
ORA ZED-Ph 2-Pkgs A&D | CLI.CON-000001 | E07 2 - Terraces, 1.5mm thick | Terraces, 1.5mm thick | Approved
ORA ZED-Ph 2-Pkgs A&D | CLI.CON-000001 |  |  | Approved
ORA ZED-Ph 2-Pkgs A&D | CLI.CON-000001 | E07 3 - Air wells, 1.5mm thick | Air wells, 1.5mm thick | Approved
ORA ZED-Ph 2-Pkgs A&D | CLI.CON-000001 |  |  | Approved
ORA ZED-Ph 2-Pkgs A&D | CLI.CON-000001 | E08 1 - Roof, 1.5 mm thick. | Roof, 1.5 mm thick. | Approved
ORA ZED-Ph 2-Pkgs A&D | CLI.CON-000001 |  |  | Approved
ORA ZED-Ph 2-Pkgs A&D | CLI.CON-000001 | E08 2 - Terraces, 1.5mm thick | Terraces, 1.5mm thick | Approved
ORA ZED-Ph 2-Pkgs A&D | CLI.CON-000001 |  |  | Approved
ORA ZED-Ph 2-Pkgs A&D | CLI.CON-000001 | E08 3 - Air wells, 1.5mm thick | Air wells, 1.5mm thick | Approved
ORA ZED-Ph 2-Pkgs A&D | CLI.CON-000001 |  |  | Approved
ORA ZED-Ph 2-Pkgs A&D | CLI.CON-000001 | Podium A 1 - Roof, 1.5 mm thick. | Roof, 1.5 mm thick. | Approved
ORA ZED-Ph 2-Pkgs A&D | CLI.CON-000001 |  |  | Approved
ORA ZED-Ph 2-Pkgs A&D | CLI.CON-000001 | Podium A 2 - Cementious water proofig; including items mentioned in "Method of Measurements" | Cementious water proofig; including items mentioned in "Method of Measurements" | Approved
ORA ZED-Ph 2-Pkgs A&D | CLI.CON-000001 |  |  | Approved
ORA ZED-Ph 2-Pkgs A&D | CLI.CON-000001 | Podium D 3 - Proximity card reader c/w numeric keypad. | Proximity card reader c/w numeric keypad. | Approved
ORA ZED-Ph 2-Pkgs A&D | CLI.CON-000001 |  |  | Approved
ORA ZED-Ph 2-Pkgs A&D | CLI.CON-000001 | Podium D 4 - Outdoor Proximity card reader c/w numeric keypad. | Outdoor Proximity card reader c/w numeric keypad. | Approved
ORA ZED-Ph 2-Pkgs A&D | CLI.CON-000001 |  |  | Approved
ORA ZED-Ph 2-Pkgs A&D | CLI.CON-000001 | Podium D 5 - Door sensor. | Door sensor. | Approved
ORA ZED-Ph 2-Pkgs A&D | CLI.CON-000001 |  |  | Approved
ORA ZED-Ph 2-Pkgs A&D | CLI.CON-000001 | Podium D 6 - Magnetic door lock. | Magnetic door lock. | Approved
ORA ZED-Ph 2-Pkgs A&D | CLI.CON-000001 |  |  | Approved
ORA ZED-Ph 2-Pkgs A&D | CLI.CON-000001 | Podium D 7 - Request to exit button. | Request to exit button. | Approved
ORA ZED-Ph 2-Pkgs A&D | CLI.CON-000001 |  |  | Approved
ORA ZED-Ph 2-Pkgs A&D | CLI.CON-000001 | Podium D 8 - Security break glass. | Security break glass. | Approved
ORA ZED-Ph 2-Pkgs A&D | CLI.CON-000001 |  |  | Approved
ORA ZED-Ph 2-Pkgs A&D | CLI.CON-000001 | Podium D 9 - Upgrading license for access control server in Phase-1A to accommodate all network door controllers for phase-2 c/w all required hardware modules, software packages, license, etc. | Upgrading license for access control server in Phase-1A to accommodate all network door controllers for phase-2 c/w all required hardware modules, software packages, license, etc. | Approved
ORA ZED-Ph 2-Pkgs A&D | CLI.CON-000001 |  |  | Approved
ORA ZED-Ph 2-Pkgs A&D | CLI.CON-000001 | Podium D 10 - Standalone Raisng Arm Bbarrier system include the following: - Aluminum raising arm barrier 4m - Underground loop detector - Connecting cable - Barrier controller - all related hardware accessories | Standalone Raisng Arm Bbarrier system include the following: - Aluminum raising arm barrier 4m - Underground loop detector - Connecting cable - Barrier controller - all related hardware accessories | Approved
ORA ZED-Ph 2-Pkgs A&D | CLI.CON-000001 |  |  | Approved
ORA ZED-Ph 2-Pkgs A&D | CLI.CON-000001 | E05 1 - Empty conduit for Control module. | Empty conduit for Control module. | Approved
ORA ZED-Ph 2-Pkgs A&D | CLI.CON-000001 |  |  | Approved
ORA ZED-Ph 2-Pkgs A&D | CLI.CON-000001 | E05 2 - Empty conduit for Outdoor Control module. | Empty conduit for Outdoor Control module. | Approved
ORA ZED-Ph 2-Pkgs A&D | CLI.CON-000001 |  |  | Approved
ORA ZED-Ph 2-Pkgs A&D | CLI.CON-000001 | E05 3 - Control module. | Control module. | Approved
ORA ZED-Ph 2-Pkgs A&D | CLI.CON-000001 |  |  | Approved
ORA ZED-Ph 2-Pkgs A&D | CLI.CON-000001 | E05 4 - Outdoor Control module. | Outdoor Control module. | Approved
ORA ZED-Ph 2-Pkgs A&D | CLI.CON-000001 |  |  | Approved
ORA ZED-Ph 2-Pkgs A&D | CLI.CON-000001 | E06 1 - Empty conduit for Control module. | Empty conduit for Control module. | Approved
ORA ZED-Ph 2-Pkgs A&D | CLI.CON-000001 |  |  | Approved
ORA ZED-Ph 2-Pkgs A&D | CLI.CON-000001 | E06 2 - Empty conduit for Outdoor Control module. | Empty conduit for Outdoor Control module. | Approved
ORA ZED-Ph 2-Pkgs A&D | CLI.CON-000001 |  |  | Approved
ORA ZED-Ph 2-Pkgs A&D | CLI.CON-000001 | E06 3 - Control module. | Control module. | Approved
ORA ZED-Ph 2-Pkgs A&D | CLI.CON-000001 |  |  | Approved
ORA ZED-Ph 2-Pkgs A&D | CLI.CON-000001 | E06 4 - Outdoor Control module. | Outdoor Control module. | Approved
ORA ZED-Ph 2-Pkgs A&D | CLI.CON-000001 |  |  | Approved
ORA ZED-Ph 2-Pkgs A&D | CLI.CON-000001 | E08 11 - 1.5mm thickness Galvanized steel Floor Telecom Borad (FTB) [600x600x300 mm - WxHxD] inside IT rooms | 1.5mm thickness Galvanized steel Floor Telecom Borad (FTB) [600x600x300 mm - WxHxD] inside IT rooms for GPON Network including optical distribution frame (ODF), fiber terminal boxes (FTB), fiber rings, fiber cassettes, splicing trays, perforated doors, conduits holes and all related accessories. | Approved
ORA ZED-Ph 2-Pkgs A&D | CLI.CON-000001 |  |  | Approved
ORA ZED-Ph 2-Pkgs A&D | CLI.CON-000001 | E08 12 - 1.5mm thickness Galvanized steel Indoor Equipment Cabinet (IEC) [400x600x120 mm - WxHxD] inside apartments | 1.5mm thickness Galvanized steel Indoor Equipment Cabinet (IEC) [400x600x120 mm - WxHxD] inside apartments for GPON Network including Micro ODF [2cores], CAT6 patch panel [12 ports], two power sockets, telephone distribution frame [IDF 20 pairs], doors with ventilation holes, conduits holes and all related accessories . | Approved
ORA ZED-Ph 2-Pkgs A&D | CLI.CON-000001 |  |  | Approved
ORA ZED-Ph 2-Pkgs A&D | CLI.CON-000001 | E08 13 - 2 Core Single Mode [SM] fiber optic Cable (9/125 µm) LSZH, from all [IEC] inside apartments to [FTB] inside IT rooms. | 2 Core Single Mode [SM] fiber optic Cable (9/125 µm) LSZH, from all [IEC] inside apartments to [FTB] inside IT rooms. | Approved
ORA ZED-Ph 2-Pkgs A&D | CLI.CON-000001 |  |  | Approved
ORA ZED-Ph 2-Pkgs A&D | CLI.CON-000001 | E08 14 - Single [UTP] outlet with one RJ45 CAT [6] Jack for IPTV system | Single [UTP] outlet with one RJ45 CAT [6] Jack for IPTV system | Approved
ORA ZED-Ph 2-Pkgs A&D | CLI.CON-000001 |  |  | Approved
ORA ZED-Ph 2-Pkgs A&D | CLI.CON-000001 | E08 15 - Dual [UTP] outlet loaded with two RJ45 CAT [6] Jacks for WIFI outlet. | Dual [UTP] outlet loaded with two RJ45 CAT [6] Jacks for WIFI outlet. | Approved
ORA ZED-Ph 2-Pkgs A&D | CLI.CON-000001 |  |  | Approved
ORA ZED-Ph 2-Pkgs A&D | CLI.CON-000001 | E08 16 - Single [UTP] outlet loaded with one RJ45 CAT [6] Jack for IP intercom system indoor type. | Single [UTP] outlet loaded with one RJ45 CAT [6] Jack for IP intercom system indoor type. | Approved
ORA ZED-Ph 2-Pkgs A&D | CLI.CON-000001 |  |  | Approved
ORA ZED-Ph 2-Pkgs A&D | CLI.CON-000001 | E08 17 - Single [UTP] outlet loaded with one RJ45 CAT [6] Jack for IP intercom system outdoor type. | Single [UTP] outlet loaded with one RJ45 CAT [6] Jack for IP intercom system outdoor type. | Approved
ORA ZED-Ph 2-Pkgs A&D | CLI.CON-000001 |  |  | Approved
ORA ZED-Ph 2-Pkgs A&D | CLI.CON-000001 | E08 18 - Single [UTP] outlet loaded with one RJ45 CAT [6] Jack for IP CCTV system ceiling mounted indoor type. | Single [UTP] outlet loaded with one RJ45 CAT [6] Jack for IP CCTV system ceiling mounted indoor type. | Approved
ORA ZED-Ph 2-Pkgs A&D | CLI.CON-000001 |  |  | Approved
ORA ZED-Ph 2-Pkgs A&D | CLI.CON-000001 | E08 19 - Single [UTP] outlet loaded with one RJ45 CAT [6] Jack for IP CCTV system wall mounted outdoor type. | Single [UTP] outlet loaded with one RJ45 CAT [6] Jack for IP CCTV system wall mounted outdoor type. | Approved
ORA ZED-Ph 2-Pkgs A&D | CLI.CON-000001 |  |  | Approved
ORA ZED-Ph 2-Pkgs A&D | CLI.CON-000001 | E08 20 - Single RJ11 telephone outlet loaded with one CAT [3] telephone Jack for analog desktop telephone set | Single RJ11 telephone outlet loaded with one CAT [3] telephone Jack for analog desktop telephone set | Approved
ORA ZED-Ph 2-Pkgs A&D | CLI.CON-000001 |  |  | Approved
ORA ZED-Ph 2-Pkgs A&D | CLI.CON-000001 | E08 21 - Single RJ11 telephone outlet loaded with one CAT [3] telephone Jack for analog wall mounted telephone set | Single RJ11 telephone outlet loaded with one CAT [3] telephone Jack for analog wall mounted telephone set | Approved
ORA ZED-Ph 2-Pkgs A&D | CLI.CON-000001 |  |  | Approved
ORA ZED-Ph 2-Pkgs A&D | CLI.CON-000001 | E08 22 - Spare parts. | Spare parts. | Approved
ORA ZED-Ph 2-Pkgs A&D | CLI.CON-000001 | E06 4 - 20 mm | 20 mm | Approved
ORA ZED-Ph 2-Pkgs A&D | CLI.CON-000001 |  |  | Approved
ORA ZED-Ph 2-Pkgs A&D | CLI.CON-000001 | E06 5 - 25 mm | 25 mm | Approved
ORA ZED-Ph 2-Pkgs A&D | CLI.CON-000001 |  |  | Approved
ORA ZED-Ph 2-Pkgs A&D | CLI.CON-000001 | E06 6 - 32 mm | 32 mm | Approved
ORA ZED-Ph 2-Pkgs A&D | CLI.CON-000001 |  |  | Approved
ORA ZED-Ph 2-Pkgs A&D | CLI.CON-000001 | E06 7 - 25 mm | 25 mm | Approved
ORA ZED-Ph 2-Pkgs A&D | CLI.CON-000001 |  |  | Approved
ORA ZED-Ph 2-Pkgs A&D | CLI.CON-000001 | E06 8 - 32 mm | 32 mm | Approved
ORA ZED-Ph 2-Pkgs A&D | CLI.CON-000001 |  |  | Approved
ORA ZED-Ph 2-Pkgs A&D | CLI.CON-000001 | E07 1 - 40 mm | 40 mm | Approved
ORA ZED-Ph 2-Pkgs A&D | CLI.CON-000001 |  |  | Approved
ORA ZED-Ph 2-Pkgs A&D | CLI.CON-000001 | E07 2 - 25mm | 25mm | Approved
ORA ZED-Ph 2-Pkgs A&D | CLI.CON-000001 |  |  | Approved
ORA ZED-Ph 2-Pkgs A&D | CLI.CON-000001 | E07 3 - 32mm | 32mm | Approved
ORA ZED-Ph 2-Pkgs A&D | CLI.CON-000001 |  |  | Approved
ORA ZED-Ph 2-Pkgs A&D | CLI.CON-000001 | E07 4 - 20 mm | 20 mm | Approved
ORA ZED-Ph 2-Pkgs A&D | CLI.CON-000001 |  |  | Approved
ORA ZED-Ph 2-Pkgs A&D | CLI.CON-000001 | E07 5 - 25 mm | 25 mm | Approved
ORA ZED-Ph 2-Pkgs A&D | CLI.CON-000001 |  |  | Approved
ORA ZED-Ph 2-Pkgs A&D | CLI.CON-000001 | E07 6 - 32 mm | 32 mm | Approved
ORA ZED-Ph 2-Pkgs A&D | CLI.CON-000001 |  |  | Approved
ORA ZED-Ph 2-Pkgs A&D | CLI.CON-000001 | E07 7 - 40 mm | 40 mm | Approved
ORA ZED-Ph 2-Pkgs A&D | CLI.CON-000001 |  |  | Approved
ORA ZED-Ph 2-Pkgs A&D | CLI.CON-000001 | E07 8 - 50 mm | 50 mm | Approved
ORA ZED-Ph 2-Pkgs A&D | CLI.CON-000001 |  |  | Approved
ORA ZED-Ph 2-Pkgs A&D | CLI.CON-000001 | E07 9 - 25 mm | 25 mm | Approved
ORA ZED-Ph 2-Pkgs A&D | CLI.CON-000001 |  |  | Approved
ORA ZED-Ph 2-Pkgs A&D | CLI.CON-000001 | E07 10 - 32 mm | 32 mm | Approved
ORA ZED-Ph 2-Pkgs A&D | CLI.CON-000001 |  |  | Approved
ORA ZED-Ph 2-Pkgs A&D | CLI.CON-000001 | E07 11 - 40 mm | 40 mm | Approved
ORA ZED-Ph 2-Pkgs A&D | CLI.CON-000001 |  |  | Approved
ORA ZED-Ph 2-Pkgs A&D | CLI.CON-000001 | E08 1 - 40 mm | 40 mm | Approved
ORA ZED-Ph 2-Pkgs A&D | CLI.CON-000001 |  |  | Approved
ORA ZED-Ph 2-Pkgs A&D | CLI.CON-000001 | E08 2 - 25mm | 25mm | Approved
ORA ZED-Ph 2-Pkgs A&D | CLI.CON-000001 |  |  | Approved
ORA ZED-Ph 2-Pkgs A&D | CLI.CON-000001 | E08 3 - 32mm | 32mm | Approved
ORA ZED-Ph 2-Pkgs A&D | CLI.CON-000001 |  |  | Approved
ORA ZED-Ph 2-Pkgs A&D | CLI.CON-000001 |  |  | Approved
ORA ZED-Ph 2-Pkgs A&D | CLI.CON-000001 | E07 4 - (4 x 35) mm2. | (4 x 35) mm2. | Approved
ORA ZED-Ph 2-Pkgs A&D | CLI.CON-000001 |  |  | Approved
ORA ZED-Ph 2-Pkgs A&D | CLI.CON-000001 | E07 5 - (3.5x 50) mm2. | (3.5x 50) mm2. | Approved
ORA ZED-Ph 2-Pkgs A&D | CLI.CON-000001 |  |  | Approved
ORA ZED-Ph 2-Pkgs A&D | CLI.CON-000001 | E07 6 - (4 x 16) mm2. | (4 x 16) mm2. | Approved
ORA ZED-Ph 2-Pkgs A&D | CLI.CON-000001 |  |  | Approved
ORA ZED-Ph 2-Pkgs A&D | CLI.CON-000001 | E07 7 - (1 x 6) mm2 ECC. | (1 x 6) mm2 ECC. | Approved
ORA ZED-Ph 2-Pkgs A&D | CLI.CON-000001 |  |  | Approved
ORA ZED-Ph 2-Pkgs A&D | CLI.CON-000001 | E07 8 - (1 x 10) mm2 ECC. | (1 x 10) mm2 ECC. | Approved
ORA ZED-Ph 2-Pkgs A&D | CLI.CON-000001 |  |  | Approved
ORA ZED-Ph 2-Pkgs A&D | CLI.CON-000001 | E07 9 - (1 x 16) mm2 ECC. | (1 x 16) mm2 ECC. | Approved
ORA ZED-Ph 2-Pkgs A&D | CLI.CON-000001 |  |  | Approved
ORA ZED-Ph 2-Pkgs A&D | CLI.CON-000001 | E07 10 - (1 x 25) mm2 ECC. | (1 x 25) mm2 ECC. | Approved
ORA ZED-Ph 2-Pkgs A&D | CLI.CON-000001 |  |  | Approved
ORA ZED-Ph 2-Pkgs A&D | CLI.CON-000001 | E08 1 - (4x 6) mm2. | (4x 6) mm2. | Approved
ORA ZED-Ph 2-Pkgs A&D | CLI.CON-000001 |  |  | Approved
ORA ZED-Ph 2-Pkgs A&D | CLI.CON-000001 | E08 2 - (4x 10) mm2. | (4x 10) mm2. | Approved
ORA ZED-Ph 2-Pkgs A&D | CLI.CON-000001 |  |  | Approved
ORA ZED-Ph 2-Pkgs A&D | CLI.CON-000001 | E08 3 - (4 x 16) mm2. | (4 x 16) mm2. | Approved
ORA ZED-Ph 2-Pkgs A&D | CLI.CON-000001 |  |  | Approved
ORA ZED-Ph 2-Pkgs A&D | CLI.CON-000001 | E08 4 - (4 x 25) mm2. | (4 x 25) mm2. | Approved
ORA ZED-Ph 2-Pkgs A&D | CLI.CON-000001 |  |  | Approved
ORA ZED-Ph 2-Pkgs A&D | CLI.CON-000001 | E08 5 - (3.5x 50) mm2. | (3.5x 50) mm2. | Approved
ORA ZED-Ph 2-Pkgs A&D | CLI.CON-000001 |  |  | Approved
ORA ZED-Ph 2-Pkgs A&D | CLI.CON-000001 | E08 6 - (3.5x 70) mm2. | (3.5x 70) mm2. | Approved
ORA ZED-Ph 2-Pkgs A&D | CLI.CON-000001 |  |  | Approved
ORA ZED-Ph 2-Pkgs A&D | CLI.CON-000001 | E08 7 - (4 x 16) mm2. | (4 x 16) mm2. | Approved
ORA ZED-Ph 2-Pkgs A&D | CLI.CON-000001 |  |  | Approved
ORA ZED-Ph 2-Pkgs A&D | CLI.CON-000001 | E08 8 - (1 x 6) mm2 ECC. | (1 x 6) mm2 ECC. | Approved
ORA ZED-Ph 2-Pkgs A&D | CLI.CON-000001 |  |  | Approved
ORA ZED-Ph 2-Pkgs A&D | CLI.CON-000001 | E08 9 - (1 x 10) mm2 ECC. | (1 x 10) mm2 ECC. | Approved
ORA ZED-Ph 2-Pkgs A&D | CLI.CON-000001 |  |  | Approved
ORA ZED-Ph 2-Pkgs A&D | CLI.CON-000001 | Podium D 53 - ELPP-E05-09 | ELPP-E05-09 | Approved
ORA ZED-Ph 2-Pkgs A&D | CLI.CON-000001 |  |  | Approved
ORA ZED-Ph 2-Pkgs A&D | CLI.CON-000001 | Podium D 54 - ELPP-E06-07 | ELPP-E06-07 | Approved
ORA ZED-Ph 2-Pkgs A&D | CLI.CON-000001 |  |  | Approved
ORA ZED-Ph 2-Pkgs A&D | CLI.CON-000001 | Podium D 55 - ELPP-E06-12 | ELPP-E06-12 | Approved
ORA ZED-Ph 2-Pkgs A&D | CLI.CON-000001 |  |  | Approved
ORA ZED-Ph 2-Pkgs A&D | CLI.CON-000001 | Podium D 56 - ELPP-E07-03 | ELPP-E07-03 | Approved
ORA ZED-Ph 2-Pkgs A&D | CLI.CON-000001 |  |  | Approved
ORA ZED-Ph 2-Pkgs A&D | CLI.CON-000001 | Podium D 57 - ELPP-E07-04 | ELPP-E07-04 | Approved
ORA ZED-Ph 2-Pkgs A&D | CLI.CON-000001 |  |  | Approved
ORA ZED-Ph 2-Pkgs A&D | CLI.CON-000001 | Podium D 58 - ELPP-E07-10 | ELPP-E07-10 | Approved
ORA ZED-Ph 2-Pkgs A&D | CLI.CON-000001 |  |  | Approved
ORA ZED-Ph 2-Pkgs A&D | CLI.CON-000001 | Podium D 59 - ELPP-E07-11 | ELPP-E07-11 | Approved
ORA ZED-Ph 2-Pkgs A&D | CLI.CON-000001 |  |  | Approved
ORA ZED-Ph 2-Pkgs A&D | CLI.CON-000001 | Podium D 60 - ELPP-E08-01 | ELPP-E08-01 | Approved
ORA ZED-Ph 2-Pkgs A&D | CLI.CON-000001 |  |  | Approved
ORA ZED-Ph 2-Pkgs A&D | CLI.CON-000001 | Podium D 61 - ELPP-E08-06 | ELPP-E08-06 | Approved
ORA ZED-Ph 2-Pkgs A&D | CLI.CON-000001 |  |  | Approved
ORA ZED-Ph 2-Pkgs A&D | CLI.CON-000001 | Podium D 62 - SP-01 | SP-01 | Approved
ORA ZED-Ph 2-Pkgs A&D | CLI.CON-000001 |  |  | Approved
ORA ZED-Ph 2-Pkgs A&D | CLI.CON-000001 | Podium D 63 - SP-02 | SP-02 | Approved
ORA ZED-Ph 2-Pkgs A&D | CLI.CON-000001 |  |  | Approved
ORA ZED-Ph 2-Pkgs A&D | CLI.CON-000001 | Podium D 64 - SP-03 | SP-03 | Approved
ORA ZED-Ph 2-Pkgs A&D | CLI.CON-000001 |  |  | Approved
ORA ZED-Ph 2-Pkgs A&D | CLI.CON-000001 | Podium D 65 - SP-04 | SP-04 | Approved
ORA ZED-Ph 2-Pkgs A&D | CLI.CON-000001 |  |  | Approved
ORA ZED-Ph 2-Pkgs A&D | CLI.CON-000001 | Podium D 66 - UDB-E06-07 | UDB-E06-07 | Approved
ORA ZED-Ph 2-Pkgs A&D | CLI.CON-000001 |  |  | Approved
ORA ZED-Ph 2-Pkgs A&D | CLI.CON-000001 | Podium D 67 - UPP-E05-02 | UPP-E05-02 | Approved
ORA ZED-Ph 2-Pkgs A&D | CLI.CON-000001 |  |  | Approved
ORA ZED-Ph 2-Pkgs A&D | CLI.CON-000001 | Podium D 68 - UPP-E05-05 | UPP-E05-05 | Approved
ORA ZED-Ph 2-Pkgs A&D | CLI.CON-000001 |  |  | Approved
ORA ZED-Ph 2-Pkgs A&D | CLI.CON-000001 | Podium D 69 - UPP-E05-08 | UPP-E05-08 | Approved
ORA ZED-Ph 2-Pkgs A&D | CLI.CON-000001 |  |  | Approved
ORA ZED-Ph 2-Pkgs A&D | CLI.CON-000001 | Podium D 70 - UPP-E05-09 | UPP-E05-09 | Approved
ORA ZED-Ph 2-Pkgs A&D | CLI.CON-000001 |  |  | Approved
ORA ZED-Ph 2-Pkgs A&D | CLI.CON-000001 | E05 14 - Base Ceramic | Base | Approved
ORA ZED-Ph 2-Pkgs A&D | CLI.CON-000001 |  |  | Approved
ORA ZED-Ph 2-Pkgs A&D | CLI.CON-000001 | E05 16 - Base Ceramic | Base | Approved
ORA ZED-Ph 2-Pkgs A&D | CLI.CON-000001 |  |  | Approved
ORA ZED-Ph 2-Pkgs A&D | CLI.CON-000001 | E06 6 - Base Ceramic | Base | Approved
ORA ZED-Ph 2-Pkgs A&D | CLI.CON-000001 |  |  | Approved
ORA ZED-Ph 2-Pkgs A&D | CLI.CON-000001 | E06 14 - Base Ceramic | Base | Approved
ORA ZED-Ph 2-Pkgs A&D | CLI.CON-000001 |  |  | Approved
ORA ZED-Ph 2-Pkgs A&D | CLI.CON-000001 | E06 16 - Base Ceramic | Base | Approved
ORA ZED-Ph 2-Pkgs A&D | CLI.CON-000001 |  |  | Approved
ORA ZED-Ph 2-Pkgs A&D | CLI.CON-000001 | E07 6 - Base Ceramic | Base | Approved
ORA ZED-Ph 2-Pkgs A&D | CLI.CON-000001 |  |  | Approved
ORA ZED-Ph 2-Pkgs A&D | CLI.CON-000001 | E07 14 - Base Ceramic | Base | Approved
ORA ZED-Ph 2-Pkgs A&D | CLI.CON-000001 |  |  | Approved
ORA ZED-Ph 2-Pkgs A&D | CLI.CON-000001 | E07 16 - Base Ceramic | Base | Approved
ORA ZED-Ph 2-Pkgs A&D | CLI.CON-000001 |  |  | Approved
ORA ZED-Ph 2-Pkgs A&D | CLI.CON-000001 | E08 6 - Base Ceramic | Base | Approved
ORA ZED-Ph 2-Pkgs A&D | CLI.CON-000001 |  |  | Approved
ORA ZED-Ph 2-Pkgs A&D | CLI.CON-000001 | E08 15 - Base Ceramic | Base | Approved
ORA ZED-Ph 2-Pkgs A&D | CLI.CON-000001 |  |  | Approved
ORA ZED-Ph 2-Pkgs A&D | CLI.CON-000001 | E08 17 - Base Ceramic | Base | Approved
ORA ZED-Ph 2-Pkgs A&D | CLI.CON-000001 |  |  | Approved
ORA ZED-Ph 2-Pkgs A&D | CLI.CON-000001 | E05 Floor, size 400 x 400 x 20 mm for MEP rooms Terrazo | Floor, size 400 x 400 x 20 mm for MEP rooms | Approved
ORA ZED-Ph 2-Pkgs A&D | CLI.CON-000001 |  |  | Approved
ORA ZED-Ph 2-Pkgs A&D | CLI.CON-000001 | E05 Floor, size 400 x 400 x 20 mm for airwells Terrazo | Floor, size 400 x 400 x 20 mm for airwells | Approved
ORA ZED-Ph 2-Pkgs A&D | CLI.CON-000001 |  |  | Approved
ORA ZED-Ph 2-Pkgs A&D | CLI.CON-000001 | E05 Floor under HDF , size 300 x300 x 9 mm. Terrazo | Floor under HDF , size 300 x300 x 9 mm. | Approved
ORA ZED-Ph 2-Pkgs A&D | CLI.CON-000001 |  |  | Approved
ORA ZED-Ph 2-Pkgs A&D | CLI.CON-000001 | E06 Floor, size 400 x 400 x 20 mm for airwells Terrazo | Floor, size 400 x 400 x 20 mm for airwells | Approved
ORA ZED-Ph 2-Pkgs A&D | CLI.CON-000001 |  |  | Approved
ORA ZED-Ph 2-Pkgs A&D | CLI.CON-000001 | E06 Floor, size 400 x 400 x 20 mm for MEP rooms Terrazo | Floor, size 400 x 400 x 20 mm for MEP rooms | Approved
ORA ZED-Ph 2-Pkgs A&D | CLI.CON-000001 |  |  | Approved
ORA ZED-Ph 2-Pkgs A&D | CLI.CON-000001 | E06 Floor under HDF , size 300 x300 x 9 mm. Terrazo | Floor under HDF , size 300 x300 x 9 mm. | Approved
ORA ZED-Ph 2-Pkgs A&D | CLI.CON-000001 |  |  | Approved
ORA ZED-Ph 2-Pkgs A&D | CLI.CON-000001 | E07 Floor, size 400 x 400 x 20 mm FOR AIR WELLS Terrazo | Floor, size 400 x 400 x 20 mm FOR AIR WELLS | Approved
ORA ZED-Ph 2-Pkgs A&D | CLI.CON-000001 |  |  | Approved
ORA ZED-Ph 2-Pkgs A&D | CLI.CON-000001 | E07 Floor, size 400 x 400 x 20 mm FOR MEP ROOMS Terrazo | Floor, size 400 x 400 x 20 mm FOR MEP ROOMS | Approved
ORA ZED-Ph 2-Pkgs A&D | CLI.CON-000001 |  |  | Approved
Mivida BP#189 | CLI.CON-000001 | 20101.Basement P31 | water tank Excavtion | Approved
Mivida BP#189 | CLI.CON-000001 |  |  | Approved
Mivida BP#189 | CLI.CON-000001 | 201011.1.Basement P31 | Excavation in normal soil including, clearing all grass, vegetation etc. including trimming of excavation bottom, staking, levelling, grading etc. of excavated materials all complete as per specifications and engineering drawings including disposal to dump areas, For all types of soil based on the Geotechnical Soil Test Report and recommendations. | Approved
Mivida BP#189 | CLI.CON-000001 |  |  | Approved
Mivida BP#189 | CLI.CON-000001 | 201011.1.Building 1 | Excavation in normal soil including, clearing all grass, vegetation etc. including trimming of excavation bottom, staking, levelling, grading etc. of excavated materials all complete as per specifications and engineering drawings including disposal to dump areas, For all types of soil based on the Geotechnical Soil Test Report and recommendations. | Approved
Mivida BP#189 | CLI.CON-000001 |  |  | Approved
Mivida BP#189 | CLI.CON-000001 | 201011.1.Building 2 | Excavation in normal soil including, clearing all grass, vegetation etc. including trimming of excavation bottom, staking, levelling, grading etc. of excavated materials all complete as per specifications and engineering drawings including disposal to dump areas, For all types of soil based on the Geotechnical Soil Test Report and recommendations. | Approved
Mivida BP#189 | CLI.CON-000001 |  |  | Approved
Mivida BP#189 | CLI.CON-000001 | 201011.1.Building 3 | Excavation in normal soil including, clearing all grass, vegetation etc. including trimming of excavation bottom, staking, levelling, grading etc. of excavated materials all complete as per specifications and engineering drawings including disposal to dump areas, For all types of soil based on the Geotechnical Soil Test Report and recommendations. | Approved
Mivida BP#189 | CLI.CON-000001 |  |  | Approved
Mivida BP#189 | CLI.CON-000001 | 201011.1.Building 4 | Excavation in normal soil including, clearing all grass, vegetation etc. including trimming of excavation bottom, staking, levelling, grading etc. of excavated materials all complete as per specifications and engineering drawings including disposal to dump areas, For all types of soil based on the Geotechnical Soil Test Report and recommendations. | Approved
Mivida BP#189 | CLI.CON-000001 |  |  | Approved
Mivida BP#189 | CLI.CON-000001 | 201011.1.Building 5 | Excavation in normal soil including, clearing all grass, vegetation etc. including trimming of excavation bottom, staking, levelling, grading etc. of excavated materials all complete as per specifications and engineering drawings including disposal to dump areas, For all types of soil based on the Geotechnical Soil Test Report and recommendations. | Approved
Mivida BP#189 | CLI.CON-000001 |  |  | Approved
Mivida BP#189 | CLI.CON-000001 | 201011.1.Building 6 | Excavation in normal soil including, clearing all grass, vegetation etc. including trimming of excavation bottom, staking, levelling, grading etc. of excavated materials all complete as per specifications and engineering drawings including disposal to dump areas, For all types of soil based on the Geotechnical Soil Test Report and recommendations. | Approved
Mivida BP#189 | CLI.CON-000001 |  |  | Approved
Mivida BP#189 | CLI.CON-000001 | 201011.1.all | Excavation VO | Approved
Mivida BP#189 | CLI.CON-000001 |  |  | Approved
Mivida BP#189 | CLI.CON-000001 | 201011.1.Dollar | Excavation in normal soil including, clearing all grass, vegetation etc. including trimming of excavation bottom, staking, levelling, grading etc. of excavated materials all complete as per specifications and engineering drawings including disposal to dump areas, For all types of soil based on the Geotechnical Soil Test Report and recommendations. | Approved
Mivida BP#189 | CLI.CON-000001 |  |  | Approved
Mivida BP#189 | CLI.CON-000001 | 20102.Basement P31 | water tank Backfilling | Approved
Mivida BP#189 | CLI.CON-000001 |  |  | Approved
Mivida BP#189 | CLI.CON-000001 | 201022.2.Basement P31 | Backfilling of building foundation from foundation level until the bottom of slab on grade including filling around retaining walls of Approved granular imported fill according to site soil report recommendation, this fill shall be placed in layers, each layer should not exceed 300 mm in thickness and compacted to 90% of Standard Proctor Maximum Dry Density Test. and subject to Engineer's approval in making up levels, including compaction and the like | Approved
Mivida BP#189 | CLI.CON-000001 |  |  | Approved
Mivida BP#189 | CLI.CON-000001 | 201022.2.Building 1 | Backfilling of building foundation from foundation level until the bottom of slab on grade including filling around retaining walls of Approved granular imported fill according to site soil report recommendation, this fill shall be placed in layers, each layer should not exceed 300 mm in thickness and compacted to 90% of Standard Proctor Maximum Dry Density Test. and subject to Engineer's approval in making up levels, including compaction and the like | Approved
Mivida BP#189 | CLI.CON-000001 |  |  | Approved
Mivida BP#189 | CLI.CON-000001 | 201022.2.Building 2 | Backfilling of building foundation from foundation level until the bottom of slab on grade including filling around retaining walls of Approved granular imported fill according to site soil report recommendation, this fill shall be placed in layers, each layer should not exceed 300 mm in thickness and compacted to 90% of Standard Proctor Maximum Dry Density Test. and subject to Engineer's approval in making up levels, including compaction and the like | Approved
Mivida BP#189 | CLI.CON-000001 |  |  | Approved
Mivida BP#189 | CLI.CON-000001 | 201022.2.Building 3 | Backfilling of building foundation from foundation level until the bottom of slab on grade including filling around retaining walls of Approved granular imported fill according to site soil report recommendation, this fill shall be placed in layers, each layer should not exceed 300 mm in thickness and compacted to 90% of Standard Proctor Maximum Dry Density Test. and subject to Engineer's approval in making up levels, including compaction and the like | Approved
Mivida BP#189 | CLI.CON-000001 |  |  | Approved
Mivida BP#189 | CLI.CON-000001 | 201022.2.Building 4 | Backfilling of building foundation from foundation level until the bottom of slab on grade including filling around retaining walls of Approved granular imported fill according to site soil report recommendation, this fill shall be placed in layers, each layer should not exceed 300 mm in thickness and compacted to 90% of Standard Proctor Maximum Dry Density Test. and subject to Engineer's approval in making up levels, including compaction and the like | Approved
Mivida BP#189 | CLI.CON-000001 |  |  | Approved
Mivida BP#189 | CLI.CON-000001 | 201022.2.Building 5 | Backfilling of building foundation from foundation level until the bottom of slab on grade including filling around retaining walls of Approved granular imported fill according to site soil report recommendation, this fill shall be placed in layers, each layer should not exceed 300 mm in thickness and compacted to 90% of Standard Proctor Maximum Dry Density Test. and subject to Engineer's approval in making up levels, including compaction and the like | Approved
Mivida BP#189 | CLI.CON-000001 |  |  | Approved
Mivida BP#189 | CLI.CON-000001 | 201022.2.Building 6 | Backfilling of building foundation from foundation level until the bottom of slab on grade including filling around retaining walls of Approved granular imported fill according to site soil report recommendation, this fill shall be placed in layers, each layer should not exceed 300 mm in thickness and compacted to 90% of Standard Proctor Maximum Dry Density Test. and subject to Engineer's approval in making up levels, including compaction and the like | Approved
Mivida BP#189 | CLI.CON-000001 |  |  | Approved
Mivida BP#189 | CLI.CON-000001 | 201022.2.Dollar | Backfilling of building foundation from foundation level until the bottom of slab on grade including filling around retaining walls of Approved granular imported fill according to site soil report recommendation, this fill shall be placed in layers, each layer should not exceed 300 mm in thickness and compacted to 90% of Standard Proctor Maximum Dry Density Test. and subject to Engineer's approval in making up levels, including compaction and the like | Approved
Mivida BP#189 | CLI.CON-000001 |  |  | Approved
Mivida BP#189 | CLI.CON-000001 | 20103.2.1.Basement P31 | Soil replacement backfilling from excavation level up to foundation level with approved granular graded sand fill imported fill according to site soil report recommendation , this fill will be placed in layers, each layer should not exceed 300 mm in thickness and compacted to 95% of Standard Proctor Maximum Dry Density Test. Field density control tests should be carried out for each 100m2 of each layer to verify the required degree of compaction and subject to Engineer's approval in making up levels, including compaction and the like | Approved
Mivida BP#189 | CLI.CON-000001 |  |  | Approved
Mivida BP#189 | CLI.CON-000001 | 20103.2.1.Building 1 | Soil replacement backfilling from excavation level up to foundation level with approved granular graded sand fill imported fill according to site soil report recommendation , this fill will be placed in layers, each layer should not exceed 300 mm in thickness and compacted to 95% of Standard Proctor Maximum Dry Density Test. Field density control tests should be carried out for each 100m2 of each layer to verify the required degree of compaction and subject to Engineer's approval in making up levels, including compaction and the like | Approved
Mivida BP#189 | CLI.CON-000001 |  |  | Approved
Mivida BP#189 | CLI.CON-000001 | 20103.2.1.Building 2 | Soil replacement backfilling from excavation level up to foundation level with approved granular graded sand fill imported fill according to site soil report recommendation , this fill will be placed in layers, each layer should not exceed 300 mm in thickness and compacted to 95% of Standard Proctor Maximum Dry Density Test. Field density control tests should be carried out for each 100m2 of each layer to verify the required degree of compaction and subject to Engineer's approval in making up levels, including compaction and the like | Approved
Mivida BP#189 | CLI.CON-000001 |  |  | Approved
Mivida BP#189 | CLI.CON-000001 | 20103.2.1.Building 3 | Soil replacement backfilling from excavation level up to foundation level with approved granular graded sand fill imported fill according to site soil report recommendation , this fill will be placed in layers, each layer should not exceed 300 mm in thickness and compacted to 95% of Standard Proctor Maximum Dry Density Test. Field density control tests should be carried out for each 100m2 of each layer to verify the required degree of compaction and subject to Engineer's approval in making up levels, including compaction and the like | Approved
Mivida BP#189 | CLI.CON-000001 |  |  | Approved
Mivida BP#189 | CLI.CON-000001 | 20103.2.1.Building 4 | Soil replacement backfilling from excavation level up to foundation level with approved granular graded sand fill imported fill according to site soil report recommendation , this fill will be placed in layers, each layer should not exceed 300 mm in thickness and compacted to 95% of Standard Proctor Maximum Dry Density Test. Field density control tests should be carried out for each 100m2 of each layer to verify the required degree of compaction and subject to Engineer's approval in making up levels, including compaction and the like | Approved
Mivida BP#189 | CLI.CON-000001 |  |  | Approved
Mivida BP#189 | CLI.CON-000001 | 20103.2.1.Building 5 | Soil replacement backfilling from excavation level up to foundation level with approved granular graded sand fill imported fill according to site soil report recommendation , this fill will be placed in layers, each layer should not exceed 300 mm in thickness and compacted to 95% of Standard Proctor Maximum Dry Density Test. Field density control tests should be carried out for each 100m2 of each layer to verify the required degree of compaction and subject to Engineer's approval in making up levels, including compaction and the like | Approved
Mivida BP#189 | CLI.CON-000001 |  |  | Approved
Mivida BP#189 | CLI.CON-000001 | 20103.2.1.Building 6 | Soil replacement backfilling from excavation level up to foundation level with approved granular graded sand fill imported fill according to site soil report recommendation , this fill will be placed in layers, each layer should not exceed 300 mm in thickness and compacted to 95% of Standard Proctor Maximum Dry Density Test. Field density control tests should be carried out for each 100m2 of each layer to verify the required degree of compaction and subject to Engineer's approval in making up levels, including compaction and the like | Approved
Mivida BP#189 | CLI.CON-000001 |  |  | Approved
Mivida BP#189 | CLI.CON-000001 | 20103.2.1.Dollar | Soil replacement backfilling from excavation level up to foundation level with approved granular graded sand fill imported fill according to site soil report recommendation , this fill will be placed in layers, each layer should not exceed 300 mm in thickness and compacted to 95% of Standard Proctor Maximum Dry Density Test. Field density control tests should be carried out for each 100m2 of each layer to verify the required degree of compaction and subject to Engineer's approval in making up levels, including compaction and the like | Approved
Mivida BP#189 | CLI.CON-000001 |  |  | Approved
Mivida BP#189 | CLI.CON-000001 | 208.1.2.3.Basement P31 | For Excavation Height = 7m | Approved
Mivida BP#189 | CLI.CON-000001 |  |  | Approved
Mivida BP#189 | CLI.CON-000001 | 301..Basement P31 | Plain concrete of all Footings, thickness of 300 millimeters | Approved
Mivida BP#189 | CLI.CON-000001 |  |  | Approved
Mivida BP#189 | CLI.CON-000001 | 301..Building 2 | Plain concrete of all Footings, thickness of 300 millimeters | Approved
Mivida BP#189 | CLI.CON-000001 |  |  | Approved
Mivida BP#189 | CLI.CON-000001 | 301..Building 3 | Plain concrete of all Footings, thickness of 300 millimeters | Approved
Mivida BP#189 | CLI.CON-000001 |  |  | Approved
Mivida BP#189 | CLI.CON-000001 | 301..Building 4 | Plain concrete of all Footings, thickness of 300 millimeters | Approved
Mivida BP#189 | CLI.CON-000001 |  |  | Approved
Mivida BP#189 | CLI.CON-000001 | 301..Building 1 | Plain concrete of all Footings, thickness of 300 millimeters | Approved
Mivida BP#189 | CLI.CON-000001 |  |  | Approved
Mivida BP#189 | CLI.CON-000001 | 301..Building 5 | Plain concrete of all Footings, thickness of 300 millimeters | Approved
Mivida BP#189 | CLI.CON-000001 |  |  | Approved
Mivida BP#189 | CLI.CON-000001 | 301..Building 6 | Plain concrete of all Footings, thickness of 300 millimeters | Approved
Mivida BP#189 | CLI.CON-000001 |  |  | Approved
Mivida BP#189 | CLI.CON-000001 | 302..Basement P31 | Plain concrete of all Footings, thickness of 300 millimeters | Approved
Mivida BP#189 | CLI.CON-000001 |  |  | Approved
Mivida BP#189 | CLI.CON-000001 | 302..Building 1 | Plain concrete of all Footings, thickness of 300 millimeters | Approved
Mivida BP#189 | CLI.CON-000001 |  |  | Approved
Mivida BP#189 | CLI.CON-000001 | 302..Building 2 | Reinforced Concrete Footings | Approved
Mivida BP#189 | CLI.CON-000001 |  |  | Approved
Mivida BP#189 | CLI.CON-000001 | 302..Building 3 | Plain concrete of all Footings, thickness of 300 millimeters | Approved
Mivida BP#189 | CLI.CON-000001 |  |  | Approved
Mivida BP#189 | CLI.CON-000001 | 302..Building 4 | Reinforced Concrete Footings | Approved
Mivida BP#189 | CLI.CON-000001 |  |  | Approved
Mivida BP#189 | CLI.CON-000001 | 302..Building 5 | Reinforced Concrete Footings | Approved
Mivida BP#189 | CLI.CON-000001 |  |  | Approved
Mivida BP#189 | CLI.CON-000001 | 302..Building 6 | Reinforced Concrete Footings | Approved
Mivida BP#189 | CLI.CON-000001 |  |  | Approved
Mivida BP#189 | CLI.CON-000001 | 303.Basement P31 | Trowel for parking areas in basement, | Approved
Mivida BP#189 | CLI.CON-000001 |  |  | Approved
Mivida BP#189 | CLI.CON-000001 | 303.Total Buildings Parcel 31 | Roof's concrete, including slopes to drain, including triangular fillet and concrete protection in average thickness is 70 mm all as per drawings and specifications. | Approved
Mivida BP#189 | CLI.CON-000001 |  |  | Approved
Mivida BP#189 | CLI.CON-000001 | 303.Building 1 | Plain concrete of all Footings, thickness of 300 millimeters | Approved
Mivida BP#189 | CLI.CON-000001 |  |  | Approved
Mivida BP#189 | CLI.CON-000001 | 303.Building 2 | Plain concrete of all Footings, thickness of 300 millimeters | Approved
Mivida BP#189 | CLI.CON-000001 |  |  | Approved
Mivida BP#189 | CLI.CON-000001 | 303.Building 3 | Plain concrete of all Footings, thickness of 300 millimeters | Approved
Mivida BP#189 | CLI.CON-000001 |  |  | Approved
Mivida BP#189 | CLI.CON-000001 | 303.Building 4 | Plain concrete of all Footings, thickness of 300 millimeters | Approved
Mivida BP#189 | CLI.CON-000001 |  |  | Approved
Mivida BP#189 | CLI.CON-000001 | 303.Building 5 | Plain concrete of all Footings, thickness of 300 millimeters | Approved
Mivida BP#189 | CLI.CON-000001 |  |  | Approved
Mivida BP#189 | CLI.CON-000001 | 303.Building 6 | Plain concrete of all Footings, thickness of 300 millimeters | Approved
Mivida BP#189 | CLI.CON-000001 |  |  | Approved
Mivida BP#189 | CLI.CON-000001 | 304.Basement P31 | Car Wheel Stopper for the parking of pre-cast concrete. The dimensions of the wheel stops are 1800mm long, 200mm wide and 150mm deep, weighing 52kg as per detail and specifications. | Approved
Mivida BP#189 | CLI.CON-000001 |  |  | Approved
Mivida BP#189 | CLI.CON-000001 | 7000.Basement P31 | (Slab on grade) 15 cm | Approved
Mivida BP#189 | CLI.CON-000001 |  |  | Approved
Mivida BP#189 | CLI.CON-000001 | 7000.Building 1 | R.C Isolated footings, Rafts and Retaining Wall Footings | Approved
Mivida BP#189 | CLI.CON-000001 |  |  | Approved
Mivida BP#189 | CLI.CON-000001 | 7000.Building 2 | R.C Isolated footings, Rafts and Retaining Wall Footings | Approved
Mivida BP#189 | CLI.CON-000001 |  |  | Approved
Mivida BP#189 | CLI.CON-000001 | 7000.Building 3 | R.C Isolated footings, Rafts and Retaining Wall Footings | Approved
Mivida BP#189 | CLI.CON-000001 |  |  | Approved
Mivida BP#189 | CLI.CON-000001 | 7000.Building 4 | R.C Isolated footings, Rafts and Retaining Wall Footings | Approved
Mivida BP#189 | CLI.CON-000001 |  |  | Approved
Mivida BP#189 | CLI.CON-000001 | 7000.Building 5 | R.C Isolated footings, Rafts and Retaining Wall Footings | Approved
Mivida BP#189 | CLI.CON-000001 |  |  | Approved
Mivida BP#189 | CLI.CON-000001 | 7000.Building 6 | R.C Isolated footings, Rafts and Retaining Wall Footings | Approved
Mivida BP#189 | CLI.CON-000001 |  |  | Approved
Mivida BP#189 | CLI.CON-000001 | 7000.all | Water & Damp Proofing & Roof System | Approved
Mivida BP#189 | CLI.CON-000001 |  |  | Approved
Mivida BP#189 | CLI.CON-000001 | 50206.Building 1 | 1000 mm. Height stainless steel pipe and tube railings system comprise of 50mm dia. handrail tube fixed on stainless steel brackets above 40mm dia. posts and 20mm dia. railing tubes. The works are including fabrication, fixing, accessories and finishing all as per drawings and specifications. | Approved
Mivida BP#189 | CLI.CON-000001 |  |  | Approved
Mivida BP#189 | CLI.CON-000001 | 50206.Building 2 | 1000 mm. Height stainless steel pipe and tube railings system comprise of 50mm dia. handrail tube fixed on stainless steel brackets above 40mm dia. posts and 20mm dia. railing tubes. The works are including fabrication, fixing, accessories and finishing all as per drawings and specifications. | Approved
Mivida BP#189 | CLI.CON-000001 |  |  | Approved
Mivida BP#189 | CLI.CON-000001 | 50206.Building 3 | 1000 mm. Height stainless steel pipe and tube railings system comprise of 50mm dia. handrail tube fixed on stainless steel brackets above 40mm dia. posts and 20mm dia. railing tubes. The works are including fabrication, fixing, accessories and finishing all as per drawings and specifications. | Approved
Mivida BP#189 | CLI.CON-000001 |  |  | Approved
Mivida BP#189 | CLI.CON-000001 | 50206.Building 4 | 1000 mm. Height stainless steel pipe and tube railings system comprise of 50mm dia. handrail tube fixed on stainless steel brackets above 40mm dia. posts and 20mm dia. railing tubes. The works are including fabrication, fixing, accessories and finishing all as per drawings and specifications. | Approved
Mivida BP#189 | CLI.CON-000001 |  |  | Approved
Mivida BP#189 | CLI.CON-000001 | 50206.Building 5 | 1000 mm. Height stainless steel pipe and tube railings system comprise of 50mm dia. handrail tube fixed on stainless steel brackets above 40mm dia. posts and 20mm dia. railing tubes. The works are including fabrication, fixing, accessories and finishing all as per drawings and specifications. | Approved
Mivida BP#189 | CLI.CON-000001 |  |  | Approved
Mivida BP#189 | CLI.CON-000001 | 50206.Building 6 | 1000 mm. Height stainless steel pipe and tube railings system comprise of 50mm dia. handrail tube fixed on stainless steel brackets above 40mm dia. posts and 20mm dia. railing tubes. The works are including fabrication, fixing, accessories and finishing all as per drawings and specifications. | Approved
Mivida BP#189 | CLI.CON-000001 |  |  | Approved
Mivida BP#189 | CLI.CON-000001 | 502.Basement P31 | CHARCOAL BLACK COLOR FOR LIFT & DOOR ARCHITRAVE (Width = 10 +2 +2 cm) | Approved
Mivida BP#189 | CLI.CON-000001 |  |  | Approved
Mivida BP#189 | CLI.CON-000001 | 502.Building 1 | CHARCOAL BLACK COLOR FOR LIFT & DOOR ARCHITRAVE (Width = 10 +2 +2 cm) | Approved
Mivida BP#189 | CLI.CON-000001 |  |  | Approved
Mivida BP#189 | CLI.CON-000001 | 502.Building 2 | CHARCOAL BLACK COLOR FOR LIFT & DOOR ARCHITRAVE (Width = 10 +2 +2 cm) | Approved
Mivida BP#189 | CLI.CON-000001 |  |  | Approved
Mivida BP#189 | CLI.CON-000001 | 502.Building 3 | CHARCOAL BLACK COLOR FOR LIFT & DOOR ARCHITRAVE (Width = 10 +2 +2 cm) | Approved
Mivida BP#189 | CLI.CON-000001 |  |  | Approved
Mivida BP#189 | CLI.CON-000001 | 502.Building 4 | CHARCOAL BLACK COLOR FOR LIFT & DOOR ARCHITRAVE (Width = 10 +2 +2 cm) | Approved
Mivida BP#189 | CLI.CON-000001 |  |  | Approved
Mivida BP#189 | CLI.CON-000001 | 502.Building 5 | CHARCOAL BLACK COLOR FOR LIFT & DOOR ARCHITRAVE (Width = 10 +2 +2 cm) | Approved
Mivida BP#189 | CLI.CON-000001 |  |  | Approved
Mivida BP#189 | CLI.CON-000001 | 502.Building 6 | CHARCOAL BLACK COLOR FOR LIFT & DOOR ARCHITRAVE (Width = 10 +2 +2 cm) | Approved
Mivida BP#189 | CLI.CON-000001 |  |  | Approved
Mivida BP#189 | CLI.CON-000001 | 401.Basement P31 | Reinforced Concrete for Lintels &Tie Beams | Approved
Mivida BP#189 | CLI.CON-000001 |  |  | Approved
Mivida BP#189 | CLI.CON-000001 | 401.Building 1 | Reinforced Concrete for Lintels &Tie Beams | Approved
Mivida BP#189 | CLI.CON-000001 |  |  | Approved
Mivida BP#189 | CLI.CON-000001 | 401.Building 2 | Reinforced Concrete for Lintels &Tie Beams | Approved
Mivida BP#189 | CLI.CON-000001 |  |  | Approved
Mivida BP#189 | CLI.CON-000001 | 401.Building 3 | Reinforced Concrete for Lintels &Tie Beams | Approved
Mivida BP#189 | CLI.CON-000001 |  |  | Approved
Mivida BP#189 | CLI.CON-000001 | 401.Building 4 | Reinforced Concrete for Lintels &Tie Beams | Approved
Mivida BP#189 | CLI.CON-000001 |  |  | Approved
Mivida BP#189 | CLI.CON-000001 | 401.Building 5 | Reinforced Concrete for Lintels &Tie Beams | Approved
Mivida BP#189 | CLI.CON-000001 |  |  | Approved
Mivida BP#189 | CLI.CON-000001 | 401.Building 6 | Reinforced Concrete for Lintels &Tie Beams | Approved
Mivida BP#189 | CLI.CON-000001 |  |  | Approved
Mivida BP#189 | CLI.CON-000001 | 401.all | Masonry Works | Approved
Mivida BP#189 | CLI.CON-000001 |  |  | Approved
Mivida BP#189 | CLI.CON-000001 | 9000.Basement P31 | Cement plaster applied directly on internal surfaces of concrete or masonry walls including all materials as per drawings and specifications. | Approved
Mivida BP#189 | CLI.CON-000001 |  |  | Approved
Mivida BP#189 | CLI.CON-000001 | 9000.Building 1 | Cement plaster applied directly on internal surfaces of concrete or masonry walls including all materials as per drawings and specifications. | Approved
Mivida BP#189 | CLI.CON-000001 |  |  | Approved
Mivida BP#189 | CLI.CON-000001 | 9000.Building 2 | Cement plaster applied directly on internal surfaces of concrete or masonry walls including all materials as per drawings and specifications. | Approved
Mivida BP#189 | CLI.CON-000001 |  |  | Approved
Mivida BP#189 | CLI.CON-000001 | 9000.Building 3 | Cement plaster applied directly on internal surfaces of concrete or masonry walls including all materials as per drawings and specifications. | Approved
Mivida BP#189 | CLI.CON-000001 |  |  | Approved
Mivida BP#189 | CLI.CON-000001 | 9000.Building 4 | Cement plaster applied directly on internal surfaces of concrete or masonry walls including all materials as per drawings and specifications. | Approved
Mivida BP#189 | CLI.CON-000001 |  |  | Approved
Mivida BP#189 | CLI.CON-000001 | 9000.Building 5 | Cement plaster applied directly on internal surfaces of concrete or masonry walls including all materials as per drawings and specifications. | Approved
Mivida BP#189 | CLI.CON-000001 |  |  | Approved
Mivida BP#189 | CLI.CON-000001 | 9000.Building 6 | Cement plaster applied directly on internal surfaces of concrete or masonry walls including all materials as per drawings and specifications. | Approved
Mivida BP#189 | CLI.CON-000001 |  |  | Approved
Mivida BP#189 | CLI.CON-000001 | 9000.all | Plastering(G) | Approved
Mivida BP#189 | CLI.CON-000001 |  |  | Approved
Mivida BP#189 | CLI.CON-000001 | 800.Basement P31 | Door type size (2200x900) (single leaf) (with louvers) (fire rated) with Hardware | Approved
Mivida BP#189 | CLI.CON-000001 |  |  | Approved
Mivida BP#189 | CLI.CON-000001 | 800.Building 1 | Door type size (2200x900) (single leaf) (fire rated) with Hardware | Approved
Mivida BP#189 | CLI.CON-000001 |  |  | Approved
Mivida BP#189 | CLI.CON-000001 | 800.Building 2 | Door type size (2200x900) (single leaf) (fire rated) with Hardware | Approved
Mivida BP#189 | CLI.CON-000001 |  |  | Approved
Mivida BP#189 | CLI.CON-000001 | 800.Building 3 | Door type size (2200x900) (single leaf) (fire rated) with Hardware | Approved
Mivida BP#189 | CLI.CON-000001 |  |  | Approved
Mivida BP#189 | CLI.CON-000001 | 800.Building 4 | Door type size (2200x900) (single leaf) (fire rated) with Hardware | Approved
Mivida BP#189 | CLI.CON-000001 |  |  | Approved
Mivida BP#189 | CLI.CON-000001 | 800.Building 5 | Door type size (2200x900) (single leaf) (fire rated) with Hardware | Approved
Mivida BP#189 | CLI.CON-000001 |  |  | Approved
Mivida BP#189 | CLI.CON-000001 | 800.Building 6 | Door type size (2200x900) (single leaf) (fire rated) with Hardware | Approved
Mivida BP#189 | CLI.CON-000001 |  |  | Approved
Mivida BP#189 | CLI.CON-000001 | 800.all | Steel Doors | Approved
Mivida BP#189 | CLI.CON-000001 |  |  | Approved
Mivida BP#189 | CLI.CON-000001 | 800.Wooden Doors.Building 1 | Door type D(03) , size (2200x900) (single leaf) (with 6mm thick. sandblasted glass strips) | Approved
Mivida BP#189 | CLI.CON-000001 |  |  | Approved
Mivida BP#189 | CLI.CON-000001 | 800.Wooden Doors.Building.2 | Door type D(03) , size (2200x900) (single leaf) (with 6mm thick. sandblasted glass strips) | Approved
Mivida BP#189 | CLI.CON-000001 |  |  | Approved
Mivida BP#189 | CLI.CON-000001 | 800.Wooden Doors.Building.3 | Door type D(03) , size (2200x900) (single leaf) (with 6mm thick. sandblasted glass strips) | Approved
Mivida BP#189 | CLI.CON-000001 |  |  | Approved
Mivida BP#189 | CLI.CON-000001 | 911.Building 1 | WALL COVERING (VESCOM TONGA 1082.14) | Approved
Mivida BP#189 | CLI.CON-000001 |  |  | Approved
Mivida BP#189 | CLI.CON-000001 | 911.Building 2 | WALL COVERING (VESCOM TONGA 1082.14) | Approved
Mivida BP#189 | CLI.CON-000001 |  |  | Approved
Mivida BP#189 | CLI.CON-000001 | 911.Building 3 | WALL COVERING (VESCOM TONGA 1082.14) | Approved
Mivida BP#189 | CLI.CON-000001 |  |  | Approved
Mivida BP#189 | CLI.CON-000001 | 911.Building 4 | WALL COVERING (VESCOM TONGA 1082.14) | Approved
Mivida BP#189 | CLI.CON-000001 |  |  | Approved
Mivida BP#189 | CLI.CON-000001 | 911.Building 5 | WALL COVERING (VESCOM TONGA 1082.14) | Approved
Mivida BP#189 | CLI.CON-000001 |  |  | Approved
Mivida BP#189 | CLI.CON-000001 | 911.Building 6 | WALL COVERING (VESCOM TONGA 1082.14) | Approved
Mivida BP#189 | CLI.CON-000001 |  |  | Approved
Mivida BP#189 | CLI.CON-000001 | 60100.Building 1 | RECEPTION DESK ( WOOD) / WOOD FOR COFFEE COUNTER / WOOD COUNTER FOR POWDER ROOM / WOOD SHELVING FOR DISPLAY | Approved
Mivida BP#189 | CLI.CON-000001 |  |  | Approved
Mivida BP#189 | CLI.CON-000001 | 60100.Building 2 | RECEPTION DESK ( WOOD) / WOOD FOR COFFEE COUNTER / WOOD COUNTER FOR POWDER ROOM / WOOD SHELVING FOR DISPLAY | Approved
Mivida BP#189 | CLI.CON-000001 |  |  | Approved
Mivida BP#189 | CLI.CON-000001 | 60100.Building 3 | RECEPTION DESK ( WOOD) / WOOD FOR COFFEE COUNTER / WOOD COUNTER FOR POWDER ROOM / WOOD SHELVING FOR DISPLAY | Approved
Mivida BP#189 | CLI.CON-000001 |  |  | Approved
Mivida BP#189 | CLI.CON-000001 | 60100.Building 4 | RECEPTION DESK ( WOOD) / WOOD FOR COFFEE COUNTER / WOOD COUNTER FOR POWDER ROOM / WOOD SHELVING FOR DISPLAY | Approved
Mivida BP#189 | CLI.CON-000001 |  |  | Approved
Mivida BP#189 | CLI.CON-000001 | 60100.Building 5 | RECEPTION DESK ( WOOD) / WOOD FOR COFFEE COUNTER / WOOD COUNTER FOR POWDER ROOM / WOOD SHELVING FOR DISPLAY | Approved
Mivida BP#189 | CLI.CON-000001 |  |  | Approved
Mivida BP#189 | CLI.CON-000001 | 60100.Building 6 | RECEPTION DESK ( WOOD) / WOOD FOR COFFEE COUNTER / WOOD COUNTER FOR POWDER ROOM / WOOD SHELVING FOR DISPLAY | Approved
Mivida BP#189 | CLI.CON-000001 |  |  | Approved
Mivida BP#189 | CLI.CON-000001 | 1007.Basement P31 | Handicap hand Bar. | Approved
Mivida BP#189 | CLI.CON-000001 |  |  | Approved
Mivida BP#189 | CLI.CON-000001 | 1007.Building 1 | L-Shaped Handicap hand Bar. | Approved
Mivida BP#189 | CLI.CON-000001 |  |  | Approved
Mivida BP#189 | CLI.CON-000001 | 1007.Building 2 | L-Shaped Handicap hand Bar. | Approved
Mivida BP#189 | CLI.CON-000001 |  |  | Approved
Mivida BP#189 | CLI.CON-000001 | 1007.Building 3 | L-Shaped Handicap hand Bar. | Approved
Mivida BP#189 | CLI.CON-000001 |  |  | Approved
Mivida BP#189 | CLI.CON-000001 | 1007.Building 4 | L-Shaped Handicap hand Bar. | Approved
Mivida BP#189 | CLI.CON-000001 |  |  | Approved
Mivida BP#189 | CLI.CON-000001 | 1007.Building 5 | L-Shaped Handicap hand Bar. | Approved
Mivida BP#189 | CLI.CON-000001 |  |  | Approved
Mivida BP#189 | CLI.CON-000001 | 1007.Building 6 | L-Shaped Handicap hand Bar. | Approved
Mivida BP#189 | CLI.CON-000001 |  |  | Approved
Mivida BP#189 | CLI.CON-000001 | 1007.all | False ceiling | Approved
Mivida BP#189 | CLI.CON-000001 |  |  | Approved
Mivida BP#189 | CLI.CON-000001 | 20704.Basement P31 | Columns corner guard angle size 100 x100mm and 4.5mm thick and 800mm high of galvanized steel and continuous steel retainer, including fabrication, fixed accessories and finishing and painting in required color and patterns, all as per specification and drawings. | Approved
Mivida BP#189 | CLI.CON-000001 |  |  | Approved
Mivida BP#189 | CLI.CON-000001 | 1003.Basement P31 | Emergency Exit Direction sign at basements, size 80*40 cm 4 mm thickness photo luminescent rigid aluminum sheet (glow in the dark) and painted letters and logos item include metal boxes 40*40 mm , 10 cm height - with electrostatic paint to fix it to concrete ceiling and all necessary to complete the work as per approved samples and shop drawings and specifications. As per detailed drawing. | Approved
Mivida BP#189 | CLI.CON-000001 |  |  | Approved
Mivida BP#189 | CLI.CON-000001 | 1003.Building 1 | Offices Identity Sign at buildings, size 160*70 cm Stainless steel sheet 1.2 mm fixed on metal sheet 5 mm with U shape hang item included metal letters and logo 20 cm height , 5 mm thickness - with electrostatic black paint fixed to stainless background sheet and all necessary to complete the work as per approved samples and shop drawings and specifications. As per detailed drawing. | Approved
Mivida BP#189 | CLI.CON-000001 |  |  | Approved
Mivida BP#189 | CLI.CON-000001 | 1003.Building 2 | Offices Identity Sign at buildings, size 160*70 cm Stainless steel sheet 1.2 mm fixed on metal sheet 5 mm with U shape hang item included metal letters and logo 20 cm height , 5 mm thickness - with electrostatic black paint fixed to stainless background sheet and all necessary to complete the work as per approved samples and shop drawings and specifications. As per detailed drawing. | Approved
Mivida BP#189 | CLI.CON-000001 |  |  | Approved
Mivida BP#189 | CLI.CON-000001 | 1003.Building 3 | Offices Identity Sign at buildings, size 160*70 cm Stainless steel sheet 1.2 mm fixed on metal sheet 5 mm with U shape hang item included metal letters and logo 20 cm height , 5 mm thickness - with electrostatic black paint fixed to stainless background sheet and all necessary to complete the work as per approved samples and shop drawings and specifications. As per detailed drawing. | Approved
Mivida BP#189 | CLI.CON-000001 |  |  | Approved
Mivida BP#189 | CLI.CON-000001 | 1003.Building 4 | Offices Identity Sign at buildings, size 160*70 cm Stainless steel sheet 1.2 mm fixed on metal sheet 5 mm with U shape hang item included metal letters and logo 20 cm height , 5 mm thickness - with electrostatic black paint fixed to stainless background sheet and all necessary to complete the work as per approved samples and shop drawings and specifications. As per detailed drawing. | Approved
Mivida BP#189 | CLI.CON-000001 |  |  | Approved
Mivida BP#189 | CLI.CON-000001 | 1003.Building 5 | Offices Identity Sign at buildings, size 160*70 cm Stainless steel sheet 1.2 mm fixed on metal sheet 5 mm with U shape hang item included metal letters and logo 20 cm height , 5 mm thickness - with electrostatic black paint fixed to stainless background sheet and all necessary to complete the work as per approved samples and shop drawings and specifications. As per detailed drawing. | Approved
Mivida BP#189 | CLI.CON-000001 |  |  | Approved
Mivida BP#189 | CLI.CON-000001 | 1003.Building 6 | Offices Identity Sign at buildings, size 160*70 cm Stainless steel sheet 1.2 mm fixed on metal sheet 5 mm with U shape hang item included metal letters and logo 20 cm height , 5 mm thickness - with electrostatic black paint fixed to stainless background sheet and all necessary to complete the work as per approved samples and shop drawings and specifications. As per detailed drawing. | Approved
Mivida BP#189 | CLI.CON-000001 |  |  | Approved
Mivida BP#189 | CLI.CON-000001 | 1010.Building 1 | VIDEO WALL ( DIGITAL SCREEN)(2.41*2.41) | Approved
Mivida BP#189 | CLI.CON-000001 |  |  | Approved
Mivida BP#189 | CLI.CON-000001 | 1010.Building 2 | VIDEO WALL ( DIGITAL SCREEN)(2.41*2.41) | Approved
Mivida BP#189 | CLI.CON-000001 |  |  | Approved
Mivida BP#189 | CLI.CON-000001 | 1010.Building 3 | VIDEO WALL ( DIGITAL SCREEN)(2.41*2.41) | Approved
Mivida BP#189 | CLI.CON-000001 |  |  | Approved
Mivida BP#189 | CLI.CON-000001 | 1010.Building 4 | VIDEO WALL ( DIGITAL SCREEN)(2.41*2.41) | Approved
Mivida BP#189 | CLI.CON-000001 |  |  | Approved
Mivida BP#189 | CLI.CON-000001 | 1010.Building 5 | VIDEO WALL ( DIGITAL SCREEN)(2.41*2.41) | Approved
Mivida BP#189 | CLI.CON-000001 |  |  | Approved
Mivida BP#189 | CLI.CON-000001 | 1010.Building 6 | VIDEO WALL ( DIGITAL SCREEN)(2.41*2.41) | Approved
Mivida BP#189 | CLI.CON-000001 |  |  | Approved
Mivida BP#189 | CLI.CON-000001 | 210.Basement P31 | Wall Type A 120 mm thick. | Approved
Mivida BP#189 | CLI.CON-000001 |  |  | Approved
Mivida BP#189 | CLI.CON-000001 | 210.Building 1 | RAK CERAMICS BASIC CONCRETE-GREY MATT 75x75CM 9MM THICKNESS for walls | Approved
Mivida BP#189 | CLI.CON-000001 |  |  | Approved
Mivida BP#189 | CLI.CON-000001 | 210.Building 2 | RAK CERAMICS BASIC CONCRETE-GREY MATT 75x75CM 9MM THICKNESS for walls | Approved
Mivida BP#189 | CLI.CON-000001 |  |  | Approved
Mivida BP#189 | CLI.CON-000001 | 210.Building 3 | RAK CERAMICS BASIC CONCRETE-GREY MATT 75x75CM 9MM THICKNESS for walls | Approved
Mivida BP#189 | CLI.CON-000001 |  |  | Approved
Mivida BP#189 | CLI.CON-000001 | 210.Building 4 | RAK CERAMICS BASIC CONCRETE-GREY MATT 75x75CM 9MM THICKNESS for walls | Approved
Mivida BP#189 | CLI.CON-000001 |  |  | Approved
Mivida BP#189 | CLI.CON-000001 | 210.Building 5 | RAK CERAMICS BASIC CONCRETE-GREY MATT 75x75CM 9MM THICKNESS for walls | Approved
Mivida BP#189 | CLI.CON-000001 |  |  | Approved
Mivida BP#189 | CLI.CON-000001 | 210.Building 6 | RAK CERAMICS BASIC CONCRETE-GREY MATT 75x75CM 9MM THICKNESS for walls | Approved
Mivida BP#189 | CLI.CON-000001 |  |  | Approved
Mivida BP#189 | CLI.CON-000001 | 1304.Basement P31 | Landscape | Approved
Mivida BP#189 | CLI.CON-000001 |  |  | Approved
Mivida BP#189 | CLI.CON-000001 | 1304.all | Landscape | Approved
Mivida BP#189 | CLI.CON-000001 |  |  | Approved
Mivida BP#189 | CLI.CON-000001 | 162600.all | Electrical Works | Approved
Mivida BP#189 | CLI.CON-000001 |  |  | Approved
Mivida BP#189 | CLI.CON-000001 | 152105.all | HVAC Works | Approved
Mivida BP#189 | CLI.CON-000001 |  |  | Approved
Mivida BP#189 | CLI.CON-000001 | 1401.Building 1 | Goods Elevator 2000Kg, (2 Stops) | Approved
Mivida BP#189 | CLI.CON-000001 |  |  | Approved
Mivida BP#189 | CLI.CON-000001 | 1401.Building 2 | Goods Elevator 2000Kg, (2 Stops) | Approved
Mivida BP#189 | CLI.CON-000001 |  |  | Approved
Mivida BP#189 | CLI.CON-000001 | 1401.Building 3 | Goods Elevator 2000Kg, (2 Stops) | Approved
Mivida BP#189 | CLI.CON-000001 |  |  | Approved
Mivida BP#189 | CLI.CON-000001 | 1401.Building 4 | Goods Elevator 2000Kg, (2 Stops) | Approved
Mivida BP#189 | CLI.CON-000001 |  |  | Approved
Mivida BP#189 | CLI.CON-000001 | 1401.Building 5 | Goods Elevator 2000Kg, (2 Stops) | Approved
Mivida BP#189 | CLI.CON-000001 |  |  | Approved
Mivida BP#189 | CLI.CON-000001 | 1401.Building 6 | Goods Elevator 2000Kg, (2 Stops) | Approved
Mivida BP#189 | CLI.CON-000001 |  |  | Approved
Mivida BP#189 | CLI.CON-000001 | 1401.Basement P31 | Escaltors | Approved
Mivida BP#189 | CLI.CON-000001 |  |  | Approved
Mivida BP#189 | CLI.CON-000001 | 1401.all | Equipment + Conveying system | Approved
Mivida BP#189 | CLI.CON-000001 |  |  | Approved
Mivida BP#189 | CLI.CON-000001 | 211.Basement P31 | Wall Type A 120 mm thick. | Approved
Mivida BP#189 | CLI.CON-000001 |  |  | Approved
Mivida BP#189 | CLI.CON-000001 | 211.Building 1 | Wall Type B 200 mm thick. (fire rated). | Approved
Mivida BP#189 | CLI.CON-000001 |  |  | Approved
Mivida BP#189 | CLI.CON-000001 | 211.Building 2 | Wall Type B 200 mm thick. (fire rated). | Approved
Mivida BP#189 | CLI.CON-000001 |  |  | Approved
Mivida BP#189 | CLI.CON-000001 | 211.Building 3 | Wall Type B 200 mm thick. (fire rated). | Approved
Mivida BP#189 | CLI.CON-000001 |  |  | Approved
Mivida BP#189 | CLI.CON-000001 | 211.Building 4 | Wall Type B 200 mm thick. (fire rated). | Approved
Mivida BP#189 | CLI.CON-000001 |  |  | Approved
Mivida BP#189 | CLI.CON-000001 | 211.Building 5 | Wall Type B 200 mm thick. (fire rated). | Approved
Mivida BP#189 | CLI.CON-000001 |  |  | Approved
Mivida BP#189 | CLI.CON-000001 | 211.Building 6 | Wall Type B 200 mm thick. (fire rated). | Approved
Mivida BP#189 | CLI.CON-000001 |  |  | Approved
Qasr Rashwan Lot A _0207 | CLI.CON-000001 |  |  | Approved
Qasr Rashwan Lot A _0207 | CLI.CON-000001 | 11.23 - Murad Al Gendy W Al Sanahra-Admin Building NO. 6.3 -6.3.3-a | One Way, Two-gang Lighting Switch 10A. | Approved
Qasr Rashwan Lot A _0207 | CLI.CON-000001 |  |  | Approved
Qasr Rashwan Lot A _0207 | CLI.CON-000001 | 11.10 - 2. Murad Al Gendy.Murad Al Gendy W Al Sanahra-BILL NO. 1: SEWAGE NETWORK-1.2.1-b.4 | Ditto, depth to invert between 3.01 m and 3.50 m | Approved
Qasr Rashwan Lot A _0207 | CLI.CON-000001 |  |  | Approved
Qasr Rashwan Lot A _0207 | CLI.CON-000001 | 11.19 - Murad Al Gendy W Al Sanahra-Bill No.5 Store Building (Civil Works)-34-5.1.2-b.1 | for foundation | Approved
Qasr Rashwan Lot A _0207 | CLI.CON-000001 |  |  | Approved
Qasr Rashwan Lot A _0207 | CLI.CON-000001 | 11.14 - Murad Al Gendy W Al Sanahra-Main Pump Station NO. 3.3-3.3.3- | Main Low tension switchboard (0.38kV) complete with all component (C.B, contactors,Electrcal and mechanical interlock, measuring and protection devices …etc), as per Single Line Diagram and Contract Documents (to be erected in pump building). | Approved
Qasr Rashwan Lot A _0207 | CLI.CON-000001 |  |  | Approved
Qasr Rashwan Lot A _0207 | CLI.CON-000001 | 11.15 - 2. Murad Al Gendy.Murad Al Gendy W Al Sanahra-Bill No.3.4 - Murad Al Gendy W Al Sanahra Pump Station (Mechanical works)-3.4.9 | Basket screen including all accessories as specified in technical specifications. | Approved
Qasr Rashwan Lot A _0207 | CLI.CON-000001 |  |  | Approved
Qasr Rashwan Lot A _0207 | CLI.CON-000001 | 11.15 - 2. Murad Al Gendy.Murad Al Gendy W Al Sanahra-Bill No.3.4 - Murad Al Gendy W Al Sanahra Pump Station (Mechanical works)-3.4.4-c. | Tee, 300/250 mm. | Approved
Qasr Rashwan Lot A _0207 | CLI.CON-000001 |  |  | Approved
Qasr Rashwan Lot A _0207 | CLI.CON-000001 | 11.10 - 2. Murad Al Gendy.Murad Al Gendy W Al Sanahra-BILL NO. 1: SEWAGE NETWORK-1.6.1-a | Inlet chamber on 500mm diameter sewage pipe line | Approved
Qasr Rashwan Lot A _0207 | CLI.CON-000001 |  |  | Approved
Qasr Rashwan Lot A _0207 | CLI.CON-000001 | 11.11 - 2. Murad Al Gendy.Murad Al Gendy W Al Sanahra-Bill No. 2 - Forcemain-2.3.3-b | Flange spigot with puddle flanged pieces 300mm | Approved
Qasr Rashwan Lot A _0207 | CLI.CON-000001 |  |  | Approved
Qasr Rashwan Lot A _0207 | CLI.CON-000001 | 11.21 - Murad Al Gendy W Al Sanahra-Bill No.6Admin Room - Civil Works-42-6.1.7-a.3 | cement tiling, for roof | Approved
Qasr Rashwan Lot A _0207 | CLI.CON-000001 |  |  | Approved
Qasr Rashwan Lot A _0207 | CLI.CON-000001 | 11.12 - Murad Al Gendy W Al Sanahra-Bill No. 3 Main Pumping Station (Civil works)-19-3.1.5-b | Supply and apply external cement plastering to facades with all metal accessories, base and finish coat, thickness 2cm striped with 2 cm groove render for facades. all required works of completion with the industry standards. As per Specification, Drawings and Engineer's instructions. | Approved
Qasr Rashwan Lot A _0207 | CLI.CON-000001 |  |  | Approved
Qasr Rashwan Lot A _0207 | CLI.CON-000001 | 11.12 - Murad Al Gendy W Al Sanahra-Bill No. 3 Main Pumping Station (Civil works)-20-3.1.8.c- | Supply and apply of 60 cm high dry mix for skirting including substrate preparation, scaffoldings, grooves, and all required accessories as shown on Contract Drawings, recommended by manufacturer and approved by the Engineer prior to installation. | Approved
Qasr Rashwan Lot A _0207 | CLI.CON-000001 |  |  | Approved
Qasr Rashwan Lot A _0207 | CLI.CON-000001 | 11.16 - Murad Al Gendy W Al Sanahra-Bill No.4 Guard Room (Civil Works)-30-4.1.8.c- | Supply and apply of 90 cm high dry mix for skirting including substrate preparation, scaffoldings, grooves, and all required accessories as shown on Contract Drawings, recommended by manufacturer and approved by the Engineer prior to installation. | Approved
Qasr Rashwan Lot A _0207 | CLI.CON-000001 |  |  | Approved
Qasr Rashwan Lot A _0207 | CLI.CON-000001 | 11.27 - Murad Al Gendy W Al Sanahra-Bill No.9 Site and Civil Works -52-9.2.1.a- | Excavation from ground level to required depth and grades in all types of soil except the rock, including support system, floading with water, dewatering, compacting bottom of excavation using dynamic roller, transporting excavated materials to the approved off-Site disposal area as per drawings, specifications and geotechnical report. | Approved
Qasr Rashwan Lot A _0207 | CLI.CON-000001 |  |  | Approved
Qasr Rashwan Lot A _0207 | CLI.CON-000001 | 11.10 - 2. Murad Al Gendy.Murad Al Gendy W Al Sanahra-BILL NO. 1: SEWAGE NETWORK-1.1.1-d.2 | Ditto, depth to invert between 4.51 m and 5.50 m | Approved
Qasr Rashwan Lot A _0207 | CLI.CON-000001 |  |  | Approved
Qasr Rashwan Lot A _0207 | CLI.CON-000001 | 12.29 - Mansheya Fanous-Bill No. 10 SECONDARY Pumping Station (Civil works)-59-10.1.4.a- | Supply and apply two coats of oxidized bituminous paint insulation to reinforced concrete in contact with soil such as footings, ground beam, columns necks and masonry work to 15 cm upper the GL, sample shall be approved before execution and all required works shall be as per manufacturer's instructions, recommendations and Specification. | Approved
Qasr Rashwan Lot A _0207 | CLI.CON-000001 |  |  | Approved
Qasr Rashwan Lot A _0207 | CLI.CON-000001 | 12.17 - Mansheya Fanous-Bill No.4 Guard Room (Civil Works)-29-4.1.2-b.1 | for foundation | Approved
Qasr Rashwan Lot A _0207 | CLI.CON-000001 |  |  | Approved
Qasr Rashwan Lot A _0207 | CLI.CON-000001 | 12.15 - Mansheya Fanous-Main Pump Station NO. 3.3-3.3.7- | Supply, installation, calibration, connection and testing of level float switch with acable length 15 meter including all necessary accessories required for installation and operation requirements. | Approved
Qasr Rashwan Lot A _0207 | CLI.CON-000001 |  |  | Approved
Qasr Rashwan Lot A _0207 | CLI.CON-000001 | 12.11 - 3. Manshya fanous.Mansheya Fanous-Bill No. 2 - Forcemain (Main)-2.1.3.6 | Supplying, installing, connecting and testing of ductile iron pipes with diameter 150 mm for wash-out chamber and inlet pipe (in the case of chamber Type-A) , the item includes all pipes, fittings, gaskets, flexible joint, bolts, nut, washers, non-shrink mortar and all required works for completion and performance of the work item in accordance with the Contract Drawings, Specifications, the Ministerial Decree No. (277 / 2000) and its annexes No. 14 /2002) and the Engineer's instructions. | Approved
Qasr Rashwan Lot A _0207 | CLI.CON-000001 |  |  | Approved
Qasr Rashwan Lot A _0207 | CLI.CON-000001 | 12.14 - Mansheya Fanous-Main Pump Station NO. 3.2-3.2.5-a | Wall Mounted Exhaust Fan Outlet. | Approved
Qasr Rashwan Lot A _0207 | CLI.CON-000001 |  |  | Approved
Qasr Rashwan Lot A _0207 | CLI.CON-000001 | 12.12 - 3. Manshya fanous.Mansheya Fanous-Bill No. 2 - Forcemain (Secondary)-2.2.3.1-a | Non- return valve 150 mm dia. | Approved
Qasr Rashwan Lot A _0207 | CLI.CON-000001 |  |  | Approved
Qasr Rashwan Lot A _0207 | CLI.CON-000001 | 12.12 - 3. Manshya fanous.Mansheya Fanous-Bill No. 2 - Forcemain (Secondary)-2.2.3.2-b | Tee 150/100 | Approved
Qasr Rashwan Lot A _0207 | CLI.CON-000001 |  |  | Approved
Qasr Rashwan Lot A _0207 | CLI.CON-000001 | 12.28 - Mansheya Fanous-Bill No.9 Site and Civil Works -54-9.2.6-b. | Type D2, 1,000 mm width x 2,500 mm height | Approved
Qasr Rashwan Lot A _0207 | CLI.CON-000001 |  |  | Approved
Qasr Rashwan Lot A _0207 | CLI.CON-000001 | 12.22 - Mansheya Fanous-Bill No.6Admin Room - Civil Works-43-6.1.7.c- | Supply and lay marble / granite steps the riser 20 mm thick and the tread 40 mm thick including skirting & anti slip braking width 3 cm, as parallel lines as per drawings, specifications and approved sample. | Approved
Qasr Rashwan Lot A _0207 | CLI.CON-000001 |  |  | Approved
Qasr Rashwan Lot A _0207 | CLI.CON-000001 | 12.44 - Mansheya Fanous-Bill No.9 Site and Civil Works -55-9.3.2-a. | DN/ID 150 mm dia | Approved
Qasr Rashwan Lot A _0207 | CLI.CON-000001 |  |  | Approved
Qasr Rashwan Lot A _0207 | CLI.CON-000001 | 12.34 - 3. Manshya fanous.Mansheya Fanous-Bill: Guard room (Secondary)-11.2.1-b. | Supply and install hand wash sink with soap dish and holder, with all its required accessories, water mixer, faucets, floor and siphon chrome 1.5 inch, include cold and hot water supply connections, sewage pipes with 2 corner stopcocks with approved sample. All required works of completion with the industry standards. | Approved
Qasr Rashwan Lot A _0207 | CLI.CON-000001 |  |  | Approved
Qasr Rashwan Lot A _0207 | CLI.CON-000001 | 12.36 - Mansheya Fanous-Bill No.12 Store Building (S.PS) (Civil Works)-74-12.1.1-b. | Extra over for excavation in rock. | Approved
Qasr Rashwan Lot A _0207 | CLI.CON-000001 |  |  | Approved
Qasr Rashwan Lot A _0207 | CLI.CON-000001 | 12.11 - 3. Manshya fanous.Mansheya Fanous-Bill No. 2 - Forcemain (Main)-2.1.6 | 500 mm dia sewer pipes | Approved
Qasr Rashwan Lot A _0207 | CLI.CON-000001 |  |  | Approved
Qasr Rashwan Lot A _0207 | CLI.CON-000001 | 12.28 - Mansheya Fanous-Bill No.9 Site and Civil Works -53-9.2.1-b | Extra over for excavation in rock. | Approved
Qasr Rashwan Lot A _0207 | CLI.CON-000001 |  |  | Approved
Qasr Rashwan Lot A _0207 | CLI.CON-000001 | 12.33 - Mansheya Fanous-Bill No. 11 Guard room (S.PS)(Civil Works)-67-11.1.2-c.2 | RC protection layer | Approved
Qasr Rashwan Lot A _0207 | CLI.CON-000001 |  |  | Approved
Qasr Rashwan Lot A _0207 | CLI.CON-000001 | 12.12 - 3. Manshya fanous.Mansheya Fanous-Bill No. 2 - Forcemain (Secondary)-2.2.1-a | Inner diameter DN/ID 150 mm | Approved
Qasr Rashwan Lot A _0207 | CLI.CON-000001 |  |  | Approved
Qasr Rashwan Lot A _0207 | CLI.CON-000001 | 12.11 - 3. Manshya fanous.Mansheya Fanous-Bill No. 2 - Forcemain (Main)-2.1.5.6 | Supplying, installing, connecting and testing of ductile iron pipes with diamter 150 mm for wash-out chamber and inlet pipe (in the case of chamber Type-A) , the item includes all pipes, fittings, gaskets,flexible joint, bolts, nut, washers, non-shrink mortar and all required works for completion and performance of the work item in accordance with the Contract Drawings, Specifications, the Ministerial Decree No. (277 / 2000) and its annexes No. 14 /2002) and the Engineer's instructions. | Approved
Qasr Rashwan Lot A _0207 | CLI.CON-000001 |  |  | Approved
Qasr Rashwan Lot A _0207 | CLI.CON-000001 | 12.13 - Mansheya Fanous-Bill No. 3 Main Pumping Station (Civil works)-19-3.1.1-d | Supply, backfilling and compaction to the required grades with approved clean sand on layers not more than 25 cm thick. The layers are to be compacted by means of vibratory type equipment to obtain 95% of maximum dry density as per specifications. | Approved
Qasr Rashwan Lot A _0207 | CLI.CON-000001 |  |  | Approved
Qasr Rashwan Lot A _0207 | CLI.CON-000001 | 12.22 - Mansheya Fanous-Bill No.6Admin Room - Civil Works-41-6.1.2-b.2 | For grade slabs, 100 mm thick | Approved
Qasr Rashwan Lot A _0207 | CLI.CON-000001 |  |  | Approved
Qasr Rashwan Lot A _0207 | CLI.CON-000001 | 12.16 - 3. Manshya fanous.Mansheya Fanous-Bill. - Mansheya Fanous Pump Station (Main)-3.4.3-g. | Flanged Reducer, dia 200/Pump outlet diameter | Approved
Qasr Rashwan Lot A _0207 | CLI.CON-000001 |  |  | Approved
Qasr Rashwan Lot A _0207 | CLI.CON-000001 | 12.10 - 3. Manshya fanous.Mansheya Fanous-BILL NO. 1: SEWAGE NETWORK-1.7.3-b | Concrete encasement 25cm (250mm) | Approved
Qasr Rashwan Lot A _0207 | CLI.CON-000001 |  |  | Approved
Qasr Rashwan Lot A _0207 | CLI.CON-000001 | 12.13 - Mansheya Fanous-Bill No. 3 Main Pumping Station (Civil works)-21-3.1.6.b- | Type W1, 4.800 mm width x 1,500 mm height | Approved
Qasr Rashwan Lot A _0207 | CLI.CON-000001 |  |  | Approved
Qasr Rashwan Lot A _0207 | CLI.CON-000001 | 12.33 - Mansheya Fanous-Bill No. 11 Guard room (S.PS)(Civil Works)-68-11.1.5-b | Supply and apply external cement plastering to facades with all metal accessories, base and finish coat, thickness 2cm striped with 2 cm groove render for facades. all required works of completion with the industry standards. As per Specification, Drawings and Engineer's instructions. | Approved
Qasr Rashwan Lot A _0207 | CLI.CON-000001 |  |  | Approved
Qasr Rashwan Lot A _0207 | CLI.CON-000001 | 12.26 - Mansheya Fanous-M.PS Generator Shed 7.2-7.2.3-a | One Way, One-gang Lighting Switch 10A. | Approved
Qasr Rashwan Lot A _0207 | CLI.CON-000001 |  |  | Approved
Qasr Rashwan Lot A _0207 | CLI.CON-000001 | 12.29 - Mansheya Fanous-Bill No. 10 SECONDARY Pumping Station (Civil works)-61-10.1.7-c | Supply and lay marble / granite steps the riser 20 mm thick and the tread 40 mm thick including skirting & anti slip braking width 3 cm, as parallel lines as per drawings, specifications and approved sample. | Approved
Qasr Rashwan Lot A _0207 | CLI.CON-000001 |  |  | Approved
Qasr Rashwan Lot A _0207 | CLI.CON-000001 | 12.44 - Mansheya Fanous-Bill No.9 Site and Civil Works -55-9.3.1-a. | 25mm dia. | Approved
Qasr Rashwan Lot A _0207 | CLI.CON-000001 |  |  | Approved
Qasr Rashwan Lot A _0207 | CLI.CON-000001 | 12.10 - 3. Manshya fanous.Mansheya Fanous-BILL NO. 1: SEWAGE NETWORK-1.1.1-c.2 | Ditto, depth to invert between 1.51 m and 2.50 m | Approved
Qasr Rashwan Lot A _0207 | CLI.CON-000001 |  |  | Approved
Qasr Rashwan Lot A _0207 | CLI.CON-000001 | 12.16 - 3. Manshya fanous.Mansheya Fanous-Bill. - Mansheya Fanous Pump Station (Main)-3.4.3-a. | D.C.I, K9, flanged pipes, dia. 200 mm. | Approved
Qasr Rashwan Lot A _0207 | CLI.CON-000001 |  |  | Approved
Qasr Rashwan Lot A _0207 | CLI.CON-000001 | 12.11 - 3. Manshya fanous.Mansheya Fanous-Bill No. 2 - Forcemain (Main)-2.1.3.3-b | Flange spigot with puddle flanged pieces 150mm | Approved
Qasr Rashwan Lot A _0207 | CLI.CON-000001 |  |  | Approved
Qasr Rashwan Lot A _0207 | CLI.CON-000001 | 12.28 - Mansheya Fanous-Bill No.9 Site and Civil Works -54-9.2.5- | Supply and apply external cement plastering to facades with all metal accessories,, base and finish coat, thickness 2cm striped with 2 cm groove render for facades. all required works of completion with the industry standards. As per Specification, Drawings and Engineer's instructions. | Approved
Qasr Rashwan Lot A _0207 | CLI.CON-000001 |  |  | Approved
Qasr Rashwan Lot A _0207 | CLI.CON-000001 | 12.28 - Mansheya Fanous-Bill No.9 Site and Civil Works -55-9.3.3-a. | Inspection Chamber 600 x 600 with cover and frame | Approved
Qasr Rashwan Lot A _0207 | CLI.CON-000001 |  |  | Approved
Qasr Rashwan Lot A _0207 | CLI.CON-000001 | 12.25 | BILL NO. 7.1 Civil Works – Generator Shed (Main PS) | Approved
Qasr Rashwan Lot A _0207 | CLI.CON-000001 |  |  | Approved
Qasr Rashwan Lot A _0207 | CLI.CON-000001 | 12.11 - 3. Manshya fanous.Mansheya Fanous-Bill No. 2 - Forcemain (Main)-2.1.3.5-b | 45º (150mm) | Approved
Qasr Rashwan Lot A _0207 | CLI.CON-000001 |  |  | Approved
Qasr Rashwan Lot A _0207 | CLI.CON-000001 | 12.31 - Mansheya Fanous-SEC. Pump Station NO. 10.3-10.3.3- | Main Low tension switchboard (0.38kV) complete with all component (C.B, contactors,Electrcal and mechanical interlock, measuring and protection devices …etc), as per Single Line Diagram and Contract Documents (to be erected in pump building). | Approved
Qasr Rashwan Lot A _0207 | CLI.CON-000001 |  |  | Approved
Qasr Rashwan Lot A _0207 | CLI.CON-000001 | 12.33 - Mansheya Fanous-Bill No. 11 Guard room (S.PS)(Civil Works)-68-11.1.3-a.2 | 120 mm thick. | Approved
Qasr Rashwan Lot A _0207 | CLI.CON-000001 |  |  | Approved
Qasr Rashwan Lot A _0207 | CLI.CON-000001 | 12.12 - 3. Manshya fanous.Mansheya Fanous-Bill No. 2 - Forcemain (Secondary)-2.2.3.1-c | washout 150 mm dia. | Approved
Qasr Rashwan Lot A _0207 | CLI.CON-000001 |  |  | Approved
Qasr Rashwan Lot A _0207 | CLI.CON-000001 | 12.28 - Mansheya Fanous-Bill No.9 Site and Civil Works -56-9.3.6- | Supply and Install catsh basin including all necessary fittings, the rate shall include excavation in soil, PVC pipes (SN4) with inner diameter of 150 mm for connections between storm gully and manhole, lay bedding layer under gravity pipe line, backfilling above pipe lines and surplus excavation as per specifications and drawings. | Approved
Qasr Rashwan Lot A _0207 | CLI.CON-000001 |  |  | Approved
Qasr Rashwan Lot A _0207 | CLI.CON-000001 | 12.36 - Mansheya Fanous-Bill No.12 Store Building (S.PS) (Civil Works)-75-12.1.5-a | Supply and excite cement sand plaster for internal slabs, walls and beams with all metal accessories, the item includes substrate preparation, all required works of completion with the industry standards. As per specification, drawings and the Engineer's instructions. | Approved
Qasr Rashwan Lot A _0207 | CLI.CON-000001 |  |  | Approved
Qasr Rashwan Lot A _0207 | CLI.CON-000001 | 12.37 - Mansheya Fanous-S.PS Store NO. 12.2-12.2.4-a | Single Phase Switched Socket 220v, 16A, 2-pin Type Complete With Earthing Contact. | Approved
Qasr Rashwan Lot A _0207 | CLI.CON-000001 |  |  | Approved
Qasr Rashwan Lot A _0207 | CLI.CON-000001 | 12.11 - 3. Manshya fanous.Mansheya Fanous-Bill No. 2 - Forcemain (Main)-2.1.5.5-b | 90º (150mm) | Approved
Qasr Rashwan Lot A _0207 | CLI.CON-000001 |  |  | Approved
Qasr Rashwan Lot A _0207 | CLI.CON-000001 | 12.37 | BILL NO. 12.2 Electrical Works – Store Building (Sec. PS) | Approved
Qasr Rashwan Lot A _0207 | CLI.CON-000001 |  |  | Approved
Qasr Rashwan Lot A _0207 | CLI.CON-000001 | 12.11 - 3. Manshya fanous.Mansheya Fanous-Bill No. 2 - Forcemain (Main)-2.1.1-a | Inner diameter DN/ID 250 mm | Approved
Qasr Rashwan Lot A _0207 | CLI.CON-000001 |  |  | Approved
Qasr Rashwan Lot A _0207 | CLI.CON-000001 | 12.44 - Mansheya Fanous-Bill No.9 Site and Civil Works -56-9.3.6- | Supply and Install catsh basin including all necessary fittings, the rate shall include excavation in soil, PVC pipes (SN4) with inner diameter of 150 mm for connections between storm gully and manhole, lay bedding layer under gravity pipe line, backfilling above pipe lines and surplus excavation as per specifications and drawings. | Approved
Qasr Rashwan Lot A _0207 | CLI.CON-000001 |  |  | Approved
Qasr Rashwan Lot A _0207 | CLI.CON-000001 | 13.13 - Khulusi-Main Pump Station NO. 3.2-3.2.4-a | Single Phase Switched Socket 220v, 16A, 2-pin Type Complete With Earthing Contact. | Approved
Qasr Rashwan Lot A _0207 | CLI.CON-000001 |  |  | Approved
Qasr Rashwan Lot A _0207 | CLI.CON-000001 | 13.26 - Khulusi-Bill No.8 - Transformer Kiosk (Civil Works)-46--8.1 | Supplying and casting in-place of transformer base and the price includes all the necessary excavation and backfilling works, the removal and disposal of the excavated material to the designated dump, the supply and work of plain concrete Grade C20, reinforced concrete Grade C25, insulation works for the base and all that comes into contact with the soil, including formwork, transporting, mixing, casting, finishing, curing and testing as required by the specifications. provided that the work is completed in full according to the Contract drawings, technical specifications, industry assets and the instructions of the Engineer. | Approved
Qasr Rashwan Lot A _0207 | CLI.CON-000001 |  |  | Approved
Qasr Rashwan Lot A _0207 | CLI.CON-000001 | 13.15 - 4. Khulusi.Khulusi-Bill - Khulusi Pump Station-3.4.8 | Basket screen including all accessories as specified in technical specifications. | Approved
Qasr Rashwan Lot A _0207 | CLI.CON-000001 |  |  | Approved
Qasr Rashwan Lot A _0207 | CLI.CON-000001 | 13.20 - Khulusi-Store NO. 5.2-5.2.5-a | Wall Mounted Exhaust Fan Outlet. | Approved
Qasr Rashwan Lot A _0207 | CLI.CON-000001 |  |  | Approved
Qasr Rashwan Lot A _0207 | CLI.CON-000001 | 13.19 - Khulusi-Bill No.5 Store Building (Civil Works)-32-5.1.4.b- | Supply and installation of horizontal prefabricated moisture Insulation membrane to the wet areas with 4mm thick for floor and roof, including joints, fixtures, overlaps not less than 100 mm and item include all surface preparation steps, coating with 2 layers of primer bitumen coat, metal flashing, internal angle fillets, upstand to vertical surfaces and waterproofing to all openings and around pipes and water drains, Polystyrene sheet 1mm, protection Sand-cement mortar screed, 30 mm thick as per manufacturer's instructions, Contract Drawing, recommendations and Specification. | Approved
Qasr Rashwan Lot A _0207 | CLI.CON-000001 |  |  | Approved
Qasr Rashwan Lot A _0207 | CLI.CON-000001 | 13.12 - Khulusi-Bill No. 3 Main Pumping Station (Civil works)-18-3.1.9-a | 75mm dia. | Approved
Qasr Rashwan Lot A _0207 | CLI.CON-000001 |  |  | Approved
Qasr Rashwan Lot A _0207 | CLI.CON-000001 | 13.11 - 4. Khulusi.Khulusi-Bill No. 2 - Forcemain-2.3.1-d | Air Relief valve 100 mm dia.(include gate valve 100mm) | Approved
Qasr Rashwan Lot A _0207 | CLI.CON-000001 |  |  | Approved
Qasr Rashwan Lot A _0207 | CLI.CON-000001 | 13.19 - Khulusi-Bill No.5 Store Building (Civil Works)-31-5.1.3.b- | 250 mm thick. | Approved
Qasr Rashwan Lot A _0207 | CLI.CON-000001 |  |  | Approved
Qasr Rashwan Lot A _0207 | CLI.CON-000001 | 13.12 - Khulusi-Bill No. 3 Main Pumping Station (Civil works)-17-3.1.6-c | Supply, fabrication and erection of Stainless steel 316L handrail including all required steel members, welding, jointing, all fixings, fittings, painting and accessories. all required works of completion with the industry standards. As per Specification, Drawings and Engineer's instructions. | Approved
Qasr Rashwan Lot A _0207 | CLI.CON-000001 |  |  | Approved
Qasr Rashwan Lot A _0207 | CLI.CON-000001 | 13.21 - Khulusi-Bill No.6Admin Room - Civil Works-37-6.1.3-b.2 | 120 mm thick. | Approved
Qasr Rashwan Lot A _0207 | CLI.CON-000001 |  |  | Approved
Qasr Rashwan Lot A _0207 | CLI.CON-000001 | 13.23 - Khulusi-Admin Building NO. 6.3 -6.3.5-a | Wall Mounted Exhaust Fan Outlet. | Approved
Qasr Rashwan Lot A _0207 | CLI.CON-000001 |  |  | Approved
Qasr Rashwan Lot A _0207 | CLI.CON-000001 | 13.21 - Khulusi-Bill No.6Admin Room - Civil Works-38-6.1.7.c- | Supply and lay marble / granite steps the riser 20 mm thick and the tread 40 mm thick including skirting & anti slip braking width 3 cm, as parallel lines as per drawings, specifications and approved sample. | Approved
Qasr Rashwan Lot A _0207 | CLI.CON-000001 |  |  | Approved
Qasr Rashwan Lot A _0207 | CLI.CON-000001 | 13.15 - 4. Khulusi.Khulusi-Bill - Khulusi Pump Station-3.4.5-b. | Collar, dia. 300 mm. | Approved
Qasr Rashwan Lot A _0207 | CLI.CON-000001 |  |  | Approved
Qasr Rashwan Lot A _0207 | CLI.CON-000001 | 13.11 - 4. Khulusi.Khulusi-Bill No. 2 - Forcemain-2.8 | Supply and filling by clean sand between the existing covered waterways and the forcemain pipe covered by concrete encasement | Approved
Qasr Rashwan Lot A _0207 | CLI.CON-000001 |  |  | Approved
Qasr Rashwan Lot A _0207 | CLI.CON-000001 | 13.21 - Khulusi-Bill No.6Admin Room - Civil Works-38-6.1.6-b.2 | Type W2, 600 mm width x 600 mm height | Approved
Qasr Rashwan Lot A _0207 | CLI.CON-000001 |  |  | Approved
Qasr Rashwan Lot A _0207 | CLI.CON-000001 | 13.11 - 4. Khulusi.Khulusi-Bill No. 2 - Forcemain-2.5.1-b | washout 150mm dia. | Approved
Qasr Rashwan Lot A _0207 | CLI.CON-000001 |  |  | Approved
Qasr Rashwan Lot A _0207 | CLI.CON-000001 | 13.10 - 4. Khulusi.Khulusi-BILL NO. 1: SEWAGE NETWORK-1.5.3-c | Puddle flanged pipe | Approved
Qasr Rashwan Lot A _0207 | CLI.CON-000001 |  |  | Approved
Qasr Rashwan Lot A _0207 | CLI.CON-000001 | 13.16 - Khulusi-Bill No.4 Guard Room (Civil Works)-24-4.1.2-a.2 | For roof slopes, 30 mm to 140 mm thick | Approved
Qasr Rashwan Lot A _0207 | CLI.CON-000001 |  |  | Approved
Qasr Rashwan Lot A _0207 | CLI.CON-000001 | 13.14 - Khulusi-Main Pump Station NO. 3.3-42797- | Earthing system network complete with (Inspection pit, rods, bare copper conductor ...etc) and all accessories, as per Contract documents. | Approved
Qasr Rashwan Lot A _0207 | CLI.CON-000001 |  |  | Approved
Qasr Rashwan Lot A _0207 | CLI.CON-000001 | 13.27 - Khulusi-Bill No.9 Site and Civil Works -48-9.2.1-b | Extra over for excavation in rock. | Approved
Qasr Rashwan Lot A _0207 | CLI.CON-000001 |  |  | Approved
Qasr Rashwan Lot A _0207 | CLI.CON-000001 | 13.23 - Khulusi-Admin Building NO. 6.3 -6.3.2-a | Surface mounted luminaire with 1x60 watt led lamps, With (IP20) | Approved
Qasr Rashwan Lot A _0207 | CLI.CON-000001 |  |  | Approved
Qasr Rashwan Lot A _0207 | CLI.CON-000001 | 13.11 - 4. Khulusi.Khulusi-Bill No. 2 - Forcemain-2.5.3-a | Flange socket with puddle flanged pieces 200mm | Approved
Qasr Rashwan Lot A _0207 | CLI.CON-000001 |  |  | Approved
Qasr Rashwan Lot A _0207 | CLI.CON-000001 | 13.10 - 4. Khulusi.Khulusi-BILL NO. 1: SEWAGE NETWORK-1.2.1-a.1 | Depth to invert not exceeding 1.5 m | Approved
Qasr Rashwan Lot A _0207 | CLI.CON-000001 |  |  | Approved
Qasr Rashwan Lot A _0207 | CLI.CON-000001 | 13.16 - Khulusi-Bill No.4 Guard Room (Civil Works)-26-4.1.6-a.2 | Type D2, size 700mmx2,200mm | Approved
Qasr Rashwan Lot A _0207 | CLI.CON-000001 |  |  | Approved
Qasr Rashwan Lot A _0207 | CLI.CON-000001 | 13.10 - 4. Khulusi.Khulusi-BILL NO. 1: SEWAGE NETWORK-1.2.1-b.3 | Ditto, depth to invert between 2.51 m and 3.00 m | Approved
Qasr Rashwan Lot A _0207 | CLI.CON-000001 |  |  | Approved
Qasr Rashwan Lot A _0207 | CLI.CON-000001 | 13.18 - Khulusi-Guard room NO. 4.3-4.3.5-a | Wall Mounted Exhaust Fan Outlet. | Approved
Qasr Rashwan Lot A _0207 | CLI.CON-000001 |  |  | Approved
Qasr Rashwan Lot A _0207 | CLI.CON-000001 | 13.14 - Khulusi-Main Pump Station NO. 3.3-3.3.8- | Supply, installation, calibration, connection and testing of Pressure Transmitter with a range of 0 to 10 bar including all necessary accessories required for installation and operation requirements. | Approved
Qasr Rashwan Lot A _0207 | CLI.CON-000001 |  |  | Approved
Qasr Rashwan Lot A _0207 | CLI.CON-000001 | 13.14 - Khulusi-Main Pump Station NO. 3.3-41701- | Low voltage cables (0.6/1kV) complete with (UPVC Conduits, lugs, ..etc) and all accessories, as per Contract Documents. | Approved
Qasr Rashwan Lot A _0207 | CLI.CON-000001 |  |  | Approved
Qasr Rashwan Lot A _0207 | CLI.CON-000001 | 13.19 - Khulusi-Bill No.5 Store Building (Civil Works)-31-5.1.2-a.2 | For roof slopes, 30 mm to 140 mm thick | Approved
Qasr Rashwan Lot A _0207 | CLI.CON-000001 |  |  | Approved
Qasr Rashwan Lot A _0207 | CLI.CON-000001 | 13.11 | Bill No. 2 - Forcemain | Approved
Qasr Rashwan Lot A _0207 | CLI.CON-000001 |  |  | Approved
Qasr Rashwan Lot A _0207 | CLI.CON-000001 | 13.13 - Khulusi-Main Pump Station NO. 3.2-3.2.1- | Supply, install, connect, test and commission of complete L.V. distribution boards (LP-PS) the price include selectvity study, termination, Identifications, labling, glands, copper luggs as specified and as indicating drawings. System shall be lump sum complete in every respect with all necessary accessories and ancillary works. | Approved
Qasr Rashwan Lot A _0207 | CLI.CON-000001 |  |  | Approved
Qasr Rashwan Lot A _0207 | CLI.CON-000001 | 13.16 - Khulusi-Bill No.4 Guard Room (Civil Works)-24-4.1.1.a- | Excavation from ground level to required depth and grades in all types of soil except the rock, including support system, floading with water, dewatering, compacting bottom of excavation using dynamic roller, transporting excavated materials to the approved off-Site disposal area as per drawings, specifications and geotechnical report. | Approved
Qasr Rashwan Lot A _0207 | CLI.CON-000001 |  |  | Approved
Qasr Rashwan Lot A _0207 | CLI.CON-000001 | 14.11 - 5. Iz. Albersly.Iz.Albersly & Iz.Alasfar-Bill No. 2 - Forcemain-2.3.6 | Supplying, installing, connecting and testing of ductile iron pipes with diameter 150 mm for wash-out chamber and inlet pipe (in the case of chamber Type-A) , the item includes all pipes, fittings, gaskets, flexible joint, bolts, nut, washers, non-shrink mortar and all required works for completion and performance of the work item in accordance with the Contract Drawings, Specifications, the Ministerial Decree No. (277 / 2000) and its annexes No. 14 /2002) and the Engineer's instructions. | Approved
Qasr Rashwan Lot A _0207 | CLI.CON-000001 |  |  | Approved
Qasr Rashwan Lot A _0207 | CLI.CON-000001 | 14.16 - Albersly & Iz.Alasfar-Bill No.4 Guard Room (Civil Works)-22-4.1.4.a- | Supply and apply two coats of oxidized bituminous paint insulation to surfaces underground contact with soil such as footings, ground beam, columns pedestal and masonry work to 15 cm upper the GL, sample shall be approved before execution and all required works shall be as per manufacturer's instructions, recommendations and Specification. | Approved
Qasr Rashwan Lot A _0207 | CLI.CON-000001 |  |  | Approved
Qasr Rashwan Lot A _0207 | CLI.CON-000001 | 14.16 - Albersly & Iz.Alasfar-Bill No.4 Guard Room (Civil Works)-22-4.1.3-b.1 | 250 mm thick. | Approved
Qasr Rashwan Lot A _0207 | CLI.CON-000001 |  |  | Approved
Qasr Rashwan Lot A _0207 | CLI.CON-000001 | 14.18 - Albersly & Iz.Alasfar-Guard room NO. 4.3-4.3.4-b | Single Phase Switched waterproof Socket, 220V, 16A, 3 Pin Complete With Cover (IP55) | Approved
Qasr Rashwan Lot A _0207 | CLI.CON-000001 |  |  | Approved
Qasr Rashwan Lot A _0207 | CLI.CON-000001 | 14.22 - Albersly & Iz.Alasfar-Bill No.9 Site and Civil Works -32-7.2.2.a- | Under foundations | Approved
Qasr Rashwan Lot A _0207 | CLI.CON-000001 |  |  | Approved
Qasr Rashwan Lot A _0207 | CLI.CON-000001 | 14.14 - Albersly & Iz.Alasfar-Main Pump Station NO. 3.3-3.3.18- | Fire alarm system complete with Conventional fire alarm control panel, smoke detectors, heat detectors, manual call point, bell, fire alarm siren and wire and all necessary components (internal wires and outlets, etc) required to complete the system in perfect case, the fire alarm control panel shall be erected in pump operating room. | Approved
Qasr Rashwan Lot A _0207 | CLI.CON-000001 |  |  | Approved
Qasr Rashwan Lot A _0207 | CLI.CON-000001 | 14.12 - Albersly & Iz.Alasfar-Bill No. 3 Main Pumping Station (Civil works)-12-3.1.2-a.3 | For roof slopes, 30 mm to 140 mm thick | Approved
Qasr Rashwan Lot A _0207 | CLI.CON-000001 |  |  | Approved
Qasr Rashwan Lot A _0207 | CLI.CON-000001 | 14.22 - Albersly & Iz.Alasfar-Bill No.9 Site and Civil Works -33-7.2.3.a- | 250 mm thick. | Approved
Qasr Rashwan Lot A _0207 | CLI.CON-000001 |  |  | Approved
Qasr Rashwan Lot A _0207 | CLI.CON-000001 | 14.21 - Albersly & Iz.Alasfar-Bill No.6 Transformer Kiosk (Civil Works)-30-6.1- | Supplying and casting in-place of transformer base and the price includes all the necessary excavation and backfilling works, the removal and disposal of the excavated material to the designated dump, the supply and work of plain concrete Grade C20, reinforced concrete Grade C25, insulation works for the base and all that comes into contact with the soil, including formwork, transporting, mixing, casting, finishing, curing and testing as required by the specifications. provided that the work is completed in full according to the Contract drawings, technical specifications, industry assets and the instructions of the Engineer. | Approved
Qasr Rashwan Lot A _0207 | CLI.CON-000001 |  |  | Approved
Qasr Rashwan Lot A _0207 | CLI.CON-000001 | 14.16 - Albersly & Iz.Alasfar-Bill No.4 Guard Room (Civil Works)-23-4.1.7-c | Supply and lay marble / granite steps the riser 20 mm thick and the tread 40 mm thick including skirting & anti slip braking width 3 cm, as parallel lines as per drawings, specifications and approved sample. | Approved
Qasr Rashwan Lot A _0207 | CLI.CON-000001 |  |  | Approved
Qasr Rashwan Lot A _0207 | CLI.CON-000001 | 14.15 - 5. Iz. Albersly.Iz.Albersly & Iz.Alasfar-Bill - Iz.Albersly & Iz.Alasfar Pump Station-3.4.6-a. | Ventilation system complete comprising of Fans with capacity of 1000 m3/hr., outlets, conduits, wires….etc for pump building, complete with all accessories As per Contract Documents | Approved
Qasr Rashwan Lot A _0207 | CLI.CON-000001 |  |  | Approved
Qasr Rashwan Lot A _0207 | CLI.CON-000001 | 14.18 - Albersly & Iz.Alasfar-Guard room NO. 4.3-4.3.2-d | Surface Mounted Luminaire (IP54) With 20W LED lamp. | Approved
Qasr Rashwan Lot A _0207 | CLI.CON-000001 |  |  | Approved
Qasr Rashwan Lot A _0207 | CLI.CON-000001 | 14.18 - Albersly & Iz.Alasfar-Guard room NO. 4.3-4.3.4-a | Single Phase Switched Socket 220v, 16A, 2-pin Type Complete With Earthing Contact. | Approved
Qasr Rashwan Lot A _0207 | CLI.CON-000001 |  |  | Approved
Qasr Rashwan Lot A _0207 | CLI.CON-000001 | 10.15 | BILL NO. 3.3 Electrical Works – Pumping Station (MV, Generator and Control System) | Approved
Qasr Rashwan Lot A _0207 | CLI.CON-000001 |  |  | Approved
Qasr Rashwan Lot A _0207 | CLI.CON-000001 | 10.13 | BILL NO. 3.1 Civil Works - Pumping Station | Approved
Qasr Rashwan Lot A _0207 | CLI.CON-000001 |  |  | Approved
Qasr Rashwan Lot A _0207 | CLI.CON-000001 | 10.10 - 1. Saad Al Rouby.Saad Al Rouby-BILL NO. 1: SEWAGE NETWORK-1.5.3-d | Pipe coupler | Approved
Qasr Rashwan Lot A _0207 | CLI.CON-000001 |  |  | Approved
Qasr Rashwan Lot A _0207 | CLI.CON-000001 | 10.17 - Iz. Saad Al Rouby-Bill No.4 Guard Room (Civil Works)-34-4.1.8-a | Supply and apply of acrylic paint for internal walls and ceiling including substrate preparation, applying three coats of paint as per required colors and all required accessories as shown on drawings, specified in the Contract documents, recommended by manufacturer and approved by the Engineer prior to installation. | Approved
Qasr Rashwan Lot A _0207 | CLI.CON-000001 |  |  | Approved
Qasr Rashwan Lot A _0207 | CLI.CON-000001 | 10.10 - 1. Saad Al Rouby.Saad Al Rouby-BILL NO. 1: SEWAGE NETWORK-1.1.1-b.2 | Ditto, depth to invert between 1.51 m and 2.50 m | Approved
Qasr Rashwan Lot A _0207 | CLI.CON-000001 |  |  | Approved
Qasr Rashwan Lot A _0207 | CLI.CON-000001 | 10.20 - Iz. Saad Al Rouby-Bill No.5 Store Building (Civil Works)-38-5.1.2-b.1 | for foundation | Approved
Qasr Rashwan Lot A _0207 | CLI.CON-000001 |  |  | Approved
Qasr Rashwan Lot A _0207 | CLI.CON-000001 | 10.11 - 1. Saad Al Rouby.Saad Al Rouby-Bill No. 2 - Forcemain-2.3.4-b | Dismantling joint 150mm | Approved
Qasr Rashwan Lot A _0207 | CLI.CON-000001 |  |  | Approved
Qasr Rashwan Lot A _0207 | CLI.CON-000001 | 10.11 | Bill No. 2 - Forcemain | Approved
Qasr Rashwan Lot A _0207 | CLI.CON-000001 |  |  | Approved
Qasr Rashwan Lot A _0207 | CLI.CON-000001 | 10.13 - Iz. Saad Al Rouby-Bill No. 3 Main Pumping Station (Civil works)-22-3.1.1-c | Supply, backfilling and compaction to the required grades with approved clean sand on layers not more than 25 cm thick. The layers are to be compacted by means of vibratory type equipment to obtain 95% of maximum dry density as per specifications. | Approved
Qasr Rashwan Lot A _0207 | CLI.CON-000001 |  |  | Approved
Qasr Rashwan Lot A _0207 | CLI.CON-000001 | 10.20 - Iz. Saad Al Rouby-Bill No.5 Store Building (Civil Works)-38-5.1.2-c.2 | RC protection layer | Approved
Qasr Rashwan Lot A _0207 | CLI.CON-000001 |  |  | Approved
Qasr Rashwan Lot A _0207 | CLI.CON-000001 | 10.21 - Saad Al Rouby-Store NO. 5.2-5.2.2-b | Ditto As Above But For Maintained Electricity Duration. Provided With Emergency Unit For 3 Hours | Approved
Qasr Rashwan Lot A _0207 | CLI.CON-000001 |  |  | Approved
Qasr Rashwan Lot A _0207 | CLI.CON-000001 | 10.10 - 1. Saad Al Rouby.Saad Al Rouby-BILL NO. 1: SEWAGE NETWORK-1.1.1-b.5 | Ditto, depth to invert between 4.51 m and 5.50 m | Approved
Qasr Rashwan Lot A _0207 | CLI.CON-000001 |  |  | Approved
Qasr Rashwan Lot A _0207 | CLI.CON-000001 | 10.25 - Iz. Saad Al Rouby-Bill No.8 Site and Civil Works -48-8.2.2.a- | Under foundations | Approved
Qasr Rashwan Lot A _0207 | CLI.CON-000001 |  |  | Approved
Qasr Rashwan Lot A _0207 | CLI.CON-000001 | 10.21 - Saad Al Rouby-Store NO. 5.2-5.2.4-a | Single Phase Switched Socket 220v, 16A, 2-pin Type Complete With Earthing Contact. | Approved
Qasr Rashwan Lot A _0207 | CLI.CON-000001 |  |  | Approved
Qasr Rashwan Lot A _0207 | CLI.CON-000001 | 10.15 - Saad Al Rouby-Main Pump Station NO. 3.3-3.3.11- | Supply, installation, termination and testing of instrumentation shielded cables (2 x 1.5 mm2) from field instrumentation to control panel complete with conduits, pull boxes, junction boxes, accessories, duct bank...etc. | Approved
Qasr Rashwan Lot A _0207 | CLI.CON-000001 |  |  | Approved
Qasr Rashwan Lot A _0207 | CLI.CON-000001 | 10.14 - Saad Al Rouby-Main Pump Station NO. 3.2-3.2.2-c | Surface mounted luminaire with 1x60 watt led lamps, With (IP20) | Approved
Qasr Rashwan Lot A _0207 | CLI.CON-000001 |  |  | Approved
Qasr Rashwan Lot A _0207 | CLI.CON-000001 | 10.10 - 1. Saad Al Rouby.Saad Al Rouby-BILL NO. 1: SEWAGE NETWORK-1.2.3-a.1 | Ditto, depth to invert between 4.51 m and 5.00 m | Approved
Qasr Rashwan Lot A _0207 | CLI.CON-000001 |  |  | Approved
Qasr Rashwan Lot A _0207 | CLI.CON-000001 | 11.11 - 2. Murad Al Gendy.Murad Al Gendy W Al Sanahra-Bill No. 2 - Forcemain-2.3.3-d | Flange spigot with puddle flanged pieces 150mm | Approved
Qasr Rashwan Lot A _0207 | CLI.CON-000001 |  |  | Approved
Qasr Rashwan Lot A _0207 | CLI.CON-000001 | 11.11 - 2. Murad Al Gendy.Murad Al Gendy W Al Sanahra-Bill No. 2 - Forcemain-2.5.4-b | Dismantling joint 150mm | Approved
Qasr Rashwan Lot A _0207 | CLI.CON-000001 |  |  | Approved
Qasr Rashwan Lot A _0207 | CLI.CON-000001 | 11.10 - 2. Murad Al Gendy.Murad Al Gendy W Al Sanahra-BILL NO. 1: SEWAGE NETWORK-1.1.1-b.1 | Depth to invert not exceeding 1.5 m | Approved
Qasr Rashwan Lot A _0207 | CLI.CON-000001 |  |  | Approved
Qasr Rashwan Lot A _0207 | CLI.CON-000001 | 11.11 - 2. Murad Al Gendy.Murad Al Gendy W Al Sanahra-Bill No. 2 - Forcemain-2.4.4-b | Wash-out valve chamber | Approved
Qasr Rashwan Lot A _0207 | CLI.CON-000001 |  |  | Approved
Qasr Rashwan Lot A _0207 | CLI.CON-000001 | 11.15 - 2. Murad Al Gendy.Murad Al Gendy W Al Sanahra-Bill No.3.4 - Murad Al Gendy W Al Sanahra Pump Station (Mechanical works)-3.4.6-a. | Supply, Test, Delivery, Erection of Hammering control systems, complete with compressors and all accessories as per Contract documents, the Contractor is responsible for the anti-hammer system .protection system comprises of the following components:- - Surge vessel 10 m3 ( d: 1.9 m - 3.6 m height ) | Approved
Qasr Rashwan Lot A _0207 | CLI.CON-000001 |  |  | Approved
Qasr Rashwan Lot A _0207 | CLI.CON-000001 | 11.23 - Murad Al Gendy W Al Sanahra-Admin Building NO. 6.3 -6.3.5-a | Wall Mounted Exhaust Fan Outlet. | Approved
Qasr Rashwan Lot A _0207 | CLI.CON-000001 |  |  | Approved
Qasr Rashwan Lot A _0207 | CLI.CON-000001 | 11.19 - Murad Al Gendy W Al Sanahra-Bill No.5 Store Building (Civil Works)-36-5.1.7-a.2 | cement tiling, for roof | Approved
Qasr Rashwan Lot A _0207 | CLI.CON-000001 |  |  | Approved
Qasr Rashwan Lot A _0207 | CLI.CON-000001 | 11.18 - Murad Al Gendy W Al Sanahra-Guard room NO. 4.3-4.3.2-b | Ditto As Above But For Maintained Electricity Duration. Provided With Emergency Unit For 3 Hours | Approved
Qasr Rashwan Lot A _0207 | CLI.CON-000001 |  |  | Approved
Qasr Rashwan Lot A _0207 | CLI.CON-000001 | 11.19 - Murad Al Gendy W Al Sanahra-Bill No.5 Store Building (Civil Works)-36-5.1.6-a.1 | Type D1, Size 2,500mmx2,500mm | Approved
Qasr Rashwan Lot A _0207 | CLI.CON-000001 |  |  | Approved
Qasr Rashwan Lot A _0207 | CLI.CON-000001 | 11.18 - Murad Al Gendy W Al Sanahra-Guard room NO. 4.3-4.3.2-d | Surface Mounted Luminaire (IP54) With 20W LED lamp. | Approved
Qasr Rashwan Lot A _0207 | CLI.CON-000001 |  |  | Approved
Qasr Rashwan Lot A _0207 | CLI.CON-000001 | 11.16 - Murad Al Gendy W Al Sanahra-Bill No.4 Guard Room (Civil Works)-28-4.1.4.b- | Supply and installation of horizontal prefabricated moisture Insulation membrane to the wet areas with 4mm thick for floor and roof, including joints, fixtures, overlaps not less than 100 mm and item include all surface preparation steps, coating with 2 layers of primer bitumen coat, metal flashing, internal angle fillets, upstand to vertical surfaces and waterproofing to all openings and around pipes and water drains, Polystyrene sheet 1mm, protection Sand-cement mortar screed, 30 mm thick as per manufacturer's instructions, Contract Drawing, recommendations and Specification. | Approved
Qasr Rashwan Lot A _0207 | CLI.CON-000001 |  |  | Approved
Qasr Rashwan Lot A _0207 | CLI.CON-000001 | 11.16 - Murad Al Gendy W Al Sanahra-Bill No.4 Guard Room (Civil Works)-28-4.1.5-a | Supply and excite cement sand plaster for internal slabs, walls and beams with all metal accessories, the item includes substrate preparation, all required works of completion with the industry standards. As per Specification, Drawings and Engineer instructions. | Approved
Qasr Rashwan Lot A _0207 | CLI.CON-000001 |  |  | Approved
Qasr Rashwan Lot A _0207 | CLI.CON-000001 | 11.12 - Murad Al Gendy W Al Sanahra-Bill No. 3 Main Pumping Station (Civil works)-19-3.1.6-d | Supply, fabrication and erection of galvanized steel ladder wall mounted with safety cage including all required steel members, galvanizing, formulation, painting, welding, jointing, all fixings and accessories. Complete as shown on drawings, Detailed shop drawings must be submitted by the contractor and approved by the Engineer prior to fabrication. | Approved
Qasr Rashwan Lot A _0207 | CLI.CON-000001 |  |  | Approved
Qasr Rashwan Lot A _0207 | CLI.CON-000001 | 11.10 - 2. Murad Al Gendy.Murad Al Gendy W Al Sanahra-BILL NO. 1: SEWAGE NETWORK-1.1.1-c.1 | Depth to invert not exceeding 1.5 m | Approved
Qasr Rashwan Lot A _0207 | CLI.CON-000001 |  |  | Approved
Qasr Rashwan Lot A _0207 | CLI.CON-000001 | 11.18 - Murad Al Gendy W Al Sanahra-Guard room NO. 4.3-4.3.4-a | Single Phase Switched Socket 220v, 16A, 2-pin Type Complete With Earthing Contact. | Approved
Qasr Rashwan Lot A _0207 | CLI.CON-000001 | 12.12 - 3. Manshya fanous.Mansheya Fanous-Bill No. 2 - Forcemain (Secondary)-2.2.3.2-a | Tee 150/150 | Approved
Qasr Rashwan Lot A _0207 | CLI.CON-000001 |  |  | Approved
Qasr Rashwan Lot A _0207 | CLI.CON-000001 | 12.22 - Mansheya Fanous-Bill No.6Admin Room - Civil Works-41-6.1.1.c- | Supply, backfilling and compaction to the required grades with approved clean sand on layers not more than 25 cm thick. The layers are to be compacted by means of vibratory type equipment to obtain 95% of maximum dry density as per specifications. | Approved
Qasr Rashwan Lot A _0207 | CLI.CON-000001 |  |  | Approved
Qasr Rashwan Lot A _0207 | CLI.CON-000001 | 12.32 - 3. Manshya fanous.Mansheya Fanous-Bill No.3.4 - Mansheya Fanous Pump Station (Secondary)-10.4.2-a. | D.C.I, K9, flanged pipes, dia. 150 mm. | Approved
Qasr Rashwan Lot A _0207 | CLI.CON-000001 |  |  | Approved
Qasr Rashwan Lot A _0207 | CLI.CON-000001 | 12.14 - Mansheya Fanous-Main Pump Station NO. 3.2-3.2.2-c | Surface mounted luminaire with 1x60 watt led lamps, With (IP20) | Approved
Qasr Rashwan Lot A _0207 | CLI.CON-000001 |  |  | Approved
Qasr Rashwan Lot A _0207 | CLI.CON-000001 | 12.10 - 3. Manshya fanous.Mansheya Fanous-BILL NO. 1: SEWAGE NETWORK-1.4-a | IC 60*60 cm | Approved
Qasr Rashwan Lot A _0207 | CLI.CON-000001 |  |  | Approved
Qasr Rashwan Lot A _0207 | CLI.CON-000001 | 12.24 - Mansheya Fanous-M.PS Admin Building NO. 6.3-6.3.5-b | Lighting outlets. | Approved
Qasr Rashwan Lot A _0207 | CLI.CON-000001 |  |  | Approved
Qasr Rashwan Lot A _0207 | CLI.CON-000001 | 12.37 - Mansheya Fanous-S.PS Store NO. 12.2-12.2.3- | One Way, Three-gang Lighting Switch 10A. | Approved
Qasr Rashwan Lot A _0207 | CLI.CON-000001 |  |  | Approved
Qasr Rashwan Lot A _0207 | CLI.CON-000001 | 12.23 - 3. Manshya fanous.Mansheya Fanous-Bill .: Admin (Main)-6.2.3-a. | gully trap 30 x 30 | Approved
Qasr Rashwan Lot A _0207 | CLI.CON-000001 |  |  | Approved
Qasr Rashwan Lot A _0207 | CLI.CON-000001 | 12.10 - 3. Manshya fanous.Mansheya Fanous-BILL NO. 1: SEWAGE NETWORK-1.7.2-a | (Crossing under BAHR FANOUS by pipe jacking/Macro-tunneling | Approved
Qasr Rashwan Lot A _0207 | CLI.CON-000001 |  |  | Approved
Qasr Rashwan Lot A _0207 | CLI.CON-000001 | 12.12 - 3. Manshya fanous.Mansheya Fanous-Bill No. 2 - Forcemain (Secondary)-2.2.3.1-d | Air Relief valve 100 mm dia.(include gate valve 100mm) | Approved
Qasr Rashwan Lot A _0207 | CLI.CON-000001 |  |  | Approved
Qasr Rashwan Lot A _0207 | CLI.CON-000001 | 12.10 - 3. Manshya fanous.Mansheya Fanous-BILL NO. 1: SEWAGE NETWORK-1.6.3-c | Puddle flanged pipe | Approved
Qasr Rashwan Lot A _0207 | CLI.CON-000001 |  |  | Approved
Qasr Rashwan Lot A _0207 | CLI.CON-000001 | 12.32 - 3. Manshya fanous.Mansheya Fanous-Bill No.3.4 - Mansheya Fanous Pump Station (Secondary)-10.4.2-d. | Dismantling joint, dia. 150 mm. | Approved
Qasr Rashwan Lot A _0207 | CLI.CON-000001 |  |  | Approved
Qasr Rashwan Lot A _0207 | CLI.CON-000001 | 12.15 | BILL NO. 3.3 Electrical Works –Main Pumping Station (MV, Generator and Control System) | Approved
Qasr Rashwan Lot A _0207 | CLI.CON-000001 |  |  | Approved
Qasr Rashwan Lot A _0207 | CLI.CON-000001 | 12.23 | BILL NO. 6.2 Plumbing Works – Admin Room (Main PS) | Approved
Qasr Rashwan Lot A _0207 | CLI.CON-000001 |  |  | Approved
Qasr Rashwan Lot A _0207 | CLI.CON-000001 | 12.14 | BILL NO. 3.2 Electrical Works – Main Pumping Station (LV and Lighting) | Approved
Qasr Rashwan Lot A _0207 | CLI.CON-000001 |  |  | Approved
Qasr Rashwan Lot A _0207 | CLI.CON-000001 | 12.19 - Mansheya Fanous-M.PS Guard room NO. 4.3-4.3.4-b | Single Phase Switched waterproof Socket, 220V, 16A, 3 Pin Complete With Cover (IP55) | Approved
Qasr Rashwan Lot A _0207 | CLI.CON-000001 |  |  | Approved
Qasr Rashwan Lot A _0207 | CLI.CON-000001 | 12.30 - Mansheya Fanous-SEC. Pump Station NO. 10.2-10.2.2-e | Enclosed Polycarbonate, Wall Mounting Luminaire IP65 With 40 Watt LED Lamp. | Approved
Qasr Rashwan Lot A _0207 | CLI.CON-000001 |  |  | Approved
Qasr Rashwan Lot A _0207 | CLI.CON-000001 | 12.3 | BILL NO. 10.2 Electrical Works – (Sec. PS) | Approved
Qasr Rashwan Lot A _0207 | CLI.CON-000001 |  |  | Approved
Qasr Rashwan Lot A _0207 | CLI.CON-000001 | 12.44 - Mansheya Fanous-Bill No.9 Site and Civil Works -56--9.3.4 | Circular Manholes: Construction of in-situ cast fair faced plain concrete (Grade C30) manholes. Price includes all supplies, excavation in all types of soil except the rock, removal and disposal of the excavated material, debris and rubble disposal to the designated dump yard, trench shoring and supports, soil replacement if any,sheeting, surface dewatering, forming flexible joints at manhole entrances, including short pieces, benching at the manhole base, internal and external protection, backfilling in compacted layers using approved soil material and testing, reinstatement of ground surface and road pavements of every kind and restoring every thing to their original conditions including asphalt and other paved areas, manhole cover and frame D400 made of polymeric material such as (GRP) or alternative, epoxy coated non-slip finish manhole steps and all other accessories and fittings that are required for a complete manhole all as shown and detailed in the Contract Drawings and Specifications | Approved
Qasr Rashwan Lot A _0207 | CLI.CON-000001 |  |  | Approved
Qasr Rashwan Lot A _0207 | CLI.CON-000001 | 12.40 - Mansheya Fanous-S.PS Admin Building NO. 13.3-13.3.4-b | Single Phase Switched waterproof Socket, 220V, 16A, 3 Pin Complete With Cover (IP55) | Approved
Qasr Rashwan Lot A _0207 | CLI.CON-000001 |  |  | Approved
Qasr Rashwan Lot A _0207 | CLI.CON-000001 | 12.36 - Mansheya Fanous-Bill No.12 Store Building (S.PS) (Civil Works)-74-12.1.1.c- | Supply, backfilling and compaction to the required grades with approved clean sand on layers not more than 25 cm thick. The layers are to be compacted by means of vibratory type equipment to obtain 95% of maximum dry density as per specifications. | Approved
Qasr Rashwan Lot A _0207 | CLI.CON-000001 |  |  | Approved
Qasr Rashwan Lot A _0207 | CLI.CON-000001 | 12.22 - Mansheya Fanous-Bill No.6Admin Room - Civil Works-42-6.1.3-c.1 | 250 mm thick. | Approved
Qasr Rashwan Lot A _0207 | CLI.CON-000001 |  |  | Approved
Qasr Rashwan Lot A _0207 | CLI.CON-000001 | 12.22 - Mansheya Fanous-Bill No.6Admin Room - Civil Works-42-6.1.4.b- | Supply and installation of horizontal prefabricated moisture Insulation membrane to the wet areas with 4mm thick for floor and roof, including joints, fixtures, overlaps not less than 100 mm and item include all surface preparation steps, coating with 2 layers of primer bitumen coat, metal flashing, internal angle fillets, upstand to vertical surfaces and waterproofing to all openings and around pipes and water drains, Polystyrene sheet 1mm, protection Sand-cement mortar screed, 30 mm thick as per manufacturer's instructions, Contract Drawing, recommendations and Specification. Roof thermal insulation | Approved
Qasr Rashwan Lot A _0207 | CLI.CON-000001 |  |  | Approved
Qasr Rashwan Lot A _0207 | CLI.CON-000001 | 12.36 - Mansheya Fanous-Bill No.12 Store Building (S.PS) (Civil Works)-74-12.1.3.c- | 250 mm thick. | Approved
Qasr Rashwan Lot A _0207 | CLI.CON-000001 |  |  | Approved
Qasr Rashwan Lot A _0207 | CLI.CON-000001 | 12.32 - 3. Manshya fanous.Mansheya Fanous-Bill No.3.4 - Mansheya Fanous Pump Station (Secondary)-10.4.3-a. | D.C.I, K9, flanged pipes, dia. 150 mm. | Approved
Qasr Rashwan Lot A _0207 | CLI.CON-000001 |  |  | Approved
Qasr Rashwan Lot A _0207 | CLI.CON-000001 | 12.32 - 3. Manshya fanous.Mansheya Fanous-Bill No.3.4 - Mansheya Fanous Pump Station (Secondary)-10.4.3-b. | Dismantling joint, dia. 150 mm. | Approved
Qasr Rashwan Lot A _0207 | CLI.CON-000001 |  |  | Approved
Qasr Rashwan Lot A _0207 | CLI.CON-000001 | 12.11 - 3. Manshya fanous.Mansheya Fanous-Bill No. 2 - Forcemain (Main)-2.1.9 | Deep Dewatering according to soil investigation, specification and Engineer instruction. | Approved
Qasr Rashwan Lot A _0207 | CLI.CON-000001 |  |  | Approved
Qasr Rashwan Lot A _0207 | CLI.CON-000001 | 12.15 - Mansheya Fanous-Main Pump Station NO. 3.3-3.3.3- | Main Low tension switchboard (0.38kV) complete with all component (C.B, contactors,Electrcal and mechanical interlock, measuring and protection devices …etc), as per Single Line Diagram and Contract Documents (to be erected in pump building). | Approved
Qasr Rashwan Lot A _0207 | CLI.CON-000001 |  |  | Approved
Qasr Rashwan Lot A _0207 | CLI.CON-000001 | 12.10 - 3. Manshya fanous.Mansheya Fanous-BILL NO. 1: SEWAGE NETWORK-1.1.1-d.4 | Ditto, depth to invert between 4.51 m and 5.50 m | Approved
Qasr Rashwan Lot A _0207 | CLI.CON-000001 |  |  | Approved
Qasr Rashwan Lot A _0207 | CLI.CON-000001 | 12.34 | BILL NO. 11.2 Plumbing Works – Guard Room (Sec. PS) | Approved
Qasr Rashwan Lot A _0207 | CLI.CON-000001 |  |  | Approved
Qasr Rashwan Lot A _0207 | CLI.CON-000001 | 12.44 - Mansheya Fanous-Bill No.9 Site and Civil Works -55-9.2.7.b- | Supply and apply of 50 cm high dry mix for skirting including substrate preparation, scaffoldings, grooves, and all required accessories as shown on Contract Drawings, recommended by manufacturer and approved by the Engineer prior to installation. | Approved
Qasr Rashwan Lot A _0207 | CLI.CON-000001 |  |  | Approved
Qasr Rashwan Lot A _0207 | CLI.CON-000001 | 12.20 - Mansheya Fanous-Bill No.5 Store Building (Civil Works)-37-5.1.4.a- | Supply and apply two coats of oxidized bituminous paint insulation to reinforced concrete in contact with soil such as footings, ground beam, columns pedestal and masonry work to 15 cm upper the GL, sample shall be approved before execution and all required works shall be as per manufacturer's instructions, recommendations and Specification. | Approved
Qasr Rashwan Lot A _0207 | CLI.CON-000001 |  |  | Approved
Qasr Rashwan Lot A _0207 | CLI.CON-000001 | 12.35 - Mansheya Fanous-S.PS Guard room NO. 11.3-11.3.3-a | One Way, Two-gang Lighting Switch 10A. | Approved
Qasr Rashwan Lot A _0207 | CLI.CON-000001 |  |  | Approved
Qasr Rashwan Lot A _0207 | CLI.CON-000001 | 12.10 - 3. Manshya fanous.Mansheya Fanous-BILL NO. 1: SEWAGE NETWORK-1.2.1-b.8 | Ditto, depth to invert between 5.01 m and 5.50 m | Approved
Qasr Rashwan Lot A _0207 | CLI.CON-000001 |  |  | Approved
Qasr Rashwan Lot A _0207 | CLI.CON-000001 | 12.15 - Mansheya Fanous-Main Pump Station NO. 3.3-3.3.15- | Prime Power Diesel Generator 110 KVA (at least) (Canopy Type - Under Shed) complete with outgoing circuit breaker (MCCB) and fully equipped with all accessories as per Contract Documents and complete with all accessories required for erection and good working conditions. | Approved
Qasr Rashwan Lot A _0207 | CLI.CON-000001 |  |  | Approved
Qasr Rashwan Lot A _0207 | CLI.CON-000001 | 12.22 - Mansheya Fanous-Bill No.6Admin Room - Civil Works-41-6.1.2-a.2 | For roof slopes, 30 mm to 140 mm thick | Approved
Qasr Rashwan Lot A _0207 | CLI.CON-000001 |  |  | Approved
Qasr Rashwan Lot A _0207 | CLI.CON-000001 | 12.19 - Mansheya Fanous-M.PS Guard room NO. 4.3-4.3.4-a | Single Phase Switched Socket 220v, 16A, 2-pin Type Complete With Earthing Contact. | Approved
Qasr Rashwan Lot A _0207 | CLI.CON-000001 |  |  | Approved
Qasr Rashwan Lot A _0207 | CLI.CON-000001 | 12.24 - Mansheya Fanous-M.PS Admin Building NO. 6.3-6.3.3-a | One Way, Two-gang Lighting Switch 10A. | Approved
Qasr Rashwan Lot A _0207 | CLI.CON-000001 |  |  | Approved
Qasr Rashwan Lot A _0207 | CLI.CON-000001 | 12.20 - Mansheya Fanous-Bill No.5 Store Building (Civil Works)-38-5.1.7-a.1 | Abrasion, friction and shock resistant ceramic | Approved
Qasr Rashwan Lot A _0207 | CLI.CON-000001 |  |  | Approved
Qasr Rashwan Lot A _0207 | CLI.CON-000001 | 12.11 - 3. Manshya fanous.Mansheya Fanous-Bill No. 2 - Forcemain (Main)-2.1.4.4-c | Double Inception chamber | Approved
Qasr Rashwan Lot A _0207 | CLI.CON-000001 |  |  | Approved
Qasr Rashwan Lot A _0207 | CLI.CON-000001 | 12.17 - Mansheya Fanous-Bill No.4 Guard Room (Civil Works)-29-4.1.2-b.2 | For grade slabs, 100 mm thick | Approved
Qasr Rashwan Lot A _0207 | CLI.CON-000001 |  |  | Approved
Qasr Rashwan Lot A _0207 | CLI.CON-000001 | 12.17 - Mansheya Fanous-Bill No.4 Guard Room (Civil Works)-31-4.1.7-a.1 | Ceramic floor, glazed ceramic | Approved
Qasr Rashwan Lot A _0207 | CLI.CON-000001 |  |  | Approved
Qasr Rashwan Lot A _0207 | CLI.CON-000001 | 12.29 - Mansheya Fanous-Bill No. 10 SECONDARY Pumping Station (Civil works)-60-10.1.6-e | Supply, install of GRP net covers. including frames, painting, welding, jointing, all fixings and accessories. Complete as shown on drawings, specification, and recommended by the manufacturer. | Approved
Qasr Rashwan Lot A _0207 | CLI.CON-000001 |  |  | Approved
Qasr Rashwan Lot A _0207 | CLI.CON-000001 | 12.16 - 3. Manshya fanous.Mansheya Fanous-Bill. - Mansheya Fanous Pump Station (Main)-3.4.3-e. | Flanged Elbow 90o, dia. 200 mm. | Approved
Qasr Rashwan Lot A _0207 | CLI.CON-000001 |  |  | Approved
Qasr Rashwan Lot A _0207 | CLI.CON-000001 | 12.14 - Mansheya Fanous-Main Pump Station NO. 3.2-3.2.2-b | Ditto As Above But For Maintained Electricity Duration. Provided With Emergency Unit For 3 Hours. | Approved
Qasr Rashwan Lot A _0207 | CLI.CON-000001 |  |  | Approved
Qasr Rashwan Lot A _0207 | CLI.CON-000001 | 12.11 - 3. Manshya fanous.Mansheya Fanous-Bill No. 2 - Forcemain (Main)-2.1.3.4-b | Dismantling joint 150mm | Approved
Qasr Rashwan Lot A _0207 | CLI.CON-000001 |  |  | Approved
Qasr Rashwan Lot A _0207 | CLI.CON-000001 | 12.32 - 3. Manshya fanous.Mansheya Fanous-Bill No.3.4 - Mansheya Fanous Pump Station (Secondary)-10.4.2-b. | Flanged manually gate valve, dia. 150 mm. | Approved
Qasr Rashwan Lot A _0207 | CLI.CON-000001 |  |  | Approved
Qasr Rashwan Lot A _0207 | CLI.CON-000001 | 12.12 - 3. Manshya fanous.Mansheya Fanous-Bill No. 2 - Forcemain (Secondary)-2.2.3.3-a | Flange socket with puddle flanged pieces 150mm | Approved
Qasr Rashwan Lot A _0207 | CLI.CON-000001 | 13.23 - Khulusi-Admin Building NO. 6.3 -6.3.2-d | Surface Mounted Luminaire (IP54) With 20W LED lamp. | Approved
Qasr Rashwan Lot A _0207 | CLI.CON-000001 |  |  | Approved
Qasr Rashwan Lot A _0207 | CLI.CON-000001 | 13.11 - 4. Khulusi.Khulusi-Bill No. 2 - Forcemain-2.1-a | Inner diameter DN/ID 200 mm | Approved
Qasr Rashwan Lot A _0207 | CLI.CON-000001 |  |  | Approved
Qasr Rashwan Lot A _0207 | CLI.CON-000001 | 13.21 - Khulusi-Bill No.6Admin Room - Civil Works-36-6.1.2-b.2 | For grade slabs, 100 mm thick | Approved
Qasr Rashwan Lot A _0207 | CLI.CON-000001 |  |  | Approved
Qasr Rashwan Lot A _0207 | CLI.CON-000001 | 13.15 - 4. Khulusi.Khulusi-Bill - Khulusi Pump Station-3.4.7-a. | Ventilation system complete comprising of Fans with capacity of 1000 m3/hr., outlets, conduits, wires….etc for pump building, complete with all accessories As per Contract Documents | Approved
Qasr Rashwan Lot A _0207 | CLI.CON-000001 |  |  | Approved
Qasr Rashwan Lot A _0207 | CLI.CON-000001 | 13.11 - 4. Khulusi.Khulusi-Bill No. 2 - Forcemain-2.3.5-b | 45º (200mm) | Approved
Qasr Rashwan Lot A _0207 | CLI.CON-000001 |  |  | Approved
Qasr Rashwan Lot A _0207 | CLI.CON-000001 | 13.27 - Khulusi-Bill No.9 Site and Civil Works -48--9.1.c | Supply and install pre-cast concrete kerbs, the price includes excavation, backfilling, mortar bed, lean concrete, concrete haunching, including ends, angles, provision of curb opening for drainage, and painting. All required works of completion with the industry standards, as per specification, drawings and Engineer instructions. | Approved
Qasr Rashwan Lot A _0207 | CLI.CON-000001 |  |  | Approved
Qasr Rashwan Lot A _0207 | CLI.CON-000001 | 13.17 | BILL NO. 4.2 Plumbing Works – Guard Room | Approved
Qasr Rashwan Lot A _0207 | CLI.CON-000001 |  |  | Approved
Qasr Rashwan Lot A _0207 | CLI.CON-000001 | 13.16 - Khulusi-Bill No.4 Guard Room (Civil Works)-27-4.1.8.b- | Supply and apply of Dry mix paint for facades including substrate preparation, scaffoldings, grooves, applying three coats of paint as per required colors and all required accessories as shown on the Contract Drawings, recommended by manufacturer and approved by the Engineer prior to installation. | Approved
Qasr Rashwan Lot A _0207 | CLI.CON-000001 |  |  | Approved
Qasr Rashwan Lot A _0207 | CLI.CON-000001 | 13.20 - Khulusi-Store NO. 5.2-5.2.3- | One Way, Three-gang Lighting Switch 10A. | Approved
Qasr Rashwan Lot A _0207 | CLI.CON-000001 |  |  | Approved
Qasr Rashwan Lot A _0207 | CLI.CON-000001 | 13.10 - 4. Khulusi.Khulusi-BILL NO. 1: SEWAGE NETWORK-1.1.1-b.3 | Ditto, depth to invert between 2.51 m and 3.50 m | Approved
Qasr Rashwan Lot A _0207 | CLI.CON-000001 |  |  | Approved
Qasr Rashwan Lot A _0207 | CLI.CON-000001 | 13.16 - Khulusi-Bill No.4 Guard Room (Civil Works)-24-4.1.2-a.1 | Under foundations | Approved
Qasr Rashwan Lot A _0207 | CLI.CON-000001 |  |  | Approved
Qasr Rashwan Lot A _0207 | CLI.CON-000001 | 13.19 - Khulusi-Bill No.5 Store Building (Civil Works)-33-5.1.7-a.1 | Abrasion, friction and shock resistant ceramic | Approved
Qasr Rashwan Lot A _0207 | CLI.CON-000001 |  |  | Approved
Qasr Rashwan Lot A _0207 | CLI.CON-000001 | 13.10 - 4. Khulusi.Khulusi-BILL NO. 1: SEWAGE NETWORK-1.7 | Excavation in rock as specified in the Contract Documents. | Approved
Qasr Rashwan Lot A _0207 | CLI.CON-000001 |  |  | Approved
Qasr Rashwan Lot A _0207 | CLI.CON-000001 | 13.27 - Khulusi-Bill No.9 Site and Civil Works -48-9.2.2.c- | Supply and casting of in-place reinforced concrete Grade C25 in super structure for column and capping, including: formwork, scaffolding, expansion and construction joints, Steel bar reinforcement, joint filler and sealant, accessories, transporting, mixing, casting, finishing, compaction by vibratory, spraying, curing, and testing as required by the specifications. | Approved
Qasr Rashwan Lot A _0207 | CLI.CON-000001 |  |  | Approved
Qasr Rashwan Lot A _0207 | CLI.CON-000001 | 13.14 - Khulusi-Main Pump Station NO. 3.3-3.3.1- | Medium voltage cables feeding the pumping station, this cables include the cables connection from the the Egyptian Electrical Authority (EEA) substation (outside puming station) up to the Ring Main Units (RMUs) inside pumping station. The contractor shall be responsible to coordinate with the EEA for identifying the cable route, size, laying, ..etc. | Approved
Qasr Rashwan Lot A _0207 | CLI.CON-000001 |  |  | Approved
Qasr Rashwan Lot A _0207 | CLI.CON-000001 | 13.23 - Khulusi-Admin Building NO. 6.3 -6.3.2-b | Ditto As Above But For Maintained Electricity Duration. Provided With Emergency Unit For 3 Hours | Approved
Qasr Rashwan Lot A _0207 | CLI.CON-000001 | 13.10 - 4. Khulusi.Khulusi-BILL NO. 1: SEWAGE NETWORK-1.2.1-b.6 | Ditto, depth to invert between 4.01 m and 4.5 m | Approved
Qasr Rashwan Lot A _0207 | CLI.CON-000001 |  |  | Approved
Qasr Rashwan Lot A _0207 | CLI.CON-000001 | 13.10 - 4. Khulusi.Khulusi-BILL NO. 1: SEWAGE NETWORK-1.6-b | Concrete encasement 25cm (250mm) | Approved
Qasr Rashwan Lot A _0207 | CLI.CON-000001 |  |  | Approved
Qasr Rashwan Lot A _0207 | CLI.CON-000001 | 13.12 - Khulusi-Bill No. 3 Main Pumping Station (Civil works)-15-3.1.2-c | Supply and install the steel structure for the edge of the wet well to support the concrete structure of the wet well includes the steel reinforcement for walls of the pit, steel SIB for pit floor, beam of dicophyl, plates, angles, bolts, nuts and washers as required by drawings, specifications and Engineer instructions. | Approved
Qasr Rashwan Lot A _0207 | CLI.CON-000001 |  |  | Approved
Qasr Rashwan Lot A _0207 | CLI.CON-000001 | 14 | Albersly & Iz.Alasfar | Approved
Qasr Rashwan Lot A _0207 | CLI.CON-000001 |  |  | Approved
Qasr Rashwan Lot A _0207 | CLI.CON-000001 | 14.11 - 5. Iz. Albersly.Iz.Albersly & Iz.Alasfar-Bill No. 2 - Forcemain-2.3.1-b | Gate valve 150 mm dia. | Approved
Qasr Rashwan Lot A _0207 | CLI.CON-000001 |  |  | Approved
Qasr Rashwan Lot A _0207 | CLI.CON-000001 | 14.15 - 5. Iz. Albersly.Iz.Albersly & Iz.Alasfar-Bill - Iz.Albersly & Iz.Alasfar Pump Station-3.4.2-a. | D.C.I, K9, flanged pipes, dia. 100 mm. | Approved
Qasr Rashwan Lot A _0207 | CLI.CON-000001 |  |  | Approved
Qasr Rashwan Lot A _0207 | CLI.CON-000001 | 14.13 - Albersly & Iz.Alasfar-Main Pump Station NO. 3.2-3.2.2-d | Ditto As Above But For Maintained Electricity Duration. Provided With Emergency Unit For 3 Hours | Approved
Qasr Rashwan Lot A _0207 | CLI.CON-000001 |  |  | Approved
Qasr Rashwan Lot A _0207 | CLI.CON-000001 | 14.15 | BILL NO. 3.4 Mechanical Works - Pumping Station | Approved
Qasr Rashwan Lot A _0207 | CLI.CON-000001 |  |  | Approved
Qasr Rashwan Lot A _0207 | CLI.CON-000001 | 14.15 - 5. Iz. Albersly.Iz.Albersly & Iz.Alasfar-Bill - Iz.Albersly & Iz.Alasfar Pump Station-3.4.1 | Submersible Pump 10 L/s, 10 m head coupled with Electric Motor complete with (mating bend, guide rails, coupling, submersible cable, all protection items….etc) and all accessories required for a good working condition, as per Contract Documents. | Approved
Qasr Rashwan Lot A _0207 | CLI.CON-000001 |  |  | Approved
Qasr Rashwan Lot A _0207 | CLI.CON-000001 | 14.15 - 5. Iz. Albersly.Iz.Albersly & Iz.Alasfar-Bill - Iz.Albersly & Iz.Alasfar Pump Station-3.4.2-c. | Flanged non-return valve, dia. 100 mm. | Approved
Qasr Rashwan Lot A _0207 | CLI.CON-000001 |  |  | Approved
Qasr Rashwan Lot A _0207 | CLI.CON-000001 | 14.10 - 5. Iz. Albersly.Iz.Albersly & Iz.Alasfar-BILL NO. 1: SEWAGE NETWORK-1.2.1-b.4 | Ditto, depth to invert between 3.01 m and 3.50 m | Approved
Qasr Rashwan Lot A _0207 | CLI.CON-000001 |  |  | Approved
Qasr Rashwan Lot A _0207 | CLI.CON-000001 | 14.10 - 5. Iz. Albersly.Iz.Albersly & Iz.Alasfar-BILL NO. 1: SEWAGE NETWORK-1.5.3-c | Puddle flanged pipe | Approved
Qasr Rashwan Lot A _0207 | CLI.CON-000001 |  |  | Approved
Qasr Rashwan Lot A _0207 | CLI.CON-000001 | 14.12 - Albersly & Iz.Alasfar-Bill No. 3 Main Pumping Station (Civil works)-14-3.1.5-b | Supply and apply external cement plastering to facades with all metal accessories, base and finish coat, thickness 2cm striped with 2 cm groove render for facades. all required works of completion with the industry standards. As per Specification, Drawings and Engineer's instructions. | Approved
Qasr Rashwan Lot A _0207 | CLI.CON-000001 |  |  | Approved
Qasr Rashwan Lot A _0207 | CLI.CON-000001 | 14.11 - 5. Iz. Albersly.Iz.Albersly & Iz.Alasfar-Bill No. 2 - Forcemain-2.6 | Excavation in rock according to soil and as specified in the Contract Documents. | Approved
Qasr Rashwan Lot A _0207 | CLI.CON-000001 |  |  | Approved
Qasr Rashwan Lot A _0207 | CLI.CON-000001 | 14.22 | BILL NO. 7 Site Works – Pumping Station | Approved
Qasr Rashwan Lot A _0207 | CLI.CON-000001 |  |  | Approved
Qasr Rashwan Lot A _0207 | CLI.CON-000001 | 14.11 | Bill No. 2 - Forcemain | Approved
Qasr Rashwan Lot A _0207 | CLI.CON-000001 |  |  | Approved
Qasr Rashwan Lot A _0207 | CLI.CON-000001 | 14.11 - 5. Iz. Albersly.Iz.Albersly & Iz.Alasfar-Bill No. 2 - Forcemain-2.3.5-b | 90º (150mm) | Approved
Qasr Rashwan Lot A _0207 | CLI.CON-000001 |  |  | Approved
Qasr Rashwan Lot A _0207 | CLI.CON-000001 | 14.22 - Albersly & Iz.Alasfar-Bill No.9 Site and Civil Works -32-7.2.1-b | Extra over for excavation in rock. | Approved
Qasr Rashwan Lot A _0207 | CLI.CON-000001 |  |  | Approved
Qasr Rashwan Lot A _0207 | CLI.CON-000001 | 14.10 - 5. Iz. Albersly.Iz.Albersly & Iz.Alasfar-BILL NO. 1: SEWAGE NETWORK-1.3-b | IC 60*90 cm | Approved
Qasr Rashwan Lot A _0207 | CLI.CON-000001 |  |  | Approved
Qasr Rashwan Lot A _0207 | CLI.CON-000001 | 14.16 - Albersly & Iz.Alasfar-Bill No.4 Guard Room (Civil Works)-21-4.1.2-b.2 | For grade slabs, 100 mm thick | Approved
Qasr Rashwan Lot A _0207 | CLI.CON-000001 |  |  | Approved
Qasr Rashwan Lot A _0207 | CLI.CON-000001 | 15 | Provisional Sum | Approved
Qasr Rashwan Lot A _0207 | CLI.CON-000001 |  |  | Approved
Qasr Rashwan Lot A _0207 | CLI.CON-000001 | 15 - Provisional sum-summary-1 | PROVISIONAL SUM (5% OF SUB-TOTAL AMOUNT (ITEM 7)) | Approved
Qasr Rashwan Lot A _0207 | CLI.CON-000001 |  |  | Approved
Qasr Rashwan Lot A _0207 | CLI.CON-000001 | 16 | Indirect Cost | Approved
Qasr Rashwan Lot A _0207 | CLI.CON-000001 |  |  | Approved
Qasr Rashwan Lot A _0207 | CLI.CON-000001 | 16 | Indirect Cost | Approved
Qasr Rashwan Lot A _0207 | CLI.CON-000001 |  |  | Approved
Qasr Rashwan Lot A _0207 | CLI.CON-000001 | 16.1 | General Items | Approved
Qasr Rashwan Lot A _0207 | CLI.CON-000001 |  |  | Approved
Qasr Rashwan Lot A _0207 | CLI.CON-000001 | 16.10 - Bill No.A1 - GENERAL ITEMS - A1.2 | Project Signboards | Approved
Qasr Rashwan Lot A _0207 | CLI.CON-000001 |  |  | Approved
Qasr Rashwan Lot A _0207 | CLI.CON-000001 | 16.10 - Bill No.A1 - GENERAL ITEMS - A1.1 | Implementation of the Health and Safety Plan and compliance with Health and safety requirementS | Approved
Qasr Rashwan Lot A _0207 | CLI.CON-000001 |  |  | Approved
Qasr Rashwan Lot A _0207 | CLI.CON-000001 | 16.10 - Bill No.A1 - GENERAL ITEMS - A1.3 | As-built documentation and Operation and Maintenance manuals | Approved
Qasr Rashwan Lot A _0207 | CLI.CON-000001 |  |  | Approved
Qasr Rashwan Lot A _0207 | CLI.CON-000001 | 10 | Saad Al Rouby | Approved
Qasr Rashwan Lot A _0207 | CLI.CON-000001 |  |  | Approved
Qasr Rashwan Lot A _0207 | CLI.CON-000001 | 10.14 - Saad Al Rouby-Main Pump Station NO. 3.2-3.2.2-d | Ditto As Above But For Maintained Electricity Duration. Provided With Emergency Unit For 3 Hours | Approved
Qasr Rashwan Lot A _0207 | CLI.CON-000001 |  |  | Approved
Qasr Rashwan Lot A _0207 | CLI.CON-000001 | 10.16 - 1. Saad Al Rouby.Saad Al Rouby-Bill No.3.4 - Saad Al Rouby Pump Station (Mechanical works)-3.4.5-b. | Collar, dia. 600 mm. | Approved
Qasr Rashwan Lot A _0207 | CLI.CON-000001 |  |  | Approved
Qasr Rashwan Lot A _0207 | CLI.CON-000001 | 10.16 - 1. Saad Al Rouby.Saad Al Rouby-Bill No.3.4 - Saad Al Rouby Pump Station (Mechanical works)-3.4.5-a. | D.C.I, Socket and spigot Wall piece, dia. 600 mm. | Approved
Qasr Rashwan Lot A _0207 | CLI.CON-000001 |  |  | Approved
Qasr Rashwan Lot A _0207 | CLI.CON-000001 | 10.11 - 1. Saad Al Rouby.Saad Al Rouby-Bill No. 2 - Forcemain-2.5.2-a | Tee 350/150 | Approved
Qasr Rashwan Lot A _0207 | CLI.CON-000001 |  |  | Approved
Qasr Rashwan Lot A _0207 | CLI.CON-000001 | 10.10 - 1. Saad Al Rouby.Saad Al Rouby-BILL NO. 1: SEWAGE NETWORK-1.2.1-b.10 | Ditto, depth to invert between6.01 m and 6.50 m | Approved
Qasr Rashwan Lot A _0207 | CLI.CON-000001 |  |  | Approved
Qasr Rashwan Lot A _0207 | CLI.CON-000001 | 10.17 - Iz. Saad Al Rouby-Bill No.4 Guard Room (Civil Works)-33-4.1.7-a.3 | cement tiling, for roof | Approved
Qasr Rashwan Lot A _0207 | CLI.CON-000001 |  |  | Approved
Qasr Rashwan Lot A _0207 | CLI.CON-000001 | 10.13 - Iz. Saad Al Rouby-Bill No. 3 Main Pumping Station (Civil works)-22-3.1.2.e- | Supply and casting of in-place reinforced concrete in super structure, including: formwork, scaffolding, expansion, construction joints, Steel bar reinforcement, joint filler, sealant, transporting, fixation, mixing, pouring, leveling, finishing, compaction by vibratory, curing of reinforced concrete and testing as set out in the specifications. | Approved
Qasr Rashwan Lot A _0207 | CLI.CON-000001 |  |  | Approved
Qasr Rashwan Lot A _0207 | CLI.CON-000001 | 10.1 | BILL NO. 1: SEWAGE NETWORK | Approved
Qasr Rashwan Lot A _0207 | CLI.CON-000001 |  |  | Approved
Qasr Rashwan Lot A _0207 | CLI.CON-000001 | 10.14 - Saad Al Rouby-Main Pump Station NO. 3.2-3.2.2-f | Enclosed Polycarbonate, Wall Mounting Luminaire IP65 With 20 Watt LED Lamp. | Approved
Qasr Rashwan Lot A _0207 | CLI.CON-000001 |  |  | Approved
Qasr Rashwan Lot A _0207 | CLI.CON-000001 | 10.10 - 1. Saad Al Rouby.Saad Al Rouby-BILL NO. 1: SEWAGE NETWORK-1.8 | Deep Dewatering according to soil investigation, specification and Engineer instruction. | Approved
Qasr Rashwan Lot A _0207 | CLI.CON-000001 |  |  | Approved
Qasr Rashwan Lot A _0207 | CLI.CON-000001 | 10.20 - Iz. Saad Al Rouby-Bill No.5 Store Building (Civil Works)-40-5.1.7-a.1 | Abrasion, friction and shock resistant ceramic | Approved
Qasr Rashwan Lot A _0207 | CLI.CON-000001 | 10.13 - Iz. Saad Al Rouby-Bill No. 3 Main Pumping Station (Civil works)-23-3.1.4.d- | Supply and installation of horizontal prefabricated moisture Insulation membrane to the wet areas with 4mm thick for floor and roof, including joints, fixtures, overlaps not less than 100 mm and item include all surface preparation steps, coating with 2 layers of primer bitumen coat, metal flashing, internal angle fillets, upstand to vertical surfaces and waterproofing to all openings and around pipes and water drains, Polystyrene sheet 1mm, protection Sand-cement mortar screed, 30 mm thick as per manufacturer's instructions, Contract Drawing, recommendations and Specification. | Approved
Qasr Rashwan Lot A _0207 | CLI.CON-000001 |  |  | Approved
Qasr Rashwan Lot A _0207 | CLI.CON-000001 | 10.14 - Saad Al Rouby-Main Pump Station NO. 3.2-3.2.3-c | One Way, Two-gang Lighting Switch 10A. | Approved
Qasr Rashwan Lot A _0207 | CLI.CON-000001 |  |  | Approved
Qasr Rashwan Lot A _0207 | CLI.CON-000001 | 10.11 - 1. Saad Al Rouby.Saad Al Rouby-Bill No. 2 - Forcemain-2.5.3-b | Flange spigot with puddle flanged pieces 350mm | Approved
Qasr Rashwan Lot A _0207 | CLI.CON-000001 |  |  | Approved
Qasr Rashwan Lot A _0207 | CLI.CON-000001 | 10.25 - Iz. Saad Al Rouby-Bill No.8 Site and Civil Works -48--8.1.c | Supply and install pre-cast concrete kerbs, the price includes excavation, backfilling, mortar bed, lean concrete, concrete haunching, including ends, angles, provision of curb opening for drainage, and painting. All required works of completion with the industry standards, as per specification, drawings and Engineer instructions. | Approved
Qasr Rashwan Lot A _0207 | CLI.CON-000001 |  |  | Approved
Qasr Rashwan Lot A _0207 | CLI.CON-000001 | 10.15 - Saad Al Rouby-Main Pump Station NO. 3.3-3.3.17- | Earthing system network complete with (Inspection pit, rods, bare copper conductor ...etc) and all accessories, as per Contract documents. | Approved
Qasr Rashwan Lot A _0207 | CLI.CON-000001 |  |  | Approved
Qasr Rashwan Lot A _0207 | CLI.CON-000001 | 10.11 - 1. Saad Al Rouby.Saad Al Rouby-Bill No. 2 - Forcemain-2.2-a | Valve chamber type (A) | Approved
Qasr Rashwan Lot A _0207 | CLI.CON-000001 |  |  | Approved
Qasr Rashwan Lot A _0207 | CLI.CON-000001 | 10.10 - 1. Saad Al Rouby.Saad Al Rouby-BILL NO. 1: SEWAGE NETWORK-1.6-a | Concrete encasement 25cm (200mm) | Approved
Qasr Rashwan Lot A _0207 | CLI.CON-000001 |  |  | Approved
Qasr Rashwan Lot A _0207 | CLI.CON-000001 | 10.17 - Iz. Saad Al Rouby-Bill No.4 Guard Room (Civil Works)-33-4.1.7-c | Supply and lay marble / granite steps the riser 20 mm thick and the tread 40 mm thick including skirting & anti slip braking width 3 cm, as parallel lines as per drawings, specifications and approved sample. | Approved
Qasr Rashwan Lot A _0207 | CLI.CON-000001 |  |  | Approved
Qasr Rashwan Lot A _0207 | CLI.CON-000001 | 10.10 - 1. Saad Al Rouby.Saad Al Rouby-BILL NO. 1: SEWAGE NETWORK-1.1.1-b.1 | Depth to invert not exceeding 1.5 m | Approved
Qasr Rashwan Lot A _0207 | CLI.CON-000001 |  |  | Approved
Qasr Rashwan Lot A _0207 | CLI.CON-000001 | 10.15 - Saad Al Rouby-Main Pump Station NO. 3.3-3.3.7- | Supply, installation, calibration, connection and testing of level float switch with acable length 15 meter including all necessary accessories required for installation and operation requirements. | Approved
Qasr Rashwan Lot A _0207 | CLI.CON-000001 |  |  | Approved
Qasr Rashwan Lot A _0207 | CLI.CON-000001 | 10.10 - 1. Saad Al Rouby.Saad Al Rouby-BILL NO. 1: SEWAGE NETWORK-1.2.3-a.2 | Ditto, depth to invert between 5.01 m and 5.50 m | Approved
Qasr Rashwan Lot A _0207 | CLI.CON-000001 |  |  | Approved
Qasr Rashwan Lot A _0207 | CLI.CON-000001 | 10.20 - Iz. Saad Al Rouby-Bill No.5 Store Building (Civil Works)-38-5.1.1-b. | Extra over for excavation in rock. | Approved
Qasr Rashwan Lot A _0207 | CLI.CON-000001 |  |  | Approved
Qasr Rashwan Lot A _0207 | CLI.CON-000001 | 10.20 - Iz. Saad Al Rouby-Bill No.5 Store Building (Civil Works)-39-5.1.4.a- | Supply and apply two coats of oxidized bituminous paint insulation to reinforced concrete in contact with soil such as footings, ground beam, columns pedestal and masonry work to 15 cm upper the GL, sample shall be approved before execution and all required works shall be as per manufacturer's instructions, recommendations and Specification. | Approved
Qasr Rashwan Lot A _0207 | CLI.CON-000001 |  |  | Approved
Qasr Rashwan Lot A _0207 | CLI.CON-000001 |  |  | Approved
Qasr Rashwan Lot A _0207 | CLI.CON-000001 | 11.10 - 2. Murad Al Gendy.Murad Al Gendy W Al Sanahra-BILL NO. 1: SEWAGE NETWORK-1.1.1-d.1 | Ditto, depth to invert between 3.51 m and 4.50 m | Approved
Qasr Rashwan Lot A _0207 | CLI.CON-000001 |  |  | Approved
Qasr Rashwan Lot A _0207 | CLI.CON-000001 | 11.16 - Murad Al Gendy W Al Sanahra-Bill No.4 Guard Room (Civil Works)-29-4.1.7-a.1 | Ceramic floor, glazed ceramic | Approved
Qasr Rashwan Lot A _0207 | CLI.CON-000001 |  |  | Approved
Qasr Rashwan Lot A _0207 | CLI.CON-000001 | 11.25 | BILL NO. 7.2 Electrical Works - Generator Shed | Approved
Qasr Rashwan Lot A _0207 | CLI.CON-000001 |  |  | Approved
Qasr Rashwan Lot A _0207 | CLI.CON-000001 | 11.16 - Murad Al Gendy W Al Sanahra-Bill No.4 Guard Room (Civil Works)-29-4.1.7-a.2 | Ceramic floor, non-slip ceramic for toilet | Approved
Qasr Rashwan Lot A _0207 | CLI.CON-000001 |  |  | Approved
Qasr Rashwan Lot A _0207 | CLI.CON-000001 | 11.19 - Murad Al Gendy W Al Sanahra-Bill No.5 Store Building (Civil Works)-37-5.1.8.c- | Supply and apply of 60 cm high dry mix for skirting including substrate preparation, scaffoldings, grooves, and all required accessories as shown on Contract Drawings, recommended by manufacturer and approved by the Engineer prior to installation. | Approved
Qasr Rashwan Lot A _0207 | CLI.CON-000001 |  |  | Approved
Qasr Rashwan Lot A _0207 | CLI.CON-000001 | 11.14 | BILL NO. 3.3 Electrical Works – Pumping Station (MV, Generator and Control System) | Approved
Qasr Rashwan Lot A _0207 | CLI.CON-000001 |  |  | Approved
Qasr Rashwan Lot A _0207 | CLI.CON-000001 | 11.11 - 2. Murad Al Gendy.Murad Al Gendy W Al Sanahra-Bill No. 2 - Forcemain-2.5.3-a | Flange socket with puddle flanged pieces 300mm | Approved
Qasr Rashwan Lot A _0207 | CLI.CON-000001 |  |  | Approved
Qasr Rashwan Lot A _0207 | CLI.CON-000001 | 11.11 - 2. Murad Al Gendy.Murad Al Gendy W Al Sanahra-Bill No. 2 - Forcemain-2.8 | Deep Dewatering according to soil investigation, specification and Engineer instruction. | Approved
Qasr Rashwan Lot A _0207 | CLI.CON-000001 |  |  | Approved
Qasr Rashwan Lot A _0207 | CLI.CON-000001 | 11.23 - Murad Al Gendy W Al Sanahra-Admin Building NO. 6.3 -6.3.4-b | Single Phase Switched waterproof Socket, 220V, 16A, 3 Pin Complete With Cover (IP55) | Approved
Qasr Rashwan Lot A _0207 | CLI.CON-000001 |  |  | Approved
Qasr Rashwan Lot A _0207 | CLI.CON-000001 | 11.11 - 2. Murad Al Gendy.Murad Al Gendy W Al Sanahra-Bill No. 2 - Forcemain-2.4.4-a | Inception chamber | Approved
Qasr Rashwan Lot A _0207 | CLI.CON-000001 |  |  | Approved
Qasr Rashwan Lot A _0207 | CLI.CON-000001 | 11.10 - 2. Murad Al Gendy.Murad Al Gendy W Al Sanahra-BILL NO. 1: SEWAGE NETWORK-1.7.3-b | Concrete encasement 25cm (250mm) | Approved
Qasr Rashwan Lot A _0207 | CLI.CON-000001 |  |  | Approved
Qasr Rashwan Lot A _0207 | CLI.CON-000001 | 11.13 - Murad Al Gendy W Al Sanahra-Main Pump Station NO. 3.2-3.2.4-c | Industrial Three Phase Switched Socket 380v, 32A, 4-pin Type Complete With Earthing Contact And Plug, Totally Enclosed (IP54). | Approved
Qasr Rashwan Lot A _0207 | CLI.CON-000001 |  |  | Approved
Qasr Rashwan Lot A _0207 | CLI.CON-000001 | 11.12 - Murad Al Gendy W Al Sanahra-Bill No. 3 Main Pumping Station (Civil works)-18-3.1.4.c- | Supply and apply of waterproofing for the internal surfaces resistant to acids for internal surfaces of the pump structure (floors, walls, ceilings, etc.) including epoxy paints, screed, hardener and all required accessories all necessary works (contractor should submit samples for approval by the engineer) . according to drawings, specifications and recommended by the manufacturer and approved by the Engineer prior to installation. | Approved
Qasr Rashwan Lot A _0207 | CLI.CON-000001 |  |  | Approved
Qasr Rashwan Lot A _0207 | CLI.CON-000001 | 11.10 - 2. Murad Al Gendy.Murad Al Gendy W Al Sanahra-BILL NO. 1: SEWAGE NETWORK-1.1.1-b.2 | Ditto, depth to invert between 1.51 m and 2.50 m | Approved
Qasr Rashwan Lot A _0207 | CLI.CON-000001 |  |  | Approved
Qasr Rashwan Lot A _0207 | CLI.CON-000001 | 11.27 - Murad Al Gendy W Al Sanahra-Bill No.9 Site and Civil Works -55-9.3.5- | Supply, install and test Fire hydrant including cast iron hydrant, stop valve, etc.all accordance with specification and drawings: | Approved
Qasr Rashwan Lot A _0207 | CLI.CON-000001 |  |  | Approved
Qasr Rashwan Lot A _0207 | CLI.CON-000001 | 11.27 - Murad Al Gendy W Al Sanahra-Bill No.9 Site and Civil Works -53-9.2.3.b- | 250 mm thick. | Approved
Qasr Rashwan Lot A _0207 | CLI.CON-000001 |  |  | Approved
Qasr Rashwan Lot A _0207 | CLI.CON-000001 | 12.28 - Mansheya Fanous-Bill No.9 Site and Civil Works -53--9.1.a | Supply and install and test Reinforced concrete pavement (20 cm thick) inside the plant including formwork and steel reinforcement mesh, 15 cm gravel as base, leveling, helicopter finish and coated by screed and all its requirement for completion the work. As per Specification, Drawings and Engineer's instructions | Approved
Qasr Rashwan Lot A _0207 | CLI.CON-000001 |  |  | Approved
Qasr Rashwan Lot A _0207 | CLI.CON-000001 | 12.36 - Mansheya Fanous-Bill No.12 Store Building (S.PS) (Civil Works)-74-12.1.2-b.1 | for foundation | Approved
Qasr Rashwan Lot A _0207 | CLI.CON-000001 |  |  | Approved
Qasr Rashwan Lot A _0207 | CLI.CON-000001 | 12.13 - Mansheya Fanous-Bill No. 3 Main Pumping Station (Civil works)-22-3.1.8.b- | Supply and apply of Dry mix paint for facades including substrate preparation, scaffoldings, grooves, applying three coats of paint as per required colors and all required accessories as shown on the Contract Drawings, recommended by manufacturer and approved by the Engineer prior to installation. | Approved
Qasr Rashwan Lot A _0207 | CLI.CON-000001 |  |  | Approved
Qasr Rashwan Lot A _0207 | CLI.CON-000001 | 12.20 - Mansheya Fanous-Bill No.5 Store Building (Civil Works)-36-5.1.1-b. | Extra over for excavation in rock. | Approved
Qasr Rashwan Lot A _0207 | CLI.CON-000001 |  |  | Approved
Qasr Rashwan Lot A _0207 | CLI.CON-000001 | 12.29 - Mansheya Fanous-Bill No. 10 SECONDARY Pumping Station (Civil works)-59-10.1.3.a- | 250 mm thick. | Approved
Qasr Rashwan Lot A _0207 | CLI.CON-000001 |  |  | Approved
Qasr Rashwan Lot A _0207 | CLI.CON-000001 | 12.33 - Mansheya Fanous-Bill No. 11 Guard room (S.PS)(Civil Works)-69-11.1.7-c | Supply and lay marble / granite steps the riser 20 mm thick and the tread 40 mm thick including skirting & anti slip braking width 3 cm, as parallel lines as per drawings, specifications and approved sample. | Approved
Qasr Rashwan Lot A _0207 | CLI.CON-000001 |  |  | Approved
Qasr Rashwan Lot A _0207 | CLI.CON-000001 | 12.32 - 3. Manshya fanous.Mansheya Fanous-Bill No.3.4 - Mansheya Fanous Pump Station (Secondary)-10.4.9 | Maintenance tools as per tendered documents. | Approved
Qasr Rashwan Lot A _0207 | CLI.CON-000001 |  |  | Approved
Qasr Rashwan Lot A _0207 | CLI.CON-000001 | 12.16 - 3. Manshya fanous.Mansheya Fanous-Bill. - Mansheya Fanous Pump Station (Main)-3.4.4-a. | D.C.I, K9, flanged pipes, dia. 250 mm. | Approved
Qasr Rashwan Lot A _0207 | CLI.CON-000001 |  |  | Approved
Qasr Rashwan Lot A _0207 | CLI.CON-000001 | 12.32 - 3. Manshya fanous.Mansheya Fanous-Bill No.3.4 - Mansheya Fanous Pump Station (Secondary)-10.4.4-b. | Collar, dia. 250 mm. | Approved
Qasr Rashwan Lot A _0207 | CLI.CON-000001 |  |  | Approved
Qasr Rashwan Lot A _0207 | CLI.CON-000001 | 12.18 - 3. Manshya fanous.Mansheya Fanous-Bill: Guard room (Main)-4.2.1-b. | Supply and install hand wash sink with soap dish and holder, with all its required accessories, water mixer, faucets, floor and siphon chrome 1.5 inch, include cold and hot water supply connections, sewage pipes with 2 corner stopcocks with approved sample. All required works of completion with the industry standards. | Approved
Qasr Rashwan Lot A _0207 | CLI.CON-000001 |  |  | Approved
Qasr Rashwan Lot A _0207 | CLI.CON-000001 | 12.26 - Mansheya Fanous-M.PS Generator Shed 7.2-7.2.1-a | Supply, install, connect, test and commission of complete L.V. distribution boards (LP-GEN. SHED) the price include selectvity study, termination, Identifications, labling, glands, copper luggs as specified and as indicating drawings. System shall be lump sum complete in every respect with all necessary accessories and ancillary works. | Approved
Qasr Rashwan Lot A _0207 | CLI.CON-000001 |  |  | Approved
Qasr Rashwan Lot A _0207 | CLI.CON-000001 | 12.17 - Mansheya Fanous-Bill No.4 Guard Room (Civil Works)-31-4.1.6-b.2 | Type W2, 600 mm width x 600 mm height | Approved
Qasr Rashwan Lot A _0207 | CLI.CON-000001 |  |  | Approved
Qasr Rashwan Lot A _0207 | CLI.CON-000001 | 12.37 - Mansheya Fanous-S.PS Store NO. 12.2-12.2.5-b | Lighting outlets. | Approved
Qasr Rashwan Lot A _0207 | CLI.CON-000001 |  |  | Approved
Qasr Rashwan Lot A _0207 | CLI.CON-000001 | 12.30 - Mansheya Fanous-SEC. Pump Station NO. 10.2-10.2.2-b | Ditto As Above But For Maintained Electricity Duration. Provided With Emergency Unit For 3 Hours. | Approved
Qasr Rashwan Lot A _0207 | CLI.CON-000001 |  |  | Approved
Qasr Rashwan Lot A _0207 | CLI.CON-000001 | 12.11 - 3. Manshya fanous.Mansheya Fanous-Bill No. 2 - Forcemain (Main)-2.1.3.2-b | Tee 150/150 | Approved
Qasr Rashwan Lot A _0207 | CLI.CON-000001 |  |  | Approved
Qasr Rashwan Lot A _0207 | CLI.CON-000001 | 12.11 - 3. Manshya fanous.Mansheya Fanous-Bill No. 2 - Forcemain (Main)-2.1.5.4-a | Dismantling joint 250mm | Approved
Qasr Rashwan Lot A _0207 | CLI.CON-000001 |  |  | Approved
Qasr Rashwan Lot A _0207 | CLI.CON-000001 | 12.38 - Mansheya Fanous-Bill No.6Admin Room - Civil Works-43-6.1.7-a.1 | Ceramic floor, glazed ceramic | Approved
Qasr Rashwan Lot A _0207 | CLI.CON-000001 |  |  | Approved
Qasr Rashwan Lot A _0207 | CLI.CON-000001 | 12.11 - 3. Manshya fanous.Mansheya Fanous-Bill No. 2 - Forcemain (Main)-2.1.3.1-c | Gate valve 150 mm dia. | Approved
Qasr Rashwan Lot A _0207 | CLI.CON-000001 |  |  | Approved
Qasr Rashwan Lot A _0207 | CLI.CON-000001 | 12.44 - Mansheya Fanous-Bill No.9 Site and Civil Works -54-9.2.6-b. | Type D2, 1,000 mm width x 2,500 mm height | Approved
Qasr Rashwan Lot A _0207 | CLI.CON-000001 |  |  | Approved
Qasr Rashwan Lot A _0207 | CLI.CON-000001 | 12.11 - 3. Manshya fanous.Mansheya Fanous-Bill No. 2 - Forcemain (Main)-2.1.2-e | Double Air Release valve chamber | Approved
Qasr Rashwan Lot A _0207 | CLI.CON-000001 |  |  | Approved
Qasr Rashwan Lot A _0207 | CLI.CON-000001 | 12.11 - 3. Manshya fanous.Mansheya Fanous-Bill No. 2 - Forcemain (Main)-2.1.2-b | Wash-out valve chamber | Approved
Qasr Rashwan Lot A _0207 | CLI.CON-000001 |  |  | Approved
Qasr Rashwan Lot A _0207 | CLI.CON-000001 | 12.13 - Mansheya Fanous-Bill No. 3 Main Pumping Station (Civil works)-19-3.1.2-a.2 | PC Slope concrete for floor with hardener | Approved
Qasr Rashwan Lot A _0207 | CLI.CON-000001 |  |  | Approved
Qasr Rashwan Lot A _0207 | CLI.CON-000001 | 12.35 - Mansheya Fanous-S.PS Guard room NO. 11.3-11.3.4-b | Single Phase Switched waterproof Socket, 220V, 16A, 3 Pin Complete With Cover (IP55) | Approved
Qasr Rashwan Lot A _0207 | CLI.CON-000001 |  |  | Approved
Qasr Rashwan Lot A _0207 | CLI.CON-000001 | 12.19 - Mansheya Fanous-M.PS Guard room NO. 4.3-4.3.5-b | Lighting outlets. | Approved
Qasr Rashwan Lot A _0207 | CLI.CON-000001 |  |  | Approved
Qasr Rashwan Lot A _0207 | CLI.CON-000001 | 12.11 - 3. Manshya fanous.Mansheya Fanous-Bill No. 2 - Forcemain (Main)-2.1.5.1-b | Gate valve 150mm dia. | Approved
Qasr Rashwan Lot A _0207 | CLI.CON-000001 |  |  | Approved
Qasr Rashwan Lot A _0207 | CLI.CON-000001 | 12.17 - Mansheya Fanous-Bill No.4 Guard Room (Civil Works)-30-4.1.3-c.1 | 250 mm thick. | Approved
Qasr Rashwan Lot A _0207 | CLI.CON-000001 |  |  | Approved
Qasr Rashwan Lot A _0207 | CLI.CON-000001 | 12.20 - Mansheya Fanous-Bill No.5 Store Building (Civil Works)-36-5.1.2-b.1 | for foundation | Approved
Qasr Rashwan Lot A _0207 | CLI.CON-000001 |  |  | Approved
Qasr Rashwan Lot A _0207 | CLI.CON-000001 | 12.11 - 3. Manshya fanous.Mansheya Fanous-Bill No. 2 - Forcemain (Main)-2.1.10 | Wooden formwork are left in their places after the excavation, construction and backfilling works over them, as approved from the Engineer | Approved
Qasr Rashwan Lot A _0207 | CLI.CON-000001 |  |  | Approved
Qasr Rashwan Lot A _0207 | CLI.CON-000001 | 12.34 - 3. Manshya fanous.Mansheya Fanous-Bill: Guard room (Secondary)-11.2.5-a. | 75mm dia Bill: Admin (Secondary) | Approved
Qasr Rashwan Lot A _0207 | CLI.CON-000001 |  |  | Approved
Qasr Rashwan Lot A _0207 | CLI.CON-000001 | 12.13 - Mansheya Fanous-Bill No. 3 Main Pumping Station (Civil works)-21-3.1.5-b | Supply and apply external cement plastering to facades with all metal accessories, base and finish coat, thickness 2cm striped with 2 cm groove render for facades. all required works of completion with the industry standards. As per Specification, Drawings and Engineer's instructions. | Approved
Qasr Rashwan Lot A _0207 | CLI.CON-000001 |  |  | Approved
Qasr Rashwan Lot A _0207 | CLI.CON-000001 | 12.16 - 3. Manshya fanous.Mansheya Fanous-Bill. - Mansheya Fanous Pump Station (Main)-3.4.1 | Submersible Pump 30 L/s, 20 m head coupled with Electric Motor complete with (mating bend, guide rails, coupling, submersible cable, all protection items….etc) and all accessories required for a good working condition, as per Contract Documents. | Approved
Qasr Rashwan Lot A _0207 | CLI.CON-000001 |  |  | Approved
Qasr Rashwan Lot A _0207 | CLI.CON-000001 | 12.31 - Mansheya Fanous-SEC. Pump Station NO. 10.3-10.3.11- | Supply, installation, termination and testing of instrumentation shielded cables (2 x 1.5 mm2) from field instrumentation to control panel complete with conduits, pull boxes, junction boxes, accessories, duct bank...etc. | Approved
Qasr Rashwan Lot A _0207 | CLI.CON-000001 |  |  | Approved
Qasr Rashwan Lot A _0207 | CLI.CON-000001 | 12.10 - 3. Manshya fanous.Mansheya Fanous-BILL NO. 1: SEWAGE NETWORK-1.6.3-b | Dismantling joints | Approved
Qasr Rashwan Lot A _0207 | CLI.CON-000001 |  |  | Approved
Qasr Rashwan Lot A _0207 | CLI.CON-000001 | 12.21 - Mansheya Fanous-M.PS Store NO. 5.2-5.2.5-b | Lighting outlets. | Approved
Qasr Rashwan Lot A _0207 | CLI.CON-000001 |  |  | Approved
Qasr Rashwan Lot A _0207 | CLI.CON-000001 | 12.20 - Mansheya Fanous-Bill No.5 Store Building (Civil Works)-38-5.1.9-a. | 75mm dia. | Approved
Qasr Rashwan Lot A _0207 | CLI.CON-000001 |  |  | Approved
Qasr Rashwan Lot A _0207 | CLI.CON-000001 | 12.39 - 3. Manshya fanous.Mansheya Fanous-Bill: Admin (Secondary)-13.2.2-a. | 25mm dia. | Approved
Qasr Rashwan Lot A _0207 | CLI.CON-000001 |  |  | Approved
Qasr Rashwan Lot A _0207 | CLI.CON-000001 | 12.44 - Mansheya Fanous-Bill No.9 Site and Civil Works -53-9.2.2.c- | Supply and casting of in-place reinforced concrete Grade C25 in super structure for column and capping, including: formwork, scaffolding, expansion and construction joints, Steel bar reinforcement, joint filler and sealant, accessories, transporting, mixing, casting, finishing, compaction by vibratory, spraying, curing, and testing as required by the specifications. | Approved
Qasr Rashwan Lot A _0207 | CLI.CON-000001 |  |  | Approved
Qasr Rashwan Lot A _0207 | CLI.CON-000001 | 12.29 - Mansheya Fanous-Bill No. 10 SECONDARY Pumping Station (Civil works)-58-10.1.2-b | Supplying and casting unreinforced concrete (Grade C30) for dicophyl by sulfate- resistant cement below underground water and up to the required level, and it includes the supply, installation and installation of galvanized iron injection pipes as required by Drawings and Specifications. | Approved
Qasr Rashwan Lot A _0207 | CLI.CON-000001 |  |  | Approved
Qasr Rashwan Lot A _0207 | CLI.CON-000001 | 12.33 - Mansheya Fanous-Bill No. 11 Guard room (S.PS)(Civil Works)-68-11.1.4.a- | Supply and apply two coats of oxidized bituminous paint insulation to surfaces underground contact with soil such as footings, ground beam, columns pedestal and masonry work to 15 cm upper the GL, sample shall be approved before execution and all required works shall be as per manufacturer's instructions, recommendations and Specification. | Approved
Qasr Rashwan Lot A _0207 | CLI.CON-000001 |  |  | Approved
Qasr Rashwan Lot A _0207 | CLI.CON-000001 | 12.36 - Mansheya Fanous-Bill No.12 Store Building (S.PS) (Civil Works)-75-12.1.6-a.1 | Type D1, Size 2,500mmx2,500mm | Approved
Qasr Rashwan Lot A _0207 | CLI.CON-000001 |  |  | Approved
Qasr Rashwan Lot A _0207 | CLI.CON-000001 | 12.17 - Mansheya Fanous-Bill No.4 Guard Room (Civil Works)-30-4.1.4.c- | Supply and installation of 50 mm extruded polystyrene boards for roof heat insulation with minimum density 35 kg/cm²; the work include Polystyrene sheet 1mm layer. Sample shall be approved before execution and all required works shall be as per manufacturer's instructions, recommendations and Specification. | Approved
Qasr Rashwan Lot A _0207 | CLI.CON-000001 |  |  | Approved
Qasr Rashwan Lot A _0207 | CLI.CON-000001 | 12.32 - 3. Manshya fanous.Mansheya Fanous-Bill No.3.4 - Mansheya Fanous Pump Station (Secondary)-10.4.2-c. | Flanged non-return valve, dia. 150 mm. | Approved
Qasr Rashwan Lot A _0207 | CLI.CON-000001 |  |  | Approved
Qasr Rashwan Lot A _0207 | CLI.CON-000001 | 12.36 - Mansheya Fanous-Bill No.12 Store Building (S.PS) (Civil Works)-74-12.1.1.a- | Excavation from ground level to required depth and grades in all types of soil except the rock, including support system, floading with water, dewatering, compacting bottom of excavation using dynamic roller, transporting excavated materials to the approved off-Site disposal area as per drawings, specifications and geotechnical report. | Approved
Qasr Rashwan Lot A _0207 | CLI.CON-000001 |  |  | Approved
Qasr Rashwan Lot A _0207 | CLI.CON-000001 | 12.18 - 3. Manshya fanous.Mansheya Fanous-Bill: Guard room (Main)-4.2.4-a. | 75mm | Approved
Qasr Rashwan Lot A _0207 | CLI.CON-000001 |  |  | Approved
Qasr Rashwan Lot A _0207 | CLI.CON-000001 | 12.23 - 3. Manshya fanous.Mansheya Fanous-Bill .: Admin (Main)-6.2.5-a. | 75mm dia Bill No.3.4 - Mansheya Fanous Pump Station (Secondary) | Approved
Qasr Rashwan Lot A _0207 | CLI.CON-000001 |  |  | Approved
Qasr Rashwan Lot A _0207 | CLI.CON-000001 | 12.11 - 3. Manshya fanous.Mansheya Fanous-Bill No. 2 - Forcemain (Main)-2.1.2-a | Valve chamber type (A) | Approved
Qasr Rashwan Lot A _0207 | CLI.CON-000001 |  |  | Approved
Qasr Rashwan Lot A _0207 | CLI.CON-000001 | 12.21 - Mansheya Fanous-M.PS Store NO. 5.2-5.2.2-c | Enclosed Polycarbonate, Wall Mounting Luminaire IP65 With 20 Watt LED Lamp. | Approved
Qasr Rashwan Lot A _0207 | CLI.CON-000001 |  |  | Approved
Qasr Rashwan Lot A _0207 | CLI.CON-000001 | 13.15 - 4. Khulusi.Khulusi-Bill - Khulusi Pump Station-3.4.2 | Supply only Submersible Pump in store 15 L/s, 11 m head coupled with Electric Motor complete with submersible cable, all protection items….etc) and all accessories required for a good working condition, as per Contract Documents. | Approved
Qasr Rashwan Lot A _0207 | CLI.CON-000001 |  |  | Approved
Qasr Rashwan Lot A _0207 | CLI.CON-000001 | 13.15 - 4. Khulusi.Khulusi-Bill - Khulusi Pump Station-3.4.4-a. | D.C.I, K9, flanged pipes, dia. 200 mm. | Approved
Qasr Rashwan Lot A _0207 | CLI.CON-000001 |  |  | Approved
Qasr Rashwan Lot A _0207 | CLI.CON-000001 | 13.25 - Khulusi-Generator Shed 7.2-7.2.2-b | Ditto As Above But For Maintained Electricity Duration. Provided With Emergency Unit For 3 Hours | Approved
Qasr Rashwan Lot A _0207 | CLI.CON-000001 |  |  | Approved
Qasr Rashwan Lot A _0207 | CLI.CON-000001 | 13.21 - Khulusi-Bill No.6Admin Room - Civil Works-37-6.1.4.c- | Supply and installation of 50 mm extruded polystyrene boards for roof heat insulation with minimum density 35 kg/cm²; the work include Polystyrene sheet 1mm layer. Sample shall be approved before execution and all required works shall be as per manufacturer's instructions, recommendations and Specification. | Approved
Qasr Rashwan Lot A _0207 | CLI.CON-000001 |  |  | Approved
Qasr Rashwan Lot A _0207 | CLI.CON-000001 | 13.13 - Khulusi-Main Pump Station NO. 3.2-3.2.3-c | One Way, Two-gang Lighting Switch 10A. | Approved
Qasr Rashwan Lot A _0207 | CLI.CON-000001 |  |  | Approved
Qasr Rashwan Lot A _0207 | CLI.CON-000001 | 13.19 - Khulusi-Bill No.5 Store Building (Civil Works)-31-5.1.1-b. | Extra over for excavation in rock. | Approved
Qasr Rashwan Lot A _0207 | CLI.CON-000001 |  |  | Approved
Qasr Rashwan Lot A _0207 | CLI.CON-000001 | 13.11 - 4. Khulusi.Khulusi-Bill No. 2 - Forcemain-2.3.1-a | Non- return valve 200 mm dia. | Approved
Qasr Rashwan Lot A _0207 | CLI.CON-000001 |  |  | Approved
Qasr Rashwan Lot A _0207 | CLI.CON-000001 | 13.11 - 4. Khulusi.Khulusi-Bill No. 2 - Forcemain-2.3.1-b | Gate valve 350 mm dia. | Approved
Qasr Rashwan Lot A _0207 | CLI.CON-000001 |  |  | Approved
Qasr Rashwan Lot A _0207 | CLI.CON-000001 | 13.21 - Khulusi-Bill No.6Admin Room - Civil Works-39-6.1.8-a | Supply and apply of acrylic paint for internal walls and ceiling including substrate preparation, applying three coats of paint as per required colors and all required accessories as shown on drawings, specified in the Contract documents, recommended by manufacturer and approved by the Engineer prior to installation. | Approved
Qasr Rashwan Lot A _0207 | CLI.CON-000001 |  |  | Approved
Qasr Rashwan Lot A _0207 | CLI.CON-000001 | 13.10 - 4. Khulusi.Khulusi-BILL NO. 1: SEWAGE NETWORK-1.1 | Wooden formwork left in their places after the construction and backfilling works completed as approved and instructed by the Engineer | Approved
Qasr Rashwan Lot A _0207 | CLI.CON-000001 |  |  | Approved
Qasr Rashwan Lot A _0207 | CLI.CON-000001 | 13.16 - Khulusi-Bill No.4 Guard Room (Civil Works)-25-4.1.4.c- | Supply and installation of 50 mm extruded polystyrene boards for roof heat insulation with minimum density 35 kg/cm²; the work include Polystyrene sheet 1mm layer. Sample shall be approved before execution and all required works shall be as per manufacturer's instructions, recommendations and Specification. | Approved
Qasr Rashwan Lot A _0207 | CLI.CON-000001 |  |  | Approved
Qasr Rashwan Lot A _0207 | CLI.CON-000001 | 13.24 - Khulusi-Bill No.7 Generator Shed (Civil Works)-43--7.1.b | Supplying, install and fabrication Pre-Engineered Steel Shade Structures. The price includes all the necessary steel section, bolts, C- channel and corrugated sheet , fixing, paints, fitting and accessories as required by the specifications. provided that the work is completed in full according to the Contract Drawings, Technical Specifications, industry assets and the instructions of the Engineer. | Approved
Qasr Rashwan Lot A _0207 | CLI.CON-000001 |  |  | Approved
Qasr Rashwan Lot A _0207 | CLI.CON-000001 | 13.11 - 4. Khulusi.Khulusi-Bill No. 2 - Forcemain-2.5.2-a | Tee 200/150 | Approved
Qasr Rashwan Lot A _0207 | CLI.CON-000001 |  |  | Approved
Qasr Rashwan Lot A _0207 | CLI.CON-000001 | 13.27 - Khulusi-Bill No.9 Site and Civil Works -49-9.2.3.a- | 250 mm thick. | Approved
Qasr Rashwan Lot A _0207 | CLI.CON-000001 |  |  | Approved
Qasr Rashwan Lot A _0207 | CLI.CON-000001 | 13.27 - Khulusi-Bill No.9 Site and Civil Works -49-9.2.3.b- | 250 mm thick. | Approved
Qasr Rashwan Lot A _0207 | CLI.CON-000001 |  |  | Approved
Qasr Rashwan Lot A _0207 | CLI.CON-000001 | 14.13 - Albersly & Iz.Alasfar-Main Pump Station NO. 3.2-3.2.4-a | Single Phase Switched Socket 220v, 16A, 2-pin Type Complete With Earthing Contact. | Approved
Qasr Rashwan Lot A _0207 | CLI.CON-000001 |  |  | Approved
Qasr Rashwan Lot A _0207 | CLI.CON-000001 | 14.15 - 5. Iz. Albersly.Iz.Albersly & Iz.Alasfar-Bill - Iz.Albersly & Iz.Alasfar Pump Station-3.4.2-e. | Flanged Elbow 90o, dia. 100 mm. | Approved
Qasr Rashwan Lot A _0207 | CLI.CON-000001 |  |  | Approved
Qasr Rashwan Lot A _0207 | CLI.CON-000001 | 14.10 - 5. Iz. Albersly.Iz.Albersly & Iz.Alasfar-BILL NO. 1: SEWAGE NETWORK-1.2.1-b.3 | Ditto, depth to invert between 2.51 m and 3.00 m | Approved
Qasr Rashwan Lot A _0207 | CLI.CON-000001 |  |  | Approved
Qasr Rashwan Lot A _0207 | CLI.CON-000001 | 14.15 - 5. Iz. Albersly.Iz.Albersly & Iz.Alasfar-Bill - Iz.Albersly & Iz.Alasfar Pump Station-3.4.2-g. | Flanged Reducer, dia 100/Pump outlet diameter | Approved
Qasr Rashwan Lot A _0207 | CLI.CON-000001 |  |  | Approved
Qasr Rashwan Lot A _0207 | CLI.CON-000001 | 14.14 - Albersly & Iz.Alasfar-Main Pump Station NO. 3.3-3.3.5- | Supply, installation, calibration, connection and testing of the electromagnetic flow meter on the main discharge line (150mm diameter) (consists of separate sensor and transmitter with digital indicator) including all necessary accessories required for installation and operation requirements. | Approved
Qasr Rashwan Lot A _0207 | CLI.CON-000001 |  |  | Approved
Qasr Rashwan Lot A _0207 | CLI.CON-000001 | 14.12 - Albersly & Iz.Alasfar-Bill No. 3 Main Pumping Station (Civil works)-12-3.1.2.d- | Supply and casting of in-place reinforced concrete (Grade C30) with Sulfate-resistant cement, including: formwork, scaffolding, expansion and construction joints, Steel bar reinforcement, joint filler and sealant, accessories, transporting, mixing, casting, finishing, compaction by vibratory, curing and testing as required by the specifications. | Approved
Qasr Rashwan Lot A _0207 | CLI.CON-000001 |  |  | Approved
Qasr Rashwan Lot A _0207 | CLI.CON-000001 | 14.13 - Albersly & Iz.Alasfar-Main Pump Station NO. 3.2-3.2.4-b | Industrial Single Phase Switched Power Socket 220v, 25A, 2-pin Type Complete With Earthing Contact And Cover. | Approved
Qasr Rashwan Lot A _0207 | CLI.CON-000001 |  |  | Approved
Qasr Rashwan Lot A _0207 | CLI.CON-000001 | 14.18 - Albersly & Iz.Alasfar-Guard room NO. 4.3-4.3.5-a | Wall Mounted Exhaust Fan Outlet. | Approved
Qasr Rashwan Lot A _0207 | CLI.CON-000001 |  |  | Approved
Qasr Rashwan Lot A _0207 | CLI.CON-000001 | 14.22 - Albersly & Iz.Alasfar-Bill No.9 Site and Civil Works -33-7.2.6-b. | Type D2, 1,000 mm width x 2,500 mm height | Approved
Qasr Rashwan Lot A _0207 | CLI.CON-000001 |  |  | Approved
Qasr Rashwan Lot A _0207 | CLI.CON-000001 | 14.16 - Albersly & Iz.Alasfar-Bill No.4 Guard Room (Civil Works)-23-4.1.8.b- | Supply and apply of Dry mix paint for facades including substrate preparation, scaffoldings, grooves, applying three coats of paint as per required colors and all required accessories as shown on the Contract Drawings, recommended by manufacturer and approved by the Engineer prior to installation. | Approved
Qasr Rashwan Lot A _0207 | CLI.CON-000001 |  |  | Approved
Qasr Rashwan Lot A _0207 | CLI.CON-000001 | 14.16 - Albersly & Iz.Alasfar-Bill No.4 Guard Room (Civil Works)-21-4.1.1-b | Extra over for excavation in rock. | Approved
Qasr Rashwan Lot A _0207 | CLI.CON-000001 |  |  | Approved
Qasr Rashwan Lot A _0207 | CLI.CON-000001 | 14.13 - Albersly & Iz.Alasfar-Main Pump Station NO. 3.2-3.2.3-c | One Way, Two-gang Lighting Switch 10A. | Approved
Qasr Rashwan Lot A _0207 | CLI.CON-000001 |  |  | Approved
Qasr Rashwan Lot A _0207 | CLI.CON-000001 | 14.10 - 5. Iz. Albersly.Iz.Albersly & Iz.Alasfar-BILL NO. 1: SEWAGE NETWORK-1.1.1-c.2 | Ditto, depth to invert between 1.51 m and 2.50 m | Approved
Qasr Rashwan Lot A _0207 | CLI.CON-000001 |  |  | Approved
Qasr Rashwan Lot A _0207 | CLI.CON-000001 | 14.16 - Albersly & Iz.Alasfar-Bill No.4 Guard Room (Civil Works)-23-4.1.6-a.2 | Type D2, size 700mmx2,200mm | Approved
Qasr Rashwan Lot A _0207 | CLI.CON-000001 |  |  | Approved
Qasr Rashwan Lot A _0207 | CLI.CON-000001 | 14.12 - Albersly & Iz.Alasfar-Bill No. 3 Main Pumping Station (Civil works)-14-3.1.6-c | Supply, fabrication and erection of Stainless steel 316L handrail including all required steel members, welding, jointing, all fixings, fittings, painting and accessories. all required works of completion with the industry standards. As per Specification, Drawings and Engineer's instructions. | Approved
Qasr Rashwan Lot A _0207 | CLI.CON-000001 |  |  | Approved
Qasr Rashwan Lot A _0207 | CLI.CON-000001 |  |  | Approved
Qasr Rashwan Lot A _0207 | CLI.CON-000001 | 10.17 - Iz. Saad Al Rouby-Bill No.4 Guard Room (Civil Works)-31-4.1.1-b | Extra over for excavation in rock. | Approved
Qasr Rashwan Lot A _0207 | CLI.CON-000001 |  |  | Approved
Qasr Rashwan Lot A _0207 | CLI.CON-000001 | 10.20 - Iz. Saad Al Rouby-Bill No.5 Store Building (Civil Works)-39-5.1.4.c- | Supply and installation of 50 mm extruded polystyrene boards for roof heat insulation with minimum density 35 kg/cm²; the work include Polystyrene sheet 1mm layer. Sample shall be approved before execution and all required works shall be as per manufacturer's instructions, recommendations and Specification. | Approved
Qasr Rashwan Lot A _0207 | CLI.CON-000001 |  |  | Approved
Qasr Rashwan Lot A _0207 | CLI.CON-000001 | 10.15 - Saad Al Rouby-Main Pump Station NO. 3.3-3.3.4- | Supply, installation, programming, connecting, commissioning and testing of the control panel (2mm thickness) including the(Conformal coated) Programmable Logic Controller (PLC) consists of: Power supply Module CPU Module Digital Input Modules Digital Output Modules Analog Input Modules Analog Output Modules (If required) Complete with programming software, electrical protection devices, input and output isolation units, industrial switch, electrical feed, insulation transformer, lighting bulb, connection with main control system and all necessary accessories and devices. | Approved
Qasr Rashwan Lot A _0207 | CLI.CON-000001 |  |  | Approved
Qasr Rashwan Lot A _0207 | CLI.CON-000001 | 10.11 - 1. Saad Al Rouby.Saad Al Rouby-Bill No. 2 - Forcemain-2.4.4-a | Inception chamber | Approved
Qasr Rashwan Lot A _0207 | CLI.CON-000001 |  |  | Approved
Qasr Rashwan Lot A _0207 | CLI.CON-000001 | 10.14 - Saad Al Rouby-Main Pump Station NO. 3.2-3.2.2-e | Enclosed Polycarbonate, Wall Mounting Luminaire IP65 With 40 Watt LED Lamp. | Approved
Qasr Rashwan Lot A _0207 | CLI.CON-000001 |  |  | Approved
Qasr Rashwan Lot A _0207 | CLI.CON-000001 | 10.14 - Saad Al Rouby-Main Pump Station NO. 3.2-3.2.2-b | Ditto As Above But For Maintained Electricity Duration. Provided With Emergency Unit For 3 Hours. | Approved
Qasr Rashwan Lot A _0207 | CLI.CON-000001 |  |  | Approved
Qasr Rashwan Lot A _0207 | CLI.CON-000001 | 10.10 - 1. Saad Al Rouby.Saad Al Rouby-BILL NO. 1: SEWAGE NETWORK-1.7 | Excavation in rock as specified in the Contract Documents. | Approved
Qasr Rashwan Lot A _0207 | CLI.CON-000001 |  |  | Approved
Qasr Rashwan Lot A _0207 | CLI.CON-000001 | 10.25 - Iz. Saad Al Rouby-Bill No.8 Site and Civil Works -48-8.2.2.b- | Supply and casting of in-place reinforced concrete Grade C25 with Sulfate-resistant cement for footing, column pedestal and grade beams including: formwork, scaffolding, expansion and construction joints, Steel bar reinforcement, joint filler and sealant, accessories, transporting, mixing, casting, finishing, compaction by vibratory, spraying, curing, and testing as required by the specifications. | Approved
Qasr Rashwan Lot A _0207 | CLI.CON-000001 |  |  | Approved
Qasr Rashwan Lot A _0207 | CLI.CON-000001 | 10.10 - 1. Saad Al Rouby.Saad Al Rouby-BILL NO. 1: SEWAGE NETWORK-1.1.1-c.1 | Ditto, depth to invert between 1.51 m and 2.50 m | Approved
Qasr Rashwan Lot A _0207 | CLI.CON-000001 |  |  | Approved
Qasr Rashwan Lot A _0207 | CLI.CON-000001 | 10.11 - 1. Saad Al Rouby.Saad Al Rouby-Bill No. 2 - Forcemain-2.5.4-a | Dismantling joint 350mm | Approved
Qasr Rashwan Lot A _0207 | CLI.CON-000001 |  |  | Approved
Qasr Rashwan Lot A _0207 | CLI.CON-000001 | 10.25 | BILL NO. 8 Site Works – Pumping Station | Approved
Qasr Rashwan Lot A _0207 | CLI.CON-000001 |  |  | Approved
Qasr Rashwan Lot A _0207 | CLI.CON-000001 | 10.16 - 1. Saad Al Rouby.Saad Al Rouby-Bill No.3.4 - Saad Al Rouby Pump Station (Mechanical works)-3.4.8-a. | Ventilation system complete comprising of Fans with capacity of 1000 m3/hr., outlets, conduits, wires….etc for pump building, complete with all accessories As per Contract Documents | Approved
Qasr Rashwan Lot A _0207 | CLI.CON-000001 |  |  | Approved
Qasr Rashwan Lot A _0207 | CLI.CON-000001 | 10.21 - Saad Al Rouby-Store NO. 5.2-5.2.2-c | Enclosed Polycarbonate, Wall Mounting Luminaire IP65 With 20 Watt LED Lamp. | Approved
Qasr Rashwan Lot A _0207 | CLI.CON-000001 |  |  | Approved
Qasr Rashwan Lot A _0207 | CLI.CON-000001 | 10.11 - 1. Saad Al Rouby.Saad Al Rouby-Bill No. 2 - Forcemain-2.1-a | Inner diameter DN/ID 350 mm | Approved
Qasr Rashwan Lot A _0207 | CLI.CON-000001 |  |  | Approved
Qasr Rashwan Lot A _0207 | CLI.CON-000001 | 10.11 - 1. Saad Al Rouby.Saad Al Rouby-Bill No. 2 - Forcemain-2.6 | Connection the forcemain line to the inlet chamber of the existing WWTP, opening the necessary shanks, supplying and installing all the requirements for connecting, fitting,double flange bend, flowmeter chamber, DI pipes , making temporary transfers and grouting around the pipes and weirs with cement mortar (if necessary), price includes insulation, paintaing ,all works necessary and restoring everything to its original, all works shall be completed according to Drawings, Technical Specifications and Engineer instructions. | Approved
Qasr Rashwan Lot A _0207 | CLI.CON-000001 |  |  | Approved
Qasr Rashwan Lot A _0207 | CLI.CON-000001 | 10.16 - 1. Saad Al Rouby.Saad Al Rouby-Bill No.3.4 - Saad Al Rouby Pump Station (Mechanical works)-3.4.4-c. | Tee, 350/250 mm. | Approved
Qasr Rashwan Lot A _0207 | CLI.CON-000001 |  |  | Approved
Qasr Rashwan Lot A _0207 | CLI.CON-000001 | 10.11 - 1. Saad Al Rouby.Saad Al Rouby-Bill No. 2 - Forcemain-2.3.1-d | Air Relief valve 100 mm dia.(include gate valve 100mm) | Approved
Qasr Rashwan Lot A _0207 | CLI.CON-000001 |  |  | Approved
Qasr Rashwan Lot A _0207 | CLI.CON-000001 | 10.13 - Iz. Saad Al Rouby-Bill No. 3 Main Pumping Station (Civil works)-23-3.1.3.b- | 250 mm thick. | Approved
Qasr Rashwan Lot A _0207 | CLI.CON-000001 |  |  | Approved
Qasr Rashwan Lot A _0207 | CLI.CON-000001 | 10.14 | BILL NO. 3.2 Electrical Works – Pumping Station (LV and Lighting) | Approved
Qasr Rashwan Lot A _0207 | CLI.CON-000001 |  |  | Approved
Qasr Rashwan Lot A _0207 | CLI.CON-000001 | 10.25 - Iz. Saad Al Rouby-Bill No.8 Site and Civil Works -48-8.2.1-b | Extra over for excavation in rock. | Approved
Qasr Rashwan Lot A _0207 | CLI.CON-000001 |  |  | Approved
Qasr Rashwan Lot A _0207 | CLI.CON-000001 | 10.17 - Iz. Saad Al Rouby-Bill No.4 Guard Room (Civil Works)-33-4.1.6-b.1 | Type W1, 1,000 mm width x 1,000 mm height | Approved
Qasr Rashwan Lot A _0207 | CLI.CON-000001 |  |  | Approved
Qasr Rashwan Lot A _0207 | CLI.CON-000001 | 10.17 - Iz. Saad Al Rouby-Bill No.4 Guard Room (Civil Works)-31-4.1.1.c- | Supply, backfilling and compaction to the required grades with approved clean sand on layers not more than 25 cm thick. The layers are to be compacted by means of vibratory type equipment to obtain 95% of maximum dry density as per specifications. | Approved
Qasr Rashwan Lot A _0207 | CLI.CON-000001 |  |  | Approved
Qasr Rashwan Lot A _0207 | CLI.CON-000001 | 10.11 - 1. Saad Al Rouby.Saad Al Rouby-Bill No. 2 - Forcemain-2.3.1-a | Non- return valve 350 mm dia. | Approved
Qasr Rashwan Lot A _0207 | CLI.CON-000001 |  |  | Approved
Qasr Rashwan Lot A _0207 | CLI.CON-000001 | 10.17 - Iz. Saad Al Rouby-Bill No.4 Guard Room (Civil Works)-32-4.1.4.c- | Supply and installation of 50 mm extruded polystyrene boards for roof heat insulation with minimum density 35 kg/cm²; the work include Polystyrene sheet 1mm layer. Sample shall be approved before execution and all required works shall be as per manufacturer's instructions, recommendations and Specification. | Approved
Qasr Rashwan Lot A _0207 | CLI.CON-000001 |  |  | Approved
Qasr Rashwan Lot A _0207 | CLI.CON-000001 | 10.11 - 1. Saad Al Rouby.Saad Al Rouby-Bill No. 2 - Forcemain-2.5.3-a | Flange socket with puddle flanged pieces 350mm | Approved
Qasr Rashwan Lot A _0207 | CLI.CON-000001 |  |  | Approved
Qasr Rashwan Lot A _0207 | CLI.CON-000001 | 10.25 - Iz. Saad Al Rouby-Bill No.8 Site and Civil Works -48-8.2.1.a- | Excavation from ground level to required depth and grades in all types of soil except the rock, including support system, floading with water, dewatering, compacting bottom of excavation using dynamic roller, transporting excavated materials to the approved off-Site disposal area as per drawings, specifications and geotechnical report. | Approved
Qasr Rashwan Lot A _0207 | CLI.CON-000001 |  |  | Approved
Qasr Rashwan Lot A _0207 | CLI.CON-000001 | 10.15 - Saad Al Rouby-Main Pump Station NO. 3.3-3.3.6- | Supply, installation, calibration, connection and testing of Non-contact Radar level transmitter with range from 0 to 20 meters and beam angle not more than 5 degree (consists of separate sensor and transmitter with digital indicator) including all necessary accessories required for installation and operation requirements. | Approved
Qasr Rashwan Lot A _0207 | CLI.CON-000001 |  |  | Approved
Qasr Rashwan Lot A _0207 | CLI.CON-000001 | 10.11 - 1. Saad Al Rouby.Saad Al Rouby-Bill No. 2 - Forcemain-2.5.1-a | Gate valve 350mm dia. | Approved
Qasr Rashwan Lot A _0207 | CLI.CON-000001 |  |  | Approved
Qasr Rashwan Lot A _0207 | CLI.CON-000001 | 10.10 - 1. Saad Al Rouby.Saad Al Rouby-BILL NO. 1: SEWAGE NETWORK-1.3-b | IC 60*90 cm | Approved
Qasr Rashwan Lot A _0207 | CLI.CON-000001 |  |  | Approved
Qasr Rashwan Lot A _0207 | CLI.CON-000001 | 11.15 - 2. Murad Al Gendy.Murad Al Gendy W Al Sanahra-Bill No.3.4 - Murad Al Gendy W Al Sanahra Pump Station (Mechanical works)-3.4.3-f. | Flanged Wall piece, dia. 250 mm. | Approved
Qasr Rashwan Lot A _0207 | CLI.CON-000001 |  |  | Approved
Qasr Rashwan Lot A _0207 | CLI.CON-000001 | 11.19 - Murad Al Gendy W Al Sanahra-Bill No.5 Store Building (Civil Works)-37-5.1.8.b- | Supply and apply of Dry mix paint for facades including substrate preparation, scaffoldings, grooves, applying three coats of paint as per required colors and all required accessories as shown on the Contract Drawings, recommended by manufacturer and approved by the Engineer prior to installation. | Approved
Qasr Rashwan Lot A _0207 | CLI.CON-000001 |  |  | Approved
Qasr Rashwan Lot A _0207 | CLI.CON-000001 | 11.21 - Murad Al Gendy W Al Sanahra-Bill No.6Admin Room - Civil Works-41-6.1.4.c- | Supply and installation of 50 mm extruded polystyrene boards for roof heat insulation with minimum density 35 kg/cm²; the work include Polystyrene sheet 1mm layer. Sample shall be approved before execution and all required works shall be as per manufacturer's instructions, recommendations and Specification. | Approved
Qasr Rashwan Lot A _0207 | CLI.CON-000001 |  |  | Approved
Qasr Rashwan Lot A _0207 | CLI.CON-000001 | 11.12 - Murad Al Gendy W Al Sanahra-Bill No. 3 Main Pumping Station (Civil works)-17-3.1.2.d- | Supply and casting of in-place reinforced concrete (Grade C30) with Sulfate- resistant cement, including: formwork, scaffolding, expansion and construction joints, Steel bar reinforcement, joint filler and sealant, accessories, transporting, mixing, casting, finishing, compaction by vibratory, curing and testing as required by the specifications. | Approved
Qasr Rashwan Lot A _0207 | CLI.CON-000001 |  |  | Approved
Qasr Rashwan Lot A _0207 | CLI.CON-000001 | 11.12 - Murad Al Gendy W Al Sanahra-Bill No. 3 Main Pumping Station (Civil works)-20-3.1.7-c | Supply and lay marble / granite steps the riser 20 mm thick and the tread 40 mm thick including skirting & anti slip braking width 3 cm, as parallel lines as per drawings, specifications and approved sample. | Approved
Qasr Rashwan Lot A _0207 | CLI.CON-000001 |  |  | Approved
Qasr Rashwan Lot A _0207 | CLI.CON-000001 | 11.22 - 2. Murad Al Gendy.Murad Al Gendy W Al Sanahra-Bill No.6: Admin Building-6.2.4-a. | 75mm | Approved
Qasr Rashwan Lot A _0207 | CLI.CON-000001 |  |  | Approved
Qasr Rashwan Lot A _0207 | CLI.CON-000001 | 11.11 - 2. Murad Al Gendy.Murad Al Gendy W Al Sanahra-Bill No. 2 - Forcemain-2.3.1-d | Air Relief valve 100 mm dia.(include gate valve 100mm) | Approved
Qasr Rashwan Lot A _0207 | CLI.CON-000001 |  |  | Approved
Qasr Rashwan Lot A _0207 | CLI.CON-000001 | 11.12 - Murad Al Gendy W Al Sanahra-Bill No. 3 Main Pumping Station (Civil works)-19-3.1.6-c | Supply, fabrication and erection of Stainless steel 316L handrail including all required steel members, welding, jointing, all fixings, fittings, painting and accessories. all required works of completion with the industry standards. As per Specification, Drawings and Engineer's instructions. | Approved
Qasr Rashwan Lot A _0207 | CLI.CON-000001 |  |  | Approved
Qasr Rashwan Lot A _0207 | CLI.CON-000001 | 11.16 - Murad Al Gendy W Al Sanahra-Bill No.4 Guard Room (Civil Works)-28-4.1.4.a- | Supply and apply two coats of oxidized bituminous paint insulation to surfaces underground contact with soil such as footings, ground beam, columns pedestal and masonry work to 15 cm upper the GL, sample shall be approved before execution and all required works shall be as per manufacturer's instructions, recommendations and Specification. | Approved
Qasr Rashwan Lot A _0207 | CLI.CON-000001 |  |  | Approved
Qasr Rashwan Lot A _0207 | CLI.CON-000001 | 11.27 - Murad Al Gendy W Al Sanahra-Bill No.9 Site and Civil Works -55-9.3.6- | Supply and Install catsh basin including all necessary fittings, the rate shall include excavation in soil, PVC pipes (SN4) with inner diameter of 150 mm for connections between storm gully and manhole, lay bedding layer under gravity pipe line, backfilling above pipe lines and surplus excavation as per specifications and drawings. | Approved
Qasr Rashwan Lot A _0207 | CLI.CON-000001 |  |  | Approved
Qasr Rashwan Lot A _0207 | CLI.CON-000001 | 11.16 - Murad Al Gendy W Al Sanahra-Bill No.4 Guard Room (Civil Works)-27-4.1.2-c.2 | RC protection layer | Approved
Qasr Rashwan Lot A _0207 | CLI.CON-000001 |  |  | Approved
Qasr Rashwan Lot A _0207 | CLI.CON-000001 | 11.12 - Murad Al Gendy W Al Sanahra-Bill No. 3 Main Pumping Station (Civil works)-17-3.1.1-c | Extra over for excavation in rock. | Approved
Qasr Rashwan Lot A _0207 | CLI.CON-000001 |  |  | Approved
Qasr Rashwan Lot A _0207 | CLI.CON-000001 | 11.12 - Murad Al Gendy W Al Sanahra-Bill No. 3 Main Pumping Station (Civil works)-19-3.1.5-a | Supply and excite cement sand plaster for internal slabs, walls and beams with all metal accessories, the item includes substrate preparation, all required works of completion with the industry standards. As per Specification, Drawings and Engineer instructions. | Approved
Qasr Rashwan Lot A _0207 | CLI.CON-000001 | 12.38 - Mansheya Fanous-Bill No.6Admin Room - Civil Works-44-6.1.8.c- | Supply and apply of 90 cm high dry mix for skirting including substrate preparation, scaffoldings, grooves, and all required accessories as shown on Contract Drawings, recommended by manufacturer and approved by the Engineer prior to installation. | Approved
Qasr Rashwan Lot A _0207 | CLI.CON-000001 |  |  | Approved
Qasr Rashwan Lot A _0207 | CLI.CON-000001 | 12.10 - 3. Manshya fanous.Mansheya Fanous-BILL NO. 1: SEWAGE NETWORK-1.7.3-a | Concrete encasement 25cm (200mm) | Approved
Qasr Rashwan Lot A _0207 | CLI.CON-000001 |  |  | Approved
Qasr Rashwan Lot A _0207 | CLI.CON-000001 | 12.20 - Mansheya Fanous-Bill No.5 Store Building (Civil Works)-36-5.1.1.c- | Supply, backfilling and compaction to the required grades with approved clean sand on layers not more than 25 cm thick. The layers are to be compacted by means of vibratory type equipment to obtain 95% of maximum dry density as per specifications. | Approved
Qasr Rashwan Lot A _0207 | CLI.CON-000001 |  |  | Approved
Qasr Rashwan Lot A _0207 | CLI.CON-000001 | 12.32 - 3. Manshya fanous.Mansheya Fanous-Bill No.3.4 - Mansheya Fanous Pump Station (Secondary)-10.4.6-a. | Rotary crane 1 ton, complete with all accessories as specified by Contract Documents. | Approved
Qasr Rashwan Lot A _0207 | CLI.CON-000001 |  |  | Approved
Qasr Rashwan Lot A _0207 | CLI.CON-000001 | 12.12 - 3. Manshya fanous.Mansheya Fanous-Bill No. 2 - Forcemain (Secondary)-2.2.2-d | slow down chamber | Approved
Qasr Rashwan Lot A _0207 | CLI.CON-000001 |  |  | Approved
Qasr Rashwan Lot A _0207 | CLI.CON-000001 | 12.17 - Mansheya Fanous-Bill No.4 Guard Room (Civil Works)-32-4.1.8-a | Supply and apply of acrylic paint for internal walls and ceiling including substrate preparation, applying three coats of paint as per required colors and all required accessories as shown on drawings, specified in the Contract documents, recommended by manufacturer and approved by the Engineer prior to installation. | Approved
Qasr Rashwan Lot A _0207 | CLI.CON-000001 |  |  | Approved
Qasr Rashwan Lot A _0207 | CLI.CON-000001 | 12.22 - Mansheya Fanous-Bill No.6Admin Room - Civil Works-43-6.1.6-b.1 | Type W1, 1,000 mm width x 1,000 mm height | Approved
Qasr Rashwan Lot A _0207 | CLI.CON-000001 |  |  | Approved
Qasr Rashwan Lot A _0207 | CLI.CON-000001 | 12.10 - 3. Manshya fanous.Mansheya Fanous-BILL NO. 1: SEWAGE NETWORK-1.1.1-c.4 | Ditto, depth to invert between 3.51 m and 4.50 m | Approved
Qasr Rashwan Lot A _0207 | CLI.CON-000001 |  |  | Approved
Qasr Rashwan Lot A _0207 | CLI.CON-000001 | 12.13 - Mansheya Fanous-Bill No. 3 Main Pumping Station (Civil works)-22-3.1.8.c- | Supply and apply of 60 cm high dry mix for skirting including substrate preparation, scaffoldings, grooves, and all required accessories as shown on Contract Drawings, recommended by manufacturer and approved by the Engineer prior to installation. | Approved
Qasr Rashwan Lot A _0207 | CLI.CON-000001 |  |  | Approved
Qasr Rashwan Lot A _0207 | CLI.CON-000001 | 12.22 - Mansheya Fanous-Bill No.6Admin Room - Civil Works-44-6.1.8-a | Supply and apply of acrylic paint for internal walls and ceiling including substrate preparation, applying three coats of paint as per required colors and all required accessories as shown on drawings, specified in the Contract documents, recommended by manufacturer and approved by the Engineer prior to installation. | Approved
Qasr Rashwan Lot A _0207 | CLI.CON-000001 |  |  | Approved
Qasr Rashwan Lot A _0207 | CLI.CON-000001 | 12.29 - Mansheya Fanous-Bill No. 10 SECONDARY Pumping Station (Civil works)-61-10.1.7.b- | Supply and installation of abrasion, friction, acids and shock resistant ceramic tiles for wall, pattern as shown on drawings including cement mortar, setting bed, grouting, fixing, support and all required accessories. Complete as shown on drawings, specified in the Contract documents, recommended by manufacturer and approved by the Engineer prior to installation | Approved
Qasr Rashwan Lot A _0207 | CLI.CON-000001 |  |  | Approved
Qasr Rashwan Lot A _0207 | CLI.CON-000001 | 12.10 - 3. Manshya fanous.Mansheya Fanous-BILL NO. 1: SEWAGE NETWORK-1.1.1-a.1 | Depth to invert not exceeding 1.2 m | Approved
Qasr Rashwan Lot A _0207 | CLI.CON-000001 |  |  | Approved
Qasr Rashwan Lot A _0207 | CLI.CON-000001 | 12.10 - 3. Manshya fanous.Mansheya Fanous-BILL NO. 1: SEWAGE NETWORK-1.2.1-b.4 | Ditto, depth to invert between 3.01 m and 3.50 m | Approved
Qasr Rashwan Lot A _0207 | CLI.CON-000001 |  |  | Approved
Qasr Rashwan Lot A _0207 | CLI.CON-000001 | 12.44 - Mansheya Fanous-Bill No.9 Site and Civil Works -55-9.3.3-a. | Inspection Chamber 600 x 600 with cover and frame | Approved
Qasr Rashwan Lot A _0207 | CLI.CON-000001 |  |  | Approved
Qasr Rashwan Lot A _0207 | CLI.CON-000001 |  |  | Approved
Qasr Rashwan Lot A _0207 | CLI.CON-000001 | 12.33 - Mansheya Fanous-Bill No. 11 Guard room (S.PS)(Civil Works)-70-11.1.8-a | Supply and apply of acrylic paint for internal walls and ceiling including substrate preparation, applying three coats of paint as per required colors and all required accessories as shown on drawings, specified in the Contract documents, recommended by manufacturer and approved by the Engineer prior to installation. | Approved
Qasr Rashwan Lot A _0207 | CLI.CON-000001 |  |  | Approved
Qasr Rashwan Lot A _0207 | CLI.CON-000001 | 12.29 - Mansheya Fanous-Bill No. 10 SECONDARY Pumping Station (Civil works)-58-10.1.2.e- | Supply and casting of in-place reinforced concrete in super structure, including: formwork, scaffolding, expansion, construction joints, Steel bar reinforcement, joint filler, sealant, transporting, fixation, mixing, pouring, leveling, finishing, compaction by vibratory, curing of reinforced concrete and testing as set out in the specifications. | Approved
Qasr Rashwan Lot A _0207 | CLI.CON-000001 |  |  | Approved
Qasr Rashwan Lot A _0207 | CLI.CON-000001 | 12.36 - Mansheya Fanous-Bill No.12 Store Building (S.PS) (Civil Works)-74-12.1.2-a.1 | Under foundations | Approved
Qasr Rashwan Lot A _0207 | CLI.CON-000001 |  |  | Approved
Qasr Rashwan Lot A _0207 | CLI.CON-000001 | 12.38 - Mansheya Fanous-Bill No.6Admin Room - Civil Works-43-6.1.7-a.3 | cement tiling, for roof | Approved
Qasr Rashwan Lot A _0207 | CLI.CON-000001 |  |  | Approved
Qasr Rashwan Lot A _0207 | CLI.CON-000001 | 12.12 - 3. Manshya fanous.Mansheya Fanous-Bill No. 2 - Forcemain (Secondary)-2.2.3.5-a | 45º (150mm) | Approved
Qasr Rashwan Lot A _0207 | CLI.CON-000001 |  |  | Approved
Qasr Rashwan Lot A _0207 | CLI.CON-000001 | 12.38 - Mansheya Fanous-Bill No.6Admin Room - Civil Works-43-6.1.6-b.1 | Type W1, 1,000 mm width x 1,000 mm height | Approved
Qasr Rashwan Lot A _0207 | CLI.CON-000001 |  |  | Approved
Qasr Rashwan Lot A _0207 | CLI.CON-000001 | 12.44 - Mansheya Fanous-Bill No.9 Site and Civil Works -53--9.1.a | Supply and install and test Reinforced concrete pavement (20 cm thick) inside the plant including formwork and steel reinforcement mesh, 15 cm gravel as base, leveling, helicopter finish and coated by screed and all its requirement for completion the work. As per Specification, Drawings and Engineer's instructions | Approved
Qasr Rashwan Lot A _0207 | CLI.CON-000001 |  |  | Approved
Qasr Rashwan Lot A _0207 | CLI.CON-000001 | 12.13 - Mansheya Fanous-Bill No. 3 Main Pumping Station (Civil works)-19-3.1.1-c | Extra over for excavation in rock. | Approved
Qasr Rashwan Lot A _0207 | CLI.CON-000001 |  |  | Approved
Qasr Rashwan Lot A _0207 | CLI.CON-000001 | 12.44 - Mansheya Fanous-Bill No.9 Site and Civil Works -55-9.3.2-b. | DN/ID 200 mm dia | Approved
Qasr Rashwan Lot A _0207 | CLI.CON-000001 |  |  | Approved
Qasr Rashwan Lot A _0207 | CLI.CON-000001 | 12.17 - Mansheya Fanous-Bill No.4 Guard Room (Civil Works)-32-4.1.8.c- | Supply and apply of 90 cm high dry mix for skirting including substrate preparation, scaffoldings, grooves, and all required accessories as shown on Contract Drawings, recommended by manufacturer and approved by the Engineer prior to installation. | Approved
Qasr Rashwan Lot A _0207 | CLI.CON-000001 |  |  | Approved
Qasr Rashwan Lot A _0207 | CLI.CON-000001 | 12.22 - Mansheya Fanous-Bill No.6Admin Room - Civil Works-42-6.1.4.a- | Supply and apply two coats of oxidized bituminous paint insulation to surfaces under ground contact with soil such as footings, ground beam, columns pedestal and masonry work to 15 cm upper the GL, sample shall be approved before execution and all required works shall be as per manufacturer's instructions, recommendations and Specification. | Approved
Qasr Rashwan Lot A _0207 | CLI.CON-000001 |  |  | Approved
Qasr Rashwan Lot A _0207 | CLI.CON-000001 | 12.26 | BILL NO. 7.2 Electrical Works - Generator Shed (Main PS) | Approved
Qasr Rashwan Lot A _0207 | CLI.CON-000001 |  |  | Approved
Qasr Rashwan Lot A _0207 | CLI.CON-000001 | 12.42 - Mansheya Fanous-S.PS Generator Shed 14.2-14.2.3-a | One Way, One-gang Lighting Switch 10A. | Approved
Qasr Rashwan Lot A _0207 | CLI.CON-000001 |  |  | Approved
Qasr Rashwan Lot A _0207 | CLI.CON-000001 | 12.32 | BILL NO. 10.4 Mechanical Works - (Sec. PS) | Approved
Qasr Rashwan Lot A _0207 | CLI.CON-000001 |  |  | Approved
Qasr Rashwan Lot A _0207 | CLI.CON-000001 | 12.28 - Mansheya Fanous-Bill No.9 Site and Civil Works -56-9.3.5- | Supply, install and test Fire hydrant including cast iron hydrant, stop valve, etc.all accordance with specification and drawings: | Approved
Qasr Rashwan Lot A _0207 | CLI.CON-000001 |  |  | Approved
Qasr Rashwan Lot A _0207 | CLI.CON-000001 |  |  | Approved
Qasr Rashwan Lot A _0207 | CLI.CON-000001 | 12.13 - Mansheya Fanous-Bill No. 3 Main Pumping Station (Civil works)-19-3.1.2-a.1 | Un-reinforced lean concrete for sub-structure | Approved
Qasr Rashwan Lot A _0207 | CLI.CON-000001 |  |  | Approved
Qasr Rashwan Lot A _0207 | CLI.CON-000001 | 12.28 - Mansheya Fanous-Bill No.9 Site and Civil Works -54-9.2.4.b- | Supply and installation of foam Expansion joints outdoor type joint sealant Complete as shown on drawings, and recommended by the manufacturer and Specification. | Approved
Qasr Rashwan Lot A _0207 | CLI.CON-000001 |  |  | Approved
Qasr Rashwan Lot A _0207 | CLI.CON-000001 | 12.37 - Mansheya Fanous-S.PS Store NO. 12.2-12.2.5-a | Wall Mounted Exhaust Fan Outlet. | Approved
Qasr Rashwan Lot A _0207 | CLI.CON-000001 |  |  | Approved
Qasr Rashwan Lot A _0207 | CLI.CON-000001 | 12.36 - Mansheya Fanous-Bill No.12 Store Building (S.PS) (Civil Works)-74-12.1.2-a.2 | For roof slopes, 30 mm to 140 mm thick | Approved
Qasr Rashwan Lot A _0207 | CLI.CON-000001 |  |  | Approved
Qasr Rashwan Lot A _0207 | CLI.CON-000001 | 12.33 - Mansheya Fanous-Bill No. 11 Guard room (S.PS)(Civil Works)-67-11.1.1.a- | Excavation from ground level to required depth and grades in all types of soil except the rock, including support system, floading with water, dewatering, compacting bottom of excavation using dynamic roller, transporting excavated materials to the approved off-Site disposal area as per drawings, specifications and geotechnical report. | Approved
Qasr Rashwan Lot A _0207 | CLI.CON-000001 |  |  | Approved
Qasr Rashwan Lot A _0207 | CLI.CON-000001 | 12.36 - Mansheya Fanous-Bill No.12 Store Building (S.PS) (Civil Works)-75-12.1.6-b.1 | Type W1, 2,800 mm width x 1,000 mm height | Approved
Qasr Rashwan Lot A _0207 | CLI.CON-000001 |  |  | Approved
Qasr Rashwan Lot A _0207 | CLI.CON-000001 | 12.20 - Mansheya Fanous-Bill No.5 Store Building (Civil Works)-36-5.1.3.a- | 250 mm thick. | Approved
Qasr Rashwan Lot A _0207 | CLI.CON-000001 |  |  | Approved
Qasr Rashwan Lot A _0207 | CLI.CON-000001 | 12.19 - Mansheya Fanous-M.PS Guard room NO. 4.3-4.3.5-a | Wall Mounted Exhaust Fan Outlet. | Approved
Qasr Rashwan Lot A _0207 | CLI.CON-000001 |  |  | Approved
Qasr Rashwan Lot A _0207 | CLI.CON-000001 | 12.11 - 3. Manshya fanous.Mansheya Fanous-Bill No. 2 - Forcemain (Main)-2.1.3.1-e | Air Relief valve 100 mm dia.(include gate valve 100mm) | Approved
Qasr Rashwan Lot A _0207 | CLI.CON-000001 |  |  | Approved
Qasr Rashwan Lot A _0207 | CLI.CON-000001 | 12.40 - Mansheya Fanous-S.PS Admin Building NO. 13.3-13.3.3-a | One Way, Two-gang Lighting Switch 10A. | Approved
Qasr Rashwan Lot A _0207 | CLI.CON-000001 |  |  | Approved
Qasr Rashwan Lot A _0207 | CLI.CON-000001 | 12.11 - 3. Manshya fanous.Mansheya Fanous-Bill No. 2 - Forcemain (Main)-2.1.3.2-a | Tee 250/150 | Approved
Qasr Rashwan Lot A _0207 | CLI.CON-000001 |  |  | Approved
Qasr Rashwan Lot A _0207 | CLI.CON-000001 | 12.35 - Mansheya Fanous-S.PS Guard room NO. 11.3-11.3.2-b | Ditto As Above But For Maintained Electricity Duration. Provided With Emergency Unit For 3 Hours | Approved
Qasr Rashwan Lot A _0207 | CLI.CON-000001 |  |  | Approved
Qasr Rashwan Lot A _0207 | CLI.CON-000001 | 12.18 - 3. Manshya fanous.Mansheya Fanous-Bill: Guard room (Main)-4.2.5-a. | 75mm dia Bill .: Admin (Main) | Approved
Qasr Rashwan Lot A _0207 | CLI.CON-000001 |  |  | Approved
Qasr Rashwan Lot A _0207 | CLI.CON-000001 | 12.11 - 3. Manshya fanous.Mansheya Fanous-Bill No. 2 - Forcemain (Main)-2.1.4.4-b | Wash-out valve chamber | Approved
Qasr Rashwan Lot A _0207 | CLI.CON-000001 |  |  | Approved
Qasr Rashwan Lot A _0207 | CLI.CON-000001 | 12.12 - 3. Manshya fanous.Mansheya Fanous-Bill No. 2 - Forcemain (Secondary)-2.2.4 | supplying and installing concrete encasement of 25cm around pipe under waterway to protect the pipe. All works required to complete the crossing with concrete encasement in accordance with Specifications 2.2.7.7 Concrete Encasement (Bedding and Surrounding), Contract Drawings and the Engineer's instructions | Approved
Qasr Rashwan Lot A _0207 | CLI.CON-000001 |  |  | Approved
Qasr Rashwan Lot A _0207 | CLI.CON-000001 | 12.44 - Mansheya Fanous-Bill No.9 Site and Civil Works -53-9.2.2.a- | Under foundations | Approved
Qasr Rashwan Lot A _0207 | CLI.CON-000001 |  |  | Approved
Qasr Rashwan Lot A _0207 | CLI.CON-000001 | 12.24 | BILL NO. 6.3 Electrical Works – Admin Room (Main PS) | Approved
Qasr Rashwan Lot A _0207 | CLI.CON-000001 | 13.11 - 4. Khulusi.Khulusi-Bill No. 2 - Forcemain-2.5.1-a | Gate valve 200mm dia. | Approved
Qasr Rashwan Lot A _0207 | CLI.CON-000001 |  |  | Approved
Qasr Rashwan Lot A _0207 | CLI.CON-000001 | 13.13 - Khulusi-Main Pump Station NO. 3.2-3.2.5-a | Wall Mounted Exhaust Fan Outlet. | Approved
Qasr Rashwan Lot A _0207 | CLI.CON-000001 |  |  | Approved
Qasr Rashwan Lot A _0207 | CLI.CON-000001 | 13.12 - Khulusi-Bill No. 3 Main Pumping Station (Civil works)-18-3.1.8.a- | Supply and apply of Acrylic paint for internal walls and ceiling including substrate preparation, applying primer, 2 layer of plastic paint over 2 putty coats as per required colors and all required accessories as shown on drawings, recommended by manufacturer and approved by the Engineer prior to installation. | Approved
Qasr Rashwan Lot A _0207 | CLI.CON-000001 |  |  | Approved
Qasr Rashwan Lot A _0207 | CLI.CON-000001 | 13.22 - 4. Khulusi.Khulusi-Bill No.6: Admin Building-6.2.3-a. | gully trap 30 x 30 | Approved
Qasr Rashwan Lot A _0207 | CLI.CON-000001 |  |  | Approved
Qasr Rashwan Lot A _0207 | CLI.CON-000001 | 13.12 - Khulusi-Bill No. 3 Main Pumping Station (Civil works)-18-3.1.8.c- | Supply and apply of 60 cm high dry mix for skirting including substrate preparation, scaffoldings, grooves, and all required accessories as shown on Contract Drawings, recommended by manufacturer and approved by the Engineer prior to installation. | Approved
Qasr Rashwan Lot A _0207 | CLI.CON-000001 |  |  | Approved
Qasr Rashwan Lot A _0207 | CLI.CON-000001 | 13.12 - Khulusi-Bill No. 3 Main Pumping Station (Civil works)-18-3.1.7-a.1 | Abrasion, friction, acids and shock resistant ceramic | Approved
Qasr Rashwan Lot A _0207 | CLI.CON-000001 |  |  | Approved
Qasr Rashwan Lot A _0207 | CLI.CON-000001 | 13.11 - 4. Khulusi.Khulusi-Bill No. 2 - Forcemain-2.5.4-a | Dismantling joint 200mm | Approved
Qasr Rashwan Lot A _0207 | CLI.CON-000001 |  |  | Approved
Qasr Rashwan Lot A _0207 | CLI.CON-000001 | 13.16 - Khulusi-Bill No.4 Guard Room (Civil Works)-25-4.1.3-b.2 | 120 mm thick. | Approved
Qasr Rashwan Lot A _0207 | CLI.CON-000001 |  |  | Approved
Qasr Rashwan Lot A _0207 | CLI.CON-000001 | 13.15 - 4. Khulusi.Khulusi-Bill - Khulusi Pump Station-3.4.3-a. | D.C.I, K9, flanged pipes, dia. 150 mm. | Approved
Qasr Rashwan Lot A _0207 | CLI.CON-000001 |  |  | Approved
Qasr Rashwan Lot A _0207 | CLI.CON-000001 | 13.11 - 4. Khulusi.Khulusi-Bill No. 2 - Forcemain-2.3.3-d | Flange spigot with puddle flanged pieces 150mm | Approved
Qasr Rashwan Lot A _0207 | CLI.CON-000001 |  |  | Approved
Qasr Rashwan Lot A _0207 | CLI.CON-000001 | 13.10 - 4. Khulusi.Khulusi-BILL NO. 1: SEWAGE NETWORK-1.2.1-b.1 | Ditto, depth to invert between 1.51 m and 2.00 m | Approved
Qasr Rashwan Lot A _0207 | CLI.CON-000001 |  |  | Approved
Qasr Rashwan Lot A _0207 | CLI.CON-000001 | 13.12 - Khulusi-Bill No. 3 Main Pumping Station (Civil works)-15-3.1.1-c | Extra over for excavation in rock. | Approved
Qasr Rashwan Lot A _0207 | CLI.CON-000001 |  |  | Approved
Qasr Rashwan Lot A _0207 | CLI.CON-000001 | 13.19 - Khulusi-Bill No.5 Store Building (Civil Works)-33-5.1.8.b- | Supply and apply of Dry mix paint for facades including substrate preparation, scaffoldings, grooves, applying three coats of paint as per required colors and all required accessories as shown on the Contract Drawings, recommended by manufacturer and approved by the Engineer prior to installation. | Approved
Qasr Rashwan Lot A _0207 | CLI.CON-000001 |  |  | Approved
Qasr Rashwan Lot A _0207 | CLI.CON-000001 | 13.27 - Khulusi-Bill No.9 Site and Civil Works -51--9.3.4 | Circular Manholes: Construction of in-situ cast fair faced plain concrete (Grade C30) manholes. Price includes all supplies, excavation in all types of soil except the rock, removal and disposal of the excavated material, debris and rubble disposal to the designated dump yard, trench shoring and supports, soil replacement if any,sheeting, surface dewatering, forming flexible joints at manhole entrances, including short pieces, benching at the manhole base, internal and external protection, backfilling in compacted layers using approved soil material and testing, reinstatement of ground surface and road pavements of every kind and restoring every thing to their original conditions including asphalt and other paved areas, manhole cover and frame D400 made of polymeric material such as (GRP) or alternative, epoxy coated non-slip finish manhole steps and all other accessories and fittings that are required for a complete manhole all as shown and detailed in the Contract Drawings and Specifications | Approved
Qasr Rashwan Lot A _0207 | CLI.CON-000001 |  |  | Approved
Qasr Rashwan Lot A _0207 | CLI.CON-000001 | 14.16 - Albersly & Iz.Alasfar-Bill No.4 Guard Room (Civil Works)-22-4.1.5-a | Supply and excite cement sand plaster for internal slabs, walls and beams with all metal accessories, the item includes substrate preparation, all required works of completion with the industry standards. As per Specification, Drawings and Engineer instructions. | Approved
Qasr Rashwan Lot A _0207 | CLI.CON-000001 |  |  | Approved
Qasr Rashwan Lot A _0207 | CLI.CON-000001 | 14.11 - 5. Iz. Albersly.Iz.Albersly & Iz.Alasfar-Bill No. 2 - Forcemain-2.3.1-d | Air Relief valve 100 mm dia.(include gate valve 100mm) | Approved
Qasr Rashwan Lot A _0207 | CLI.CON-000001 |  |  | Approved
Qasr Rashwan Lot A _0207 | CLI.CON-000001 | 14.2 | BILL NO.5.2 Electrical Works - Generator Shed | Approved
Qasr Rashwan Lot A _0207 | CLI.CON-000001 |  |  | Approved
Qasr Rashwan Lot A _0207 | CLI.CON-000001 | 14.12 - Albersly & Iz.Alasfar-Bill No. 3 Main Pumping Station (Civil works)-12-3.1.2-a.2 | PC Slope concrete for floor with hardener | Approved
Qasr Rashwan Lot A _0207 | CLI.CON-000001 |  |  | Approved
Qasr Rashwan Lot A _0207 | CLI.CON-000001 | 14.22 - Albersly & Iz.Alasfar-Bill No.9 Site and Civil Works -32--7.1.b | Furnish and install of Interlock tiles for walkways including preparation and compaction of bed, 150mm thick aggregate base course, sand for leveling and accessories. All required works of completion with the industry standards, as per specification, drawings and Engineer instructions. | Approved
Qasr Rashwan Lot A _0207 | CLI.CON-000001 |  |  | Approved
Qasr Rashwan Lot A _0207 | CLI.CON-000001 | 14.22 - Albersly & Iz.Alasfar-Bill No.9 Site and Civil Works -33-7.2.4.a- | Supply and apply two coats of oxidized bituminous paint insulation to reinforced concrete in contact with soil such as footings, ground beam, columns pedestal and masonry work to 15 cm upper the GL, sample shall be approved before execution and all required works shall be as per manufacturer's instructions, recommendations and Specification. | Approved
Qasr Rashwan Lot A _0207 | CLI.CON-000001 |  |  | Approved
Qasr Rashwan Lot A _0207 | CLI.CON-000001 | 14.12 - Albersly & Iz.Alasfar-Bill No. 3 Main Pumping Station (Civil works)-14-3.1.6.b- | Type W1, 3.000 mm width x 1,500 mm height | Approved
Qasr Rashwan Lot A _0207 | CLI.CON-000001 |  |  | Approved
Qasr Rashwan Lot A _0207 | CLI.CON-000001 | 14.10 - 5. Iz. Albersly.Iz.Albersly & Iz.Alasfar-BILL NO. 1: SEWAGE NETWORK-1.2.1-b.2 | Ditto, depth to invert between 2.01 m and 2.50 m | Approved
Qasr Rashwan Lot A _0207 | CLI.CON-000001 |  |  | Approved
Qasr Rashwan Lot A _0207 | CLI.CON-000001 | 14.13 | BILL NO. 3.2 Electrical Works – Pumping Station (LV and Lighting) | Approved
Qasr Rashwan Lot A _0207 | CLI.CON-000001 |  |  | Approved
Qasr Rashwan Lot A _0207 | CLI.CON-000001 | 14.12 - Albersly & Iz.Alasfar-Bill No. 3 Main Pumping Station (Civil works)-12-3.1.2.e- | Supply and casting of in-place reinforced concrete in super structure, including: formwork, scaffolding, expansion, construction joints, Steel bar reinforcement, joint filler, sealant, transporting, fixation, mixing, pouring, leveling, finishing, compaction by vibratory, curing of reinforced concrete and testing as set out in the specifications. | Approved
Qasr Rashwan Lot A _0207 | CLI.CON-000001 |  |  | Approved
Qasr Rashwan Lot A _0207 | CLI.CON-000001 | 14.13 - Albersly & Iz.Alasfar-Main Pump Station NO. 3.2-3.2.5-b | Lighting outlets. Supply, Test, Delivery, Erection, Commissioning and putting into Operation of the following items (including all accessories) as per Contract Documents: | Approved
Qasr Rashwan Lot A _0207 | CLI.CON-000001 |  |  | Approved
Qasr Rashwan Lot A _0207 | CLI.CON-000001 | 14.14 | BILL NO. 3.3 Electrical Works – Pumping Station (MV, Generator and Control System) | Approved
Qasr Rashwan Lot A _0207 | CLI.CON-000001 |  |  | Approved
Qasr Rashwan Lot A _0207 | CLI.CON-000001 | 14.17 - 5. Iz. Albersly.Iz.Albersly & Iz.Alasfar-Bill Guard room (PS)-4.2.2-a. | 25mm dia. | Approved
Qasr Rashwan Lot A _0207 | CLI.CON-000001 |  |  | Approved
Qasr Rashwan Lot A _0207 | CLI.CON-000001 | 14.10 - 5. Iz. Albersly.Iz.Albersly & Iz.Alasfar-BILL NO. 1: SEWAGE NETWORK-1.4.1-a | HC 60*60 cm | Approved
Qasr Rashwan Lot A _0207 | CLI.CON-000001 |  |  | Approved
Qasr Rashwan Lot A _0207 | CLI.CON-000001 | 14.12 - Albersly & Iz.Alasfar-Bill No. 3 Main Pumping Station (Civil works)-13-3.1.3.a- | 250 mm thick. | Approved
Qasr Rashwan Lot A _0207 | CLI.CON-000001 |  |  | Approved
Qasr Rashwan Lot A _0207 | CLI.CON-000001 | 14.17 | BILL NO. 4.2 Plumbing Works – Guard Room | Approved
Qasr Rashwan Lot A _0207 | CLI.CON-000001 |  |  | Approved
Qasr Rashwan Lot A _0207 | CLI.CON-000001 | 10.20 - Iz. Saad Al Rouby-Bill No.5 Store Building (Civil Works)-39-5.1.5-a | Supply and excite cement sand plaster for internal slabs, walls and beams with all metal accessories, the item includes substrate preparation, all required works of completion with the industry standards. As per specification, drawings and the Engineer's instructions. | Approved
Qasr Rashwan Lot A _0207 | CLI.CON-000001 |  |  | Approved
Qasr Rashwan Lot A _0207 | CLI.CON-000001 | 10.10 - 1. Saad Al Rouby.Saad Al Rouby-BILL NO. 1: SEWAGE NETWORK-1.2.1-b.1 | Ditto, depth to invert between 1.51 m and 2.00 m | Approved
Qasr Rashwan Lot A _0207 | CLI.CON-000001 |  |  | Approved
Qasr Rashwan Lot A _0207 | CLI.CON-000001 | 10.25 - Iz. Saad Al Rouby-Bill No.8 Site and Civil Works -48--8.1.d | Supply and install and planting of grass including base, supbase and irrigation system include irrigation hydrant, valves and pipes. All required works of completion with the industry standards, as per specification and Engineer instructions. | Approved
Qasr Rashwan Lot A _0207 | CLI.CON-000001 |  |  | Approved
Qasr Rashwan Lot A _0207 | CLI.CON-000001 | 10.13 - Iz. Saad Al Rouby-Bill No. 3 Main Pumping Station (Civil works)-25-3.1.7-a.2 | Cement tiles for roof | Approved
Qasr Rashwan Lot A _0207 | CLI.CON-000001 |  |  | Approved
Qasr Rashwan Lot A _0207 | CLI.CON-000001 | 10.19 - Saad Al Rouby-Guard room NO. 4.3-4.3.5-b | Lighting outlets. | Approved
Qasr Rashwan Lot A _0207 | CLI.CON-000001 |  |  | Approved
Qasr Rashwan Lot A _0207 | CLI.CON-000001 | 10.17 - Iz. Saad Al Rouby-Bill No.4 Guard Room (Civil Works)-32-4.1.3-b.1 | 250 mm thick. | Approved
Qasr Rashwan Lot A _0207 | CLI.CON-000001 |  |  | Approved
Qasr Rashwan Lot A _0207 | CLI.CON-000001 | 10.19 - Saad Al Rouby-Guard room NO. 4.3-4.3.1-a | Supply, install, connect, test and commission of complete L.V. distribution boards (LP-GUR-EXT.) the price include circuit breakers, contactors, relays, timers , photocells, push buttons, selectvity study, termination, Identifications ,labling, glands, copper luggs as specified and as indicating drawings. System shall be lump sum complete in every respect with all necessary accessories and ancillary works. | Approved
Qasr Rashwan Lot A _0207 | CLI.CON-000001 |  |  | Approved
Qasr Rashwan Lot A _0207 | CLI.CON-000001 | 10.16 - 1. Saad Al Rouby.Saad Al Rouby-Bill No.3.4 - Saad Al Rouby Pump Station (Mechanical works)-3.4.11 | Fire fighting equipment as per tendered documents. Bill No.4: Guard room (M.PS) | Approved
Qasr Rashwan Lot A _0207 | CLI.CON-000001 |  |  | Approved
Qasr Rashwan Lot A _0207 | CLI.CON-000001 | 10.10 - 1. Saad Al Rouby.Saad Al Rouby-BILL NO. 1: SEWAGE NETWORK-1.2.2-a.1 | Ditto, depth to invert between 1.51 m and 2.00 m | Approved
Qasr Rashwan Lot A _0207 | CLI.CON-000001 |  |  | Approved
Qasr Rashwan Lot A _0207 | CLI.CON-000001 | 10.15 - Saad Al Rouby-Main Pump Station NO. 3.3-3.3.14- | Low voltage cables (0.6/1kV) complete with (UPVC Conduits, lugs, ..etc) and all accessories, as per Contract Documents. | Approved
Qasr Rashwan Lot A _0207 | CLI.CON-000001 |  |  | Approved
Qasr Rashwan Lot A _0207 | CLI.CON-000001 | 10.10 - 1. Saad Al Rouby.Saad Al Rouby-BILL NO. 1: SEWAGE NETWORK-1.5.2-a | DN 600mm, DI pipe, K9 | Approved
Qasr Rashwan Lot A _0207 | CLI.CON-000001 |  |  | Approved
Qasr Rashwan Lot A _0207 | CLI.CON-000001 | 10.11 - 1. Saad Al Rouby.Saad Al Rouby-Bill No. 2 - Forcemain-2.4.3 | supplying and installing concrete encasement of 25cm around pipe under waterway to protect the pipe. All works required to complete the crossing with concrete encasement in accordance with Specifications 2.2.7.7 Concrete Encasement (Bedding and Surrounding), Contract Drawings and the Engineer's instructions | Approved
Qasr Rashwan Lot A _0207 | CLI.CON-000001 |  |  | Approved
Qasr Rashwan Lot A _0207 | CLI.CON-000001 | 10.21 - Saad Al Rouby-Store NO. 5.2-5.2.5-a | Wall Mounted Exhaust Fan Outlet. | Approved
Qasr Rashwan Lot A _0207 | CLI.CON-000001 |  |  | Approved
Qasr Rashwan Lot A _0207 | CLI.CON-000001 | 10.21 - Saad Al Rouby-Store NO. 5.2-5.2.5-b | Lighting outlets. | Approved
Qasr Rashwan Lot A _0207 | CLI.CON-000001 |  |  | Approved
Qasr Rashwan Lot A _0207 | CLI.CON-000001 | 10.10 - 1. Saad Al Rouby.Saad Al Rouby-BILL NO. 1: SEWAGE NETWORK-1.4.1-b | HC 60*90 cm | Approved
Qasr Rashwan Lot A _0207 | CLI.CON-000001 |  |  | Approved
Qasr Rashwan Lot A _0207 | CLI.CON-000001 | 10.17 - Iz. Saad Al Rouby-Bill No.4 Guard Room (Civil Works)-33-4.1.7-a.2 | Ceramic floor, non-slip ceramic for toilet | Approved
Qasr Rashwan Lot A _0207 | CLI.CON-000001 |  |  | Approved
Qasr Rashwan Lot A _0207 | CLI.CON-000001 | 10.16 - 1. Saad Al Rouby.Saad Al Rouby-Bill No.3.4 - Saad Al Rouby Pump Station (Mechanical works)-3.4.2 | Supply only Submersible Pump in store 60 L/s, 21 m head coupled with Electric Motor complete with submersible cable, all protection items….etc) and all accessories required for a good working condition, as per Contract Documents. | Approved
Qasr Rashwan Lot A _0207 | CLI.CON-000001 |  |  | Approved
Qasr Rashwan Lot A _0207 | CLI.CON-000001 | 10.13 - Iz. Saad Al Rouby-Bill No. 3 Main Pumping Station (Civil works)-23-3.1.4.a- | Supply and apply two coats of oxidized bituminous paint insulation to reinforced concrete in contact with soil such as footings, ground beam, columns necks and masonry work to 15 cm upper the GL, sample shall be approved before execution and all required works shall be as per manufacturer's instructions, recommendations and Specification. | Approved
Qasr Rashwan Lot A _0207 | CLI.CON-000001 |  |  | Approved
Qasr Rashwan Lot A _0207 | CLI.CON-000001 | 10.19 - Saad Al Rouby-Guard room NO. 4.3-4.3.5-a | Wall Mounted Exhaust Fan Outlet. | Approved
Qasr Rashwan Lot A _0207 | CLI.CON-000001 |  |  | Approved
Qasr Rashwan Lot A _0207 | CLI.CON-000001 | 10.11 - 1. Saad Al Rouby.Saad Al Rouby-Bill No. 2 - Forcemain-2.2-e | Flowmeter chamber | Approved
Qasr Rashwan Lot A _0207 | CLI.CON-000001 |  |  | Approved
Qasr Rashwan Lot A _0207 | CLI.CON-000001 | 10.10 - 1. Saad Al Rouby.Saad Al Rouby-BILL NO. 1: SEWAGE NETWORK-1.2.1-b.6 | Ditto, depth to invert between 4.01 m and 4.5 m | Approved
Qasr Rashwan Lot A _0207 | CLI.CON-000001 |  |  | Approved
Qasr Rashwan Lot A _0207 | CLI.CON-000001 | 10.19 - Saad Al Rouby-Guard room NO. 4.3-4.3.4-b | Single Phase Switched waterproof Socket, 220V, 16A, 3 Pin Complete With Cover (IP55) | Approved
Qasr Rashwan Lot A _0207 | CLI.CON-000001 |  |  | Approved
Qasr Rashwan Lot A _0207 | CLI.CON-000001 | 10.15 - Saad Al Rouby-Main Pump Station NO. 3.3-3.3.1- | Medium voltage cables feeding the pumping station, this cables include the cables connection from the the Egyptian Electrical Authority (EEA) substation (outside puming station) up to the Ring Main Units (RMUs) inside pumping station. The contractor shall be responsible to coordinate with the EEA for identifying the cable route, size, laying, ..etc. | Approved
Qasr Rashwan Lot A _0207 | CLI.CON-000001 |  |  | Approved
Qasr Rashwan Lot A _0207 | CLI.CON-000001 | 10.16 - 1. Saad Al Rouby.Saad Al Rouby-Bill No.3.4 - Saad Al Rouby Pump Station (Mechanical works)-3.4.3-d. | Dismantling joint, dia. 250 mm. | Approved
Qasr Rashwan Lot A _0207 | CLI.CON-000001 |  |  | Approved
Qasr Rashwan Lot A _0207 | CLI.CON-000001 | 10.14 - Saad Al Rouby-Main Pump Station NO. 3.2-3.2.1- | Supply, install, connect, test and commission of complete L.V. distribution boards (LP-PS) the price include selectvity study, termination, Identifications, labling, glands, copper luggs as specified and as indicating drawings. System shall be lump sum complete in every respect with all necessary accessories and ancillary works. | Approved
Qasr Rashwan Lot A _0207 | CLI.CON-000001 |  |  | Approved
Qasr Rashwan Lot A _0207 | CLI.CON-000001 | 10.20 - Iz. Saad Al Rouby-Bill No.5 Store Building (Civil Works)-38-5.1.2-a.1 | Under foundations | Approved
Qasr Rashwan Lot A _0207 | CLI.CON-000001 |  |  | Approved
Qasr Rashwan Lot A _0207 | CLI.CON-000001 | 10.19 - Saad Al Rouby-Guard room NO. 4.3-4.3.2-d | Surface Mounted Luminaire (IP54) With 20W LED lamp. | Approved
Qasr Rashwan Lot A _0207 | CLI.CON-000001 |  |  | Approved
Qasr Rashwan Lot A _0207 | CLI.CON-000001 | 10.13 - Iz. Saad Al Rouby-Bill No. 3 Main Pumping Station (Civil works)-25-3.1.7-a.1 | Abrasion, friction, acids and shock resistant ceramic | Approved
Qasr Rashwan Lot A _0207 | CLI.CON-000001 |  |  | Approved
Qasr Rashwan Lot A _0207 | CLI.CON-000001 | 10.20 - Iz. Saad Al Rouby-Bill No.5 Store Building (Civil Works)-40-5.1.7-a.2 | cement tiling, for roof | Approved
Qasr Rashwan Lot A _0207 | CLI.CON-000001 |  |  | Approved
Qasr Rashwan Lot A _0207 | CLI.CON-000001 | 10.11 - 1. Saad Al Rouby.Saad Al Rouby-Bill No. 2 - Forcemain-2.5.5-b | 90º (150mm) | Approved
Qasr Rashwan Lot A _0207 | CLI.CON-000001 |  |  | Approved
Qasr Rashwan Lot A _0207 | CLI.CON-000001 | 10.23 - Saad Al Rouby-Generator Shed No.6.2-6.2.2-b | Ditto As Above But For Maintained Electricity Duration. Provided With Emergency Unit For 3 Hours | Approved
Qasr Rashwan Lot A _0207 | CLI.CON-000001 |  |  | Approved
Qasr Rashwan Lot A _0207 | CLI.CON-000001 | 11.19 - Murad Al Gendy W Al Sanahra-Bill No.5 Store Building (Civil Works)-35-5.1.4.a- | Supply and apply two coats of oxidized bituminous paint insulation to reinforced concrete in contact with soil such as footings, ground beam, columns pedestal and masonry work to 15 cm upper the GL, sample shall be approved before execution and all required works shall be as per manufacturer's instructions, recommendations and Specification. | Approved
Qasr Rashwan Lot A _0207 | CLI.CON-000001 |  |  | Approved
Qasr Rashwan Lot A _0207 | CLI.CON-000001 | 11.16 - Murad Al Gendy W Al Sanahra-Bill No.4 Guard Room (Civil Works)-28-4.1.3-b.1 | 250 mm thick. | Approved
Qasr Rashwan Lot A _0207 | CLI.CON-000001 |  |  | Approved
Qasr Rashwan Lot A _0207 | CLI.CON-000001 | 11.10 - 2. Murad Al Gendy.Murad Al Gendy W Al Sanahra-BILL NO. 1: SEWAGE NETWORK-1.6.3-a | DI gate valve 500 mm, | Approved
Qasr Rashwan Lot A _0207 | CLI.CON-000001 |  |  | Approved
Qasr Rashwan Lot A _0207 | CLI.CON-000001 | 11.16 - Murad Al Gendy W Al Sanahra-Bill No.4 Guard Room (Civil Works)-27-4.1.1.a- | Excavation from ground level to required depth and grades in all types of soil except the rock, including support system, floading with water, dewatering, compacting bottom of excavation using dynamic roller, transporting excavated materials to the approved off-Site disposal area as per drawings, specifications and geotechnical report. | Approved
Qasr Rashwan Lot A _0207 | CLI.CON-000001 |  |  | Approved
Qasr Rashwan Lot A _0207 | CLI.CON-000001 | 11.21 - Murad Al Gendy W Al Sanahra-Bill No.6Admin Room - Civil Works-40-6.1.2-c.1 | structure | Approved
Qasr Rashwan Lot A _0207 | CLI.CON-000001 |  |  | Approved
Qasr Rashwan Lot A _0207 | CLI.CON-000001 | 11.27 - Murad Al Gendy W Al Sanahra-Bill No.9 Site and Civil Works -53-9.2.6-b. | Type D2, 1,000 mm width x 2,500 mm height | Approved
Qasr Rashwan Lot A _0207 | CLI.CON-000001 |  |  | Approved
Qasr Rashwan Lot A _0207 | CLI.CON-000001 | 11.15 - 2. Murad Al Gendy.Murad Al Gendy W Al Sanahra-Bill No.3.4 - Murad Al Gendy W Al Sanahra Pump Station (Mechanical works)-3.4.11 | Fire fighting equipment as per tendered documents. Bill No.4: Guard room (M.PS) | Approved
Qasr Rashwan Lot A _0207 | CLI.CON-000001 |  |  | Approved
Qasr Rashwan Lot A _0207 | CLI.CON-000001 | 11.16 - Murad Al Gendy W Al Sanahra-Bill No.4 Guard Room (Civil Works)-27-4.1.2-b.2 | For grade slabs, 100 mm thick | Approved
Qasr Rashwan Lot A _0207 | CLI.CON-000001 |  |  | Approved
Qasr Rashwan Lot A _0207 | CLI.CON-000001 | 11.27 - Murad Al Gendy W Al Sanahra-Bill No.9 Site and Civil Works -53-9.2.5- | Supply and apply external cement plastering to facades with all metal accessories,, base and finish coat, thickness 2cm striped with 2 cm groove render for facades. all required works of completion with the industry standards. As per Specification, Drawings and Engineer's instructions. | Approved
Qasr Rashwan Lot A _0207 | CLI.CON-000001 |  |  | Approved
Qasr Rashwan Lot A _0207 | CLI.CON-000001 | 11.12 - Murad Al Gendy W Al Sanahra-Bill No. 3 Main Pumping Station (Civil works)-20-3.1.8.b- | Supply and apply of Dry mix paint for facades including substrate preparation, scaffoldings, grooves, applying three coats of paint as per required colors and all required accessories as shown on the Contract Drawings, recommended by manufacturer and approved by the Engineer prior to installation. | Approved
Qasr Rashwan Lot A _0207 | CLI.CON-000001 |  |  | Approved
Qasr Rashwan Lot A _0207 | CLI.CON-000001 | 11.21 - Murad Al Gendy W Al Sanahra-Bill No.6Admin Room - Civil Works-42-6.1.7-a.1 | Ceramic floor, glazed ceramic | Approved
Qasr Rashwan Lot A _0207 | CLI.CON-000001 |  |  | Approved
Qasr Rashwan Lot A _0207 | CLI.CON-000001 | 11.15 - 2. Murad Al Gendy.Murad Al Gendy W Al Sanahra-Bill No.3.4 - Murad Al Gendy W Al Sanahra Pump Station (Mechanical works)-3.4.3-b. | Flanged manually gate valve, dia. 250 mm. | Approved
Qasr Rashwan Lot A _0207 | CLI.CON-000001 |  |  | Approved
Qasr Rashwan Lot A _0207 | CLI.CON-000001 | 11.16 - Murad Al Gendy W Al Sanahra-Bill No.4 Guard Room (Civil Works)-30-4.1.8.b- | Supply and apply of Dry mix paint for facades including substrate preparation, scaffoldings, grooves, applying three coats of paint as per required colors and all required accessories as shown on the Contract Drawings, recommended by manufacturer and approved by the Engineer prior to installation. | Approved
Qasr Rashwan Lot A _0207 | CLI.CON-000001 |  |  | Approved
Qasr Rashwan Lot A _0207 | CLI.CON-000001 | 11.12 - Murad Al Gendy W Al Sanahra-Bill No. 3 Main Pumping Station (Civil works)-17-3.1.1-b | Submersible Excavation | Approved
Qasr Rashwan Lot A _0207 | CLI.CON-000001 |  |  | Approved
Qasr Rashwan Lot A _0207 | CLI.CON-000001 | 12.32 - 3. Manshya fanous.Mansheya Fanous-Bill No.3.4 - Mansheya Fanous Pump Station (Secondary)-10.4.4-a. | D.C.I, Socket and spigot Wall piece, dia. 250 mm. | Approved
Qasr Rashwan Lot A _0207 | CLI.CON-000001 |  |  | Approved
Qasr Rashwan Lot A _0207 | CLI.CON-000001 | 12.38 - Mansheya Fanous-Bill No.6Admin Room - Civil Works-43-6.1.7.b- | Supply and installation of ceramic tiles, pattern as shown on drawings including cement mortar, setting bed, grouting, pointing, fixing, support and all required accessories. Complete as shown on drawings, specified in the Contract documents, recommended by manufacturer and approved by the Engineer prior to installation. | Approved
Qasr Rashwan Lot A _0207 | CLI.CON-000001 |  |  | Approved
Qasr Rashwan Lot A _0207 | CLI.CON-000001 | 12.17 - Mansheya Fanous-Bill No.4 Guard Room (Civil Works)-31-4.1.7-a.3 | cement tiling, for roof | Approved
Qasr Rashwan Lot A _0207 | CLI.CON-000001 |  |  | Approved
Qasr Rashwan Lot A _0207 | CLI.CON-000001 | 12.19 | BILL NO. 4.3 Electrical Works – Guard Room (Main PS) | Approved
Qasr Rashwan Lot A _0207 | CLI.CON-000001 |  |  | Approved
Qasr Rashwan Lot A _0207 | CLI.CON-000001 | 12.15 - Mansheya Fanous-Main Pump Station NO. 3.3-3.3.6- | Supply, installation, calibration, connection and testing of Non-contact Radar level transmitter with range from 0 to 20 meters and beam angle not more than 5 degree (consists of separate sensor and transmitter with digital indicator) including all necessary accessories required for installation and operation requirements. | Approved
Qasr Rashwan Lot A _0207 | CLI.CON-000001 |  |  | Approved
Qasr Rashwan Lot A _0207 | CLI.CON-000001 | 12.41 - Mansheya Fanous-Bill No.7 Generator Shed (Civil Works)-48--7.1.b | Supplying, install and fabrication Pre-Engineered Steel Shade Structures. The price includes all the necessary steel section, bolts, C- channel and corrugated sheet , fixing, paints, fitting and accessories as required by the specifications. provided that the work is completed in full according to the Contract Drawings, Technical Specifications, industry assets and the instructions of the Engineer. | Approved
Qasr Rashwan Lot A _0207 | CLI.CON-000001 |  |  | Approved
Qasr Rashwan Lot A _0207 | CLI.CON-000001 | 12.36 - Mansheya Fanous-Bill No.12 Store Building (S.PS) (Civil Works)-74-12.1.3.a- | 250 mm thick. | Approved
Qasr Rashwan Lot A _0207 | CLI.CON-000001 |  |  | Approved
Qasr Rashwan Lot A _0207 | CLI.CON-000001 | 12.10 - 3. Manshya fanous.Mansheya Fanous-BILL NO. 1: SEWAGE NETWORK-1.6.3-a | DI gate valve 500 mm, | Approved
Qasr Rashwan Lot A _0207 | CLI.CON-000001 |  |  | Approved
Qasr Rashwan Lot A _0207 | CLI.CON-000001 | 12.12 - 3. Manshya fanous.Mansheya Fanous-Bill No. 2 - Forcemain (Secondary)-2.2.3.3-b | Flange spigot with puddle flanged pieces 150mm | Approved
Qasr Rashwan Lot A _0207 | CLI.CON-000001 |  |  | Approved
Qasr Rashwan Lot A _0207 | CLI.CON-000001 | 12.33 - Mansheya Fanous-Bill No. 11 Guard room (S.PS)(Civil Works)-68-11.1.5-a | Supply and excite cement sand plaster for internal slabs, walls and beams with all metal accessories, the item includes substrate preparation, all required works of completion with the industry standards. As per Specification, Drawings and Engineer instructions. | Approved
Qasr Rashwan Lot A _0207 | CLI.CON-000001 |  |  | Approved
Qasr Rashwan Lot A _0207 | CLI.CON-000001 | 12.38 - Mansheya Fanous-Bill No.6Admin Room - Civil Works-41-6.1.2-a.1 | Under foundations | Approved
Qasr Rashwan Lot A _0207 | CLI.CON-000001 |  |  | Approved
Qasr Rashwan Lot A _0207 | CLI.CON-000001 | 12.33 - Mansheya Fanous-Bill No. 11 Guard room (S.PS)(Civil Works)-68-11.1.3-a.1 | 250 mm thick. | Approved
Qasr Rashwan Lot A _0207 | CLI.CON-000001 |  |  | Approved
Qasr Rashwan Lot A _0207 | CLI.CON-000001 | 12.16 - 3. Manshya fanous.Mansheya Fanous-Bill. - Mansheya Fanous Pump Station (Main)-3.4.4-c. | Tee, 250/200 mm. | Approved
Qasr Rashwan Lot A _0207 | CLI.CON-000001 |  |  | Approved
Qasr Rashwan Lot A _0207 | CLI.CON-000001 | 12.33 | BILL NO. 11.1 Civil Works - Guard Room (Sec. PS) | Approved
Qasr Rashwan Lot A _0207 | CLI.CON-000001 |  |  | Approved
Qasr Rashwan Lot A _0207 | CLI.CON-000001 | 12.13 - Mansheya Fanous-Bill No. 3 Main Pumping Station (Civil works)-21-3.1.6.a- | Type D1, size 2,500mmx2,500mm | Approved
Qasr Rashwan Lot A _0207 | CLI.CON-000001 |  |  | Approved
Qasr Rashwan Lot A _0207 | CLI.CON-000001 | 12.33 - Mansheya Fanous-Bill No. 11 Guard room (S.PS)(Civil Works)-69-11.1.7-a.3 | cement tiling, for roof | Approved
Qasr Rashwan Lot A _0207 | CLI.CON-000001 |  |  | Approved
Qasr Rashwan Lot A _0207 | CLI.CON-000001 | 12.10 - 3. Manshya fanous.Mansheya Fanous-BILL NO. 1: SEWAGE NETWORK-1.6.2-a | DN 500mm, DI pipe, K9 | Approved
Qasr Rashwan Lot A _0207 | CLI.CON-000001 |  |  | Approved
Qasr Rashwan Lot A _0207 | CLI.CON-000001 | 12.29 - Mansheya Fanous-Bill No. 10 SECONDARY Pumping Station (Civil works)-59-10.1.3.b- | 250 mm thick. | Approved
Qasr Rashwan Lot A _0207 | CLI.CON-000001 |  |  | Approved
Qasr Rashwan Lot A _0207 | CLI.CON-000001 | 12.33 - Mansheya Fanous-Bill No. 11 Guard room (S.PS)(Civil Works)-69-11.1.6-a.2 | Type D2, size 700mmx2,200mm | Approved
Qasr Rashwan Lot A _0207 | CLI.CON-000001 |  |  | Approved
Qasr Rashwan Lot A _0207 | CLI.CON-000001 | 12.33 - Mansheya Fanous-Bill No. 11 Guard room (S.PS)(Civil Works)-69-11.1.7.b- | Supply and installation of ceramic tiles, pattern as shown on drawings including cement mortar, setting bed, grouting, pointing, fixing, support and all required accessories. Complete as shown on drawings, specified in the Contract documents, recommended by manufacturer and approved by the Engineer prior to installation. | Approved
Qasr Rashwan Lot A _0207 | CLI.CON-000001 |  |  | Approved
Qasr Rashwan Lot A _0207 | CLI.CON-000001 | 12.37 - Mansheya Fanous-S.PS Store NO. 12.2-12.2.1- | Supply, install, connect, test and commission of complete L.V. distribution boards (LP-ST) the price include selectvity study, termination, Identifications, labling, glands, copper luggs as specified and as indicating drawings. System shall be lump sum complete in every respect with all necessary accessories and ancillary works. | Approved
Qasr Rashwan Lot A _0207 | CLI.CON-000001 |  |  | Approved
Qasr Rashwan Lot A _0207 | CLI.CON-000001 | 12.36 | BILL NO. 12.1 Civil Works - Store Building (Sec. PS) | Approved
Qasr Rashwan Lot A _0207 | CLI.CON-000001 |  |  | Approved
Qasr Rashwan Lot A _0207 | CLI.CON-000001 | 12.25 - Mansheya Fanous-Bill No.7 Generator Shed (Civil Works)-48--7.1.b | Supplying, install and fabrication Pre-Engineered Steel Shade Structures. The price includes all the necessary steel section, bolts, C- channel and corrugated sheet , fixing, paints, fitting and accessories as required by the specifications. provided that the work is completed in full according to the Contract Drawings, Technical Specifications, industry assets and the instructions of the Engineer. | Approved
Qasr Rashwan Lot A _0207 | CLI.CON-000001 |  |  | Approved
Qasr Rashwan Lot A _0207 | CLI.CON-000001 | 12.33 - Mansheya Fanous-Bill No. 11 Guard room (S.PS)(Civil Works)-68-4.1.4.c- | Supply and installation of 50 mm extruded polystyrene boards for roof heat insulation with minimum density 35 kg/cm²; the work include Polystyrene sheet 1mm layer. Sample shall be approved before execution and all required works shall be as per manufacturer's instructions, recommendations and Specification. | Approved
Qasr Rashwan Lot A _0207 | CLI.CON-000001 |  |  | Approved
Qasr Rashwan Lot A _0207 | CLI.CON-000001 | 12.39 - 3. Manshya fanous.Mansheya Fanous-Bill: Admin (Secondary)-13.2.3-a. | gully trap 30 x 30 | Approved
Qasr Rashwan Lot A _0207 | CLI.CON-000001 |  |  | Approved
Qasr Rashwan Lot A _0207 | CLI.CON-000001 | 12.15 - Mansheya Fanous-Main Pump Station NO. 3.3-3.3.18- | Fire alarm system complete with Conventional fire alarm control panel, smoke detectors, heat detectors, manual call point, bell, fire alarm siren and wire and all necessary components (internal wires and outlets, etc) required to complete the system in perfect case, the fire alarm control panel shall be erected in pump operating room. | Approved
Qasr Rashwan Lot A _0207 | CLI.CON-000001 |  |  | Approved
Qasr Rashwan Lot A _0207 | CLI.CON-000001 | 12.16 - 3. Manshya fanous.Mansheya Fanous-Bill. - Mansheya Fanous Pump Station (Main)-3.4.9 | Basket screen including all accessories as specified in technical specifications. | Approved
Qasr Rashwan Lot A _0207 | CLI.CON-000001 |  |  | Approved
Qasr Rashwan Lot A _0207 | CLI.CON-000001 | 12.14 - Mansheya Fanous-Main Pump Station NO. 3.2-3.2.2-d | Ditto As Above But For Maintained Electricity Duration. Provided With Emergency Unit For 3 Hours | Approved
Qasr Rashwan Lot A _0207 | CLI.CON-000001 |  |  | Approved
Qasr Rashwan Lot A _0207 | CLI.CON-000001 | 12.14 - Mansheya Fanous-Main Pump Station NO. 3.2-3.2.4-c | Industrial Three Phase Switched Socket 380v, 32A, 4-pin Type Complete With Earthing Contact And Plug, Totally Enclosed (IP54). | Approved
Qasr Rashwan Lot A _0207 | CLI.CON-000001 |  |  | Approved
Qasr Rashwan Lot A _0207 | CLI.CON-000001 | 12.24 - Mansheya Fanous-M.PS Admin Building NO. 6.3-6.3.2-c | Enclosed Polycarbonate, Wall Mounting Luminaire IP65 With 20 Watt LED Lamp. | Approved
Qasr Rashwan Lot A _0207 | CLI.CON-000001 |  |  | Approved
Qasr Rashwan Lot A _0207 | CLI.CON-000001 | 12.13 - Mansheya Fanous-Bill No. 3 Main Pumping Station (Civil works)-22-3.1.9-a | 75mm dia. | Approved
Qasr Rashwan Lot A _0207 | CLI.CON-000001 |  |  | Approved
Qasr Rashwan Lot A _0207 | CLI.CON-000001 | 12.41 - Mansheya Fanous-Bill No.7 Generator Shed (Civil Works)-48--7.1.a | Supplying and casting in-place of generator base and the price includes all the necessary excavation and backfilling works, the removal and disposal of the excavated material to the designated dump, the supply and work of plain concrete Grade C20, reinforced concrete Grade C25, insulation works for the base and all that comes into contact with the soil, including formwork, transporting, mixing, casting, finishing, curing and testing as required by the specifications. provided that the work is completed in full according to the Contract drawings, technical specifications, industry assets and the instructions of the Engineer. | Approved
Qasr Rashwan Lot A _0207 | CLI.CON-000001 |  |  | Approved
Qasr Rashwan Lot A _0207 | CLI.CON-000001 | 12.1 | BILL NO. 1 Sewage Network | Approved
Qasr Rashwan Lot A _0207 | CLI.CON-000001 |  |  | Approved
Qasr Rashwan Lot A _0207 | CLI.CON-000001 | 12.21 - Mansheya Fanous-M.PS Store NO. 5.2-5.2.2-b | Ditto As Above But For Maintained Electricity Duration. Provided With Emergency Unit For 3 Hours | Approved
Qasr Rashwan Lot A _0207 | CLI.CON-000001 |  |  | Approved
Qasr Rashwan Lot A _0207 | CLI.CON-000001 | 12.11 - 3. Manshya fanous.Mansheya Fanous-Bill No. 2 - Forcemain (Main)-2.1.5.4-b | Dismantling joint 150mm | Approved
Qasr Rashwan Lot A _0207 | CLI.CON-000001 |  |  | Approved
Qasr Rashwan Lot A _0207 | CLI.CON-000001 | 12.37 - Mansheya Fanous-S.PS Store NO. 12.2-12.2.2-b | Ditto As Above But For Maintained Electricity Duration. Provided With Emergency Unit For 3 Hours | Approved
Qasr Rashwan Lot A _0207 | CLI.CON-000001 |  |  | Approved
Qasr Rashwan Lot A _0207 | CLI.CON-000001 | 12.32 - 3. Manshya fanous.Mansheya Fanous-Bill No.3.4 - Mansheya Fanous Pump Station (Secondary)-10.4.3-f. | Blind flange, dia. 150 mm. | Approved
Qasr Rashwan Lot A _0207 | CLI.CON-000001 |  |  | Approved
Qasr Rashwan Lot A _0207 | CLI.CON-000001 | 12.11 - 3. Manshya fanous.Mansheya Fanous-Bill No. 2 - Forcemain (Main)-2.1.3.4-a | Dismantling joint 250mm | Approved
Qasr Rashwan Lot A _0207 | CLI.CON-000001 |  |  | Approved
Qasr Rashwan Lot A _0207 | CLI.CON-000001 | 12.16 | BILL NO. 3.4 Mechanical Works - Main Pumping Station | Approved
Qasr Rashwan Lot A _0207 | CLI.CON-000001 |  |  | Approved
Qasr Rashwan Lot A _0207 | CLI.CON-000001 | 12.30 - Mansheya Fanous-SEC. Pump Station NO. 10.2-10.2.2-d | Ditto As Above But For Maintained Electricity Duration. Provided With Emergency Unit For 3 Hours | Approved
Qasr Rashwan Lot A _0207 | CLI.CON-000001 |  |  | Approved
Qasr Rashwan Lot A _0207 | CLI.CON-000001 | 12.10 - 3. Manshya fanous.Mansheya Fanous-BILL NO. 1: SEWAGE NETWORK-1.2.1-b.5 | Ditto, depth to invert between 3.51 m and 4.00 m | Approved
Qasr Rashwan Lot A _0207 | CLI.CON-000001 |  |  | Approved
Qasr Rashwan Lot A _0207 | CLI.CON-000001 | 12.11 - 3. Manshya fanous.Mansheya Fanous-Bill No. 2 - Forcemain (Main)-2.1.3.1-b | Gate valve 250 mm dia. | Approved
Qasr Rashwan Lot A _0207 | CLI.CON-000001 |  |  | Approved
Qasr Rashwan Lot A _0207 | CLI.CON-000001 | 12.17 | BILL NO. 4.1 Civil Works - Guard Room (Main PS) | Approved
Qasr Rashwan Lot A _0207 | CLI.CON-000001 |  |  | Approved
Qasr Rashwan Lot A _0207 | CLI.CON-000001 | 12.13 - Mansheya Fanous-Bill No. 3 Main Pumping Station (Civil works)-19-3.1.2-c | Supply and install the steel structure for the edge of the wet well to support the concrete structure of the wet well includes the steel reinforcement for walls of the pit, steel SIB for pit floor, beam of dicophyl, plates, angles, bolts, nuts and washers as required by drawings, specifications and Engineer instructions. | Approved
Qasr Rashwan Lot A _0207 | CLI.CON-000001 |  |  | Approved
Qasr Rashwan Lot A _0207 | CLI.CON-000001 | 12.26 - Mansheya Fanous-M.PS Generator Shed 7.2-7.2.4-a | Lighting outlets. | Approved
Qasr Rashwan Lot A _0207 | CLI.CON-000001 |  |  | Approved
Qasr Rashwan Lot A _0207 | CLI.CON-000001 | 12.17 - Mansheya Fanous-Bill No.4 Guard Room (Civil Works)-32-4.1.8.b- | Supply and apply of Dry mix paint for facades including substrate preparation, scaffoldings, grooves, applying three coats of paint as per required colors and all required accessories as shown on the Contract Drawings, recommended by manufacturer and approved by the Engineer prior to installation. | Approved
Qasr Rashwan Lot A _0207 | CLI.CON-000001 |  |  | Approved
Qasr Rashwan Lot A _0207 | CLI.CON-000001 | 12.22 - Mansheya Fanous-Bill No.6Admin Room - Civil Works-43-6.1.7-a.1 | Ceramic floor, glazed ceramic | Approved
Qasr Rashwan Lot A _0207 | CLI.CON-000001 | 13.14 - Khulusi-Main Pump Station NO. 3.3-43527- | Supply, install, connect and test a complete closed circuit surveillance TV (CCTV) system complete with Weatherproof fixed camera HD, Weatherproof Motorized cameras HD, DVR, Rack, UPS, Joystick, remote controller, color photos printer, conduits, Coaxial cables, control cables, LED screen, boxes between devices, UPS....etc. and all necessary works to complete works as per specifications and contract documents. | Approved
Qasr Rashwan Lot A _0207 | CLI.CON-000001 |  |  | Approved
Qasr Rashwan Lot A _0207 | CLI.CON-000001 | 13.16 - Khulusi-Bill No.4 Guard Room (Civil Works)-25-4.1.3-a.1 | 250 mm thick. | Approved
Qasr Rashwan Lot A _0207 | CLI.CON-000001 |  |  | Approved
Qasr Rashwan Lot A _0207 | CLI.CON-000001 | 13.11 - 4. Khulusi.Khulusi-Bill No. 2 - Forcemain-2.4.3-a | Inception chamber | Approved
Qasr Rashwan Lot A _0207 | CLI.CON-000001 |  |  | Approved
Qasr Rashwan Lot A _0207 | CLI.CON-000001 | 13.21 | BILL NO. 6.1 Civil Works – ADMIN ROOM | Approved
Qasr Rashwan Lot A _0207 | CLI.CON-000001 |  |  | Approved
Qasr Rashwan Lot A _0207 | CLI.CON-000001 | 13.27 - Khulusi-Bill No.9 Site and Civil Works -49-9.2.7.b- | Supply and apply of 50 cm high dry mix for skirting including substrate preparation, scaffoldings, grooves, and all required accessories as shown on Contract Drawings, recommended by manufacturer and approved by the Engineer prior to installation. | Approved
Qasr Rashwan Lot A _0207 | CLI.CON-000001 |  |  | Approved
Qasr Rashwan Lot A _0207 | CLI.CON-000001 | 13.18 - Khulusi-Guard room NO. 4.3-4.3.2-b | Ditto As Above But For Maintained Electricity Duration. Provided With Emergency Unit For 3 Hours | Approved
Qasr Rashwan Lot A _0207 | CLI.CON-000001 |  |  | Approved
Qasr Rashwan Lot A _0207 | CLI.CON-000001 | 13.11 - 4. Khulusi.Khulusi-Bill No. 2 - Forcemain-2.3.6 | Supplying, installing, connecting and testing of ductile iron pipes with diameter 150 mm for wash-out chamber and inlet pipe (in the case of chamber Type-A) , the item includes all pipes, fittings, gaskets, flexible joint, bolts, nut, washers, non-shrink mortar and all required works for completion and performance of the work item in accordance with the Contract Drawings, Specifications, the Ministerial Decree No. (277 / 2000) and its annexes No. 14 /2002) and the Engineer's instructions. | Approved
Qasr Rashwan Lot A _0207 | CLI.CON-000001 |  |  | Approved
Qasr Rashwan Lot A _0207 | CLI.CON-000001 | 13.23 - Khulusi-Admin Building NO. 6.3 -6.3.1-a | Supply, install, connect, test and commission of complete L.V. distribution boards (LP-ADMIN.) the price include selectvity study, termination, Identifications, labling, glands, copper luggs as specified and as indicating drawings. System shall be lump sum complete in every respect with all necessary accessories and ancillary works. | Approved
Qasr Rashwan Lot A _0207 | CLI.CON-000001 |  |  | Approved
Qasr Rashwan Lot A _0207 | CLI.CON-000001 | 13.11 - 4. Khulusi.Khulusi-Bill No. 2 - Forcemain-2.3.3-b | Flange Socket with puddle flanged pieces 200mm | Approved
Qasr Rashwan Lot A _0207 | CLI.CON-000001 |  |  | Approved
Qasr Rashwan Lot A _0207 | CLI.CON-000001 | 13.14 | BILL NO. 3.3 Electrical Works – Pumping Station (MV, Generator and Control System) | Approved
Qasr Rashwan Lot A _0207 | CLI.CON-000001 |  |  | Approved
Qasr Rashwan Lot A _0207 | CLI.CON-000001 | 13.24 - Khulusi-Bill No.7 Generator Shed (Civil Works)-43--7.1.a | Supplying and casting in-place of generator base and the price includes all the necessary excavation and backfilling works, the removal and disposal of the excavated material to the designated dump, the supply and work of plain concrete Grade C20, reinforced concrete Grade C25, insulation works for the base and all that comes into contact with the soil, including formwork, transporting, mixing, casting, finishing, curing and testing as required by the specifications. provided that the work is completed in full according to the Contract drawings, technical specifications, industry assets and the instructions of the Engineer. | Approved
Qasr Rashwan Lot A _0207 | CLI.CON-000001 |  |  | Approved
Qasr Rashwan Lot A _0207 | CLI.CON-000001 | 13.19 - Khulusi-Bill No.5 Store Building (Civil Works)-31-5.1.3.a- | 250 mm thick. | Approved
Qasr Rashwan Lot A _0207 | CLI.CON-000001 |  |  | Approved
Qasr Rashwan Lot A _0207 | CLI.CON-000001 | 13.27 - Khulusi-Bill No.9 Site and Civil Works -50-9.3.3-a. | Inspection Chamber 600 x 600 with cover and frame | Approved
Qasr Rashwan Lot A _0207 | CLI.CON-000001 |  |  | Approved
Qasr Rashwan Lot A _0207 | CLI.CON-000001 | 13.2 | BILL NO. 5.2 Electrical Works – Store Building | Approved
Qasr Rashwan Lot A _0207 | CLI.CON-000001 |  |  | Approved
Qasr Rashwan Lot A _0207 | CLI.CON-000001 | 14.10 - 5. Iz. Albersly.Iz.Albersly & Iz.Alasfar-BILL NO. 1: SEWAGE NETWORK-1.4.1-b | HC 60*90 cm | Approved
Qasr Rashwan Lot A _0207 | CLI.CON-000001 |  |  | Approved
Qasr Rashwan Lot A _0207 | CLI.CON-000001 | 14.11 - 5. Iz. Albersly.Iz.Albersly & Iz.Alasfar-Bill No. 2 - Forcemain-2.3.3-a | Flange Socket with puddle flanged pieces 150 mm | Approved
Qasr Rashwan Lot A _0207 | CLI.CON-000001 |  |  | Approved
Qasr Rashwan Lot A _0207 | CLI.CON-000001 | 14.14 - Albersly & Iz.Alasfar-Main Pump Station NO. 3.3-3.3.11- | Supply, installation, termination and testing of instrumentation shielded cables (2 x 1.5 mm2) from field instrumentation to control panel complete with conduits, pull boxes, junction boxes, accessories, duct bank...etc. | Approved
Qasr Rashwan Lot A _0207 | CLI.CON-000001 |  |  | Approved
Qasr Rashwan Lot A _0207 | CLI.CON-000001 | 14.13 - Albersly & Iz.Alasfar-Main Pump Station NO. 3.2-3.2.4-c | Industrial Three Phase Switched Socket 380v, 32A, 4-pin Type Complete With Earthing Contact And Plug, Totally Enclosed (IP54). | Approved
Qasr Rashwan Lot A _0207 | CLI.CON-000001 |  |  | Approved
Qasr Rashwan Lot A _0207 | CLI.CON-000001 | 14.12 - Albersly & Iz.Alasfar-Bill No. 3 Main Pumping Station (Civil works)-15-3.1.7-a.2 | Cement tiles for roof | Approved
Qasr Rashwan Lot A _0207 | CLI.CON-000001 |  |  | Approved
Qasr Rashwan Lot A _0207 | CLI.CON-000001 | 14.10 - 5. Iz. Albersly.Iz.Albersly & Iz.Alasfar-BILL NO. 1: SEWAGE NETWORK-1.9 | Wooden formwork left in their places after the construction and backfilling works completed as approved and instructed by the Engineer | Approved
Qasr Rashwan Lot A _0207 | CLI.CON-000001 |  |  | Approved
Qasr Rashwan Lot A _0207 | CLI.CON-000001 | 14.10 - 5. Iz. Albersly.Iz.Albersly & Iz.Alasfar-BILL NO. 1: SEWAGE NETWORK-1.1.1-b.1 | Depth to invert not exceeding 1.5 m | Approved
Qasr Rashwan Lot A _0207 | CLI.CON-000001 |  |  | Approved
Qasr Rashwan Lot A _0207 | CLI.CON-000001 | 14.15 - 5. Iz. Albersly.Iz.Albersly & Iz.Alasfar-Bill - Iz.Albersly & Iz.Alasfar Pump Station-3.4.3-c. | Tee, 150/100 mm. | Approved
Qasr Rashwan Lot A _0207 | CLI.CON-000001 |  |  | Approved
Qasr Rashwan Lot A _0207 | CLI.CON-000001 | 14.14 - Albersly & Iz.Alasfar-Main Pump Station NO. 3.3-3.3.16- | Layout external lighting complete with (Solar lighting poles (solar panels, battery, LED light, charger), boundary wall lighting, wires, UPVC and PVC Conduits,…..etc) and all accessories as per Contract documents. | Approved
Qasr Rashwan Lot A _0207 | CLI.CON-000001 |  |  | Approved
Qasr Rashwan Lot A _0207 | CLI.CON-000001 | 14.22 - Albersly & Iz.Alasfar-Bill No.9 Site and Civil Works -33-7.2.5- | Supply and apply external cement plastering to facades with all metal accessories,, base and finish coat, thickness 2cm striped with 2 cm groove render for facades. all required works of completion with the industry standards. As per Specification, Drawings and Engineer's instructions. | Approved
Qasr Rashwan Lot A _0207 | CLI.CON-000001 |  |  | Approved
Qasr Rashwan Lot A _0207 | CLI.CON-000001 | 14.12 - Albersly & Iz.Alasfar-Bill No. 3 Main Pumping Station (Civil works)-12-3.1.2-b | Supplying and casting unreinforced concrete (Grade C30) for dicophyl by sulfate-resistant cement below underground water and up to the required level, and it includes the supply, installation and installation of galvanized iron injection pipes as required by Drawings and Specifications. | Approved
Qasr Rashwan Lot A _0207 | CLI.CON-000001 |  |  | Approved
Qasr Rashwan Lot A _0207 | CLI.CON-000001 | 14.13 - Albersly & Iz.Alasfar-Main Pump Station NO. 3.2-3.2.2-b | Ditto As Above But For Maintained Electricity Duration. Provided With Emergency Unit For 3 Hours. | Approved
Qasr Rashwan Lot A _0207 | CLI.CON-000001 |  |  | Approved
Qasr Rashwan Lot A _0207 | CLI.CON-000001 | 14.11 - 5. Iz. Albersly.Iz.Albersly & Iz.Alasfar-Bill No. 2 - Forcemain-2.2-a | Valve chamber type (A) | Approved
Qasr Rashwan Lot A _0207 | CLI.CON-000001 |  |  | Approved
Qasr Rashwan Lot A _0207 | CLI.CON-000001 | 14.22 - Albersly & Iz.Alasfar-Bill No.9 Site and Civil Works -34-7.3.1-a. | 25mm dia. | Approved
Qasr Rashwan Lot A _0207 | CLI.CON-000001 |  |  | Approved
Qasr Rashwan Lot A _0207 | CLI.CON-000001 | 14.14 - Albersly & Iz.Alasfar-Main Pump Station NO. 3.3-3.3.17- | Earthing system network complete with (Inspection pit, rods, bare copper conductor ...etc) and all accessories, as per Contract documents. | Approved
Qasr Rashwan Lot A _0207 | CLI.CON-000001 |  |  | Approved
Qasr Rashwan Lot A _0207 | CLI.CON-000001 | 10.15 - Saad Al Rouby-Main Pump Station NO. 3.3-3.3.18- | Fire alarm system complete with Conventional fire alarm control panel, smoke detectors, heat detectors, manual call point, bell, fire alarm siren and wire and all necessary components (internal wires and outlets, etc) required to complete the system in perfect case, the fire alarm control panel shall be erected in pump operating room. | Approved
Qasr Rashwan Lot A _0207 | CLI.CON-000001 |  |  | Approved
Qasr Rashwan Lot A _0207 | CLI.CON-000001 | 10.23 - Saad Al Rouby-Generator Shed No.6.2-6.2.3-a | One Way, One-gang Lighting Switch 10A. | Approved
Qasr Rashwan Lot A _0207 | CLI.CON-000001 |  |  | Approved
Qasr Rashwan Lot A _0207 | CLI.CON-000001 | 10.22 - Iz. Saad Al Rouby-Bill No.6 Generator Shed (Civil Works)-43--6.1.b | Supplying, install and fabrication Pre-Engineered Steel Shade Structures. The price includes all the necessary steel section, bolts, C- channel and corrugated sheet , fixing, paints, fitting and accessories as required by the specifications. provided that the work is completed in full according to the Contract Drawings, Technical Specifications, industry assets and the instructions of the Engineer. | Approved
Qasr Rashwan Lot A _0207 | CLI.CON-000001 |  |  | Approved
Qasr Rashwan Lot A _0207 | CLI.CON-000001 | 10.25 - Iz. Saad Al Rouby-Bill No.8 Site and Civil Works -49-8.2.3.b- | 250 mm thick. | Approved
Qasr Rashwan Lot A _0207 | CLI.CON-000001 |  |  | Approved
Qasr Rashwan Lot A _0207 | CLI.CON-000001 | 10.10 - 1. Saad Al Rouby.Saad Al Rouby-BILL NO. 1: SEWAGE NETWORK-1.5.3-b | Dismantling joints | Approved
Qasr Rashwan Lot A _0207 | CLI.CON-000001 |  |  | Approved
Qasr Rashwan Lot A _0207 | CLI.CON-000001 | 10.11 - 1. Saad Al Rouby.Saad Al Rouby-Bill No. 2 - Forcemain-2.3.1-b | Gate valve 350 mm dia. | Approved
Qasr Rashwan Lot A _0207 | CLI.CON-000001 |  |  | Approved
Qasr Rashwan Lot A _0207 | CLI.CON-000001 | 10.10 - 1. Saad Al Rouby.Saad Al Rouby-BILL NO. 1: SEWAGE NETWORK-1.2.2-a.4 | Ditto, depth to invert between 3.01 m and 3.50 m | Approved
Qasr Rashwan Lot A _0207 | CLI.CON-000001 |  |  | Approved
Qasr Rashwan Lot A _0207 | CLI.CON-000001 | 10.11 - 1. Saad Al Rouby.Saad Al Rouby-Bill No. 2 - Forcemain-2.2-b | Wash-out valve chamber | Approved
Qasr Rashwan Lot A _0207 | CLI.CON-000001 |  |  | Approved
Qasr Rashwan Lot A _0207 | CLI.CON-000001 | 10.11 - 1. Saad Al Rouby.Saad Al Rouby-Bill No. 2 - Forcemain-2.5.1-b | washout 150mm dia. | Approved
Qasr Rashwan Lot A _0207 | CLI.CON-000001 |  |  | Approved
Qasr Rashwan Lot A _0207 | CLI.CON-000001 | 10.16 - 1. Saad Al Rouby.Saad Al Rouby-Bill No.3.4 - Saad Al Rouby Pump Station (Mechanical works)-3.4.3-f. | Flanged Wall piece, dia. 250 mm. | Approved
Qasr Rashwan Lot A _0207 | CLI.CON-000001 |  |  | Approved
Qasr Rashwan Lot A _0207 | CLI.CON-000001 | 10.11 - 1. Saad Al Rouby.Saad Al Rouby-Bill No. 2 - Forcemain-2.4.2-a | Crossing under Al Wastani Drain by pipe jacking or macro-tunneling | Approved
Qasr Rashwan Lot A _0207 | CLI.CON-000001 |  |  | Approved
Qasr Rashwan Lot A _0207 | CLI.CON-000001 | 10.23 - Saad Al Rouby-Generator Shed No.6.2-6.2.4-a | Lighting outlets. | Approved
Qasr Rashwan Lot A _0207 | CLI.CON-000001 |  |  | Approved
Qasr Rashwan Lot A _0207 | CLI.CON-000001 | 10.10 - 1. Saad Al Rouby.Saad Al Rouby-BILL NO. 1: SEWAGE NETWORK-1.2.1-b.4 | Ditto, depth to invert between 3.01 m and 3.50 m | Approved
Qasr Rashwan Lot A _0207 | CLI.CON-000001 |  |  | Approved
Qasr Rashwan Lot A _0207 | CLI.CON-000001 | 10.14 - Saad Al Rouby-Main Pump Station NO. 3.2-3.2.2-a | Rated Wall Mounted luminaire IP65, with 60W LED lamp, watertight. | Approved
Qasr Rashwan Lot A _0207 | CLI.CON-000001 |  |  | Approved
Qasr Rashwan Lot A _0207 | CLI.CON-000001 | 10.14 - Saad Al Rouby-Main Pump Station NO. 3.2-3.2.3-b | Ditto As Above Item, But Of Weatherproof Type. | Approved
Qasr Rashwan Lot A _0207 | CLI.CON-000001 |  |  | Approved
Qasr Rashwan Lot A _0207 | CLI.CON-000001 | 10.21 - Saad Al Rouby-Store NO. 5.2-5.2.3- | One Way, Three-gang Lighting Switch 10A. | Approved
Qasr Rashwan Lot A _0207 | CLI.CON-000001 |  |  | Approved
Qasr Rashwan Lot A _0207 | CLI.CON-000001 | 10.10 - 1. Saad Al Rouby.Saad Al Rouby-BILL NO. 1: SEWAGE NETWORK-1.1.1-a.2 | Ditto, depth to invert between 1.21 m and 1.70 m | Approved
Qasr Rashwan Lot A _0207 | CLI.CON-000001 |  |  | Approved
Qasr Rashwan Lot A _0207 | CLI.CON-000001 |  |  | Approved
Qasr Rashwan Lot A _0207 | CLI.CON-000001 | 10.10 - 1. Saad Al Rouby.Saad Al Rouby-BILL NO. 1: SEWAGE NETWORK-1.2.2-a.6 | Ditto, depth to invert between 4.01 m and 4.5 m | Approved
Qasr Rashwan Lot A _0207 | CLI.CON-000001 |  |  | Approved
Qasr Rashwan Lot A _0207 | CLI.CON-000001 | 10.23 - Saad Al Rouby-Generator Shed No.6.2-6.2.2-a | Surface mounted luminaire with 1x60 watt led lamps, With (IP54) | Approved
Qasr Rashwan Lot A _0207 | CLI.CON-000001 |  |  | Approved
Qasr Rashwan Lot A _0207 | CLI.CON-000001 | 10.15 - Saad Al Rouby-Main Pump Station NO. 3.3-3.3.2- | Outdoor Kiosk power transformer package 800 KVA, 11/0.4KV complete with Ring Main Unit, Bus-Bar, Breakers, Protection, Measuring, Low Voltage accumulated energy meter and all required accessories for medium voltage, as per tendered documents, and shall be supplied and erected according to the requirements of the Egyptian Electric Authority (E.E.A), the contractor shall take the approval of the (E.E.A) before supplying. | Approved
Qasr Rashwan Lot A _0207 | CLI.CON-000001 |  |  | Approved
Qasr Rashwan Lot A _0207 | CLI.CON-000001 | 10.10 - 1. Saad Al Rouby.Saad Al Rouby-BILL NO. 1: SEWAGE NETWORK-1.1.1-b.3 | Ditto, depth to invert between 2.51 m and 3.50 m | Approved
Qasr Rashwan Lot A _0207 | CLI.CON-000001 |  |  | Approved
Qasr Rashwan Lot A _0207 | CLI.CON-000001 | 10.17 | BILL NO. 4.1 Civil Works - Guard Room | Approved
Qasr Rashwan Lot A _0207 | CLI.CON-000001 |  |  | Approved
Qasr Rashwan Lot A _0207 | CLI.CON-000001 | 10.16 - 1. Saad Al Rouby.Saad Al Rouby-Bill No.3.4 - Saad Al Rouby Pump Station (Mechanical works)-3.4.7-a. | Rotary crane 2 ton, complete with all accessories as specified by Contract Documents. | Approved
Qasr Rashwan Lot A _0207 | CLI.CON-000001 |  |  | Approved
Qasr Rashwan Lot A _0207 | CLI.CON-000001 | 10.13 - Iz. Saad Al Rouby-Bill No. 3 Main Pumping Station (Civil works)-24-3.1.6-c | Supply, fabrication and erection of Stainless steel 316L handrail including all required steel members, welding, jointing, all fixings, fittings, painting and accessories. all required works of completion with the industry standards. As per Specification, Drawings and Engineer's instructions. | Approved
Qasr Rashwan Lot A _0207 | CLI.CON-000001 |  |  | Approved
Qasr Rashwan Lot A _0207 | CLI.CON-000001 | 10.16 - 1. Saad Al Rouby.Saad Al Rouby-Bill No.3.4 - Saad Al Rouby Pump Station (Mechanical works)-3.4.3-b. | Flanged manually gate valve, dia. 250 mm. | Approved
Qasr Rashwan Lot A _0207 | CLI.CON-000001 |  |  | Approved
Qasr Rashwan Lot A _0207 | CLI.CON-000001 | 10.19 - Saad Al Rouby-Guard room NO. 4.3-4.3.2-b | Ditto As Above But For Maintained Electricity Duration. Provided With Emergency Unit For 3 Hours | Approved
Qasr Rashwan Lot A _0207 | CLI.CON-000001 |  |  | Approved
Qasr Rashwan Lot A _0207 | CLI.CON-000001 | 10.13 - Iz. Saad Al Rouby-Bill No. 3 Main Pumping Station (Civil works)-24-3.1.6.b- | Type W1, 4.8500 mm width x 1,500 mm height | Approved
Qasr Rashwan Lot A _0207 | CLI.CON-000001 |  |  | Approved
Qasr Rashwan Lot A _0207 | CLI.CON-000001 | 10.11 - 1. Saad Al Rouby.Saad Al Rouby-Bill No. 2 - Forcemain-2.4.1-a | Crossing under Al Wastani Drain inside concrete encasement of 25cm thick. | Approved
Qasr Rashwan Lot A _0207 | CLI.CON-000001 |  |  | Approved
Qasr Rashwan Lot A _0207 | CLI.CON-000001 | 10.17 - Iz. Saad Al Rouby-Bill No.4 Guard Room (Civil Works)-33-4.1.7-a.1 | Ceramic floor, glazed ceramic | Approved
Qasr Rashwan Lot A _0207 | CLI.CON-000001 |  |  | Approved
Qasr Rashwan Lot A _0207 | CLI.CON-000001 | 10.17 - Iz. Saad Al Rouby-Bill No.4 Guard Room (Civil Works)-31-4.1.2-a.2 | For roof slopes, 30 mm to 140 mm thick | Approved
Qasr Rashwan Lot A _0207 | CLI.CON-000001 |  |  | Approved
Qasr Rashwan Lot A _0207 | CLI.CON-000001 | 10.10 - 1. Saad Al Rouby.Saad Al Rouby-BILL NO. 1: SEWAGE NETWORK-1.2.2-a.3 | Ditto, depth to invert between 2.51 m and 3.00 m | Approved
Qasr Rashwan Lot A _0207 | CLI.CON-000001 |  |  | Approved
Qasr Rashwan Lot A _0207 | CLI.CON-000001 | 10.11 - 1. Saad Al Rouby.Saad Al Rouby-Bill No. 2 - Forcemain-2.2-c | Air Release valve chamber | Approved
Qasr Rashwan Lot A _0207 | CLI.CON-000001 |  |  | Approved
Qasr Rashwan Lot A _0207 | CLI.CON-000001 | 10.11 - 1. Saad Al Rouby.Saad Al Rouby-Bill No. 2 - Forcemain-2.3.4-a | Dismantling joint 350mm | Approved
Qasr Rashwan Lot A _0207 | CLI.CON-000001 |  |  | Approved
Qasr Rashwan Lot A _0207 | CLI.CON-000001 | 11.21 - Murad Al Gendy W Al Sanahra-Bill No.6Admin Room - Civil Works-41-6.1.4.b- | Supply and installation of horizontal prefabricated moisture Insulation membrane to the wet areas with 4mm thick for floor and roof, including joints, fixtures, overlaps not less than 100 mm and item include all surface preparation steps, coating with 2 layers of primer bitumen coat, metal flashing, internal angle fillets, upstand to vertical surfaces and waterproofing to all openings and around pipes and water drains, Polystyrene sheet 1mm, protection Sand-cement mortar screed, 30 mm thick as per manufacturer's instructions, Contract Drawing, recommendations and Specification. Roof thermal insulation | Approved
Qasr Rashwan Lot A _0207 | CLI.CON-000001 |  |  | Approved
Qasr Rashwan Lot A _0207 | CLI.CON-000001 | 11.11 - 2. Murad Al Gendy.Murad Al Gendy W Al Sanahra-Bill No. 2 - Forcemain-2.3.1-b | Gate valve 350 mm dia. | Approved
Qasr Rashwan Lot A _0207 | CLI.CON-000001 |  |  | Approved
Qasr Rashwan Lot A _0207 | CLI.CON-000001 | 11.15 - 2. Murad Al Gendy.Murad Al Gendy W Al Sanahra-Bill No.3.4 - Murad Al Gendy W Al Sanahra Pump Station (Mechanical works)-3.4.4-e. | Flexible joint, dia. 300 mm | Approved
Qasr Rashwan Lot A _0207 | CLI.CON-000001 |  |  | Approved
Qasr Rashwan Lot A _0207 | CLI.CON-000001 | 11.18 - Murad Al Gendy W Al Sanahra-Guard room NO. 4.3-4.3.5-a | Wall Mounted Exhaust Fan Outlet. | Approved
Qasr Rashwan Lot A _0207 | CLI.CON-000001 |  |  | Approved
Qasr Rashwan Lot A _0207 | CLI.CON-000001 | 11.21 - Murad Al Gendy W Al Sanahra-Bill No.6Admin Room - Civil Works-43-6.1.8.b- | Supply and apply of Dry mix paint for facades including substrate preparation, scaffoldings, grooves, applying three coats of paint as per required colors and all required accessories as shown on the Contract Drawings, recommended by manufacturer and approved by the Engineer prior to installation. | Approved
Qasr Rashwan Lot A _0207 | CLI.CON-000001 |  |  | Approved
Qasr Rashwan Lot A _0207 | CLI.CON-000001 | 11.14 - Murad Al Gendy W Al Sanahra-Main Pump Station NO. 3.3-3.3.1- | Medium voltage cables feeding the pumping station, this cables include the cables connection from the the Egyptian Electrical Authority (EEA) substation (outside puming station) up to the Ring Main Units (RMUs) inside pumping station. The contractor shall be responsible to coordinate with the EEA for identifying the cable route, size, laying, ..etc. | Approved
Qasr Rashwan Lot A _0207 | CLI.CON-000001 |  |  | Approved
Qasr Rashwan Lot A _0207 | CLI.CON-000001 | 11.11 - 2. Murad Al Gendy.Murad Al Gendy W Al Sanahra-Bill No. 2 - Forcemain-2.3.4-b | Dismantling joint 150mm | Approved
Qasr Rashwan Lot A _0207 | CLI.CON-000001 |  |  | Approved
Qasr Rashwan Lot A _0207 | CLI.CON-000001 | 11.10 - 2. Murad Al Gendy.Murad Al Gendy W Al Sanahra-BILL NO. 1: SEWAGE NETWORK-1.4-b | IC 60*90 cm | Approved
Qasr Rashwan Lot A _0207 | CLI.CON-000001 |  |  | Approved
Qasr Rashwan Lot A _0207 | CLI.CON-000001 | 11.23 - Murad Al Gendy W Al Sanahra-Admin Building NO. 6.3 -6.3.5-b | Lighting outlets. | Approved
Qasr Rashwan Lot A _0207 | CLI.CON-000001 |  |  | Approved
Qasr Rashwan Lot A _0207 | CLI.CON-000001 | 11.10 - 2. Murad Al Gendy.Murad Al Gendy W Al Sanahra-BILL NO. 1: SEWAGE NETWORK-1.2.1-b.6 | Ditto, depth to invert between 4.01 m and 4.5 m | Approved
Qasr Rashwan Lot A _0207 | CLI.CON-000001 |  |  | Approved
Qasr Rashwan Lot A _0207 | CLI.CON-000001 | 11.15 - 2. Murad Al Gendy.Murad Al Gendy W Al Sanahra-Bill No.3.4 - Murad Al Gendy W Al Sanahra Pump Station (Mechanical works)-3.4.3-g. | Flanged Reducer, dia 250/Pump outlet diameter | Approved
Qasr Rashwan Lot A _0207 | CLI.CON-000001 |  |  | Approved
Qasr Rashwan Lot A _0207 | CLI.CON-000001 | 11.22 - 2. Murad Al Gendy.Murad Al Gendy W Al Sanahra-Bill No.6: Admin Building-6.2.1-b. | Supply and install hand wash sink with soap dish and holder, with all its required accessories, water mixer, faucets, floor and siphon chrome 1.5 inch, include cold and hot water supply connections, sewage pipes with 2 corner stopcocks with approved sample. All required works of completion with the industry standards. | Approved
Qasr Rashwan Lot A _0207 | CLI.CON-000001 |  |  | Approved
Qasr Rashwan Lot A _0207 | CLI.CON-000001 | 11.13 - Murad Al Gendy W Al Sanahra-Main Pump Station NO. 3.2-3.2.1- | Supply, install, connect, test and commission of complete L.V. distribution boards (LP-PS) the price include selectvity study, termination, Identifications, labling, glands, copper luggs as specified and as indicating drawings. System shall be lump sum complete in every respect with all necessary accessories and ancillary works. | Approved
Qasr Rashwan Lot A _0207 | CLI.CON-000001 |  |  | Approved
Qasr Rashwan Lot A _0207 | CLI.CON-000001 | 12.10 - 3. Manshya fanous.Mansheya Fanous-BILL NO. 1: SEWAGE NETWORK-1.1.1-d.2 | Ditto, depth to invert between 2.51 m and 3.50 m | Approved
Qasr Rashwan Lot A _0207 | CLI.CON-000001 |  |  | Approved
Qasr Rashwan Lot A _0207 | CLI.CON-000001 | 12.28 - Mansheya Fanous-Bill No.9 Site and Civil Works -53--9.1.b | Furnish and install of Interlock tiles for walkways including preparation and compaction of bed, 150mm thick aggregate base course, sand for leveling and accessories. All required works of completion with the industry standards, as per specification, drawings and Engineer instructions. | Approved
Qasr Rashwan Lot A _0207 | CLI.CON-000001 |  |  | Approved
Qasr Rashwan Lot A _0207 | CLI.CON-000001 | 12.12 - 3. Manshya fanous.Mansheya Fanous-Bill No. 2 - Forcemain (Secondary)-2.2.8 | Wooden formwork are left in their places after the excavation, construction and backfilling works over them, as approved from the Engineer Bill. - Mansheya Fanous Pump Station (Main) | Approved
Qasr Rashwan Lot A _0207 | CLI.CON-000001 |  |  | Approved
Qasr Rashwan Lot A _0207 | CLI.CON-000001 | 12.21 | BILL NO. 5.2 Electrical Works – Store Building (Main PS) | Approved
Qasr Rashwan Lot A _0207 | CLI.CON-000001 |  |  | Approved
Qasr Rashwan Lot A _0207 | CLI.CON-000001 | 12.40 - Mansheya Fanous-S.PS Admin Building NO. 13.3-13.3.5-b | Lighting outlets. | Approved
Qasr Rashwan Lot A _0207 | CLI.CON-000001 |  |  | Approved
Qasr Rashwan Lot A _0207 | CLI.CON-000001 | 12.17 - Mansheya Fanous-Bill No.4 Guard Room (Civil Works)-31-4.1.6-a.1 | Type D1, size 800mmx2,200mm | Approved
Qasr Rashwan Lot A _0207 | CLI.CON-000001 |  |  | Approved
Qasr Rashwan Lot A _0207 | CLI.CON-000001 | 12.13 - Mansheya Fanous-Bill No. 3 Main Pumping Station (Civil works)-21-3.1.6-d | Supply, fabrication and erection of galvanized steel ladder wall mounted with safety cage including all required steel members, galvanizing, formulation, painting, welding, jointing, all fixings and accessories. Complete as shown on drawings, Detailed shop drawings must be submitted by the contractor and approved by the Engineer prior to fabrication. | Approved
Qasr Rashwan Lot A _0207 | CLI.CON-000001 |  |  | Approved
Qasr Rashwan Lot A _0207 | CLI.CON-000001 | 12.12 - 3. Manshya fanous.Mansheya Fanous-Bill No. 2 - Forcemain (Secondary)-2.2.3.6 | Supplying, installing, connecting and testing of ductile iron pipes with diameter 150 mm for wash-out chamber and inlet pipe (in the case of chamber Type-A) , the item includes all pipes, fittings, gaskets, flexible joint, bolts, nut, washers, non-shrink mortar and all required works for completion and performance of the work item in accordance with the Contract Drawings, Specifications, the Ministerial Decree No. (277 / 2000) and its annexes No. 14 /2002) and the Engineer's instructions. | Approved
Qasr Rashwan Lot A _0207 | CLI.CON-000001 |  |  | Approved
Qasr Rashwan Lot A _0207 | CLI.CON-000001 | 12.12 - 3. Manshya fanous.Mansheya Fanous-Bill No. 2 - Forcemain (Secondary)-2.2.6 | Excavation in rock according to soil and as specified in the Contract Documents. | Approved
Qasr Rashwan Lot A _0207 | CLI.CON-000001 |  |  | Approved
Qasr Rashwan Lot A _0207 | CLI.CON-000001 | 12.42 - Mansheya Fanous-S.PS Generator Shed 14.2-14.2.1-a | Supply, install, connect, test and commission of complete L.V. distribution boards (LP-GEN. SHED) the price include selectvity study, termination, Identifications, labling, glands, copper luggs as specified and as indicating drawings. System shall be lump sum complete in every respect with all necessary accessories and ancillary works. | Approved
Qasr Rashwan Lot A _0207 | CLI.CON-000001 |  |  | Approved
Qasr Rashwan Lot A _0207 | CLI.CON-000001 | 12.10 - 3. Manshya fanous.Mansheya Fanous-BILL NO. 1: SEWAGE NETWORK-1.1.1-e.3 | Ditto, depth to invert between 4.51 m and 5.50 m | Approved
Qasr Rashwan Lot A _0207 | CLI.CON-000001 |  |  | Approved
Qasr Rashwan Lot A _0207 | CLI.CON-000001 | 12.33 - Mansheya Fanous-Bill No. 11 Guard room (S.PS)(Civil Works)-67-11.1.2-b.1 | for foundation | Approved
Qasr Rashwan Lot A _0207 | CLI.CON-000001 |  |  | Approved
Qasr Rashwan Lot A _0207 | CLI.CON-000001 | 12.14 - Mansheya Fanous-Main Pump Station NO. 3.2-3.2.3-c | One Way, Two-gang Lighting Switch 10A. | Approved
Qasr Rashwan Lot A _0207 | CLI.CON-000001 |  |  | Approved
Qasr Rashwan Lot A _0207 | CLI.CON-000001 | 12.32 - 3. Manshya fanous.Mansheya Fanous-Bill No.3.4 - Mansheya Fanous Pump Station (Secondary)-10.4.8 | Basket screen including all accessories as specified in technical specifications. | Approved
Qasr Rashwan Lot A _0207 | CLI.CON-000001 |  |  | Approved
Qasr Rashwan Lot A _0207 | CLI.CON-000001 | 12.34 - 3. Manshya fanous.Mansheya Fanous-Bill: Guard room (Secondary)-11.2.3-a. | gully trap 30 x 30 | Approved
Qasr Rashwan Lot A _0207 | CLI.CON-000001 |  |  | Approved
Qasr Rashwan Lot A _0207 | CLI.CON-000001 | 12.44 | BILL NO. 16 Site Works – Sec. Pumping Station | Approved
Qasr Rashwan Lot A _0207 | CLI.CON-000001 |  |  | Approved
Qasr Rashwan Lot A _0207 | CLI.CON-000001 | 12.32 - 3. Manshya fanous.Mansheya Fanous-Bill No.3.4 - Mansheya Fanous Pump Station (Secondary)-10.4.2-e. | Flanged Elbow 90o, dia. 150 mm. | Approved
Qasr Rashwan Lot A _0207 | CLI.CON-000001 |  |  | Approved
Qasr Rashwan Lot A _0207 | CLI.CON-000001 | 12.10 - 3. Manshya fanous.Mansheya Fanous-BILL NO. 1: SEWAGE NETWORK-1.1.1-d.1 | Ditto, depth to invert between 1.51 m and 2.50 m | Approved
Qasr Rashwan Lot A _0207 | CLI.CON-000001 |  |  | Approved
Qasr Rashwan Lot A _0207 | CLI.CON-000001 | 12.29 - Mansheya Fanous-Bill No. 10 SECONDARY Pumping Station (Civil works)-60-10.1.6-d | Supply, fabrication and erection of galvanized steel ladder wall mounted with safety cage including all required steel members, galvanizing, formulation, painting, welding, jointing, all fixings and accessories. Complete as shown on drawings, Detailed shop drawings must be submitted by the contractor and approved by the Engineer prior to fabrication. | Approved
Qasr Rashwan Lot A _0207 | CLI.CON-000001 |  |  | Approved
Qasr Rashwan Lot A _0207 | CLI.CON-000001 | 12.30 - Mansheya Fanous-SEC. Pump Station NO. 10.2-10.2.2-a | Rated Wall Mounted luminaire IP65, with 60W LED lamp, watertight. | Approved
Qasr Rashwan Lot A _0207 | CLI.CON-000001 |  |  | Approved
Qasr Rashwan Lot A _0207 | CLI.CON-000001 | 12.38 - Mansheya Fanous-Bill No.6Admin Room - Civil Works-44-6.1.8-a | Supply and apply of acrylic paint for internal walls and ceiling including substrate preparation, applying three coats of paint as per required colors and all required accessories as shown on drawings, specified in the Contract documents, recommended by manufacturer and approved by the Engineer prior to installation. | Approved
Qasr Rashwan Lot A _0207 | CLI.CON-000001 |  |  | Approved
Qasr Rashwan Lot A _0207 | CLI.CON-000001 | 12.38 - Mansheya Fanous-Bill No.6Admin Room - Civil Works-43-6.1.6-a.2 | Type D2, size 700mmx2,200mm | Approved
Qasr Rashwan Lot A _0207 | CLI.CON-000001 |  |  | Approved
Qasr Rashwan Lot A _0207 | CLI.CON-000001 | 12.26 - Mansheya Fanous-M.PS Generator Shed 7.2-7.2.2-a | Surface mounted luminaire with 1x60 watt led lamps, With (IP54) | Approved
Qasr Rashwan Lot A _0207 | CLI.CON-000001 |  |  | Approved
Qasr Rashwan Lot A _0207 | CLI.CON-000001 | 12.44 - Mansheya Fanous-Bill No.9 Site and Civil Works -55-9.2.7-a. | Supply and apply of Dry mix paint for facades including substrate preparation, scaffoldings, grooves, applying three coats of paint as per required colors and all required accessories as shown on the Contract Drawings, recommended by manufacturer and approved by the Engineer prior to installation. | Approved
Qasr Rashwan Lot A _0207 | CLI.CON-000001 |  |  | Approved
Qasr Rashwan Lot A _0207 | CLI.CON-000001 | 12.33 - Mansheya Fanous-Bill No. 11 Guard room (S.PS)(Civil Works)-67-11.1.1-b | Extra over for excavation in rock. | Approved
Qasr Rashwan Lot A _0207 | CLI.CON-000001 |  |  | Approved
Qasr Rashwan Lot A _0207 | CLI.CON-000001 | 12.22 - Mansheya Fanous-Bill No.6Admin Room - Civil Works-41-6.1.1.a- | Excavation from ground level to required depth and grades in all types of soil except the rock, including support system, floading with water, dewatering, compacting bottom of excavation using dynamic roller, transporting excavated materials to the approved off-Site disposal area as per drawings, specifications and geotechnical report. | Approved
Qasr Rashwan Lot A _0207 | CLI.CON-000001 |  |  | Approved
Qasr Rashwan Lot A _0207 | CLI.CON-000001 | 12.11 - 3. Manshya fanous.Mansheya Fanous-Bill No. 2 - Forcemain (Main)-2.1.4.1-a | Crossing under Bahr Kohel inside concrete encasement of 25cm thick. | Approved
Qasr Rashwan Lot A _0207 | CLI.CON-000001 |  |  | Approved
Qasr Rashwan Lot A _0207 | CLI.CON-000001 | 12.31 - Mansheya Fanous-SEC. Pump Station NO. 10.3-10.3.15- | Prime Power Diesel Generator 45 KVA (at least) (Canopy Type - Under Shed) complete with outgoing circuit breaker (MCCB) and fully equipped with all accessories as per Contract Documents and complete with all accessories required for erection and good working conditions. | Approved
Qasr Rashwan Lot A _0207 | CLI.CON-000001 |  |  | Approved
Qasr Rashwan Lot A _0207 | CLI.CON-000001 | 12.10 - 3. Manshya fanous.Mansheya Fanous-BILL NO. 1: SEWAGE NETWORK-1.2.1-b.6 | Ditto, depth to invert between 4.01 m and 4.5 m | Approved
Qasr Rashwan Lot A _0207 | CLI.CON-000001 |  |  | Approved
Qasr Rashwan Lot A _0207 | CLI.CON-000001 | 12.41 | BILL NO. 14.1 Civil Works – Generator Shed (Sec. PS) | Approved
Qasr Rashwan Lot A _0207 | CLI.CON-000001 |  |  | Approved
Qasr Rashwan Lot A _0207 | CLI.CON-000001 | 12.33 - Mansheya Fanous-Bill No. 11 Guard room (S.PS)(Civil Works)-67-11.1.2-a.1 | Under foundations | Approved
Qasr Rashwan Lot A _0207 | CLI.CON-000001 |  |  | Approved
Qasr Rashwan Lot A _0207 | CLI.CON-000001 | 12.24 - Mansheya Fanous-M.PS Admin Building NO. 6.3-6.3.5-a | Wall Mounted Exhaust Fan Outlet. | Approved
Qasr Rashwan Lot A _0207 | CLI.CON-000001 |  |  | Approved
Qasr Rashwan Lot A _0207 | CLI.CON-000001 | 12.42 - Mansheya Fanous-S.PS Generator Shed 14.2-14.2.4-a | Lighting outlets. | Approved
Qasr Rashwan Lot A _0207 | CLI.CON-000001 |  |  | Approved
Qasr Rashwan Lot A _0207 | CLI.CON-000001 | 12.16 - 3. Manshya fanous.Mansheya Fanous-Bill. - Mansheya Fanous Pump Station (Main)-3.4.4-b. | Dismantling joint, dia. 250 mm. | Approved
Qasr Rashwan Lot A _0207 | CLI.CON-000001 |  |  | Approved
Qasr Rashwan Lot A _0207 | CLI.CON-000001 | 12.12 - 3. Manshya fanous.Mansheya Fanous-Bill No. 2 - Forcemain (Secondary)-2.2.3.4-a | Dismantling joint 150mm | Approved
Qasr Rashwan Lot A _0207 | CLI.CON-000001 |  |  | Approved
Qasr Rashwan Lot A _0207 | CLI.CON-000001 | 12.32 - 3. Manshya fanous.Mansheya Fanous-Bill No.3.4 - Mansheya Fanous Pump Station (Secondary)-10.4.7-a. | Ventilation system complete comprising of Fans with capacity of 1000 m3/hr., outlets, conduits, wires….etc for pump building, complete with all accessories As per Contract Documents | Approved
Qasr Rashwan Lot A _0207 | CLI.CON-000001 |  |  | Approved
Qasr Rashwan Lot A _0207 | CLI.CON-000001 | 12.17 - Mansheya Fanous-Bill No.4 Guard Room (Civil Works)-30-4.1.5-b | Supply and apply external cement plastering to facades with all metal accessories, base and finish coat, thickness 2cm striped with 2 cm groove render for facades. all required works of completion with the industry standards. As per Specification, Drawings and Engineer's instructions. | Approved
Qasr Rashwan Lot A _0207 | CLI.CON-000001 |  |  | Approved
Qasr Rashwan Lot A _0207 | CLI.CON-000001 | 12.10 - 3. Manshya fanous.Mansheya Fanous-BILL NO. 1: SEWAGE NETWORK-1.1.1-b.3 | Ditto, depth to invert between 2.51 m and 3.50 m | Approved
Qasr Rashwan Lot A _0207 | CLI.CON-000001 |  |  | Approved
Qasr Rashwan Lot A _0207 | CLI.CON-000001 | 12.11 - 3. Manshya fanous.Mansheya Fanous-Bill No. 2 - Forcemain (Main)-2.1.5.1-c | washout 150mm dia. | Approved
Qasr Rashwan Lot A _0207 | CLI.CON-000001 |  |  | Approved
Qasr Rashwan Lot A _0207 | CLI.CON-000001 | 12.28 - Mansheya Fanous-Bill No.9 Site and Civil Works -53-9.2.2.b- | Supply and casting of in-place reinforced concrete Grade C25 with Sulfate-resistant cement for footing, column pedestal and grade beams including: formwork, scaffolding, expansion and construction joints, Steel bar reinforcement, joint filler and sealant, accessories, transporting, mixing, casting, finishing, compaction by vibratory, spraying, curing, and testing as required by the specifications. | Approved
Qasr Rashwan Lot A _0207 | CLI.CON-000001 |  |  | Approved
Qasr Rashwan Lot A _0207 | CLI.CON-000001 | 12.36 - Mansheya Fanous-Bill No.12 Store Building (S.PS) (Civil Works)-76-12.1.8-a | Supply and apply of acrylic paint for internal walls and ceiling including substrate preparation, applying three coats of paint as per required colors and all required accessories as shown on drawings, specified in the Contract documents, recommended by manufacturer and approved by the Engineer prior to installation. | Approved
Qasr Rashwan Lot A _0207 | CLI.CON-000001 |  |  | Approved
Qasr Rashwan Lot A _0207 | CLI.CON-000001 | 12.10 - 3. Manshya fanous.Mansheya Fanous-BILL NO. 1: SEWAGE NETWORK-1.2.1-b.7 | Ditto, depth to invert between 4.51 m and 5.00 m | Approved
Qasr Rashwan Lot A _0207 | CLI.CON-000001 |  |  | Approved
Qasr Rashwan Lot A _0207 | CLI.CON-000001 | 12.44 - Mansheya Fanous-Bill No.9 Site and Civil Works -55-9.3.1-b. | 100mm dia. | Approved
Qasr Rashwan Lot A _0207 | CLI.CON-000001 |  |  | Approved
Qasr Rashwan Lot A _0207 | CLI.CON-000001 | 12.27 - Mansheya Fanous-Bill No.8 - Transformer Kiosk (Civil Works)-51--8.1 | Supplying and casting in-place of transformer base and the price includes all the necessary excavation and backfilling works, the removal and disposal of the excavated material to the designated dump, the supply and work of plain concrete Grade C20, reinforced concrete Grade C25, insulation works for the base and all that comes into contact with the soil, including formwork, transporting, mixing, casting, finishing, curing and testing as required by the specifications. provided that the work is completed in full according to the Contract drawings, technical specifications, industry assets and the instructions of the Engineer. | Approved
Qasr Rashwan Lot A _0207 | CLI.CON-000001 |  |  | Approved
Qasr Rashwan Lot A _0207 | CLI.CON-000001 | 13.13 - Khulusi-Main Pump Station NO. 3.2-3.2.2-d | Ditto As Above But For Maintained Electricity Duration. Provided With Emergency Unit For 3 Hours | Approved
Qasr Rashwan Lot A _0207 | CLI.CON-000001 |  |  | Approved
Qasr Rashwan Lot A _0207 | CLI.CON-000001 | 13.17 - 4. Khulusi.Khulusi-Bill Guard room (PS)-4.2.1-b. | Supply and install hand wash sink with soap dish and holder, with all its required accessories, water mixer, faucets, floor and siphon chrome 1.5 inch, include cold and hot water supply connections, sewage pipes with 2 corner stopcocks with approved sample. All required works of completion with the industry standards. | Approved
Qasr Rashwan Lot A _0207 | CLI.CON-000001 |  |  | Approved
Qasr Rashwan Lot A _0207 | CLI.CON-000001 | 13.11 - 4. Khulusi.Khulusi-Bill No. 2 - Forcemain-2.2-d | Flowmeter chamber | Approved
Qasr Rashwan Lot A _0207 | CLI.CON-000001 |  |  | Approved
Qasr Rashwan Lot A _0207 | CLI.CON-000001 | 13.10 - 4. Khulusi.Khulusi-BILL NO. 1: SEWAGE NETWORK-1.4.1-a | HC 60*60 cm | Approved
Qasr Rashwan Lot A _0207 | CLI.CON-000001 |  |  | Approved
Qasr Rashwan Lot A _0207 | CLI.CON-000001 | 13.13 - Khulusi-Main Pump Station NO. 3.2-3.2.2-c | Surface mounted luminaire with 1x60 watt led lamps, With (IP20) | Approved
Qasr Rashwan Lot A _0207 | CLI.CON-000001 |  |  | Approved
Qasr Rashwan Lot A _0207 | CLI.CON-000001 | 13.15 - 4. Khulusi.Khulusi-Bill - Khulusi Pump Station-3.4.9 | Maintenance tools as per tendered documents. | Approved
Qasr Rashwan Lot A _0207 | CLI.CON-000001 |  |  | Approved
Qasr Rashwan Lot A _0207 | CLI.CON-000001 | 13.19 - Khulusi-Bill No.5 Store Building (Civil Works)-31-5.1.1.c- | Supply, backfilling and compaction to the required grades with approved clean sand on layers not more than 25 cm thick. The layers are to be compacted by means of vibratory type equipment to obtain 95% of maximum dry density as per specifications. | Approved
Qasr Rashwan Lot A _0207 | CLI.CON-000001 |  |  | Approved
Qasr Rashwan Lot A _0207 | CLI.CON-000001 | 13.13 - Khulusi-Main Pump Station NO. 3.2-3.2.4-b | Industrial Single Phase Switched Power Socket 220v, 25A, 2-pin Type Complete With Earthing Contact And Cover. | Approved
Qasr Rashwan Lot A _0207 | CLI.CON-000001 |  |  | Approved
Qasr Rashwan Lot A _0207 | CLI.CON-000001 | 13.27 - Khulusi-Bill No.9 Site and Civil Works -48--9.1.b | Furnish and install of Interlock tiles for walkways including preparation and compaction of bed, 150mm thick aggregate base course, sand for leveling and accessories. All required works of completion with the industry standards, as per specification, drawings and Engineer instructions. | Approved
Qasr Rashwan Lot A _0207 | CLI.CON-000001 |  |  | Approved
Qasr Rashwan Lot A _0207 | CLI.CON-000001 | 13.21 - Khulusi-Bill No.6Admin Room - Civil Works-36-6.1.1.c- | Supply, backfilling and compaction to the required grades with approved clean sand on layers not more than 25 cm thick. The layers are to be compacted by means of vibratory type equipment to obtain 95% of maximum dry density as per specifications. | Approved
Qasr Rashwan Lot A _0207 | CLI.CON-000001 |  |  | Approved
Qasr Rashwan Lot A _0207 | CLI.CON-000001 | 13.22 - 4. Khulusi.Khulusi-Bill No.6: Admin Building-6.2.1-b. | Supply and install hand wash sink with soap dish and holder, with all its required accessories, water mixer, faucets, floor and siphon chrome 1.5 inch, include cold and hot water supply connections, sewage pipes with 2 corner stopcocks with approved sample. All required works of completion with the industry standards. | Approved
Qasr Rashwan Lot A _0207 | CLI.CON-000001 |  |  | Approved
Qasr Rashwan Lot A _0207 | CLI.CON-000001 | 13.10 - 4. Khulusi.Khulusi-BILL NO. 1: SEWAGE NETWORK-1.5.3-a | DI gate valve 300 mm, | Approved
Qasr Rashwan Lot A _0207 | CLI.CON-000001 |  |  | Approved
Qasr Rashwan Lot A _0207 | CLI.CON-000001 | 13.12 - Khulusi-Bill No. 3 Main Pumping Station (Civil works)-16-3.1.3.a- | 250 mm thick. | Approved
Qasr Rashwan Lot A _0207 | CLI.CON-000001 |  |  | Approved
Qasr Rashwan Lot A _0207 | CLI.CON-000001 | 13.19 - Khulusi-Bill No.5 Store Building (Civil Works)-31-5.1.2-b.1 | for foundation | Approved
Qasr Rashwan Lot A _0207 | CLI.CON-000001 |  |  | Approved
Qasr Rashwan Lot A _0207 | CLI.CON-000001 | 13.12 - Khulusi-Bill No. 3 Main Pumping Station (Civil works)-15-3.1.1-a | Structural excavation | Approved
Qasr Rashwan Lot A _0207 | CLI.CON-000001 |  |  | Approved
Qasr Rashwan Lot A _0207 | CLI.CON-000001 | 14.12 - Albersly & Iz.Alasfar-Bill No. 3 Main Pumping Station (Civil works)-13-3.1.4.a- | Supply and apply two coats of oxidized bituminous paint insulation to reinforced concrete in contact with soil such as footings, ground beam, columns necks and masonry work to 15 cm upper the GL, sample shall be approved before execution and all required works shall be as per manufacturer's instructions, recommendations and Specification. | Approved
Qasr Rashwan Lot A _0207 | CLI.CON-000001 |  |  | Approved
Qasr Rashwan Lot A _0207 | CLI.CON-000001 | 14.14 - Albersly & Iz.Alasfar-Main Pump Station NO. 3.3-3.3.19- | Supply, install, connect and test a complete closed circuit surveillance TV (CCTV) system complete with Weatherproof fixed camera HD, Weatherproof Motorized cameras HD, DVR, Rack, UPS, Joystick, remote controller, color photos printer, conduits, Coaxial cables, control cables, LED screen, boxes between devices, UPS....etc. and all necessary works to complete works as per specifications and contract documents. | Approved
Qasr Rashwan Lot A _0207 | CLI.CON-000001 |  |  | Approved
Qasr Rashwan Lot A _0207 | CLI.CON-000001 | 14.10 - 5. Iz. Albersly.Iz.Albersly & Iz.Alasfar-BILL NO. 1: SEWAGE NETWORK-1.1.1-a.1 | Depth to invert not exceeding 1.2 m | Approved
Qasr Rashwan Lot A _0207 | CLI.CON-000001 |  |  | Approved
Qasr Rashwan Lot A _0207 | CLI.CON-000001 | 14.12 - Albersly & Iz.Alasfar-Bill No. 3 Main Pumping Station (Civil works)-12-3.1.2-a.1 | Un-reinforced lean concrete for sub-structure | Approved
Qasr Rashwan Lot A _0207 | CLI.CON-000001 |  |  | Approved
Qasr Rashwan Lot A _0207 | CLI.CON-000001 | 14.12 | BILL NO. 3.1 Civil Works - Pumping Station | Approved
Qasr Rashwan Lot A _0207 | CLI.CON-000001 |  |  | Approved
Qasr Rashwan Lot A _0207 | CLI.CON-000001 | 14.22 - Albersly & Iz.Alasfar-Bill No.9 Site and Civil Works -34-7.3.2-a. | DN/ID 150 mm dia | Approved
Qasr Rashwan Lot A _0207 | CLI.CON-000001 |  |  | Approved
Qasr Rashwan Lot A _0207 | CLI.CON-000001 | 14.22 - Albersly & Iz.Alasfar-Bill No.9 Site and Civil Works -35-7.3.5- | Supply, install and test Fire hydrant including cast iron hydrant, stop valve, etc.all accordance with specification and drawings: | Approved
Qasr Rashwan Lot A _0207 | CLI.CON-000001 |  |  | Approved
Qasr Rashwan Lot A _0207 | CLI.CON-000001 | 14.22 - Albersly & Iz.Alasfar-Bill No.9 Site and Civil Works -33-7.2.6-a. | Type D1, 4,000 mm width x 2,500 mm height | Approved
Qasr Rashwan Lot A _0207 | CLI.CON-000001 |  |  | Approved
Qasr Rashwan Lot A _0207 | CLI.CON-000001 | 14.13 - Albersly & Iz.Alasfar-Main Pump Station NO. 3.2-3.2.2-c | Surface mounted luminaire with 1x60 watt led lamps, With (IP20) | Approved
Qasr Rashwan Lot A _0207 | CLI.CON-000001 |  |  | Approved
Qasr Rashwan Lot A _0207 | CLI.CON-000001 | 14.14 - Albersly & Iz.Alasfar-Main Pump Station NO. 3.3-3.3.9- | Supply, installation, calibration, connection and testing of Pressure Switch with a range of 0 to 10 bar and all necessary accessories required for installation and operation requirements. | Approved
Qasr Rashwan Lot A _0207 | CLI.CON-000001 |  |  | Approved
Qasr Rashwan Lot A _0207 | CLI.CON-000001 | 14.16 - Albersly & Iz.Alasfar-Bill No.4 Guard Room (Civil Works)-21-4.1.2-a.1 | Under foundations | Approved
Qasr Rashwan Lot A _0207 | CLI.CON-000001 |  |  | Approved
Qasr Rashwan Lot A _0207 | CLI.CON-000001 | 14.1 | BILL NO. 1: SEWAGE NETWORK | Approved
Qasr Rashwan Lot A _0207 | CLI.CON-000001 |  |  | Approved
Qasr Rashwan Lot A _0207 | CLI.CON-000001 | 14.14 - Albersly & Iz.Alasfar-Main Pump Station NO. 3.3-3.3.14- | Low voltage cables (0.6/1kV) complete with (UPVC Conduits, lugs, ..etc) and all accessories, as per Contract Documents. | Approved
Qasr Rashwan Lot A _0207 | CLI.CON-000001 |  |  | Approved
Qasr Rashwan Lot A _0207 | CLI.CON-000001 | 14.12 - Albersly & Iz.Alasfar-Bill No. 3 Main Pumping Station (Civil works)-14-3.1.5-a | Supply and excite cement sand plaster for internal slabs, walls and beams with all metal accessories, the item includes substrate preparation, all required works of completion with the industry standards. As per Specification, Drawings and Engineer instructions. | Approved
Qasr Rashwan Lot A _0207 | CLI.CON-000001 |  |  | Approved
Qasr Rashwan Lot A _0207 | CLI.CON-000001 | 14.10 - 5. Iz. Albersly.Iz.Albersly & Iz.Alasfar-BILL NO. 1: SEWAGE NETWORK-1.2.1-b.6 | Ditto, depth to invert between 4.01 m and 4.5 m | Approved
Qasr Rashwan Lot A _0207 | CLI.CON-000001 |  |  | Approved
Qasr Rashwan Lot A _0207 | CLI.CON-000001 | 14.12 - Albersly & Iz.Alasfar-Bill No. 3 Main Pumping Station (Civil works)-12-3.1.1-c | Extra over for excavation in rock. | Approved
Qasr Rashwan Lot A _0207 | CLI.CON-000001 | 10.13 - Iz. Saad Al Rouby-Bill No. 3 Main Pumping Station (Civil works)-24-3.1.5-a | Supply and excite cement sand plaster for internal slabs, walls and beams with all metal accessories, the item includes substrate preparation, all required works of completion with the industry standards. As per Specification, Drawings and Engineer instructions. | Approved
Qasr Rashwan Lot A _0207 | CLI.CON-000001 |  |  | Approved
Qasr Rashwan Lot A _0207 | CLI.CON-000001 | 10.20 - Iz. Saad Al Rouby-Bill No.5 Store Building (Civil Works)-39-5.1.5-b | Supply and apply external cement plastering to facades with all metal accessories, base and finish coat, thickness 2cm striped with 2 cm groove render for facades. all required works of completion with the industry standards. As per Specification, Drawings and the Engineer's instructions. | Approved
Qasr Rashwan Lot A _0207 | CLI.CON-000001 |  |  | Approved
Qasr Rashwan Lot A _0207 | CLI.CON-000001 | 10.18 - 1. Saad Al Rouby.Saad Al Rouby-Bill No.4: Guard room (M.PS)-4.2.5-a. | 75mm dia | Approved
Qasr Rashwan Lot A _0207 | CLI.CON-000001 |  |  | Approved
Qasr Rashwan Lot A _0207 | CLI.CON-000001 | 10.10 - 1. Saad Al Rouby.Saad Al Rouby-BILL NO. 1: SEWAGE NETWORK-1.2.1-a.1 | Depth to invert not exceeding 1.5 m | Approved
Qasr Rashwan Lot A _0207 | CLI.CON-000001 |  |  | Approved
Qasr Rashwan Lot A _0207 | CLI.CON-000001 | 10.13 - Iz. Saad Al Rouby-Bill No. 3 Main Pumping Station (Civil works)-25-3.1.8.a- | Supply and apply of Acrylic paint for internal walls and ceiling including substrate preparation, applying primer, 2 layer of plastic paint over 2 putty coats as per required colors and all required accessories as shown on drawings, recommended by manufacturer and approved by the Engineer prior to installation. | Approved
Qasr Rashwan Lot A _0207 | CLI.CON-000001 |  |  | Approved
Qasr Rashwan Lot A _0207 | CLI.CON-000001 | 10.20 - Iz. Saad Al Rouby-Bill No.5 Store Building (Civil Works)-40-5.1.8-a | Supply and apply of acrylic paint for internal walls and ceiling including substrate preparation, applying three coats of paint as per required colors and all required accessories as shown on drawings, specified in the Contract documents, recommended by manufacturer and approved by the Engineer prior to installation. | Approved
Qasr Rashwan Lot A _0207 | CLI.CON-000001 |  |  | Approved
Qasr Rashwan Lot A _0207 | CLI.CON-000001 | 10.10 - 1. Saad Al Rouby.Saad Al Rouby-BILL NO. 1: SEWAGE NETWORK-1.3-a | IC 60*60 cm | Approved
Qasr Rashwan Lot A _0207 | CLI.CON-000001 |  |  | Approved
Qasr Rashwan Lot A _0207 | CLI.CON-000001 | 10.20 - Iz. Saad Al Rouby-Bill No.5 Store Building (Civil Works)-38-5.1.1.c- | Supply, backfilling and compaction to the required grades with approved clean sand on layers not more than 25 cm thick. The layers are to be compacted by means of vibratory type equipment to obtain 95% of maximum dry density as per specifications. | Approved
Qasr Rashwan Lot A _0207 | CLI.CON-000001 |  |  | Approved
Qasr Rashwan Lot A _0207 | CLI.CON-000001 | 10.16 - 1. Saad Al Rouby.Saad Al Rouby-Bill No.3.4 - Saad Al Rouby Pump Station (Mechanical works)-3.4.4-f. | Blind flange, dia. 350 mm. | Approved
Qasr Rashwan Lot A _0207 | CLI.CON-000001 |  |  | Approved
Qasr Rashwan Lot A _0207 | CLI.CON-000001 | 10.17 - Iz. Saad Al Rouby-Bill No.4 Guard Room (Civil Works)-32-4.1.4.a- | Supply and apply two coats of oxidized bituminous paint insulation to surfaces underground contact with soil such as footings, ground beam, columns pedestal and masonry work to 15 cm upper the GL, sample shall be approved before execution and all required works shall be as per manufacturer's instructions, recommendations and Specification. | Approved
Qasr Rashwan Lot A _0207 | CLI.CON-000001 |  |  | Approved
Qasr Rashwan Lot A _0207 | CLI.CON-000001 | 10.10 - 1. Saad Al Rouby.Saad Al Rouby-BILL NO. 1: SEWAGE NETWORK-1.5.3-c | Puddle flanged pipe | Approved
Qasr Rashwan Lot A _0207 | CLI.CON-000001 |  |  | Approved
Qasr Rashwan Lot A _0207 | CLI.CON-000001 | 10.17 - Iz. Saad Al Rouby-Bill No.4 Guard Room (Civil Works)-31-4.1.2-a.1 | Under foundations | Approved
Qasr Rashwan Lot A _0207 | CLI.CON-000001 |  |  | Approved
Qasr Rashwan Lot A _0207 | CLI.CON-000001 | 10.22 - Iz. Saad Al Rouby-Bill No.6 Generator Shed (Civil Works)-43--6.1.a | Supplying and casting in-place of generator base and the price includes all the necessary excavation and backfilling works, the removal and disposal of the excavated material to the designated dump, the supply and work of plain concrete Grade C20, reinforced concrete Grade C25, insulation works for the base and all that comes into contact with the soil, including formwork, transporting, mixing, casting, finishing, curing and testing as required by the specifications. provided that the work is completed in full according to the Contract drawings, technical specifications, industry assets and the instructions of the Engineer. | Approved
Qasr Rashwan Lot A _0207 | CLI.CON-000001 |  |  | Approved
Qasr Rashwan Lot A _0207 | CLI.CON-000001 | 10.17 - Iz. Saad Al Rouby-Bill No.4 Guard Room (Civil Works)-33-4.1.6-a.1 | Type D1, size 800mmx2,200mm | Approved
Qasr Rashwan Lot A _0207 | CLI.CON-000001 |  |  | Approved
Qasr Rashwan Lot A _0207 | CLI.CON-000001 | 10.16 - 1. Saad Al Rouby.Saad Al Rouby-Bill No.3.4 - Saad Al Rouby Pump Station (Mechanical works)-3.4.3-c. | Flanged non-return valve, dia. 250 mm. | Approved
Qasr Rashwan Lot A _0207 | CLI.CON-000001 |  |  | Approved
Qasr Rashwan Lot A _0207 | CLI.CON-000001 | 10.25 - Iz. Saad Al Rouby-Bill No.8 Site and Civil Works -49-8.2.4.a- | Supply and apply two coats of oxidized bituminous paint insulation to reinforced concrete in contact with soil such as footings, ground beam, columns pedestal and masonry work to 15 cm upper the GL, sample shall be approved before execution and all required works shall be as per manufacturer's instructions, recommendations and Specification. | Approved
Qasr Rashwan Lot A _0207 | CLI.CON-000001 |  |  | Approved
Qasr Rashwan Lot A _0207 | CLI.CON-000001 | 10.16 - 1. Saad Al Rouby.Saad Al Rouby-Bill No.3.4 - Saad Al Rouby Pump Station (Mechanical works)-3.4.3-e. | Flanged Elbow 90o, dia. 250 mm. | Approved
Qasr Rashwan Lot A _0207 | CLI.CON-000001 |  |  | Approved
Qasr Rashwan Lot A _0207 | CLI.CON-000001 | 10.19 - Saad Al Rouby-Guard room NO. 4.3-4.3.4-a | Single Phase Switched Socket 220v, 16A, 2-pin Type Complete With Earthing Contact. | Approved
Qasr Rashwan Lot A _0207 | CLI.CON-000001 |  |  | Approved
Qasr Rashwan Lot A _0207 | CLI.CON-000001 | 10.24 - Iz. Saad Al Rouby-Bill No.7 - Transformer Kiosk (Civil Works)-46--7.1 | Supplying and casting in-place of transformer base and the price includes all the necessary excavation and backfilling works, the removal and disposal of the excavated material to the designated dump, the supply and work of plain concrete Grade C20, reinforced concrete Grade C25, insulation works for the base and all that comes into contact with the soil, including formwork, transporting, mixing, casting, finishing, curing and testing as required by the specifications. provided that the work is completed in full according to the Contract drawings, technical specifications, industry assets and the instructions of the Engineer. | Approved
Qasr Rashwan Lot A _0207 | CLI.CON-000001 |  |  | Approved
Qasr Rashwan Lot A _0207 | CLI.CON-000001 | 10.10 - 1. Saad Al Rouby.Saad Al Rouby-BILL NO. 1: SEWAGE NETWORK-1.9 | Inspection and testing of the installed pipes by CCTV for the network pipes after trench installation, all in accordance with the technical specifications. | Approved
Qasr Rashwan Lot A _0207 | CLI.CON-000001 |  |  | Approved
Qasr Rashwan Lot A _0207 | CLI.CON-000001 | 10.11 - 1. Saad Al Rouby.Saad Al Rouby-Bill No. 2 - Forcemain-2.8 | Excavation in rock according to soil and as specified in the Contract Documents. | Approved
Qasr Rashwan Lot A _0207 | CLI.CON-000001 |  |  | Approved
Qasr Rashwan Lot A _0207 | CLI.CON-000001 | 10.13 - Iz. Saad Al Rouby-Bill No. 3 Main Pumping Station (Civil works)-22-3.1.2.d- | Supply and casting of in-place reinforced concrete (Grade C30) with Sulfate- resistant cement, including: formwork, scaffolding, expansion and construction joints, Steel bar reinforcement, joint filler and sealant, accessories, transporting, mixing, casting, finishing, compaction by vibratory, curing and testing as required by the specifications. | Approved
Qasr Rashwan Lot A _0207 | CLI.CON-000001 |  |  | Approved
Qasr Rashwan Lot A _0207 | CLI.CON-000001 | 10.17 - Iz. Saad Al Rouby-Bill No.4 Guard Room (Civil Works)-31-4.1.1.a- | Excavation from ground level to required depth and grades in all types of soil except the rock, including support system, floading with water, dewatering, compacting bottom of excavation using dynamic roller, transporting excavated materials to the approved off-Site disposal area as per drawings, specifications and geotechnical report. | Approved
Qasr Rashwan Lot A _0207 | CLI.CON-000001 |  |  | Approved
Qasr Rashwan Lot A _0207 | CLI.CON-000001 | 11 | Murad AlGendy | Approved
Qasr Rashwan Lot A _0207 | CLI.CON-000001 |  |  | Approved
Qasr Rashwan Lot A _0207 | CLI.CON-000001 | 11.10 - 2. Murad Al Gendy.Murad Al Gendy W Al Sanahra-BILL NO. 1: SEWAGE NETWORK-1.7.1-a | (Crossing under Bahr Koheil inside concrete encasement 25cm (250mm) | Approved
Qasr Rashwan Lot A _0207 | CLI.CON-000001 |  |  | Approved
Qasr Rashwan Lot A _0207 | CLI.CON-000001 | 11.18 - Murad Al Gendy W Al Sanahra-Guard room NO. 4.3-4.3.5-b | Lighting outlets. | Approved
Qasr Rashwan Lot A _0207 | CLI.CON-000001 |  |  | Approved
Qasr Rashwan Lot A _0207 | CLI.CON-000001 | 11.21 - Murad Al Gendy W Al Sanahra-Bill No.6Admin Room - Civil Works-43-6.1.8.c- | Supply and apply of 90 cm high dry mix for skirting including substrate preparation, scaffoldings, grooves, and all required accessories as shown on Contract Drawings, recommended by manufacturer and approved by the Engineer prior to installation. | Approved
Qasr Rashwan Lot A _0207 | CLI.CON-000001 |  |  | Approved
Qasr Rashwan Lot A _0207 | CLI.CON-000001 | 11.11 - 2. Murad Al Gendy.Murad Al Gendy W Al Sanahra-Bill No. 2 - Forcemain-2.5.6 | Supplying, installing, connecting and testing of ductile iron pipes with diamter 150 mm for wash-out chamber and inlet pipe (in the case of chamber Type-A) , the item includes all pipes, fittings, gaskets,flexible joint, bolts, nut, washers, non-shrink mortar and all required works for completion and performance of the work item in accordance with the Contract Drawings, Specifications, the Ministerial Decree No. (277 / 2000) and its annexes No. 14 /2002) and the Engineer's instructions. | Approved
Qasr Rashwan Lot A _0207 | CLI.CON-000001 |  |  | Approved
Qasr Rashwan Lot A _0207 | CLI.CON-000001 | 11.23 - Murad Al Gendy W Al Sanahra-Admin Building NO. 6.3 -6.3.4-a | Single Phase Switched Socket 220v, 16A, 2-pin Type Complete With Earthing Contact. | Approved
Qasr Rashwan Lot A _0207 | CLI.CON-000001 |  |  | Approved
Qasr Rashwan Lot A _0207 | CLI.CON-000001 | 11.21 - Murad Al Gendy W Al Sanahra-Bill No.6Admin Room - Civil Works-40-6.1.1.a- | Excavation from ground level to required depth and grades in all types of soil except the rock, including support system, floading with water, dewatering, compacting bottom of excavation using dynamic roller, transporting excavated materials to the approved off-Site disposal area as per drawings, specifications and geotechnical report. | Approved
Qasr Rashwan Lot A _0207 | CLI.CON-000001 |  |  | Approved
Qasr Rashwan Lot A _0207 | CLI.CON-000001 | 11.10 - 2. Murad Al Gendy.Murad Al Gendy W Al Sanahra-BILL NO. 1: SEWAGE NETWORK-1.6.3-c | Puddle flanged pipe | Approved
Qasr Rashwan Lot A _0207 | CLI.CON-000001 |  |  | Approved
Qasr Rashwan Lot A _0207 | CLI.CON-000001 | 11.13 - Murad Al Gendy W Al Sanahra-Main Pump Station NO. 3.2-3.2.5-a | Wall Mounted Exhaust Fan Outlet. | Approved
Qasr Rashwan Lot A _0207 | CLI.CON-000001 |  |  | Approved
Qasr Rashwan Lot A _0207 | CLI.CON-000001 | 11.23 - Murad Al Gendy W Al Sanahra-Admin Building NO. 6.3 -6.3.1-a | Supply, install, connect, test and commission of complete L.V. distribution boards (LP-ADMIN.) the price include selectvity study, termination, Identifications, labling, glands, copper luggs as specified and as indicating drawings. System shall be lump sum complete in every respect with all necessary accessories and ancillary works. | Approved
Qasr Rashwan Lot A _0207 | CLI.CON-000001 |  |  | Approved
Qasr Rashwan Lot A _0207 | CLI.CON-000001 | 11.12 - Murad Al Gendy W Al Sanahra-Bill No. 3 Main Pumping Station (Civil works)-17-3.1.2-a.1 | Un-reinforced lean concrete for sub-structure | Approved
Qasr Rashwan Lot A _0207 | CLI.CON-000001 |  |  | Approved
Qasr Rashwan Lot A _0207 | CLI.CON-000001 | 11.10 - 2. Murad Al Gendy.Murad Al Gendy W Al Sanahra-BILL NO. 1: SEWAGE NETWORK-1.3-b | Tank with external Dimensions (3.6*2.1*3.65) m | Approved
Qasr Rashwan Lot A _0207 | CLI.CON-000001 |  |  | Approved
Qasr Rashwan Lot A _0207 | CLI.CON-000001 | 11.10 - 2. Murad Al Gendy.Murad Al Gendy W Al Sanahra-BILL NO. 1: SEWAGE NETWORK-1.6.2-a | DN 500mm, DI pipe, K9 | Approved
Qasr Rashwan Lot A _0207 | CLI.CON-000001 |  |  | Approved
Qasr Rashwan Lot A _0207 | CLI.CON-000001 | 11.21 - Murad Al Gendy W Al Sanahra-Bill No.6Admin Room - Civil Works-41-6.1.3-c.1 | 250 mm thick. | Approved
Qasr Rashwan Lot A _0207 | CLI.CON-000001 |  |  | Approved
Qasr Rashwan Lot A _0207 | CLI.CON-000001 | 11.15 - 2. Murad Al Gendy.Murad Al Gendy W Al Sanahra-Bill No.3.4 - Murad Al Gendy W Al Sanahra Pump Station (Mechanical works)-3.4.4-a. | D.C.I, K9, flanged pipes, dia. 300 mm. | Approved
Qasr Rashwan Lot A _0207 | CLI.CON-000001 |  |  | Approved
Qasr Rashwan Lot A _0207 | CLI.CON-000001 | 11.10 - 2. Murad Al Gendy.Murad Al Gendy W Al Sanahra-BILL NO. 1: SEWAGE NETWORK-1.5.1-a | HC 60*60 cm | Approved
Qasr Rashwan Lot A _0207 | CLI.CON-000001 |  |  | Approved
Qasr Rashwan Lot A _0207 | CLI.CON-000001 | 11.16 - Murad Al Gendy W Al Sanahra-Bill No.4 Guard Room (Civil Works)-27-4.1.1.c- | Supply, backfilling and compaction to the required grades with approved clean sand on layers not more than 25 cm thick. The layers are to be compacted by means of vibratory type equipment to obtain 95% of maximum dry density as per specifications. | Approved
Qasr Rashwan Lot A _0207 | CLI.CON-000001 |  |  | Approved
Qasr Rashwan Lot A _0207 | CLI.CON-000001 |  |  | Approved
Qasr Rashwan Lot A _0207 | CLI.CON-000001 | 12.13 - Mansheya Fanous-Bill No. 3 Main Pumping Station (Civil works)-20-3.1.3.b- | 250 mm thick. | Approved
Qasr Rashwan Lot A _0207 | CLI.CON-000001 |  |  | Approved
Qasr Rashwan Lot A _0207 | CLI.CON-000001 | 12.22 - Mansheya Fanous-Bill No.6Admin Room - Civil Works-42-6.1.4.c- | Supply and installation of 50 mm extruded polystyrene boards for roof heat insulation with minimum density 35 kg/cm²; the work include Polystyrene sheet 1mm layer. Sample shall be approved before execution and all required works shall be as per manufacturer's instructions, recommendations and Specification. | Approved
Qasr Rashwan Lot A _0207 | CLI.CON-000001 |  |  | Approved
Qasr Rashwan Lot A _0207 | CLI.CON-000001 | 12.38 - Mansheya Fanous-Bill No.6Admin Room - Civil Works-43-6.1.7-a.2 | Ceramic floor, non-slip ceramic for toilet | Approved
Qasr Rashwan Lot A _0207 | CLI.CON-000001 |  |  | Approved
Qasr Rashwan Lot A _0207 | CLI.CON-000001 | 12.38 - Mansheya Fanous-Bill No.6Admin Room - Civil Works-43-6.1.5-b | Supply and apply external cement plastering to facades with all metal accessories, base and finish coat, thickness 2cm striped with 2 cm groove render for facades. all required works of completion with the industry standards. As per Specification, Drawings and Engineer's instructions. | Approved
Qasr Rashwan Lot A _0207 | CLI.CON-000001 |  |  | Approved
Qasr Rashwan Lot A _0207 | CLI.CON-000001 | 12.15 - Mansheya Fanous-Main Pump Station NO. 3.3-3.3.8- | Supply, installation, calibration, connection and testing of Pressure Transmitter with a range of 0 to 10 bar including all necessary accessories required for installation and operation requirements. | Approved
Qasr Rashwan Lot A _0207 | CLI.CON-000001 |  |  | Approved
Qasr Rashwan Lot A _0207 | CLI.CON-000001 | 12.44 - Mansheya Fanous-Bill No.9 Site and Civil Works -54-9.2.3.a- | 250 mm thick. | Approved
Qasr Rashwan Lot A _0207 | CLI.CON-000001 |  |  | Approved
Qasr Rashwan Lot A _0207 | CLI.CON-000001 | 12.33 - Mansheya Fanous-Bill No. 11 Guard room (S.PS)(Civil Works)-69-11.1.6-b.2 | Type W2, 600 mm width x 600 mm height | Approved
Qasr Rashwan Lot A _0207 | CLI.CON-000001 |  |  | Approved
Qasr Rashwan Lot A _0207 | CLI.CON-000001 | 12.10 - 3. Manshya fanous.Mansheya Fanous-BILL NO. 1: SEWAGE NETWORK-1.1.1-f.1 | Ditto, depth to invert between 1.51 m and 2.50 m | Approved
Qasr Rashwan Lot A _0207 | CLI.CON-000001 |  |  | Approved
Qasr Rashwan Lot A _0207 | CLI.CON-000001 | 12.20 - Mansheya Fanous-Bill No.5 Store Building (Civil Works)-37-5.1.5-a | Supply and excite cement sand plaster for internal slabs, walls and beams with all metal accessories, the item includes substrate preparation, all required works of completion with the industry standards. As per specification, drawings and the Engineer's instructions. | Approved
Qasr Rashwan Lot A _0207 | CLI.CON-000001 |  |  | Approved
Qasr Rashwan Lot A _0207 | CLI.CON-000001 | 12.29 - Mansheya Fanous-Bill No. 10 SECONDARY Pumping Station (Civil works)-60-10.1.6.a- | Type D1, size 1,500mmx2,500mm | Approved
Qasr Rashwan Lot A _0207 | CLI.CON-000001 |  |  | Approved
Qasr Rashwan Lot A _0207 | CLI.CON-000001 | 12.10 - 3. Manshya fanous.Mansheya Fanous-BILL NO. 1: SEWAGE NETWORK-1.11 | Wooden formwork left in their places after the construction and backfilling works completed as approved and instructed by the Engineer | Approved
Qasr Rashwan Lot A _0207 | CLI.CON-000001 |  |  | Approved
Qasr Rashwan Lot A _0207 | CLI.CON-000001 | 12.10 - 3. Manshya fanous.Mansheya Fanous-BILL NO. 1: SEWAGE NETWORK-1.6.3-d | Pipe coupler | Approved
Qasr Rashwan Lot A _0207 | CLI.CON-000001 |  |  | Approved
Qasr Rashwan Lot A _0207 | CLI.CON-000001 | 12.28 - Mansheya Fanous-Bill No.9 Site and Civil Works -53--9.1.c | Supply and install pre-cast concrete kerbs, the price includes excavation, backfilling, mortar bed, lean concrete, concrete haunching, including ends, angles, provision of curb opening for drainage, and painting. All required works of completion with the industry standards, as per specification, drawings and Engineer instructions. | Approved
Qasr Rashwan Lot A _0207 | CLI.CON-000001 |  |  | Approved
Qasr Rashwan Lot A _0207 | CLI.CON-000001 | 12.32 - 3. Manshya fanous.Mansheya Fanous-Bill No.3.4 - Mansheya Fanous Pump Station (Secondary)-10.4.10 | Fire fighting equipment as per tendered documents. Bill: Guard room (Secondary) | Approved
Qasr Rashwan Lot A _0207 | CLI.CON-000001 |  |  | Approved
Qasr Rashwan Lot A _0207 | CLI.CON-000001 | 12.38 - Mansheya Fanous-Bill No.6Admin Room - Civil Works-41-6.1.2-b.1 | for foundation | Approved
Qasr Rashwan Lot A _0207 | CLI.CON-000001 |  |  | Approved
Qasr Rashwan Lot A _0207 | CLI.CON-000001 |  |  | Approved
Qasr Rashwan Lot A _0207 | CLI.CON-000001 | 12.10 - 3. Manshya fanous.Mansheya Fanous-BILL NO. 1: SEWAGE NETWORK-1.1 | Inspection and testing of the installed pipes by CCTV for the network pipes after trench installation, all in accordance with the technical specifications. | Approved
Qasr Rashwan Lot A _0207 | CLI.CON-000001 |  |  | Approved
Qasr Rashwan Lot A _0207 | CLI.CON-000001 | 12.38 - Mansheya Fanous-Bill No.6Admin Room - Civil Works-41-6.1.1.c- | Supply, backfilling and compaction to the required grades with approved clean sand on layers not more than 25 cm thick. The layers are to be compacted by means of vibratory type equipment to obtain 95% of maximum dry density as per specifications. | Approved
Qasr Rashwan Lot A _0207 | CLI.CON-000001 |  |  | Approved
Qasr Rashwan Lot A _0207 | CLI.CON-000001 | 12.17 - Mansheya Fanous-Bill No.4 Guard Room (Civil Works)-29-4.1.1.a- | Excavation from ground level to required depth and grades in all types of soil except the rock, including support system, floading with water, dewatering, compacting bottom of excavation using dynamic roller, transporting excavated materials to the approved off-Site disposal area as per drawings, specifications and geotechnical report. | Approved
Qasr Rashwan Lot A _0207 | CLI.CON-000001 |  |  | Approved
Qasr Rashwan Lot A _0207 | CLI.CON-000001 | 12.13 - Mansheya Fanous-Bill No. 3 Main Pumping Station (Civil works)-22-3.1.7-a.2 | Cement tiles for roof | Approved
Qasr Rashwan Lot A _0207 | CLI.CON-000001 |  |  | Approved
Qasr Rashwan Lot A _0207 | CLI.CON-000001 | 12.35 - Mansheya Fanous-S.PS Guard room NO. 11.3-11.3.2-d | Surface Mounted Luminaire (IP54) With 20W LED lamp. | Approved
Qasr Rashwan Lot A _0207 | CLI.CON-000001 |  |  | Approved
Qasr Rashwan Lot A _0207 | CLI.CON-000001 | 12.32 - 3. Manshya fanous.Mansheya Fanous-Bill No.3.4 - Mansheya Fanous Pump Station (Secondary)-10.4.5-a. | Supply, Test, Delivery, Erection of Hammering control systems, complete with all accessories as per Contract documents, the Contractor is responsible for the anti-hammer system .protection system comprises of the following components: -Hybrid surge vessel 5 m3 ( d: 1.2 m - 4.5 m height ) | Approved
Qasr Rashwan Lot A _0207 | CLI.CON-000001 |  |  | Approved
Qasr Rashwan Lot A _0207 | CLI.CON-000001 | 12.13 - Mansheya Fanous-Bill No. 3 Main Pumping Station (Civil works)-20-3.1.4.d- | Supply and installation of horizontal prefabricated moisture Insulation membrane to the wet areas with 4mm thick for floor and roof, including joints, fixtures, overlaps not less than 100 mm and item include all surface preparation steps, coating with 2 layers of primer bitumen coat, metal flashing, internal angle fillets, upstand to vertical surfaces and waterproofing to all openings and around pipes and water drains, Polystyrene sheet 1mm, protection Sand-cement mortar screed, 30 mm thick as per manufacturer's instructions, Contract Drawing, recommendations and Specification. | Approved
Qasr Rashwan Lot A _0207 | CLI.CON-000001 |  |  | Approved
Qasr Rashwan Lot A _0207 | CLI.CON-000001 | 12.31 - Mansheya Fanous-SEC. Pump Station NO. 10.3-10.3.20- | Supply and Delivery spare parts of the following equipment as per tendered documents: - Pump unit. - Main Low-Tension Switchboard. - Generator unit. | Approved
Qasr Rashwan Lot A _0207 | CLI.CON-000001 |  |  | Approved
Qasr Rashwan Lot A _0207 | CLI.CON-000001 | 12.15 - Mansheya Fanous-Main Pump Station NO. 3.3-3.3.4- | Supply, installation, programming, connecting, commissioning and testing of the control panel (2mm thickness) including the(Conformal coated) Programmable Logic Controller (PLC) consists of: Power supply Module CPU Module Digital Input Modules Digital Output Modules Analog Input Modules Analog Output Modules (If required) Complete with programming software, electrical protection devices, input and output isolation units, industrial switch, electrical feed, insulation transformer, lighting bulb, connection with main control system and all necessary accessories and devices. | Approved
Qasr Rashwan Lot A _0207 | CLI.CON-000001 |  |  | Approved
Qasr Rashwan Lot A _0207 | CLI.CON-000001 | 12.22 - Mansheya Fanous-Bill No.6Admin Room - Civil Works-41-6.1.1-b. | Extra over for excavation in rock. | Approved
Qasr Rashwan Lot A _0207 | CLI.CON-000001 |  |  | Approved
Qasr Rashwan Lot A _0207 | CLI.CON-000001 | 12.29 - Mansheya Fanous-Bill No. 10 SECONDARY Pumping Station (Civil works)-60-10.1.5-b | Supply and apply external cement plastering to facades with all metal accessories, base and finish coat, thickness 2cm striped with 2 cm groove render for facades. all required works of completion with the industry standards. As per Specification, Drawings and Engineer's instructions. | Approved
Qasr Rashwan Lot A _0207 | CLI.CON-000001 |  |  | Approved
Qasr Rashwan Lot A _0207 | CLI.CON-000001 | 12.42 | BILL NO. 14.2 Electrical Works - Generator Shed (Sec. PS) | Approved
Qasr Rashwan Lot A _0207 | CLI.CON-000001 |  |  | Approved
Qasr Rashwan Lot A _0207 | CLI.CON-000001 | 12.33 - Mansheya Fanous-Bill No. 11 Guard room (S.PS)(Civil Works)-68-11.1.3-b.1 | 250 mm thick. | Approved
Qasr Rashwan Lot A _0207 | CLI.CON-000001 |  |  | Approved
Qasr Rashwan Lot A _0207 | CLI.CON-000001 | 12.36 - Mansheya Fanous-Bill No.12 Store Building (S.PS) (Civil Works)-75-12.1.4.a- | Supply and apply two coats of oxidized bituminous paint insulation to reinforced concrete in contact with soil such as footings, ground beam, columns pedestal and masonry work to 15 cm upper the GL, sample shall be approved before execution and all required works shall be as per manufacturer's instructions, recommendations and Specification. | Approved
Qasr Rashwan Lot A _0207 | CLI.CON-000001 |  |  | Approved
Qasr Rashwan Lot A _0207 | CLI.CON-000001 | 12.11 - 3. Manshya fanous.Mansheya Fanous-Bill No. 2 - Forcemain (Main)-2.1.4.3 | supplying and installing concrete encasement of 25cm around pipe under waterway to protect the pipe. All works required to complete the crossing with concrete encasement in accordance with Specifications 2.2.7.7 Concrete Encasement (Bedding and Surrounding), Contract Drawings and the Engineer's instructions | Approved
Qasr Rashwan Lot A _0207 | CLI.CON-000001 |  |  | Approved
Qasr Rashwan Lot A _0207 | CLI.CON-000001 | 12.16 - 3. Manshya fanous.Mansheya Fanous-Bill. - Mansheya Fanous Pump Station (Main)-3.4.7-a. | Rotary crane 2 ton, complete with all accessories as specified by Contract Documents. | Approved
Qasr Rashwan Lot A _0207 | CLI.CON-000001 |  |  | Approved
Qasr Rashwan Lot A _0207 | CLI.CON-000001 | 12.19 - Mansheya Fanous-M.PS Guard room NO. 4.3-4.3.1-a | Supply, install, connect, test and commission of complete L.V. distribution boards (LP-GUR-EXT.) the price include circuit breakers, contactors, relays, timers , photocells, push buttons, selectvity study, termination, Identifications ,labling, glands, copper luggs as specified and as indicating drawings. System shall be lump sum complete in every respect with all necessary accessories and ancillary works. | Approved
Qasr Rashwan Lot A _0207 | CLI.CON-000001 |  |  | Approved
Qasr Rashwan Lot A _0207 | CLI.CON-000001 | 12.38 - Mansheya Fanous-Bill No.6Admin Room - Civil Works-43-6.1.5-a | Supply and excite cement sand plaster for internal slabs, walls and beams with all metal accessories, the item includes substrate preparation, all required works of completion with the industry standards. As per Specification, Drawings and Engineer instructions. | Approved
Qasr Rashwan Lot A _0207 | CLI.CON-000001 |  |  | Approved
Qasr Rashwan Lot A _0207 | CLI.CON-000001 | 12.16 - 3. Manshya fanous.Mansheya Fanous-Bill. - Mansheya Fanous Pump Station (Main)-3.4.11 | Fire fighting equipment as per tendered documents. Bill: Guard room (Main) | Approved
Qasr Rashwan Lot A _0207 | CLI.CON-000001 |  |  | Approved
Qasr Rashwan Lot A _0207 | CLI.CON-000001 | 12.20 - Mansheya Fanous-Bill No.5 Store Building (Civil Works)-36-5.1.2-b.2 | For grade slabs, 100 mm thick | Approved
Qasr Rashwan Lot A _0207 | CLI.CON-000001 |  |  | Approved
Qasr Rashwan Lot A _0207 | CLI.CON-000001 | 12.29 - Mansheya Fanous-Bill No. 10 SECONDARY Pumping Station (Civil works)-61-10.1.7-a.2 | Cement tiles for roof | Approved
Qasr Rashwan Lot A _0207 | CLI.CON-000001 |  |  | Approved
Qasr Rashwan Lot A _0207 | CLI.CON-000001 | 12.38 - Mansheya Fanous-Bill No.6Admin Room - Civil Works-41-6.1.2-b.2 | For grade slabs, 100 mm thick | Approved
Qasr Rashwan Lot A _0207 | CLI.CON-000001 |  |  | Approved
Qasr Rashwan Lot A _0207 | CLI.CON-000001 | 12.40 - Mansheya Fanous-S.PS Admin Building NO. 13.3-13.3.2-c | Enclosed Polycarbonate, Wall Mounting Luminaire IP65 With 20 Watt LED Lamp. | Approved
Qasr Rashwan Lot A _0207 | CLI.CON-000001 |  |  | Approved
Qasr Rashwan Lot A _0207 | CLI.CON-000001 | 12.30 - Mansheya Fanous-SEC. Pump Station NO. 10.2-10.2.1- | Supply, install, connect, test and commission of complete L.V. distribution boards (LP-PS) the price include selectvity study, termination, Identifications, labling, glands, copper luggs as specified and as indicating drawings. System shall be lump sum complete in every respect with all necessary accessories and ancillary works. | Approved
Qasr Rashwan Lot A _0207 | CLI.CON-000001 |  |  | Approved
Qasr Rashwan Lot A _0207 | CLI.CON-000001 | 12.20 - Mansheya Fanous-Bill No.5 Store Building (Civil Works)-36-5.1.1.a- | Excavation from ground level to required depth and grades in all types of soil except the rock, including support system, floading with water, dewatering, compacting bottom of excavation using dynamic roller, transporting excavated materials to the approved off-Site disposal area as per drawings, specifications and geotechnical report. | Approved
Qasr Rashwan Lot A _0207 | CLI.CON-000001 |  |  | Approved
Qasr Rashwan Lot A _0207 | CLI.CON-000001 | 13.16 - Khulusi-Bill No.4 Guard Room (Civil Works)-25-4.1.5-b | Supply and apply external cement plastering to facades with all metal accessories, base and finish coat, thickness 2cm striped with 2 cm groove render for facades. all required works of completion with the industry standards. As per Specification, Drawings and Engineer's instructions. | Approved
Qasr Rashwan Lot A _0207 | CLI.CON-000001 |  |  | Approved
Qasr Rashwan Lot A _0207 | CLI.CON-000001 | 13.15 - 4. Khulusi.Khulusi-Bill - Khulusi Pump Station-3.4.1 | Submersible Pump 15 L/s, 11 m head coupled with Electric Motor complete with (mating bend, guide rails, coupling, submersible cable, all protection items….etc) and all accessories required for a good working condition, as per Contract Documents. | Approved
Qasr Rashwan Lot A _0207 | CLI.CON-000001 |  |  | Approved
Qasr Rashwan Lot A _0207 | CLI.CON-000001 | 13.25 - Khulusi-Generator Shed 7.2-7.2.2-a | Surface mounted luminaire with 1x60 watt led lamps, With (IP54) | Approved
Qasr Rashwan Lot A _0207 | CLI.CON-000001 |  |  | Approved
Qasr Rashwan Lot A _0207 | CLI.CON-000001 | 13.19 - Khulusi-Bill No.5 Store Building (Civil Works)-31-5.1.3.c- | 250 mm thick. | Approved
Qasr Rashwan Lot A _0207 | CLI.CON-000001 |  |  | Approved
Qasr Rashwan Lot A _0207 | CLI.CON-000001 | 13.20 - Khulusi-Store NO. 5.2-5.2.1-a | Supply, install, connect, test and commission of complete L.V. distribution boards (LP-ST) the price include selectvity study, termination, Identifications, labling, glands, copper luggs as specified and as indicating drawings. System shall be lump sum complete in every respect with all necessary accessories and ancillary works. | Approved
Qasr Rashwan Lot A _0207 | CLI.CON-000001 |  |  | Approved
Qasr Rashwan Lot A _0207 | CLI.CON-000001 | 13.27 - Khulusi-Bill No.9 Site and Civil Works -48--9.1.d | Supply and install and planting of grass including base, supbase and irrigation system include irrigation hydrant, valves and pipes. All required works of completion with the industry standards, as per specification and Engineer instructions. | Approved
Qasr Rashwan Lot A _0207 | CLI.CON-000001 |  |  | Approved
Qasr Rashwan Lot A _0207 | CLI.CON-000001 | 13.27 - Khulusi-Bill No.9 Site and Civil Works -50-9.3.2-b. | DN/ID 200 mm dia | Approved
Qasr Rashwan Lot A _0207 | CLI.CON-000001 |  |  | Approved
Qasr Rashwan Lot A _0207 | CLI.CON-000001 | 13.21 - Khulusi-Bill No.6Admin Room - Civil Works-36-6.1.2-b.1 | for foundation | Approved
Qasr Rashwan Lot A _0207 | CLI.CON-000001 |  |  | Approved
Qasr Rashwan Lot A _0207 | CLI.CON-000001 | 13.18 - Khulusi-Guard room NO. 4.3-4.3.2-c | Enclosed Polycarbonate, Wall Mounting Luminaire IP65 With 20 Watt LED Lamp. | Approved
Qasr Rashwan Lot A _0207 | CLI.CON-000001 |  |  | Approved
Qasr Rashwan Lot A _0207 | CLI.CON-000001 | 13.16 - Khulusi-Bill No.4 Guard Room (Civil Works)-26-4.1.7-a.2 | Ceramic floor, non-slip ceramic for toilet | Approved
Qasr Rashwan Lot A _0207 | CLI.CON-000001 |  |  | Approved
Qasr Rashwan Lot A _0207 | CLI.CON-000001 | 13.11 - 4. Khulusi.Khulusi-Bill No. 2 - Forcemain-2.3.4-b | Dismantling joint 150mm | Approved
Qasr Rashwan Lot A _0207 | CLI.CON-000001 |  |  | Approved
Qasr Rashwan Lot A _0207 | CLI.CON-000001 | 13.12 - Khulusi-Bill No. 3 Main Pumping Station (Civil works)-18-3.1.7-c | Supply and lay marble / granite steps the riser 20 mm thick and the tread 40 mm thick including skirting & anti slip braking width 3 cm, as parallel lines as per drawings, specifications and approved sample. | Approved
Qasr Rashwan Lot A _0207 | CLI.CON-000001 |  |  | Approved
Qasr Rashwan Lot A _0207 | CLI.CON-000001 | 13.27 | BILL NO. 9 Site Works – Pumping Station | Approved
Qasr Rashwan Lot A _0207 | CLI.CON-000001 |  |  | Approved
Qasr Rashwan Lot A _0207 | CLI.CON-000001 | 13.16 - Khulusi-Bill No.4 Guard Room (Civil Works)-25-4.1.4.b- | Supply and installation of horizontal prefabricated moisture Insulation membrane to the wet areas with 4mm thick for floor and roof, including joints, fixtures, overlaps not less than 100 mm and item include all surface preparation steps, coating with 2 layers of primer bitumen coat, metal flashing, internal angle fillets, upstand to vertical surfaces and waterproofing to all openings and around pipes and water drains, Polystyrene sheet 1mm, protection Sand-cement mortar screed, 30 mm thick as per manufacturer's instructions, Contract Drawing, recommendations and Specification. | Approved
Qasr Rashwan Lot A _0207 | CLI.CON-000001 |  |  | Approved
Qasr Rashwan Lot A _0207 | CLI.CON-000001 | 13.11 - 4. Khulusi.Khulusi-Bill No. 2 - Forcemain-2.11 | Wooden formwork are left in their places after the excavation, construction and backfilling works over them, as approved from the Engineer Bill - Khulusi Pump Station | Approved
Qasr Rashwan Lot A _0207 | CLI.CON-000001 |  |  | Approved
Qasr Rashwan Lot A _0207 | CLI.CON-000001 | 14.16 - Albersly & Iz.Alasfar-Bill No.4 Guard Room (Civil Works)-22-4.1.3-b.2 | 120 mm thick. | Approved
Qasr Rashwan Lot A _0207 | CLI.CON-000001 |  |  | Approved
Qasr Rashwan Lot A _0207 | CLI.CON-000001 | 14.12 - Albersly & Iz.Alasfar-Bill No. 3 Main Pumping Station (Civil works)-13-3.1.4.d- | Supply and installation of horizontal prefabricated moisture Insulation membrane to the wet areas with 4mm thick for floor and roof, including joints, fixtures, overlaps not less than 100 mm and item include all surface preparation steps, coating with 2 layers of primer bitumen coat, metal flashing, internal angle fillets, upstand to vertical surfaces and waterproofing to all openings and around pipes and water drains, Polystyrene sheet 1mm, protection Sand-cement mortar screed, 30 mm thick as per manufacturer's instructions, Contract Drawing, recommendations and Specification. | Approved
Qasr Rashwan Lot A _0207 | CLI.CON-000001 |  |  | Approved
Qasr Rashwan Lot A _0207 | CLI.CON-000001 | 14.10 - 5. Iz. Albersly.Iz.Albersly & Iz.Alasfar-BILL NO. 1: SEWAGE NETWORK-1.1.1-c.1 | Depth to invert not exceeding 1.5 m | Approved
Qasr Rashwan Lot A _0207 | CLI.CON-000001 |  |  | Approved
Qasr Rashwan Lot A _0207 | CLI.CON-000001 | 14.12 - Albersly & Iz.Alasfar-Bill No. 3 Main Pumping Station (Civil works)-15-3.1.7-c | Supply and lay marble / granite steps the riser 20 mm thick and the tread 40 mm thick including skirting & anti slip braking width 3 cm, as parallel lines as per drawings, specifications and approved sample. | Approved
Qasr Rashwan Lot A _0207 | CLI.CON-000001 |  |  | Approved
Qasr Rashwan Lot A _0207 | CLI.CON-000001 | 14.13 - Albersly & Iz.Alasfar-Main Pump Station NO. 3.2-3.2.3-b | Ditto As Above Item, But Of Weatherproof Type. | Approved
Qasr Rashwan Lot A _0207 | CLI.CON-000001 |  |  | Approved
Qasr Rashwan Lot A _0207 | CLI.CON-000001 | 14.22 - Albersly & Iz.Alasfar-Bill No.9 Site and Civil Works -34-7.3.2-b. | DN/ID 200 mm dia | Approved
Qasr Rashwan Lot A _0207 | CLI.CON-000001 |  |  | Approved
Qasr Rashwan Lot A _0207 | CLI.CON-000001 | 14.15 - 5. Iz. Albersly.Iz.Albersly & Iz.Alasfar-Bill - Iz.Albersly & Iz.Alasfar Pump Station-3.4.3-d. | Flanged Wall piece, dia. 150 mm. | Approved
Qasr Rashwan Lot A _0207 | CLI.CON-000001 |  |  | Approved
Qasr Rashwan Lot A _0207 | CLI.CON-000001 | 14.15 - 5. Iz. Albersly.Iz.Albersly & Iz.Alasfar-Bill - Iz.Albersly & Iz.Alasfar Pump Station-3.4.9 | Fire fighting equipment as per tendered documents. Bill Guard room (PS) | Approved
Qasr Rashwan Lot A _0207 | CLI.CON-000001 |  |  | Approved
Qasr Rashwan Lot A _0207 | CLI.CON-000001 | 14.22 - Albersly & Iz.Alasfar-Bill No.9 Site and Civil Works -32--7.1.c | Supply and install pre-cast concrete kerbs, the price includes excavation, backfilling, mortar bed, lean concrete, concrete haunching, including ends, angles, provision of curb opening for drainage, and painting. All required works of completion with the industry standards, as per specification, drawings and Engineer instructions. | Approved
Qasr Rashwan Lot A _0207 | CLI.CON-000001 |  |  | Approved
Qasr Rashwan Lot A _0207 | CLI.CON-000001 | 14.12 - Albersly & Iz.Alasfar-Bill No. 3 Main Pumping Station (Civil works)-14-3.1.6.a- | Type D1, size 1,500mmx2,500mm | Approved
Qasr Rashwan Lot A _0207 | CLI.CON-000001 |  |  | Approved
Qasr Rashwan Lot A _0207 | CLI.CON-000001 | 14.12 - Albersly & Iz.Alasfar-Bill No. 3 Main Pumping Station (Civil works)-12-3.1.1-a | Structural excavation | Approved
Qasr Rashwan Lot A _0207 | CLI.CON-000001 |  |  | Approved
Qasr Rashwan Lot A _0207 | CLI.CON-000001 | 14.11 - 5. Iz. Albersly.Iz.Albersly & Iz.Alasfar-Bill No. 2 - Forcemain-2.2-b | Flowmeter chamber | Approved
Qasr Rashwan Lot A _0207 | CLI.CON-000001 |  |  | Approved
Qasr Rashwan Lot A _0207 | CLI.CON-000001 | 14.11 - 5. Iz. Albersly.Iz.Albersly & Iz.Alasfar-Bill No. 2 - Forcemain-2.4 | supplying and installing concrete encasement of 25cm around pipe under waterway to protect the pipe. All works required to complete the crossing with concrete encasement in accordance with Specifications 2.2.7.7 Concrete Encasement (Bedding and Surrounding), Contract Drawings and the Engineer's instructions | Approved
Qasr Rashwan Lot A _0207 | CLI.CON-000001 |  |  | Approved
Qasr Rashwan Lot A _0207 | CLI.CON-000001 | 14.13 - Albersly & Iz.Alasfar-Main Pump Station NO. 3.2-3.2.2-e | Enclosed Polycarbonate, Wall Mounting Luminaire IP65 With 40 Watt LED Lamp. | Approved
Qasr Rashwan Lot A _0207 | CLI.CON-000001 |  |  | Approved
Qasr Rashwan Lot A _0207 | CLI.CON-000001 | 14.22 - Albersly & Iz.Alasfar-Bill No.9 Site and Civil Works -33-7.2.3.b- | 250 mm thick. | Approved
Qasr Rashwan Lot A _0207 | CLI.CON-000001 | 10.14 - Saad Al Rouby-Main Pump Station NO. 3.2-3.2.3-a | One Way, One-gang Lighting Switch 10A. | Approved
Qasr Rashwan Lot A _0207 | CLI.CON-000001 |  |  | Approved
Qasr Rashwan Lot A _0207 | CLI.CON-000001 | 10.23 - Saad Al Rouby-Generator Shed No.6.2-6.2.1-a | Supply, install, connect, test and commission of complete L.V. distribution boards (LP-GEN. SHED) the price include selectvity study, termination, Identifications, labling, glands, copper luggs as specified and as indicating drawings. System shall be lump sum complete in every respect with all necessary accessories and ancillary works. | Approved
Qasr Rashwan Lot A _0207 | CLI.CON-000001 |  |  | Approved
Qasr Rashwan Lot A _0207 | CLI.CON-000001 | 10.16 - 1. Saad Al Rouby.Saad Al Rouby-Bill No.3.4 - Saad Al Rouby Pump Station (Mechanical works)-3.4.4-a. | D.C.I, K9, flanged pipes, dia. 350 mm. | Approved
Qasr Rashwan Lot A _0207 | CLI.CON-000001 |  |  | Approved
Qasr Rashwan Lot A _0207 | CLI.CON-000001 | 10.11 - 1. Saad Al Rouby.Saad Al Rouby-Bill No. 2 - Forcemain-2.7 | Supply and filling by clean sand between the existing covered waterways and the forcemain pipe covered by concrete encasement | Approved
Qasr Rashwan Lot A _0207 | CLI.CON-000001 |  |  | Approved
Qasr Rashwan Lot A _0207 | CLI.CON-000001 | 10.25 - Iz. Saad Al Rouby-Bill No.8 Site and Civil Works -51-8.3.5- | Supply and Install catsh basin including all necessary fittings, the rate shall include excavation in soil, PVC pipes (SN4) with inner diameter of 150 mm for connections between storm gully and manhole, lay bedding layer under gravity pipe line, backfilling above pipe lines and surplus excavation as per specifications and drawings. | Approved
Qasr Rashwan Lot A _0207 | CLI.CON-000001 |  |  | Approved
Qasr Rashwan Lot A _0207 | CLI.CON-000001 | 10.19 - Saad Al Rouby-Guard room NO. 4.3-4.3.2-a | Surface mounted luminaire with 1x60 watt led lamps, With (IP20) | Approved
Qasr Rashwan Lot A _0207 | CLI.CON-000001 |  |  | Approved
Qasr Rashwan Lot A _0207 | CLI.CON-000001 | 10.13 - Iz. Saad Al Rouby-Bill No. 3 Main Pumping Station (Civil works)-23-3.1.4.e- | Supply and installation of 50 mm extruded polystyrene boards for roof heat insulation with minimum density 35 kg/cm²; the work include Polystyrene sheet 1mm layer. Sample shall be approved before execution and all required works shall be as per manufacturer's instructions, recommendations and Specification. | Approved
Qasr Rashwan Lot A _0207 | CLI.CON-000001 |  |  | Approved
Qasr Rashwan Lot A _0207 | CLI.CON-000001 | 10.17 - Iz. Saad Al Rouby-Bill No.4 Guard Room (Civil Works)-33-4.1.6-b.2 | Type W2, 600 mm width x 600 mm height | Approved
Qasr Rashwan Lot A _0207 | CLI.CON-000001 |  |  | Approved
Qasr Rashwan Lot A _0207 | CLI.CON-000001 | 10.16 - 1. Saad Al Rouby.Saad Al Rouby-Bill No.3.4 - Saad Al Rouby Pump Station (Mechanical works)-3.4.4-e. | Flexible joint, dia. 350 mm | Approved
Qasr Rashwan Lot A _0207 | CLI.CON-000001 |  |  | Approved
Qasr Rashwan Lot A _0207 | CLI.CON-000001 | 10.17 - Iz. Saad Al Rouby-Bill No.4 Guard Room (Civil Works)-33-4.1.6-a.2 | Type D2, size 700mmx2,200mm | Approved
Qasr Rashwan Lot A _0207 | CLI.CON-000001 |  |  | Approved
Qasr Rashwan Lot A _0207 | CLI.CON-000001 | 10.11 - 1. Saad Al Rouby.Saad Al Rouby-Bill No. 2 - Forcemain-2.3.2-a | Tee 350/150 | Approved
Qasr Rashwan Lot A _0207 | CLI.CON-000001 |  |  | Approved
Qasr Rashwan Lot A _0207 | CLI.CON-000001 | 10.22 | BILL NO. 6.1 Civil Works – Generator Shed | Approved
Qasr Rashwan Lot A _0207 | CLI.CON-000001 |  |  | Approved
Qasr Rashwan Lot A _0207 | CLI.CON-000001 | 10.11 - 1. Saad Al Rouby.Saad Al Rouby-Bill No. 2 - Forcemain-2.3.1-c | washout 150 mm dia. | Approved
Qasr Rashwan Lot A _0207 | CLI.CON-000001 |  |  | Approved
Qasr Rashwan Lot A _0207 | CLI.CON-000001 | 10.17 - Iz. Saad Al Rouby-Bill No.4 Guard Room (Civil Works)-32-4.1.5-a | Supply and excite cement sand plaster for internal slabs, walls and beams with all metal accessories, the item includes substrate preparation, all required works of completion with the industry standards. As per Specification, Drawings and Engineer instructions. | Approved
Qasr Rashwan Lot A _0207 | CLI.CON-000001 |  |  | Approved
Qasr Rashwan Lot A _0207 | CLI.CON-000001 | 10.14 - Saad Al Rouby-Main Pump Station NO. 3.2-3.2.4-a | Single Phase Switched Socket 220v, 16A, 2-pin Type Complete With Earthing Contact. | Approved
Qasr Rashwan Lot A _0207 | CLI.CON-000001 |  |  | Approved
Qasr Rashwan Lot A _0207 | CLI.CON-000001 | 11.11 - 2. Murad Al Gendy.Murad Al Gendy W Al Sanahra-Bill No. 2 - Forcemain-2.3.6 | Supplying, installing, connecting and testing of ductile iron pipes with diameter 150 mm for wash-out chamber and inlet pipe (in the case of chamber Type-A) , the item includes all pipes, fittings, gaskets, flexible joint, bolts, nut, washers, non-shrink mortar and all required works for completion and performance of the work item in accordance with the Contract Drawings, Specifications, the Ministerial Decree No. (277 / 2000) and its annexes No. 14 /2002) and the Engineer's instructions. | Approved
Qasr Rashwan Lot A _0207 | CLI.CON-000001 |  |  | Approved
Qasr Rashwan Lot A _0207 | CLI.CON-000001 | 11.16 - Murad Al Gendy W Al Sanahra-Bill No.4 Guard Room (Civil Works)-28-4.1.5-b | Supply and apply external cement plastering to facades with all metal accessories, base and finish coat, thickness 2cm striped with 2 cm groove render for facades. all required works of completion with the industry standards. As per Specification, Drawings and Engineer's instructions. | Approved
Qasr Rashwan Lot A _0207 | CLI.CON-000001 |  |  | Approved
Qasr Rashwan Lot A _0207 | CLI.CON-000001 | 11.25 - Murad Al Gendy W Al Sanahra-Generator Shed 7.2-7.2.2-a | Surface mounted luminaire with 1x60 watt led lamps, With (IP54) | Approved
Qasr Rashwan Lot A _0207 | CLI.CON-000001 |  |  | Approved
Qasr Rashwan Lot A _0207 | CLI.CON-000001 | 11.11 - 2. Murad Al Gendy.Murad Al Gendy W Al Sanahra-Bill No. 2 - Forcemain-2.3.3-c | Flange spigot with puddle flanged pieces 600 mm | Approved
Qasr Rashwan Lot A _0207 | CLI.CON-000001 |  |  | Approved
Qasr Rashwan Lot A _0207 | CLI.CON-000001 | 11.19 - Murad Al Gendy W Al Sanahra-Bill No.5 Store Building (Civil Works)-35-5.1.3.b- | 250 mm thick. | Approved
Qasr Rashwan Lot A _0207 | CLI.CON-000001 |  |  | Approved
Qasr Rashwan Lot A _0207 | CLI.CON-000001 | 11.10 - 2. Murad Al Gendy.Murad Al Gendy W Al Sanahra-BILL NO. 1: SEWAGE NETWORK-1.6.3-b | Dismantling joints | Approved
Qasr Rashwan Lot A _0207 | CLI.CON-000001 |  |  | Approved
Qasr Rashwan Lot A _0207 | CLI.CON-000001 | 11.10 - 2. Murad Al Gendy.Murad Al Gendy W Al Sanahra-BILL NO. 1: SEWAGE NETWORK-1.7.3-a | Concrete encasement 25cm (200mm) | Approved
Qasr Rashwan Lot A _0207 | CLI.CON-000001 |  |  | Approved
Qasr Rashwan Lot A _0207 | CLI.CON-000001 | 11.21 - Murad Al Gendy W Al Sanahra-Bill No.6Admin Room - Civil Works-41-6.1.3-b.1 | 250 mm thick. | Approved
Qasr Rashwan Lot A _0207 | CLI.CON-000001 |  |  | Approved
Qasr Rashwan Lot A _0207 | CLI.CON-000001 | 11.16 - Murad Al Gendy W Al Sanahra-Bill No.4 Guard Room (Civil Works)-29-4.1.7-a.3 | cement tiling, for roof | Approved
Qasr Rashwan Lot A _0207 | CLI.CON-000001 |  |  | Approved
Qasr Rashwan Lot A _0207 | CLI.CON-000001 | 11.16 - Murad Al Gendy W Al Sanahra-Bill No.4 Guard Room (Civil Works)-28-4.1.3-c.1 | 250 mm thick. | Approved
Qasr Rashwan Lot A _0207 | CLI.CON-000001 |  |  | Approved
Qasr Rashwan Lot A _0207 | CLI.CON-000001 | 11.16 - Murad Al Gendy W Al Sanahra-Bill No.4 Guard Room (Civil Works)-27-4.1.1-b | Extra over for excavation in rock. | Approved
Qasr Rashwan Lot A _0207 | CLI.CON-000001 |  |  | Approved
Qasr Rashwan Lot A _0207 | CLI.CON-000001 | 11.11 - 2. Murad Al Gendy.Murad Al Gendy W Al Sanahra-Bill No. 2 - Forcemain-2.3.1-a | Non- return valve 350 mm dia. | Approved
Qasr Rashwan Lot A _0207 | CLI.CON-000001 |  |  | Approved
Qasr Rashwan Lot A _0207 | CLI.CON-000001 | 11.13 - Murad Al Gendy W Al Sanahra-Main Pump Station NO. 3.2-3.2.3-a | One Way, One-gang Lighting Switch 10A. | Approved
Qasr Rashwan Lot A _0207 | CLI.CON-000001 |  |  | Approved
Qasr Rashwan Lot A _0207 | CLI.CON-000001 | 11.17 | BILL NO. 4.2 Plumbing Works – Guard Room | Approved
Qasr Rashwan Lot A _0207 | CLI.CON-000001 |  |  | Approved
Qasr Rashwan Lot A _0207 | CLI.CON-000001 | 11.15 - 2. Murad Al Gendy.Murad Al Gendy W Al Sanahra-Bill No.3.4 - Murad Al Gendy W Al Sanahra Pump Station (Mechanical works)-3.4.3-e. | Flanged Elbow 90o, dia. 250 mm. | Approved
Qasr Rashwan Lot A _0207 | CLI.CON-000001 |  |  | Approved
Qasr Rashwan Lot A _0207 | CLI.CON-000001 | 11.10 - 2. Murad Al Gendy.Murad Al Gendy W Al Sanahra-BILL NO. 1: SEWAGE NETWORK-1.1.1-c.3 | Ditto, depth to invert between 2.51 m and 3.50 m | Approved
Qasr Rashwan Lot A _0207 | CLI.CON-000001 |  |  | Approved
Qasr Rashwan Lot A _0207 | CLI.CON-000001 | 11.16 - Murad Al Gendy W Al Sanahra-Bill No.4 Guard Room (Civil Works)-29-4.1.6-b.1 | Type W1, 1,000 mm width x 1,000 mm height | Approved
Qasr Rashwan Lot A _0207 | CLI.CON-000001 | 11.12 - Murad Al Gendy W Al Sanahra-Bill No. 3 Main Pumping Station (Civil works)-18-3.1.4.e- | Supply and installation of 50 mm extruded polystyrene boards for roof heat insulation with minimum density 35 kg/cm²; the work include Polystyrene sheet 1mm layer. Sample shall be approved before execution and all required works shall be as per manufacturer's instructions, recommendations and Specification. | Approved
Qasr Rashwan Lot A _0207 | CLI.CON-000001 |  |  | Approved
Qasr Rashwan Lot A _0207 | CLI.CON-000001 | 11.21 - Murad Al Gendy W Al Sanahra-Bill No.6Admin Room - Civil Works-42-6.1.6-a.1 | Type D1, size 800mmx2,200mm | Approved
Qasr Rashwan Lot A _0207 | CLI.CON-000001 |  |  | Approved
Qasr Rashwan Lot A _0207 | CLI.CON-000001 | 11.27 - Murad Al Gendy W Al Sanahra-Bill No.9 Site and Civil Works -53-9.2.6-a. | Type D1, 4,000 mm width x 2,500 mm height | Approved
Qasr Rashwan Lot A _0207 | CLI.CON-000001 |  |  | Approved
Qasr Rashwan Lot A _0207 | CLI.CON-000001 | 11.13 - Murad Al Gendy W Al Sanahra-Main Pump Station NO. 3.2-3.2.2-e | Enclosed Polycarbonate, Wall Mounting Luminaire IP65 With 40 Watt LED Lamp. | Approved
Qasr Rashwan Lot A _0207 | CLI.CON-000001 |  |  | Approved
Qasr Rashwan Lot A _0207 | CLI.CON-000001 | 11.17 - 2. Murad Al Gendy.Murad Al Gendy W Al Sanahra-Bill No.4: Guard room (M.PS)-4.2.2-a. | 25mm dia. | Approved
Qasr Rashwan Lot A _0207 | CLI.CON-000001 |  |  | Approved
Qasr Rashwan Lot A _0207 | CLI.CON-000001 | 11.19 - Murad Al Gendy W Al Sanahra-Bill No.5 Store Building (Civil Works)-34-5.1.2-a.2 | For roof slopes, 30 mm to 140 mm thick | Approved
Qasr Rashwan Lot A _0207 | CLI.CON-000001 |  |  | Approved
Qasr Rashwan Lot A _0207 | CLI.CON-000001 | 11.17 - 2. Murad Al Gendy.Murad Al Gendy W Al Sanahra-Bill No.4: Guard room (M.PS)-4.2.4-a | 75mm | Approved
Qasr Rashwan Lot A _0207 | CLI.CON-000001 |  |  | Approved
Qasr Rashwan Lot A _0207 | CLI.CON-000001 | 11.18 - Murad Al Gendy W Al Sanahra-Guard room NO. 4.3-4.3.3-a | One Way, Two-gang Lighting Switch 10A. | Approved
Qasr Rashwan Lot A _0207 | CLI.CON-000001 |  |  | Approved
Qasr Rashwan Lot A _0207 | CLI.CON-000001 | 11.13 - Murad Al Gendy W Al Sanahra-Main Pump Station NO. 3.2-3.2.4-b | Industrial Single Phase Switched Power Socket 220v, 25A, 2-pin Type Complete With Earthing Contact And Cover. | Approved
Qasr Rashwan Lot A _0207 | CLI.CON-000001 |  |  | Approved
Qasr Rashwan Lot A _0207 | CLI.CON-000001 | 11.22 - 2. Murad Al Gendy.Murad Al Gendy W Al Sanahra-Bill No.6: Admin Building-6.2.1-a. | Water closet with flush tank floor mounted water closet with flush tank (European type) shall be provided with a toilet paper holder and all its required accessories and fittings with approved sample. All required works of completion with the industry standards. | Approved
Qasr Rashwan Lot A _0207 | CLI.CON-000001 |  |  | Approved
Qasr Rashwan Lot A _0207 | CLI.CON-000001 | 11.16 - Murad Al Gendy W Al Sanahra-Bill No.4 Guard Room (Civil Works)-27-4.1.2-c.1 | structure | Approved
Qasr Rashwan Lot A _0207 | CLI.CON-000001 |  |  | Approved
Qasr Rashwan Lot A _0207 | CLI.CON-000001 | 11.11 | Bill No. 2 - Forcemain | Approved
Qasr Rashwan Lot A _0207 | CLI.CON-000001 |  |  | Approved
Qasr Rashwan Lot A _0207 | CLI.CON-000001 | 11.12 - Murad Al Gendy W Al Sanahra-Bill No. 3 Main Pumping Station (Civil works)-19-3.1.6.b- | Type W1, 4.8500 mm width x 1,500 mm height | Approved
Qasr Rashwan Lot A _0207 | CLI.CON-000001 |  |  | Approved
Qasr Rashwan Lot A _0207 | CLI.CON-000001 | 11.19 - Murad Al Gendy W Al Sanahra-Bill No.5 Store Building (Civil Works)-35-5.1.3.a- | 250 mm thick. | Approved
Qasr Rashwan Lot A _0207 | CLI.CON-000001 |  |  | Approved
Qasr Rashwan Lot A _0207 | CLI.CON-000001 | 11.12 - Murad Al Gendy W Al Sanahra-Bill No. 3 Main Pumping Station (Civil works)-18-3.1.3.a- | 250 mm thick. | Approved
Qasr Rashwan Lot A _0207 | CLI.CON-000001 |  |  | Approved
Qasr Rashwan Lot A _0207 | CLI.CON-000001 | 11.21 - Murad Al Gendy W Al Sanahra-Bill No.6Admin Room - Civil Works-41-6.1.3-b.2 | 120 mm thick. | Approved
Qasr Rashwan Lot A _0207 | CLI.CON-000001 |  |  | Approved
Qasr Rashwan Lot A _0207 | CLI.CON-000001 | 11.19 - Murad Al Gendy W Al Sanahra-Bill No.5 Store Building (Civil Works)-36-5.1.7-a.1 | Abrasion, friction and shock resistant ceramic | Approved
Qasr Rashwan Lot A _0207 | CLI.CON-000001 |  |  | Approved
Qasr Rashwan Lot A _0207 | CLI.CON-000001 | 12.17 - Mansheya Fanous-Bill No.4 Guard Room (Civil Works)-29-4.1.1.c- | Supply, backfilling and compaction to the required grades with approved clean sand on layers not more than 25 cm thick. The layers are to be compacted by means of vibratory type equipment to obtain 95% of maximum dry density as per specifications. | Approved
Qasr Rashwan Lot A _0207 | CLI.CON-000001 |  |  | Approved
Qasr Rashwan Lot A _0207 | CLI.CON-000001 | 12.17 - Mansheya Fanous-Bill No.4 Guard Room (Civil Works)-31-4.1.7-c | Supply and lay marble / granite steps the riser 20 mm thick and the tread 40 mm thick including skirting & anti slip braking width 3 cm, as parallel lines as per drawings, specifications and approved sample. | Approved
Qasr Rashwan Lot A _0207 | CLI.CON-000001 |  |  | Approved
Qasr Rashwan Lot A _0207 | CLI.CON-000001 | 12.24 - Mansheya Fanous-M.PS Admin Building NO. 6.3-6.3.2-b | Ditto As Above But For Maintained Electricity Duration. Provided With Emergency Unit For 3 Hours | Approved
Qasr Rashwan Lot A _0207 | CLI.CON-000001 |  |  | Approved
Qasr Rashwan Lot A _0207 | CLI.CON-000001 | 12.20 - Mansheya Fanous-Bill No.5 Store Building (Civil Works)-36-5.1.3.c- | 250 mm thick. | Approved
Qasr Rashwan Lot A _0207 | CLI.CON-000001 |  |  | Approved
Qasr Rashwan Lot A _0207 | CLI.CON-000001 | 12.10 - 3. Manshya fanous.Mansheya Fanous-BILL NO. 1: SEWAGE NETWORK-1.8 | Excavation in rock as specified in the Contract Documents. | Approved
Qasr Rashwan Lot A _0207 | CLI.CON-000001 |  |  | Approved
Qasr Rashwan Lot A _0207 | CLI.CON-000001 | 12.32 - 3. Manshya fanous.Mansheya Fanous-Bill No.3.4 - Mansheya Fanous Pump Station (Secondary)-10.4.3-c. | Tee, 150/150 mm. | Approved
Qasr Rashwan Lot A _0207 | CLI.CON-000001 |  |  | Approved
Qasr Rashwan Lot A _0207 | CLI.CON-000001 | 12.20 - Mansheya Fanous-Bill No.5 Store Building (Civil Works)-36-5.1.2-a.1 | Under foundations | Approved
Qasr Rashwan Lot A _0207 | CLI.CON-000001 |  |  | Approved
Qasr Rashwan Lot A _0207 | CLI.CON-000001 | 12.13 - Mansheya Fanous-Bill No. 3 Main Pumping Station (Civil works)-19-3.1.2-b | Supplying and casting unreinforced concrete (Grade C30) for dicophyl by sulfate- resistant cement below underground water and up to the required level, and it includes the supply, installation and installation of galvanized iron injection pipes as required by Drawings and Specifications. | Approved
Qasr Rashwan Lot A _0207 | CLI.CON-000001 |  |  | Approved
Qasr Rashwan Lot A _0207 | CLI.CON-000001 | 12.16 - 3. Manshya fanous.Mansheya Fanous-Bill. - Mansheya Fanous Pump Station (Main)-3.4.8-a. | Ventilation system complete comprising of Fans with capacity of 1000 m3/hr., outlets, conduits, wires….etc for pump building, complete with all accessories As per Contract Documents | Approved
Qasr Rashwan Lot A _0207 | CLI.CON-000001 |  |  | Approved
Qasr Rashwan Lot A _0207 | CLI.CON-000001 | 12.32 - 3. Manshya fanous.Mansheya Fanous-Bill No.3.4 - Mansheya Fanous Pump Station (Secondary)-10.4.3-d. | Flanged Wall piece, dia. 150 mm. | Approved
Qasr Rashwan Lot A _0207 | CLI.CON-000001 |  |  | Approved
Qasr Rashwan Lot A _0207 | CLI.CON-000001 | 12.38 - Mansheya Fanous-Bill No.6Admin Room - Civil Works-43-6.1.7.c- | Supply and lay marble / granite steps the riser 20 mm thick and the tread 40 mm thick including skirting & anti slip braking width 3 cm, as parallel lines as per drawings, specifications and approved sample. | Approved
Qasr Rashwan Lot A _0207 | CLI.CON-000001 |  |  | Approved
Qasr Rashwan Lot A _0207 | CLI.CON-000001 | 12.28 - Mansheya Fanous-Bill No.9 Site and Civil Works -53-9.2.1.a- | Excavation from ground level to required depth and grades in all types of soil except the rock, including support system, floading with water, dewatering, compacting bottom of excavation using dynamic roller, transporting excavated materials to the approved off-Site disposal area as per drawings, specifications and geotechnical report. | Approved
Qasr Rashwan Lot A _0207 | CLI.CON-000001 |  |  | Approved
Qasr Rashwan Lot A _0207 | CLI.CON-000001 | 12.20 - Mansheya Fanous-Bill No.5 Store Building (Civil Works)-36-5.1.2-c.2 | RC protection layer | Approved
Qasr Rashwan Lot A _0207 | CLI.CON-000001 |  |  | Approved
Qasr Rashwan Lot A _0207 | CLI.CON-000001 | 12.10 - 3. Manshya fanous.Mansheya Fanous-BILL NO. 1: SEWAGE NETWORK-1.1.1-f.2 | Ditto, depth to invert between 2.51 m and 3.50 m | Approved
Qasr Rashwan Lot A _0207 | CLI.CON-000001 |  |  | Approved
Qasr Rashwan Lot A _0207 | CLI.CON-000001 | 12.36 - Mansheya Fanous-Bill No.12 Store Building (S.PS) (Civil Works)-76-12.1.7-a.2 | cement tiling, for roof | Approved
Qasr Rashwan Lot A _0207 | CLI.CON-000001 |  |  | Approved
Qasr Rashwan Lot A _0207 | CLI.CON-000001 | 12.20 - Mansheya Fanous-Bill No.5 Store Building (Civil Works)-38-5.1.8-a | Supply and apply of acrylic paint for internal walls and ceiling including substrate preparation, applying three coats of paint as per required colors and all required accessories as shown on drawings, specified in the Contract documents, recommended by manufacturer and approved by the Engineer prior to installation. | Approved
Qasr Rashwan Lot A _0207 | CLI.CON-000001 |  |  | Approved
Qasr Rashwan Lot A _0207 | CLI.CON-000001 | 12.44 - Mansheya Fanous-Bill No.9 Site and Civil Works -54-9.2.5- | Supply and apply external cement plastering to facades with all metal accessories,, base and finish coat, thickness 2cm striped with 2 cm groove render for facades. all required works of completion with the industry standards. As per Specification, Drawings and Engineer's instructions. | Approved
Qasr Rashwan Lot A _0207 | CLI.CON-000001 |  |  | Approved
Qasr Rashwan Lot A _0207 | CLI.CON-000001 | 12.10 - 3. Manshya fanous.Mansheya Fanous-BILL NO. 1: SEWAGE NETWORK-1.9 | Deep Dewatering according to soil investigation, specification and Engineer instruction. | Approved
Qasr Rashwan Lot A _0207 | CLI.CON-000001 |  |  | Approved
Qasr Rashwan Lot A _0207 | CLI.CON-000001 | 12.44 - Mansheya Fanous-Bill No.9 Site and Civil Works -53--9.1.c | Supply and install pre-cast concrete kerbs, the price includes excavation, backfilling, mortar bed, lean concrete, concrete haunching, including ends, angles, provision of curb opening for drainage, and painting. All required works of completion with the industry standards, as per specification, drawings and Engineer instructions. | Approved
Qasr Rashwan Lot A _0207 | CLI.CON-000001 |  |  | Approved
Qasr Rashwan Lot A _0207 | CLI.CON-000001 | 12.40 - Mansheya Fanous-S.PS Admin Building NO. 13.3-13.3.2-b | Ditto As Above But For Maintained Electricity Duration. Provided With Emergency Unit For 3 Hours | Approved
Qasr Rashwan Lot A _0207 | CLI.CON-000001 |  |  | Approved
Qasr Rashwan Lot A _0207 | CLI.CON-000001 | 12.31 - Mansheya Fanous-SEC. Pump Station NO. 10.3-10.3.10- | Supply, installation, calibration, connection and testing of Pressure gauge with a range of 0 to 10 bar and all necessary accessories required for installation and operation requirements. | Approved
Qasr Rashwan Lot A _0207 | CLI.CON-000001 |  |  | Approved
Qasr Rashwan Lot A _0207 | CLI.CON-000001 | 12.31 - Mansheya Fanous-SEC. Pump Station NO. 10.3-10.3.5- | Supply, installation, calibration, connection and testing of the electromagnetic flow meter on the main discharge line (150mm diameter) (consists of separate sensor and transmitter with digital indicator) including all necessary accessories required for installation and operation requirements. | Approved
Qasr Rashwan Lot A _0207 | CLI.CON-000001 |  |  | Approved
Qasr Rashwan Lot A _0207 | CLI.CON-000001 | 12.30 - Mansheya Fanous-SEC. Pump Station NO. 10.2-10.2.3-b | Ditto As Above Item, But Of Weatherproof Type. | Approved
Qasr Rashwan Lot A _0207 | CLI.CON-000001 |  |  | Approved
Qasr Rashwan Lot A _0207 | CLI.CON-000001 | 12.28 | BILL NO. 9 Site Works – Main Pumping Station | Approved
Qasr Rashwan Lot A _0207 | CLI.CON-000001 |  |  | Approved
Qasr Rashwan Lot A _0207 | CLI.CON-000001 | 12.38 | BILL NO. 13.1 Civil Works - Admin Room (Sec. PS) | Approved
Qasr Rashwan Lot A _0207 | CLI.CON-000001 |  |  | Approved
Qasr Rashwan Lot A _0207 | CLI.CON-000001 | 12.44 - Mansheya Fanous-Bill No.9 Site and Civil Works -54-9.2.4.a- | Supply and apply two coats of oxidized bituminous paint insulation to reinforced concrete in contact with soil such as footings, ground beam, columns pedestal and masonry work to 15 cm upper the GL, sample shall be approved before execution and all required works shall be as per manufacturer's instructions, recommendations and Specification. | Approved
Qasr Rashwan Lot A _0207 | CLI.CON-000001 |  |  | Approved
Qasr Rashwan Lot A _0207 | CLI.CON-000001 | 12.29 - Mansheya Fanous-Bill No. 10 SECONDARY Pumping Station (Civil works)-60-10.1.5-a | Supply and excite cement sand plaster for internal slabs, walls and beams with all metal accessories, the item includes substrate preparation, all required works of completion with the industry standards. As per Specification, Drawings and Engineer instructions. | Approved
Qasr Rashwan Lot A _0207 | CLI.CON-000001 |  |  | Approved
Qasr Rashwan Lot A _0207 | CLI.CON-000001 | 12.10 - 3. Manshya fanous.Mansheya Fanous-BILL NO. 1: SEWAGE NETWORK-1.1.1-b.1 | Depth to invert not exceeding 1.5 m | Approved
Qasr Rashwan Lot A _0207 | CLI.CON-000001 |  |  | Approved
Qasr Rashwan Lot A _0207 | CLI.CON-000001 | 12.44 - Mansheya Fanous-Bill No.9 Site and Civil Works -53--9.1.b | Furnish and install of Interlock tiles for walkways including preparation and compaction of bed, 150mm thick aggregate base course, sand for leveling and accessories. All required works of completion with the industry standards, as per specification, drawings and Engineer instructions. | Approved
Qasr Rashwan Lot A _0207 | CLI.CON-000001 |  |  | Approved
Qasr Rashwan Lot A _0207 | CLI.CON-000001 | 12.31 | BILL NO. 10.3 Electrical Works – (Sec. PS) (MV, Generator and Control System) | Approved
Qasr Rashwan Lot A _0207 | CLI.CON-000001 |  |  | Approved
Qasr Rashwan Lot A _0207 | CLI.CON-000001 | 12.22 - Mansheya Fanous-Bill No.6Admin Room - Civil Works-43-6.1.5-b | Supply and apply external cement plastering to facades with all metal accessories, base and finish coat, thickness 2cm striped with 2 cm groove render for facades. all required works of completion with the industry standards. As per Specification, Drawings and Engineer's instructions. | Approved
Qasr Rashwan Lot A _0207 | CLI.CON-000001 |  |  | Approved
Qasr Rashwan Lot A _0207 | CLI.CON-000001 | 12.39 - 3. Manshya fanous.Mansheya Fanous-Bill: Admin (Secondary)-13.2.1-a. | Water closet with flush tank floor mounted water closet with flush tank (European type) shall be provided with a toilet paper holder and all its required accessories and fittings with approved sample. All required works of completion with the industry standards. | Approved
Qasr Rashwan Lot A _0207 | CLI.CON-000001 |  |  | Approved
Qasr Rashwan Lot A _0207 | CLI.CON-000001 | 12.29 | BILL NO. 10.1 Civil Works –(Sec. PS) | Approved
Qasr Rashwan Lot A _0207 | CLI.CON-000001 |  |  | Approved
Qasr Rashwan Lot A _0207 | CLI.CON-000001 | 12.22 - Mansheya Fanous-Bill No.6Admin Room - Civil Works-44-6.1.8.b- | Supply and apply of Dry mix paint for facades including substrate preparation, scaffoldings, grooves, applying three coats of paint as per required colors and all required accessories as shown on the Contract Drawings, recommended by manufacturer and approved by the Engineer prior to installation. | Approved
Qasr Rashwan Lot A _0207 | CLI.CON-000001 |  |  | Approved
Qasr Rashwan Lot A _0207 | CLI.CON-000001 | 12.17 - Mansheya Fanous-Bill No.4 Guard Room (Civil Works)-30-4.1.3-a.1 | 250 mm thick. | Approved
Qasr Rashwan Lot A _0207 | CLI.CON-000001 |  |  | Approved
Qasr Rashwan Lot A _0207 | CLI.CON-000001 | 12.39 - 3. Manshya fanous.Mansheya Fanous-Bill: Admin (Secondary)-13.2.1-b. | Supply and install hand wash sink with soap dish and holder, with all its required accessories, water mixer, faucets, floor and siphon chrome 1.5 inch, include cold and hot water supply connections, sewage pipes with 2 corner stopcocks with approved sample. All required works of completion with the industry standards. | Approved
Qasr Rashwan Lot A _0207 | CLI.CON-000001 |  |  | Approved
Qasr Rashwan Lot A _0207 | CLI.CON-000001 | 12.17 - Mansheya Fanous-Bill No.4 Guard Room (Civil Works)-29-4.1.2-a.2 | For roof slopes, 30 mm to 140 mm thick | Approved
Qasr Rashwan Lot A _0207 | CLI.CON-000001 |  |  | Approved
Qasr Rashwan Lot A _0207 | CLI.CON-000001 | 12.11 - 3. Manshya fanous.Mansheya Fanous-Bill No. 2 - Forcemain (Main)-2.1.3.3-a | Flange socket with puddle flanged pieces 150mm | Approved
Qasr Rashwan Lot A _0207 | CLI.CON-000001 |  |  | Approved
Qasr Rashwan Lot A _0207 | CLI.CON-000001 | 12.22 - Mansheya Fanous-Bill No.6Admin Room - Civil Works-44-6.1.8.c- | Supply and apply of 90 cm high dry mix for skirting including substrate preparation, scaffoldings, grooves, and all required accessories as shown on Contract Drawings, recommended by manufacturer and approved by the Engineer prior to installation. | Approved
Qasr Rashwan Lot A _0207 | CLI.CON-000001 |  |  | Approved
Qasr Rashwan Lot A _0207 | CLI.CON-000001 | 12.35 - Mansheya Fanous-S.PS Guard room NO. 11.3-11.3.2-a | Surface mounted luminaire with 1x60 watt led lamps, With (IP20) | Approved
Qasr Rashwan Lot A _0207 | CLI.CON-000001 |  |  | Approved
Qasr Rashwan Lot A _0207 | CLI.CON-000001 | 12.13 - Mansheya Fanous-Bill No. 3 Main Pumping Station (Civil works)-20-3.1.4.e- | Supply and installation of 50 mm extruded polystyrene boards for roof heat insulation with minimum density 35 kg/cm²; the work include Polystyrene sheet 1mm layer. Sample shall be approved before execution and all required works shall be as per manufacturer's instructions, recommendations and Specification. | Approved
Qasr Rashwan Lot A _0207 | CLI.CON-000001 |  |  | Approved
Qasr Rashwan Lot A _0207 | CLI.CON-000001 | 12.35 - Mansheya Fanous-S.PS Guard room NO. 11.3-11.3.2-c | Enclosed Polycarbonate, Wall Mounting Luminaire IP65 With 20 Watt LED Lamp. | Approved
Qasr Rashwan Lot A _0207 | CLI.CON-000001 |  |  | Approved
Qasr Rashwan Lot A _0207 | CLI.CON-000001 |  |  | Approved
Qasr Rashwan Lot A _0207 | CLI.CON-000001 | 13.16 - Khulusi-Bill No.4 Guard Room (Civil Works)-25-4.1.3-b.1 | 250 mm thick. | Approved
Qasr Rashwan Lot A _0207 | CLI.CON-000001 |  |  | Approved
Qasr Rashwan Lot A _0207 | CLI.CON-000001 | 13.19 - Khulusi-Bill No.5 Store Building (Civil Works)-32-5.1.5-b | Supply and apply external cement plastering to facades with all metal accessories, base and finish coat, thickness 2cm striped with 2 cm groove render for facades. all required works of completion with the industry standards. As per Specification, Drawings and the Engineer's instructions. | Approved
Qasr Rashwan Lot A _0207 | CLI.CON-000001 |  |  | Approved
Qasr Rashwan Lot A _0207 | CLI.CON-000001 | 13.16 - Khulusi-Bill No.4 Guard Room (Civil Works)-24-4.1.2-c.2 | RC protection layer | Approved
Qasr Rashwan Lot A _0207 | CLI.CON-000001 |  |  | Approved
Qasr Rashwan Lot A _0207 | CLI.CON-000001 | 13.21 - Khulusi-Bill No.6Admin Room - Civil Works-37-6.1.3-c.1 | 250 mm thick. | Approved
Qasr Rashwan Lot A _0207 | CLI.CON-000001 |  |  | Approved
Qasr Rashwan Lot A _0207 | CLI.CON-000001 | 13.16 - Khulusi-Bill No.4 Guard Room (Civil Works)-26-4.1.6-b.1 | Type W1, 1,000 mm width x 1,000 mm height | Approved
Qasr Rashwan Lot A _0207 | CLI.CON-000001 |  |  | Approved
Qasr Rashwan Lot A _0207 | CLI.CON-000001 | 13.12 - Khulusi-Bill No. 3 Main Pumping Station (Civil works)-18-3.1.7-a.2 | Cement tiles for roof | Approved
Qasr Rashwan Lot A _0207 | CLI.CON-000001 |  |  | Approved
Qasr Rashwan Lot A _0207 | CLI.CON-000001 | 13.27 - Khulusi-Bill No.9 Site and Civil Works -51-9.3.6- | Supply and Install catsh basin including all necessary fittings, the rate shall include excavation in soil, PVC pipes (SN4) with inner diameter of 150 mm for connections between storm gully and manhole, lay bedding layer under gravity pipe line, backfilling above pipe lines and surplus excavation as per specifications and drawings. | Approved
Qasr Rashwan Lot A _0207 | CLI.CON-000001 |  |  | Approved
Qasr Rashwan Lot A _0207 | CLI.CON-000001 | 13.10 - 4. Khulusi.Khulusi-BILL NO. 1: SEWAGE NETWORK-1.2.1-b.4 | Ditto, depth to invert between 3.01 m and 3.50 m | Approved
Qasr Rashwan Lot A _0207 | CLI.CON-000001 |  |  | Approved
Qasr Rashwan Lot A _0207 | CLI.CON-000001 | 13.13 - Khulusi-Main Pump Station NO. 3.2-3.2.5-b | Lighting outlets. Supply, Test, Delivery, Erection, Commissioning and putting into Operation of the following items (including all accessories) as per Contract Documents: | Approved
Qasr Rashwan Lot A _0207 | CLI.CON-000001 |  |  | Approved
Qasr Rashwan Lot A _0207 | CLI.CON-000001 | 13.11 - 4. Khulusi.Khulusi-Bill No. 2 - Forcemain-2.3.2-a | Tee 200/150 | Approved
Qasr Rashwan Lot A _0207 | CLI.CON-000001 |  |  | Approved
Qasr Rashwan Lot A _0207 | CLI.CON-000001 | 13.19 | BILL NO. 5.1 Civil Works - Store Building | Approved
Qasr Rashwan Lot A _0207 | CLI.CON-000001 |  |  | Approved
Qasr Rashwan Lot A _0207 | CLI.CON-000001 | 13.13 - Khulusi-Main Pump Station NO. 3.2-3.2.2-b | Ditto As Above But For Maintained Electricity Duration. Provided With Emergency Unit For 3 Hours. | Approved
Qasr Rashwan Lot A _0207 | CLI.CON-000001 |  |  | Approved
Qasr Rashwan Lot A _0207 | CLI.CON-000001 | 13.27 - Khulusi-Bill No.9 Site and Civil Works -48-9.2.2.a- | Under foundations | Approved
Qasr Rashwan Lot A _0207 | CLI.CON-000001 |  |  | Approved
Qasr Rashwan Lot A _0207 | CLI.CON-000001 | 13.27 - Khulusi-Bill No.9 Site and Civil Works -50-9.3.2-a. | DN/ID 150 mm dia | Approved
Qasr Rashwan Lot A _0207 | CLI.CON-000001 |  |  | Approved
Qasr Rashwan Lot A _0207 | CLI.CON-000001 | 13.21 - Khulusi-Bill No.6Admin Room - Civil Works-36-6.1.2-a.2 | For roof slopes, 30 mm to 140 mm thick | Approved
Qasr Rashwan Lot A _0207 | CLI.CON-000001 |  |  | Approved
Qasr Rashwan Lot A _0207 | CLI.CON-000001 | 13.12 - Khulusi-Bill No. 3 Main Pumping Station (Civil works)-17-3.1.6-d | Supply, fabrication and erection of galvanized steel ladder wall mounted with safety cage including all required steel members, galvanizing, formulation, painting, welding, jointing, all fixings and accessories. Complete as shown on drawings, Detailed shop drawings must be submitted by the contractor and approved by the Engineer prior to fabrication. | Approved
Qasr Rashwan Lot A _0207 | CLI.CON-000001 |  |  | Approved
Qasr Rashwan Lot A _0207 | CLI.CON-000001 |  |  | Approved
Qasr Rashwan Lot A _0207 | CLI.CON-000001 | 14.11 - 5. Iz. Albersly.Iz.Albersly & Iz.Alasfar-Bill No. 2 - Forcemain-2.1-a | Inner diameter DN/ID 150 mm | Approved
Qasr Rashwan Lot A _0207 | CLI.CON-000001 |  |  | Approved
Qasr Rashwan Lot A _0207 | CLI.CON-000001 | 14.17 - 5. Iz. Albersly.Iz.Albersly & Iz.Alasfar-Bill Guard room (PS)-4.2.1-a. | Water closet with flush tank floor mounted water closet with flush tank (European type) shall be provided with a toilet paper holder and all its required accessories and fittings with approved sample. All required works of completion with the industry standards. | Approved
Qasr Rashwan Lot A _0207 | CLI.CON-000001 |  |  | Approved
Qasr Rashwan Lot A _0207 | CLI.CON-000001 | 14.11 - 5. Iz. Albersly.Iz.Albersly & Iz.Alasfar-Bill No. 2 - Forcemain-2.5 | Supply and filling by clean sand between the existing covered waterways and the forcemain pipe covered by concrete encasement | Approved
Qasr Rashwan Lot A _0207 | CLI.CON-000001 |  |  | Approved
Qasr Rashwan Lot A _0207 | CLI.CON-000001 | 14.11 - 5. Iz. Albersly.Iz.Albersly & Iz.Alasfar-Bill No. 2 - Forcemain-2.3.4-a | Dismantling joint 150mm | Approved
Qasr Rashwan Lot A _0207 | CLI.CON-000001 |  |  | Approved
Qasr Rashwan Lot A _0207 | CLI.CON-000001 | 14.22 - Albersly & Iz.Alasfar-Bill No.9 Site and Civil Works -33-7.2.7.b- | Supply and apply of 50 cm high dry mix for skirting including substrate preparation, scaffoldings, grooves, and all required accessories as shown on Contract Drawings, recommended by manufacturer and approved by the Engineer prior to installation. | Approved
Qasr Rashwan Lot A _0207 | CLI.CON-000001 |  |  | Approved
Qasr Rashwan Lot A _0207 | CLI.CON-000001 | 14.15 - 5. Iz. Albersly.Iz.Albersly & Iz.Alasfar-Bill - Iz.Albersly & Iz.Alasfar Pump Station-3.4.2-d. | Dismantling joint, dia. 100 mm. | Approved
Qasr Rashwan Lot A _0207 | CLI.CON-000001 |  |  | Approved
Qasr Rashwan Lot A _0207 | CLI.CON-000001 | 14.16 - Albersly & Iz.Alasfar-Bill No.4 Guard Room (Civil Works)-21-4.1.2-c.1 | structure | Approved
Qasr Rashwan Lot A _0207 | CLI.CON-000001 |  |  | Approved
Qasr Rashwan Lot A _0207 | CLI.CON-000001 | 14.18 - Albersly & Iz.Alasfar-Guard room NO. 4.3-4.3.3-a | One Way, Two-gang Lighting Switch 10A. | Approved
Qasr Rashwan Lot A _0207 | CLI.CON-000001 |  |  | Approved
Qasr Rashwan Lot A _0207 | CLI.CON-000001 | 14.11 - 5. Iz. Albersly.Iz.Albersly & Iz.Alasfar-Bill No. 2 - Forcemain-2.3.2-a | Tee 150/150 | Approved
Qasr Rashwan Lot A _0207 | CLI.CON-000001 |  |  | Approved
Qasr Rashwan Lot A _0207 | CLI.CON-000001 | 14.20 - Albersly & Iz.Alasfar-Generator Shed No.5.2-5.2.2-b | Ditto As Above But For Maintained Electricity Duration. Provided With Emergency Unit For 3 Hours | Approved
Qasr Rashwan Lot A _0207 | CLI.CON-000001 |  |  | Approved
Qasr Rashwan Lot A _0207 | CLI.CON-000001 | 14.15 - 5. Iz. Albersly.Iz.Albersly & Iz.Alasfar-Bill - Iz.Albersly & Iz.Alasfar Pump Station-3.4.2-b. | Flanged manually gate valve, dia. 100 mm. | Approved
Qasr Rashwan Lot A _0207 | CLI.CON-000001 |  |  | Approved
Qasr Rashwan Lot A _0207 | CLI.CON-000001 | 14.10 - 5. Iz. Albersly.Iz.Albersly & Iz.Alasfar-BILL NO. 1: SEWAGE NETWORK-1.5.2-a | DN 300mm, DI pipe, K9 | Approved
Qasr Rashwan Lot A _0207 | CLI.CON-000001 |  |  | Approved
Qasr Rashwan Lot A _0207 | CLI.CON-000001 | 14.18 | BILL NO. 4.3 Electrical Works – Guard Room | Approved
Qasr Rashwan Lot A _0207 | CLI.CON-000001 |  |  | Approved
Qasr Rashwan Lot A _0207 | CLI.CON-000001 | 14.15 - 5. Iz. Albersly.Iz.Albersly & Iz.Alasfar-Bill - Iz.Albersly & Iz.Alasfar Pump Station-3.4.4-a. | D.C.I, Socket and spigot Wall piece, dia. 250 mm. | Approved
Qasr Rashwan Lot A _0207 | CLI.CON-000001 |  |  | Approved
Qasr Rashwan Lot A _0207 | CLI.CON-000001 | 14.11 - 5. Iz. Albersly.Iz.Albersly & Iz.Alasfar-Bill No. 2 - Forcemain-2.3.1-a | Non- return valve 150 mm dia. | Approved
Qasr Rashwan Lot A _0207 | CLI.CON-000001 |  |  | Approved
Qasr Rashwan Lot A _0207 | CLI.CON-000001 | 14.22 - Albersly & Iz.Alasfar-Bill No.9 Site and Civil Works -33-7.2.7-a. | Supply and apply of Dry mix paint for facades including substrate preparation, scaffoldings, grooves, applying three coats of paint as per required colors and all required accessories as shown on the Contract Drawings, recommended by manufacturer and approved by the Engineer prior to installation. | Approved
Qasr Rashwan Lot A _0207 | CLI.CON-000001 |  |  | Approved
Qasr Rashwan Lot A _0207 | CLI.CON-000001 | 10.17 - Iz. Saad Al Rouby-Bill No.4 Guard Room (Civil Works)-32-4.1.5-b | Supply and apply external cement plastering to facades with all metal accessories, base and finish coat, thickness 2cm striped with 2 cm groove render for facades. all required works of completion with the industry standards. As per Specification, Drawings and Engineer's instructions. | Approved
Qasr Rashwan Lot A _0207 | CLI.CON-000001 |  |  | Approved
Qasr Rashwan Lot A _0207 | CLI.CON-000001 | 10.17 - Iz. Saad Al Rouby-Bill No.4 Guard Room (Civil Works)-34-4.1.8.c- | Supply and apply of 90 cm high dry mix for skirting including substrate preparation, scaffoldings, grooves, and all required accessories as shown on Contract Drawings, recommended by manufacturer and approved by the Engineer prior to installation. | Approved
Qasr Rashwan Lot A _0207 | CLI.CON-000001 |  |  | Approved
Qasr Rashwan Lot A _0207 | CLI.CON-000001 | 10.11 - 1. Saad Al Rouby.Saad Al Rouby-Bill No. 2 - Forcemain-2.9 | Deep Dewatering according to soil investigation, specification and Engineer instruction. | Approved
Qasr Rashwan Lot A _0207 | CLI.CON-000001 |  |  | Approved
Qasr Rashwan Lot A _0207 | CLI.CON-000001 | 10.14 - Saad Al Rouby-Main Pump Station NO. 3.2-3.2.5-b | Lighting outlets. Supply, Test, Delivery, Erection, Commissioning and putting into Operation of the following items (including all accessories) as per Contract Documents: | Approved
Qasr Rashwan Lot A _0207 | CLI.CON-000001 |  |  | Approved
Qasr Rashwan Lot A _0207 | CLI.CON-000001 | 10.11 - 1. Saad Al Rouby.Saad Al Rouby-Bill No. 2 - Forcemain-2.3.5-a | 90º (150mm) | Approved
Qasr Rashwan Lot A _0207 | CLI.CON-000001 |  |  | Approved
Qasr Rashwan Lot A _0207 | CLI.CON-000001 | 10.10 - 1. Saad Al Rouby.Saad Al Rouby-BILL NO. 1: SEWAGE NETWORK-1.1 | Wooden formwork left in their places after the construction and backfilling works completed as approved and instructed by the Engineer | Approved
Qasr Rashwan Lot A _0207 | CLI.CON-000001 |  |  | Approved
Qasr Rashwan Lot A _0207 | CLI.CON-000001 | 10.21 - Saad Al Rouby-Store NO. 5.2-5.2.2-a | Surface mounted luminaire with 1x60 watt led lamps, With (IP20) | Approved
Qasr Rashwan Lot A _0207 | CLI.CON-000001 |  |  | Approved
Qasr Rashwan Lot A _0207 | CLI.CON-000001 | 10.16 | BILL NO. 3.4 Mechanical Works - Pumping Station | Approved
Qasr Rashwan Lot A _0207 | CLI.CON-000001 |  |  | Approved
Qasr Rashwan Lot A _0207 | CLI.CON-000001 | 10.21 - Saad Al Rouby-Store NO. 5.2-5.2.1- | Supply, install, connect, test and commission of complete L.V. distribution boards (LP-ST) the price include selectvity study, termination, Identifications, labling, glands, copper luggs as specified and as indicating drawings. System shall be lump sum complete in every respect with all necessary accessories and ancillary works. | Approved
Qasr Rashwan Lot A _0207 | CLI.CON-000001 |  |  | Approved
Qasr Rashwan Lot A _0207 | CLI.CON-000001 | 10.10 - 1. Saad Al Rouby.Saad Al Rouby-BILL NO. 1: SEWAGE NETWORK-1.1.1-d.3 | Ditto, depth to invert between 3.51 m and 4.50 m | Approved
Qasr Rashwan Lot A _0207 | CLI.CON-000001 |  |  | Approved
Qasr Rashwan Lot A _0207 | CLI.CON-000001 | 10.11 - 1. Saad Al Rouby.Saad Al Rouby-Bill No. 2 - Forcemain-2.3.3-c | Flange spigot with puddle flanged pieces 150mm | Approved
Qasr Rashwan Lot A _0207 | CLI.CON-000001 |  |  | Approved
Qasr Rashwan Lot A _0207 | CLI.CON-000001 | 10.20 - Iz. Saad Al Rouby-Bill No.5 Store Building (Civil Works)-40-5.1.8.c- | Supply and apply of 60 cm high dry mix for skirting including substrate preparation, scaffoldings, grooves, and all required accessories as shown on Contract Drawings, recommended by manufacturer and approved by the Engineer prior to installation. | Approved
Qasr Rashwan Lot A _0207 | CLI.CON-000001 |  |  | Approved
Qasr Rashwan Lot A _0207 | CLI.CON-000001 | 10.25 - Iz. Saad Al Rouby-Bill No.8 Site and Civil Works -48--8.1.b | Furnish and install of Interlock tiles for walkways including preparation and compaction of bed, 150mm thick aggregate base course, sand for leveling and accessories. All required works of completion with the industry standards, as per specification, drawings and Engineer instructions. | Approved
Qasr Rashwan Lot A _0207 | CLI.CON-000001 |  |  | Approved
Qasr Rashwan Lot A _0207 | CLI.CON-000001 | 10.10 - 1. Saad Al Rouby.Saad Al Rouby-BILL NO. 1: SEWAGE NETWORK-1.2.1-b.5 | Ditto, depth to invert between 3.51 m and 4.00 m | Approved
Qasr Rashwan Lot A _0207 | CLI.CON-000001 |  |  | Approved
Qasr Rashwan Lot A _0207 | CLI.CON-000001 | 10.23 | BILL NO. 6.2 Electrical Works - Generator Shed | Approved
Qasr Rashwan Lot A _0207 | CLI.CON-000001 |  |  | Approved
Qasr Rashwan Lot A _0207 | CLI.CON-000001 |  |  | Approved
Qasr Rashwan Lot A _0207 | CLI.CON-000001 | 11.11 - 2. Murad Al Gendy.Murad Al Gendy W Al Sanahra-Bill No. 2 - Forcemain-2.4.1-a | Crossing under Al Wastani Drain & Kings Covered Drain inside concrete encasement of 25cm thick. | Approved
Qasr Rashwan Lot A _0207 | CLI.CON-000001 |  |  | Approved
Qasr Rashwan Lot A _0207 | CLI.CON-000001 | 11.11 - 2. Murad Al Gendy.Murad Al Gendy W Al Sanahra-Bill No. 2 - Forcemain-2.3.3-a | Flange socket with puddle flanged pieces 300mm | Approved
Qasr Rashwan Lot A _0207 | CLI.CON-000001 |  |  | Approved
Qasr Rashwan Lot A _0207 | CLI.CON-000001 | 11.15 - 2. Murad Al Gendy.Murad Al Gendy W Al Sanahra-Bill No.3.4 - Murad Al Gendy W Al Sanahra Pump Station (Mechanical works)-3.4.5-b. | Collar, dia. 500 mm. | Approved
Qasr Rashwan Lot A _0207 | CLI.CON-000001 |  |  | Approved
Qasr Rashwan Lot A _0207 | CLI.CON-000001 | 11.12 - Murad Al Gendy W Al Sanahra-Bill No. 3 Main Pumping Station (Civil works)-20-3.1.7.b- | Supply and installation of abrasion, friction, acids and shock resistant ceramic tiles for wall, pattern as shown on drawings including cement mortar, setting bed, grouting, fixing, support and all required accessories. Complete as shown on drawings, specified in the Contract documents, recommended by manufacturer and approved by the Engineer prior to installation | Approved
Qasr Rashwan Lot A _0207 | CLI.CON-000001 |  |  | Approved
Qasr Rashwan Lot A _0207 | CLI.CON-000001 | 11.23 - Murad Al Gendy W Al Sanahra-Admin Building NO. 6.3 -6.3.2-d | Surface Mounted Luminaire (IP54) With 20W LED lamp. | Approved
Qasr Rashwan Lot A _0207 | CLI.CON-000001 |  |  | Approved
Qasr Rashwan Lot A _0207 | CLI.CON-000001 | 11.27 - Murad Al Gendy W Al Sanahra-Bill No.9 Site and Civil Works -52-9.2.2.c- | Supply and casting of in-place reinforced concrete Grade C25 in super structure for column and capping, including: formwork, scaffolding, expansion and construction joints, Steel bar reinforcement, joint filler and sealant, accessories, transporting, mixing, casting, finishing, compaction by vibratory, spraying, curing, and testing as required by the specifications. | Approved
Qasr Rashwan Lot A _0207 | CLI.CON-000001 |  |  | Approved
Qasr Rashwan Lot A _0207 | CLI.CON-000001 | 11.15 - 2. Murad Al Gendy.Murad Al Gendy W Al Sanahra-Bill No.3.4 - Murad Al Gendy W Al Sanahra Pump Station (Mechanical works)-3.4.3-a. | D.C.I, K9, flanged pipes, dia. 250 mm. | Approved
Qasr Rashwan Lot A _0207 | CLI.CON-000001 |  |  | Approved
Qasr Rashwan Lot A _0207 | CLI.CON-000001 | 11.16 - Murad Al Gendy W Al Sanahra-Bill No.4 Guard Room (Civil Works)-29-4.1.6-a.1 | Type D1, size 800mmx2,200mm | Approved
Qasr Rashwan Lot A _0207 | CLI.CON-000001 |  |  | Approved
Qasr Rashwan Lot A _0207 | CLI.CON-000001 | 11.13 - Murad Al Gendy W Al Sanahra-Main Pump Station NO. 3.2-3.2.2-d | Ditto As Above But For Maintained Electricity Duration. Provided With Emergency Unit For 3 Hours | Approved
Qasr Rashwan Lot A _0207 | CLI.CON-000001 |  |  | Approved
Qasr Rashwan Lot A _0207 | CLI.CON-000001 | 11.10 - 2. Murad Al Gendy.Murad Al Gendy W Al Sanahra-BILL NO. 1: SEWAGE NETWORK-1.1.1-e.2 | Ditto, depth to invert between 3.51 m and 4.50 m | Approved
Qasr Rashwan Lot A _0207 | CLI.CON-000001 |  |  | Approved
Qasr Rashwan Lot A _0207 | CLI.CON-000001 | 11.27 - Murad Al Gendy W Al Sanahra-Bill No.9 Site and Civil Works -53-9.2.4.b- | Supply and installation of foam Expansion joints outdoor type joint sealant Complete as shown on drawings, and recommended by the manufacturer and Specification. | Approved
Qasr Rashwan Lot A _0207 | CLI.CON-000001 |  |  | Approved
Qasr Rashwan Lot A _0207 | CLI.CON-000001 | 11.21 - Murad Al Gendy W Al Sanahra-Bill No.6Admin Room - Civil Works-42-6.1.7.c- | Supply and lay marble / granite steps the riser 20 mm thick and the tread 40 mm thick including skirting & anti slip braking width 3 cm, as parallel lines as per drawings, specifications and approved sample. | Approved
Qasr Rashwan Lot A _0207 | CLI.CON-000001 |  |  | Approved
Qasr Rashwan Lot A _0207 | CLI.CON-000001 | 11.18 - Murad Al Gendy W Al Sanahra-Guard room NO. 4.3-4.3.1-a | Supply, install, connect, test and commission of complete L.V. distribution boards (LP-GUR-EXT.) the price include circuit breakers, contactors, relays, timers , photocells, push buttons, selectvity study, termination, Identifications ,labling, glands, copper luggs as specified and as indicating drawings. System shall be lump sum complete in every respect with all necessary accessories and ancillary works. | Approved
Qasr Rashwan Lot A _0207 | CLI.CON-000001 |  |  | Approved
Qasr Rashwan Lot A _0207 | CLI.CON-000001 | 11.10 - 2. Murad Al Gendy.Murad Al Gendy W Al Sanahra-BILL NO. 1: SEWAGE NETWORK-1.9 | Deep Dewatering according to soil investigation, specification and Engineer instruction. | Approved
Qasr Rashwan Lot A _0207 | CLI.CON-000001 | 11.13 - Murad Al Gendy W Al Sanahra-Main Pump Station NO. 3.2-3.2.2-f | Enclosed Polycarbonate, Wall Mounting Luminaire IP65 With 20 Watt LED Lamp. | Approved
Qasr Rashwan Lot A _0207 | CLI.CON-000001 |  |  | Approved
Qasr Rashwan Lot A _0207 | CLI.CON-000001 | 11.10 - 2. Murad Al Gendy.Murad Al Gendy W Al Sanahra-BILL NO. 1: SEWAGE NETWORK-1.1.1-b.3 | Ditto, depth to invert between 2.51 m and 3.50 m | Approved
Qasr Rashwan Lot A _0207 | CLI.CON-000001 |  |  | Approved
Qasr Rashwan Lot A _0207 | CLI.CON-000001 | 11.12 - Murad Al Gendy W Al Sanahra-Bill No. 3 Main Pumping Station (Civil works)-17-3.1.2.e- | Supply and casting of in-place reinforced concrete in super structure, including: formwork, scaffolding, expansion, construction joints, Steel bar reinforcement, joint filler, sealant, transporting, fixation, mixing, pouring, leveling, finishing, compaction by vibratory, curing of reinforced concrete and testing as set out in the specifications. | Approved
Qasr Rashwan Lot A _0207 | CLI.CON-000001 |  |  | Approved
Qasr Rashwan Lot A _0207 | CLI.CON-000001 | 11.14 - Murad Al Gendy W Al Sanahra-Main Pump Station NO. 3.3-40971- | Supply, installation, termination and testing of control cables (12 x 2 mm2) from valve actuators, water hammering system, generators, transformers, Low Voltage Main Distribution Board (LVMDB), Motor Control Centers (MCC) to the PLC panel complete with conduits, pull boxes, junction boxes, accessories, duct bank...etc. | Approved
Qasr Rashwan Lot A _0207 | CLI.CON-000001 |  |  | Approved
Qasr Rashwan Lot A _0207 | CLI.CON-000001 | 11.10 - 2. Murad Al Gendy.Murad Al Gendy W Al Sanahra-BILL NO. 1: SEWAGE NETWORK-1.2.1-a.1 | Depth to invert not exceeding 1.5 m | Approved
Qasr Rashwan Lot A _0207 | CLI.CON-000001 |  |  | Approved
Qasr Rashwan Lot A _0207 | CLI.CON-000001 | 11.19 - Murad Al Gendy W Al Sanahra-Bill No.5 Store Building (Civil Works)-35-5.1.3.c- | 250 mm thick. | Approved
Qasr Rashwan Lot A _0207 | CLI.CON-000001 |  |  | Approved
Qasr Rashwan Lot A _0207 | CLI.CON-000001 | 11.16 - Murad Al Gendy W Al Sanahra-Bill No.4 Guard Room (Civil Works)-27-4.1.2-a.1 | Under foundations | Approved
Qasr Rashwan Lot A _0207 | CLI.CON-000001 |  |  | Approved
Qasr Rashwan Lot A _0207 | CLI.CON-000001 | 11.10 - 2. Murad Al Gendy.Murad Al Gendy W Al Sanahra-BILL NO. 1: SEWAGE NETWORK-1.1 | Inspection and testing of the installed pipes by CCTV for the network pipes after trench installation, all in accordance with the technical specifications. | Approved
Qasr Rashwan Lot A _0207 | CLI.CON-000001 |  |  | Approved
Qasr Rashwan Lot A _0207 | CLI.CON-000001 | 11.19 - Murad Al Gendy W Al Sanahra-Bill No.5 Store Building (Civil Works)-36-5.1.5-b | Supply and apply external cement plastering to facades with all metal accessories, base and finish coat, thickness 2cm striped with 2 cm groove render for facades. all required works of completion with the industry standards. As per Specification, Drawings and the Engineer's instructions. | Approved
Qasr Rashwan Lot A _0207 | CLI.CON-000001 |  |  | Approved
Qasr Rashwan Lot A _0207 | CLI.CON-000001 | 11.11 - 2. Murad Al Gendy.Murad Al Gendy W Al Sanahra-Bill No. 2 - Forcemain-2.4.3 | supplying and installing concrete encasement of 25cm around pipe under waterway to protect the pipe. All works required to complete the crossing with concrete encasement in accordance with Specifications 2.2.7.7 Concrete Encasement (Bedding and Surrounding), Contract Drawings and the Engineer's instructions | Approved
Qasr Rashwan Lot A _0207 | CLI.CON-000001 |  |  | Approved
Qasr Rashwan Lot A _0207 | CLI.CON-000001 | 11.10 - 2. Murad Al Gendy.Murad Al Gendy W Al Sanahra-BILL NO. 1: SEWAGE NETWORK-1.1.1-c.4 | Ditto, depth to invert between 3.51 m and 4.50 m | Approved
Qasr Rashwan Lot A _0207 | CLI.CON-000001 |  |  | Approved
Qasr Rashwan Lot A _0207 | CLI.CON-000001 | 11.18 - Murad Al Gendy W Al Sanahra-Guard room NO. 4.3-4.3.2-a | Surface mounted luminaire with 1x60 watt led lamps, With (IP20) | Approved
Qasr Rashwan Lot A _0207 | CLI.CON-000001 |  |  | Approved
Qasr Rashwan Lot A _0207 | CLI.CON-000001 | 11.11 - 2. Murad Al Gendy.Murad Al Gendy W Al Sanahra-Bill No. 2 - Forcemain-2.5.2-a | Tee 300/150 | Approved
Qasr Rashwan Lot A _0207 | CLI.CON-000001 |  |  | Approved
Qasr Rashwan Lot A _0207 | CLI.CON-000001 | 11.17 - 2. Murad Al Gendy.Murad Al Gendy W Al Sanahra-Bill No.4: Guard room (M.PS)-4.2.5-a | 75mm dia Bill No.6: Admin Building | Approved
Qasr Rashwan Lot A _0207 | CLI.CON-000001 |  |  | Approved
Qasr Rashwan Lot A _0207 | CLI.CON-000001 | 11.14 - Murad Al Gendy W Al Sanahra-Main Pump Station NO. 3.3-40605- | Supply, installation, termination and testing of instrumentation shielded cables (2 x 1.5 mm2) from field instrumentation to control panel complete with conduits, pull boxes, junction boxes, accessories, duct bank...etc. | Approved
Qasr Rashwan Lot A _0207 | CLI.CON-000001 | 12.28 - Mansheya Fanous-Bill No.9 Site and Civil Works -56--9.3.4 | Circular Manholes: Construction of in-situ cast fair faced plain concrete (Grade C30) manholes. Price includes all supplies, excavation in all types of soil except the rock, removal and disposal of the excavated material, debris and rubble disposal to the designated dump yard, trench shoring and supports, soil replacement if any,sheeting, surface dewatering, forming flexible joints at manhole entrances, including short pieces, benching at the manhole base, internal and external protection, backfilling in compacted layers using approved soil material and testing, reinstatement of ground surface and road pavements of every kind and restoring every thing to their original conditions including asphalt and other paved areas, manhole cover and frame D400 made of polymeric material such as (GRP) or alternative, epoxy coated non-slip finish manhole steps and all other accessories and fittings that are required for a complete manhole all as shown and detailed in the Contract Drawings and Specifications | Approved
Qasr Rashwan Lot A _0207 | CLI.CON-000001 |  |  | Approved
Qasr Rashwan Lot A _0207 | CLI.CON-000001 | 12.36 - Mansheya Fanous-Bill No.12 Store Building (S.PS) (Civil Works)-76-12.1.7-a.1 | Abrasion, friction and shock resistant ceramic | Approved
Qasr Rashwan Lot A _0207 | CLI.CON-000001 |  |  | Approved
Qasr Rashwan Lot A _0207 | CLI.CON-000001 | 12.17 - Mansheya Fanous-Bill No.4 Guard Room (Civil Works)-30-4.1.4.b- | Supply and installation of horizontal prefabricated moisture Insulation membrane to the wet areas with 4mm thick for floor and roof, including joints, fixtures, overlaps not less than 100 mm and item include all surface preparation steps, coating with 2 layers of primer bitumen coat, metal flashing, internal angle fillets, upstand to vertical surfaces and waterproofing to all openings and around pipes and water drains, Polystyrene sheet 1mm, protection Sand-cement mortar screed, 30 mm thick as per manufacturer's instructions, Contract Drawing, recommendations and Specification. | Approved
Qasr Rashwan Lot A _0207 | CLI.CON-000001 |  |  | Approved
Qasr Rashwan Lot A _0207 | CLI.CON-000001 | 12.24 - Mansheya Fanous-M.PS Admin Building NO. 6.3-6.3.1-a | Supply, install, connect, test and commission of complete L.V. distribution boards (LP-ADMIN.) the price include selectvity study, termination, Identifications, labling, glands, copper luggs as specified and as indicating drawings. System shall be lump sum complete in every respect with all necessary accessories and ancillary works. | Approved
Qasr Rashwan Lot A _0207 | CLI.CON-000001 |  |  | Approved
Qasr Rashwan Lot A _0207 | CLI.CON-000001 | 12.12 - 3. Manshya fanous.Mansheya Fanous-Bill No. 2 - Forcemain (Secondary)-2.2.3.1-b | Gate valve 150 mm dia. | Approved
Qasr Rashwan Lot A _0207 | CLI.CON-000001 |  |  | Approved
Qasr Rashwan Lot A _0207 | CLI.CON-000001 | 12.11 - 3. Manshya fanous.Mansheya Fanous-Bill No. 2 - Forcemain (Main)-2.1.3.2-c | Tee 250/100 | Approved
Qasr Rashwan Lot A _0207 | CLI.CON-000001 |  |  | Approved
Qasr Rashwan Lot A _0207 | CLI.CON-000001 | 12.12 - 3. Manshya fanous.Mansheya Fanous-Bill No. 2 - Forcemain (Secondary)-2.2.2-c | Air Release valve chamber | Approved
Qasr Rashwan Lot A _0207 | CLI.CON-000001 |  |  | Approved
Qasr Rashwan Lot A _0207 | CLI.CON-000001 | 12.16 - 3. Manshya fanous.Mansheya Fanous-Bill. - Mansheya Fanous Pump Station (Main)-3.4.4-f. | Blind flange, dia. 250 mm. | Approved
Qasr Rashwan Lot A _0207 | CLI.CON-000001 |  |  | Approved
Qasr Rashwan Lot A _0207 | CLI.CON-000001 | 12.38 - Mansheya Fanous-Bill No.6Admin Room - Civil Works-41-6.1.2-a.2 | For roof slopes, 30 mm to 140 mm thick | Approved
Qasr Rashwan Lot A _0207 | CLI.CON-000001 |  |  | Approved
Qasr Rashwan Lot A _0207 | CLI.CON-000001 | 12.11 - 3. Manshya fanous.Mansheya Fanous-Bill No. 2 - Forcemain (Main)-2.1.5.3-b | Flange spigot with puddle flanged pieces 250mm | Approved
Qasr Rashwan Lot A _0207 | CLI.CON-000001 |  |  | Approved
Qasr Rashwan Lot A _0207 | CLI.CON-000001 | 12.31 - Mansheya Fanous-SEC. Pump Station NO. 10.3-10.3.19- | Supply, install, connect and test a complete closed circuit surveillance TV (CCTV) system complete with Weatherproof fixed camera HD, Weatherproof Motorized cameras HD, DVR, Rack, UPS, Joystick, remote controller, color photos printer, conduits, Coaxial cables, control cables, LED screen, boxes between devices, UPS....etc. and all necessary works to complete works as per specifications and contract documents. | Approved
Qasr Rashwan Lot A _0207 | CLI.CON-000001 |  |  | Approved
Qasr Rashwan Lot A _0207 | CLI.CON-000001 | 12.13 - Mansheya Fanous-Bill No. 3 Main Pumping Station (Civil works)-20-3.1.4.a- | Supply and apply two coats of oxidized bituminous paint insulation to reinforced concrete in contact with soil such as footings, ground beam, columns necks and masonry work to 15 cm upper the GL, sample shall be approved before execution and all required works shall be as per manufacturer's instructions, recommendations and Specification. | Approved
Qasr Rashwan Lot A _0207 | CLI.CON-000001 |  |  | Approved
Qasr Rashwan Lot A _0207 | CLI.CON-000001 | 12.29 - Mansheya Fanous-Bill No. 10 SECONDARY Pumping Station (Civil works)-59-10.1.4.d- | Supply and installation of horizontal prefabricated moisture Insulation membrane to the wet areas with 4mm thick for floor and roof, including joints, fixtures, overlaps not less than 100 mm and item include all surface preparation steps, coating with 2 layers of primer bitumen coat, metal flashing, internal angle fillets, upstand to vertical surfaces and waterproofing to all openings and around pipes and water drains, Polystyrene sheet 1mm, protection Sand-cement mortar screed, 30 mm thick as per manufacturer's instructions, Contract Drawing, recommendations and Specification. | Approved
Qasr Rashwan Lot A _0207 | CLI.CON-000001 |  |  | Approved
Qasr Rashwan Lot A _0207 | CLI.CON-000001 | 12.28 - Mansheya Fanous-Bill No.9 Site and Civil Works -54-9.2.3.b- | 250 mm thick. | Approved
Qasr Rashwan Lot A _0207 | CLI.CON-000001 |  |  | Approved
Qasr Rashwan Lot A _0207 | CLI.CON-000001 | 12.33 - Mansheya Fanous-Bill No. 11 Guard room (S.PS)(Civil Works)-68-11.1.3-c.1 | 250 mm thick. | Approved
Qasr Rashwan Lot A _0207 | CLI.CON-000001 |  |  | Approved
Qasr Rashwan Lot A _0207 | CLI.CON-000001 | 12.29 - Mansheya Fanous-Bill No. 10 SECONDARY Pumping Station (Civil works)-58-10.1.2-a.1 | Un-reinforced lean concrete for sub-structure | Approved
Qasr Rashwan Lot A _0207 | CLI.CON-000001 |  |  | Approved
Qasr Rashwan Lot A _0207 | CLI.CON-000001 | 12.11 - 3. Manshya fanous.Mansheya Fanous-Bill No. 2 - Forcemain (Main)-2.1.3.3-e | Flange spigot with puddle flanged pieces 500mm | Approved
Qasr Rashwan Lot A _0207 | CLI.CON-000001 |  |  | Approved
Qasr Rashwan Lot A _0207 | CLI.CON-000001 | 12.13 - Mansheya Fanous-Bill No. 3 Main Pumping Station (Civil works)-22-3.1.7-c | Supply and lay marble / granite steps the riser 20 mm thick and the tread 40 mm thick including skirting & anti slip braking width 3 cm, as parallel lines as per drawings, specifications and approved sample. | Approved
Qasr Rashwan Lot A _0207 | CLI.CON-000001 |  |  | Approved
Qasr Rashwan Lot A _0207 | CLI.CON-000001 | 12.38 - Mansheya Fanous-Bill No.6Admin Room - Civil Works-41-6.1.1-b. | Extra over for excavation in rock. | Approved
Qasr Rashwan Lot A _0207 | CLI.CON-000001 |  |  | Approved
Qasr Rashwan Lot A _0207 | CLI.CON-000001 | 12.20 - Mansheya Fanous-Bill No.5 Store Building (Civil Works)-36-5.1.2-c.1 | structure | Approved
Qasr Rashwan Lot A _0207 | CLI.CON-000001 |  |  | Approved
Qasr Rashwan Lot A _0207 | CLI.CON-000001 | 12.38 - Mansheya Fanous-Bill No.6Admin Room - Civil Works-43-6.1.6-a.1 | Type D1, size 800mmx2,200mm | Approved
Qasr Rashwan Lot A _0207 | CLI.CON-000001 |  |  | Approved
Qasr Rashwan Lot A _0207 | CLI.CON-000001 | 12.44 - Mansheya Fanous-Bill No.9 Site and Civil Works -53-9.2.1.c- | Supply, backfilling and compaction to the required grades with approved clean sand on layers not more than 25 cm thick. The layers are to be compacted by means of vibratory type equipment to obtain 95% of maximum dry density as per specifications. | Approved
Qasr Rashwan Lot A _0207 | CLI.CON-000001 |  |  | Approved
Qasr Rashwan Lot A _0207 | CLI.CON-000001 | 12.11 - 3. Manshya fanous.Mansheya Fanous-Bill No. 2 - Forcemain (Main)-2.1.3.1-a | Non- return valve 250 mm dia. | Approved
Qasr Rashwan Lot A _0207 | CLI.CON-000001 |  |  | Approved
Qasr Rashwan Lot A _0207 | CLI.CON-000001 | 12.28 - Mansheya Fanous-Bill No.9 Site and Civil Works -54-9.2.6-a. | Type D1, 4,000 mm width x 2,500 mm height | Approved
Qasr Rashwan Lot A _0207 | CLI.CON-000001 |  |  | Approved
Qasr Rashwan Lot A _0207 | CLI.CON-000001 | 12.33 - Mansheya Fanous-Bill No. 11 Guard room (S.PS)(Civil Works)-69-11.1.7-a.1 | Ceramic floor, glazed ceramic | Approved
Qasr Rashwan Lot A _0207 | CLI.CON-000001 |  |  | Approved
Qasr Rashwan Lot A _0207 | CLI.CON-000001 | 12.17 - Mansheya Fanous-Bill No.4 Guard Room (Civil Works)-31-4.1.7.b- | Supply and installation of ceramic tiles, pattern as shown on drawings including cement mortar, setting bed, grouting, pointing, fixing, support and all required accessories. Complete as shown on drawings, specified in the Contract documents, recommended by manufacturer and approved by the Engineer prior to installation. | Approved
Qasr Rashwan Lot A _0207 | CLI.CON-000001 |  |  | Approved
Qasr Rashwan Lot A _0207 | CLI.CON-000001 | 12.30 - Mansheya Fanous-SEC. Pump Station NO. 10.2-10.2.2-c | Surface mounted luminaire with 1x60 watt led lamps, With (IP20) | Approved
Qasr Rashwan Lot A _0207 | CLI.CON-000001 |  |  | Approved
Qasr Rashwan Lot A _0207 | CLI.CON-000001 | 12.16 - 3. Manshya fanous.Mansheya Fanous-Bill. - Mansheya Fanous Pump Station (Main)-3.4.3-f. | Flanged Wall piece, dia. 200 mm. | Approved
Qasr Rashwan Lot A _0207 | CLI.CON-000001 |  |  | Approved
Qasr Rashwan Lot A _0207 | CLI.CON-000001 | 12.15 - Mansheya Fanous-Main Pump Station NO. 3.3-3.3.16- | Layout external lighting complete with (Solar lighting poles (solar panels, battery, LED light, charger), boundary wall lighting, wires, UPVC and PVC Conduits,…..etc) and all accessories as per Contract documents. | Approved
Qasr Rashwan Lot A _0207 | CLI.CON-000001 |  |  | Approved
Qasr Rashwan Lot A _0207 | CLI.CON-000001 | 12.17 - Mansheya Fanous-Bill No.4 Guard Room (Civil Works)-30-4.1.5-a | Supply and excite cement sand plaster for internal slabs, walls and beams with all metal accessories, the item includes substrate preparation, all required works of completion with the industry standards. As per Specification, Drawings and Engineer instructions. | Approved
Qasr Rashwan Lot A _0207 | CLI.CON-000001 |  |  | Approved
Qasr Rashwan Lot A _0207 | CLI.CON-000001 | 12.29 - Mansheya Fanous-Bill No. 10 SECONDARY Pumping Station (Civil works)-61-10.1.8.b- | Supply and apply of Dry mix paint for facades including substrate preparation, scaffoldings, grooves, applying three coats of paint as per required colors and all required accessories as shown on the Contract Drawings, recommended by manufacturer and approved by the Engineer prior to installation. | Approved
Qasr Rashwan Lot A _0207 | CLI.CON-000001 |  |  | Approved
Qasr Rashwan Lot A _0207 | CLI.CON-000001 | 12.33 - Mansheya Fanous-Bill No. 11 Guard room (S.PS)(Civil Works)-67-11.1.1.c- | Supply, backfilling and compaction to the required grades with approved clean sand on layers not more than 25 cm thick. The layers are to be compacted by means of vibratory type equipment to obtain 95% of maximum dry density as per specifications. | Approved
Qasr Rashwan Lot A _0207 | CLI.CON-000001 |  |  | Approved
Qasr Rashwan Lot A _0207 | CLI.CON-000001 | 12.43 | BILL NO. 15 Civil Works – Transformer Kiosk (Sec. PS) | Approved
Qasr Rashwan Lot A _0207 | CLI.CON-000001 |  |  | Approved
Qasr Rashwan Lot A _0207 | CLI.CON-000001 | 12.13 - Mansheya Fanous-Bill No. 3 Main Pumping Station (Civil works)-19-3.1.1-b | Submersible Excavation | Approved
Qasr Rashwan Lot A _0207 | CLI.CON-000001 |  |  | Approved
Qasr Rashwan Lot A _0207 | CLI.CON-000001 | 12.38 - Mansheya Fanous-Bill No.6Admin Room - Civil Works-42-6.1.3-b.1 | 250 mm thick. | Approved
Qasr Rashwan Lot A _0207 | CLI.CON-000001 |  |  | Approved
Qasr Rashwan Lot A _0207 | CLI.CON-000001 | 12.32 - 3. Manshya fanous.Mansheya Fanous-Bill No.3.4 - Mansheya Fanous Pump Station (Secondary)-10.4.2-f. | Flanged Wall piece, dia. 150 mm. | Approved
Qasr Rashwan Lot A _0207 | CLI.CON-000001 |  |  | Approved
Qasr Rashwan Lot A _0207 | CLI.CON-000001 | 12.24 - Mansheya Fanous-M.PS Admin Building NO. 6.3-6.3.2-a | Surface mounted luminaire with 1x60 watt led lamps, With (IP20) | Approved
Qasr Rashwan Lot A _0207 | CLI.CON-000001 |  |  | Approved
Qasr Rashwan Lot A _0207 | CLI.CON-000001 | 12.44 - Mansheya Fanous-Bill No.9 Site and Civil Works -53-9.2.1.a- | Excavation from ground level to required depth and grades in all types of soil except the rock, including support system, floading with water, dewatering, compacting bottom of excavation using dynamic roller, transporting excavated materials to the approved off-Site disposal area as per drawings, specifications and geotechnical report. | Approved
Qasr Rashwan Lot A _0207 | CLI.CON-000001 |  |  | Approved
Qasr Rashwan Lot A _0207 | CLI.CON-000001 | 12.38 - Mansheya Fanous-Bill No.6Admin Room - Civil Works-44-6.1.8.b- | Supply and apply of Dry mix paint for facades including substrate preparation, scaffoldings, grooves, applying three coats of paint as per required colors and all required accessories as shown on the Contract Drawings, recommended by manufacturer and approved by the Engineer prior to installation. | Approved
Qasr Rashwan Lot A _0207 | CLI.CON-000001 |  |  | Approved
Qasr Rashwan Lot A _0207 | CLI.CON-000001 | 12.16 - 3. Manshya fanous.Mansheya Fanous-Bill. - Mansheya Fanous Pump Station (Main)-3.4.3-b. | Flanged manually gate valve, dia. 200 mm. | Approved
Qasr Rashwan Lot A _0207 | CLI.CON-000001 |  |  | Approved
Qasr Rashwan Lot A _0207 | CLI.CON-000001 | 12.18 - 3. Manshya fanous.Mansheya Fanous-Bill: Guard room (Main)-4.2.1-a. | Water closet with flush tank floor mounted water closet with flush tank (European type) shall be provided with a toilet paper holder and all its required accessories and fittings with approved sample. All required works of completion with the industry standards. | Approved
Qasr Rashwan Lot A _0207 | CLI.CON-000001 |  |  | Approved
Qasr Rashwan Lot A _0207 | CLI.CON-000001 | 13.12 - Khulusi-Bill No. 3 Main Pumping Station (Civil works)-17-3.1.6-e | Supply, install of GRP net covers. including frames, painting, welding, jointing, all fixings and accessories. Complete as shown on drawings, specification, and recommended by the manufacturer. | Approved
Qasr Rashwan Lot A _0207 | CLI.CON-000001 |  |  | Approved
Qasr Rashwan Lot A _0207 | CLI.CON-000001 | 13.15 - 4. Khulusi.Khulusi-Bill - Khulusi Pump Station-3.4.6-a. | Rotary crane 2 ton, complete with all accessories as specified by Contract Documents. | Approved
Qasr Rashwan Lot A _0207 | CLI.CON-000001 |  |  | Approved
Qasr Rashwan Lot A _0207 | CLI.CON-000001 | 13.11 - 4. Khulusi.Khulusi-Bill No. 2 - Forcemain-2.7 | supplying and installing concrete encasement of 25cm around pipe under waterway to protect the pipe. All works required to complete the crossing with concrete encasement in accordance with Specifications 2.2.7.7 Concrete Encasement (Bedding and Surrounding), Contract Drawings and the Engineer's instructions | Approved
Qasr Rashwan Lot A _0207 | CLI.CON-000001 |  |  | Approved
Qasr Rashwan Lot A _0207 | CLI.CON-000001 | 13.21 - Khulusi-Bill No.6Admin Room - Civil Works-37-6.1.4.a- | Supply and apply two coats of oxidized bituminous paint insulation to surfaces under ground contact with soil such as footings, ground beam, columns pedestal and masonry work to 15 cm upper the GL, sample shall be approved before execution and all required works shall be as per manufacturer's instructions, recommendations and Specification. | Approved
Qasr Rashwan Lot A _0207 | CLI.CON-000001 |  |  | Approved
Qasr Rashwan Lot A _0207 | CLI.CON-000001 | 13.25 | BILL NO. 7.2 Electrical Works - Generator Shed | Approved
Qasr Rashwan Lot A _0207 | CLI.CON-000001 |  |  | Approved
Qasr Rashwan Lot A _0207 | CLI.CON-000001 | 13.10 - 4. Khulusi.Khulusi-BILL NO. 1: SEWAGE NETWORK-1.6-c | Concrete encasement 25cm (300mm) | Approved
Qasr Rashwan Lot A _0207 | CLI.CON-000001 |  |  | Approved
Qasr Rashwan Lot A _0207 | CLI.CON-000001 | 13.14 - Khulusi-Main Pump Station NO. 3.3-40240- | Supply, installation, calibration, connection and testing of Pressure gauge with a range of 0 to 10 bar and all necessary accessories required for installation and operation requirements. | Approved
Qasr Rashwan Lot A _0207 | CLI.CON-000001 |  |  | Approved
Qasr Rashwan Lot A _0207 | CLI.CON-000001 | 13.10 - 4. Khulusi.Khulusi-BILL NO. 1: SEWAGE NETWORK-1.1.1-c.5 | Ditto, depth to invert between 4.51 m and 5.50 m | Approved
Qasr Rashwan Lot A _0207 | CLI.CON-000001 |  |  | Approved
Qasr Rashwan Lot A _0207 | CLI.CON-000001 | 13.23 - Khulusi-Admin Building NO. 6.3 -6.3.2-c | Enclosed Polycarbonate, Wall Mounting Luminaire IP65 With 20 Watt LED Lamp. | Approved
Qasr Rashwan Lot A _0207 | CLI.CON-000001 |  |  | Approved
Qasr Rashwan Lot A _0207 | CLI.CON-000001 | 13.10 - 4. Khulusi.Khulusi-BILL NO. 1: SEWAGE NETWORK-1.1.1-c.2 | Ditto, depth to invert between 1.51 m and 2.50 m | Approved
Qasr Rashwan Lot A _0207 | CLI.CON-000001 |  |  | Approved
Qasr Rashwan Lot A _0207 | CLI.CON-000001 | 13.23 - Khulusi-Admin Building NO. 6.3 -6.3.4-b | Single Phase Switched waterproof Socket, 220V, 16A, 3 Pin Complete With Cover (IP55) | Approved
Qasr Rashwan Lot A _0207 | CLI.CON-000001 |  |  | Approved
Qasr Rashwan Lot A _0207 | CLI.CON-000001 | 13.16 - Khulusi-Bill No.4 Guard Room (Civil Works)-24-4.1.2-c.1 | structure | Approved
Qasr Rashwan Lot A _0207 | CLI.CON-000001 |  |  | Approved
Qasr Rashwan Lot A _0207 | CLI.CON-000001 | 13.12 - Khulusi-Bill No. 3 Main Pumping Station (Civil works)-18-3.1.8.b- | Supply and apply of Dry mix paint for facades including substrate preparation, scaffoldings, grooves, applying three coats of paint as per required colors and all required accessories as shown on the Contract Drawings, recommended by manufacturer and approved by the Engineer prior to installation. | Approved
Qasr Rashwan Lot A _0207 | CLI.CON-000001 |  |  | Approved
Qasr Rashwan Lot A _0207 | CLI.CON-000001 | 13.12 - Khulusi-Bill No. 3 Main Pumping Station (Civil works)-15-3.1.2.d- | Supply and casting of in-place reinforced concrete (Grade C30) with Sulfate- resistant cement, including: formwork, scaffolding, expansion and construction joints, Steel bar reinforcement, joint filler and sealant, accessories, transporting, mixing, casting, finishing, compaction by vibratory, curing and testing as required by the specifications. | Approved
Qasr Rashwan Lot A _0207 | CLI.CON-000001 |  |  | Approved
Qasr Rashwan Lot A _0207 | CLI.CON-000001 | 13.26 | BILL NO. 8 Civil Works – Transformer Kiosk | Approved
Qasr Rashwan Lot A _0207 | CLI.CON-000001 |  |  | Approved
Qasr Rashwan Lot A _0207 | CLI.CON-000001 | 14.19 - Albersly & Iz.Alasfar-Bill No.5 Generator Shed (Civil Works)-27-5.1.b- | Supplying, install and fabrication Pre-Engineered Steel Shade Structures. The price includes all the necessary steel section, bolts, C- channel and corrugated sheet , fixing, paints, fitting and accessories as required by the specifications. provided that the work is completed in full according to the Contract Drawings, Technical Specifications, industry assets and the instructions of the Engineer. | Approved
Qasr Rashwan Lot A _0207 | CLI.CON-000001 |  |  | Approved
Qasr Rashwan Lot A _0207 | CLI.CON-000001 | 14.14 - Albersly & Iz.Alasfar-Main Pump Station NO. 3.3-3.3.8- | Supply, installation, calibration, connection and testing of Pressure Transmitter with a range of 0 to 10 bar including all necessary accessories required for installation and operation requirements. | Approved
Qasr Rashwan Lot A _0207 | CLI.CON-000001 |  |  | Approved
Qasr Rashwan Lot A _0207 | CLI.CON-000001 | 14.13 - Albersly & Iz.Alasfar-Main Pump Station NO. 3.2-3.2.2-f | Enclosed Polycarbonate, Wall Mounting Luminaire IP65 With 20 Watt LED Lamp. | Approved
Qasr Rashwan Lot A _0207 | CLI.CON-000001 |  |  | Approved
Qasr Rashwan Lot A _0207 | CLI.CON-000001 | 14.10 - 5. Iz. Albersly.Iz.Albersly & Iz.Alasfar-BILL NO. 1: SEWAGE NETWORK-1.5.3-d | Pipe coupler | Approved
Qasr Rashwan Lot A _0207 | CLI.CON-000001 |  |  | Approved
Qasr Rashwan Lot A _0207 | CLI.CON-000001 | 14.12 - Albersly & Iz.Alasfar-Bill No. 3 Main Pumping Station (Civil works)-13-3.1.4.e- | Supply and installation of 50 mm extruded polystyrene boards for roof heat insulation with minimum density 35 kg/cm²; the work include Polystyrene sheet 1mm layer. Sample shall be approved before execution and all required works shall be as per manufacturer's instructions, recommendations and Specification. | Approved
Qasr Rashwan Lot A _0207 | CLI.CON-000001 |  |  | Approved
Qasr Rashwan Lot A _0207 | CLI.CON-000001 | 14.13 - Albersly & Iz.Alasfar-Main Pump Station NO. 3.2-3.2.1- | Supply, install, connect, test and commission of complete L.V. distribution boards (LP-PS) the price include selectvity study, termination, Identifications, labling, glands, copper luggs as specified and as indicating drawings. System shall be lump sum complete in every respect with all necessary accessories and ancillary works. | Approved
Qasr Rashwan Lot A _0207 | CLI.CON-000001 |  |  | Approved
Qasr Rashwan Lot A _0207 | CLI.CON-000001 | 14.12 - Albersly & Iz.Alasfar-Bill No. 3 Main Pumping Station (Civil works)-15-3.1.7.b- | Supply and installation of abrasion, friction, acids and shock resistant ceramic tiles for wall, pattern as shown on drawings including cement mortar, setting bed, grouting, fixing, support and all required accessories. Complete as shown on drawings, specified in the Contract documents, recommended by manufacturer and approved by the Engineer prior to installation | Approved
Qasr Rashwan Lot A _0207 | CLI.CON-000001 |  |  | Approved
Qasr Rashwan Lot A _0207 | CLI.CON-000001 | 14.22 - Albersly & Iz.Alasfar-Bill No.9 Site and Civil Works -35-7.3.6- | Supply and Install catch basin including all necessary fittings, the rate shall include excavation in soil, PVC pipes (SN4) with inner diameter of 150 mm for connections between storm gully and manhole, lay bedding layer under gravity pipe line, backfilling above pipe lines and surplus excavation as per specifications and drawings. | Approved
Qasr Rashwan Lot A _0207 | CLI.CON-000001 |  |  | Approved
Qasr Rashwan Lot A _0207 | CLI.CON-000001 | 14.10 - 5. Iz. Albersly.Iz.Albersly & Iz.Alasfar-BILL NO. 1: SEWAGE NETWORK-1.1.1-b.2 | Ditto, depth to invert between 1.51 m and 2.50 m | Approved
Qasr Rashwan Lot A _0207 | CLI.CON-000001 |  |  | Approved
Qasr Rashwan Lot A _0207 | CLI.CON-000001 | 14.12 - Albersly & Iz.Alasfar-Bill No. 3 Main Pumping Station (Civil works)-15-3.1.8.a- | Supply and apply of Acrylic paint for internal walls and ceiling including substrate preparation, applying primer, 2 layer of plastic paint over 2 putty coats as per required colors and all required accessories as shown on drawings, recommended by manufacturer and approved by the Engineer prior to installation. | Approved
Qasr Rashwan Lot A _0207 | CLI.CON-000001 |  |  | Approved
Qasr Rashwan Lot A _0207 | CLI.CON-000001 | 14.10 - 5. Iz. Albersly.Iz.Albersly & Iz.Alasfar-BILL NO. 1: SEWAGE NETWORK-1.2.1-b.1 | Ditto, depth to invert between 1.51 m and 2.00 m | Approved
Qasr Rashwan Lot A _0207 | CLI.CON-000001 |  |  | Approved
Qasr Rashwan Lot A _0207 | CLI.CON-000001 | 14.16 - Albersly & Iz.Alasfar-Bill No.4 Guard Room (Civil Works)-23-4.1.6-b.1 | Type W1, 1,000 mm width x 1,000 mm height | Approved
Qasr Rashwan Lot A _0207 | CLI.CON-000001 |  |  | Approved
Qasr Rashwan Lot A _0207 | CLI.CON-000001 | 10.20 - Iz. Saad Al Rouby-Bill No.5 Store Building (Civil Works)-39-5.1.6-a.1 | Type D1, Size 2,500mmx2,500mm | Approved
Qasr Rashwan Lot A _0207 | CLI.CON-000001 |  |  | Approved
Qasr Rashwan Lot A _0207 | CLI.CON-000001 | 10.11 - 1. Saad Al Rouby.Saad Al Rouby-Bill No. 2 - Forcemain-2.5.5-a | 90º (350mm) | Approved
Qasr Rashwan Lot A _0207 | CLI.CON-000001 |  |  | Approved
Qasr Rashwan Lot A _0207 | CLI.CON-000001 | 10.25 - Iz. Saad Al Rouby-Bill No.8 Site and Civil Works -49-8.2.6-b. | Type D2, 1,000 mm width x 2,500 mm height | Approved
Qasr Rashwan Lot A _0207 | CLI.CON-000001 |  |  | Approved
Qasr Rashwan Lot A _0207 | CLI.CON-000001 | 10.20 - Iz. Saad Al Rouby-Bill No.5 Store Building (Civil Works)-40-5.1.8.b- | Supply and apply of Dry mix paint for facades including substrate preparation, scaffoldings, grooves, applying three coats of paint as per required colors and all required accessories as shown on the Contract Drawings, recommended by manufacturer and approved by the Engineer prior to installation. | Approved
Qasr Rashwan Lot A _0207 | CLI.CON-000001 |  |  | Approved
Qasr Rashwan Lot A _0207 | CLI.CON-000001 | 10.13 - Iz. Saad Al Rouby-Bill No. 3 Main Pumping Station (Civil works)-25-3.1.7.b- | Supply and installation of abrasion, friction, acids and shock resistant ceramic tiles for wall, pattern as shown on drawings including cement mortar, setting bed, grouting, fixing, support and all required accessories. Complete as shown on drawings, specified in the Contract documents, recommended by manufacturer and approved by the Engineer prior to installation | Approved
Qasr Rashwan Lot A _0207 | CLI.CON-000001 |  |  | Approved
Qasr Rashwan Lot A _0207 | CLI.CON-000001 | 10.17 - Iz. Saad Al Rouby-Bill No.4 Guard Room (Civil Works)-31-4.1.2-c.1 | structure | Approved
Qasr Rashwan Lot A _0207 | CLI.CON-000001 |  |  | Approved
Qasr Rashwan Lot A _0207 | CLI.CON-000001 | 10.13 - Iz. Saad Al Rouby-Bill No. 3 Main Pumping Station (Civil works)-22-3.1.2-a.3 | For roof slopes, 30 mm to 140 mm thick | Approved
Qasr Rashwan Lot A _0207 | CLI.CON-000001 |  |  | Approved
Qasr Rashwan Lot A _0207 | CLI.CON-000001 | 10.18 - 1. Saad Al Rouby.Saad Al Rouby-Bill No.4: Guard room (M.PS)-4.2.3-a. | gully trap 30 x 30 | Approved
Qasr Rashwan Lot A _0207 | CLI.CON-000001 |  |  | Approved
Qasr Rashwan Lot A _0207 | CLI.CON-000001 | 10.13 - Iz. Saad Al Rouby-Bill No. 3 Main Pumping Station (Civil works)-24-3.1.5-b | Supply and apply external cement plastering to facades with all metal accessories, base and finish coat, thickness 2cm striped with 2 cm groove render for facades. all required works of completion with the industry standards. As per Specification, Drawings and Engineer's instructions. | Approved
Qasr Rashwan Lot A _0207 | CLI.CON-000001 |  |  | Approved
Qasr Rashwan Lot A _0207 | CLI.CON-000001 | 10.25 - Iz. Saad Al Rouby-Bill No.8 Site and Civil Works -51-8.3.4- | Supply, install and test Fire hydrant including cast iron hydrant, stop valve, etc.all accordance with specification and drawings: | Approved
Qasr Rashwan Lot A _0207 | CLI.CON-000001 |  |  | Approved
Qasr Rashwan Lot A _0207 | CLI.CON-000001 | 10.10 - 1. Saad Al Rouby.Saad Al Rouby-BILL NO. 1: SEWAGE NETWORK-1.1.1-d.4 | Ditto, depth to invert between 4.51 m and 5.50 m | Approved
Qasr Rashwan Lot A _0207 | CLI.CON-000001 |  |  | Approved
Qasr Rashwan Lot A _0207 | CLI.CON-000001 | 10.25 - Iz. Saad Al Rouby-Bill No.8 Site and Civil Works -50-8.3.2-a. | DN/ID 150 mm dia | Approved
Qasr Rashwan Lot A _0207 | CLI.CON-000001 |  |  | Approved
Qasr Rashwan Lot A _0207 | CLI.CON-000001 | 10.17 - Iz. Saad Al Rouby-Bill No.4 Guard Room (Civil Works)-33-4.1.7.b- | Supply and installation of ceramic tiles, pattern as shown on drawings including cement mortar, setting bed, grouting, pointing, fixing, support and all required accessories. Complete as shown on drawings, specified in the Contract documents, recommended by manufacturer and approved by the Engineer prior to installation. | Approved
Qasr Rashwan Lot A _0207 | CLI.CON-000001 |  |  | Approved
Qasr Rashwan Lot A _0207 | CLI.CON-000001 | 10.15 - Saad Al Rouby-Main Pump Station NO. 3.3-3.3.9- | Supply, installation, calibration, connection and testing of Pressure Switch with a range of 0 to 10 bar and all necessary accessories required for installation and operation requirements. | Approved
Qasr Rashwan Lot A _0207 | CLI.CON-000001 |  |  | Approved
Qasr Rashwan Lot A _0207 | CLI.CON-000001 | 10.24 | BILL NO. 7 Civil Works – Transformer Kiosk | Approved
Qasr Rashwan Lot A _0207 | CLI.CON-000001 |  |  | Approved
Qasr Rashwan Lot A _0207 | CLI.CON-000001 |  |  | Approved
Qasr Rashwan Lot A _0207 | CLI.CON-000001 | 11.10 - 2. Murad Al Gendy.Murad Al Gendy W Al Sanahra-BILL NO. 1: SEWAGE NETWORK-1.2.1-b.1 | Ditto, depth to invert between 1.51 m and 2.00 m | Approved
Qasr Rashwan Lot A _0207 | CLI.CON-000001 |  |  | Approved
Qasr Rashwan Lot A _0207 | CLI.CON-000001 | 11.12 - Murad Al Gendy W Al Sanahra-Bill No. 3 Main Pumping Station (Civil works)-17-3.1.1-a | Structural excavation | Approved
Qasr Rashwan Lot A _0207 | CLI.CON-000001 |  |  | Approved
Qasr Rashwan Lot A _0207 | CLI.CON-000001 | 11.16 - Murad Al Gendy W Al Sanahra-Bill No.4 Guard Room (Civil Works)-28-4.1.3-a.1 | 250 mm thick. | Approved
Qasr Rashwan Lot A _0207 | CLI.CON-000001 |  |  | Approved
Qasr Rashwan Lot A _0207 | CLI.CON-000001 | 11.19 | BILL NO. 5.1 Civil Works - Store Building | Approved
Qasr Rashwan Lot A _0207 | CLI.CON-000001 |  |  | Approved
Qasr Rashwan Lot A _0207 | CLI.CON-000001 | 11.11 - 2. Murad Al Gendy.Murad Al Gendy W Al Sanahra-Bill No. 2 - Forcemain-2.4.2-a | Crossing under Al Wastani Drain & Kings Covered Drain by pipe jacking or macro-tunneling | Approved
Qasr Rashwan Lot A _0207 | CLI.CON-000001 |  |  | Approved
Qasr Rashwan Lot A _0207 | CLI.CON-000001 | 11.12 - Murad Al Gendy W Al Sanahra-Bill No. 3 Main Pumping Station (Civil works)-20-3.1.9-a | 75mm dia. | Approved
Qasr Rashwan Lot A _0207 | CLI.CON-000001 |  |  | Approved
Qasr Rashwan Lot A _0207 | CLI.CON-000001 | 11.14 - Murad Al Gendy W Al Sanahra-Main Pump Station NO. 3.3-41701- | Low voltage cables (0.6/1kV) complete with (UPVC Conduits, lugs, ..etc) and all accessories, as per Contract Documents. | Approved
Qasr Rashwan Lot A _0207 | CLI.CON-000001 |  |  | Approved
Qasr Rashwan Lot A _0207 | CLI.CON-000001 | 11.25 - Murad Al Gendy W Al Sanahra-Generator Shed 7.2-7.2.1-a | Supply, install, connect, test and commission of complete L.V. distribution boards (LP-GEN. SHED) the price include selectvity study, termination, Identifications, labling, glands, copper luggs as specified and as indicating drawings. System shall be lump sum complete in every respect with all necessary accessories and ancillary works. | Approved
Qasr Rashwan Lot A _0207 | CLI.CON-000001 |  |  | Approved
Qasr Rashwan Lot A _0207 | CLI.CON-000001 | 11.27 - Murad Al Gendy W Al Sanahra-Bill No.9 Site and Civil Works -54-9.3.1-b. | 100mm dia. | Approved
Qasr Rashwan Lot A _0207 | CLI.CON-000001 |  |  | Approved
Qasr Rashwan Lot A _0207 | CLI.CON-000001 | 11.21 - Murad Al Gendy W Al Sanahra-Bill No.6Admin Room - Civil Works-42-6.1.5-b | Supply and apply external cement plastering to facades with all metal accessories, base and finish coat, thickness 2cm striped with 2 cm groove render for facades. all required works of completion with the industry standards. As per Specification, Drawings and Engineer's instructions. | Approved
Qasr Rashwan Lot A _0207 | CLI.CON-000001 |  |  | Approved
Qasr Rashwan Lot A _0207 | CLI.CON-000001 | 11.10 - 2. Murad Al Gendy.Murad Al Gendy W Al Sanahra-BILL NO. 1: SEWAGE NETWORK-1.4-a | IC 60*60 cm | Approved
Qasr Rashwan Lot A _0207 | CLI.CON-000001 |  |  | Approved
Qasr Rashwan Lot A _0207 | CLI.CON-000001 | 11.27 - Murad Al Gendy W Al Sanahra-Bill No.9 Site and Civil Works -53-9.2.7.b- | Supply and apply of 50 cm high dry mix for skirting including substrate preparation, scaffoldings, grooves, and all required accessories as shown on Contract Drawings, recommended by manufacturer and approved by the Engineer prior to installation. | Approved
Qasr Rashwan Lot A _0207 | CLI.CON-000001 |  |  | Approved
Qasr Rashwan Lot A _0207 | CLI.CON-000001 | 11.21 - Murad Al Gendy W Al Sanahra-Bill No.6Admin Room - Civil Works-40-6.1.2-c.2 | RC protection layer | Approved
Qasr Rashwan Lot A _0207 | CLI.CON-000001 |  |  | Approved
Qasr Rashwan Lot A _0207 | CLI.CON-000001 | 11.25 - Murad Al Gendy W Al Sanahra-Generator Shed 7.2-7.2.3-a | One Way, One-gang Lighting Switch 10A. | Approved
Qasr Rashwan Lot A _0207 | CLI.CON-000001 |  |  | Approved
Qasr Rashwan Lot A _0207 | CLI.CON-000001 | 11.24 - Murad Al Gendy W Al Sanahra-Bill No.7 Generator Shed (Civil Works)-47--7.1.a | Supplying and casting in-place of generator base and the price includes all the necessary excavation and backfilling works, the removal and disposal of the excavated material to the designated dump, the supply and work of plain concrete Grade C20, reinforced concrete Grade C25, insulation works for the base and all that comes into contact with the soil, including formwork, transporting, mixing, casting, finishing, curing and testing as required by the specifications. provided that the work is completed in full according to the Contract drawings, technical specifications, industry assets and the instructions of the Engineer. | Approved
Qasr Rashwan Lot A _0207 | CLI.CON-000001 |  |  | Approved
Qasr Rashwan Lot A _0207 | CLI.CON-000001 | 11.12 | BILL NO. 3.1 Civil Works - Pumping Station | Approved
Qasr Rashwan Lot A _0207 | CLI.CON-000001 |  |  | Approved
Qasr Rashwan Lot A _0207 | CLI.CON-000001 | 11.21 - Murad Al Gendy W Al Sanahra-Bill No.6Admin Room - Civil Works-42-6.1.6-b.1 | Type W1, 1,000 mm width x 1,000 mm height | Approved
Qasr Rashwan Lot A _0207 | CLI.CON-000001 |  |  | Approved
Qasr Rashwan Lot A _0207 | CLI.CON-000001 | 11.25 - Murad Al Gendy W Al Sanahra-Generator Shed 7.2-7.2.4-a | Lighting outlets. | Approved
Qasr Rashwan Lot A _0207 | CLI.CON-000001 |  |  | Approved
Qasr Rashwan Lot A _0207 | CLI.CON-000001 | 11.16 - Murad Al Gendy W Al Sanahra-Bill No.4 Guard Room (Civil Works)-29-4.1.6-b.2 | Type W2, 600 mm width x 600 mm height | Approved
Qasr Rashwan Lot A _0207 | CLI.CON-000001 |  |  | Approved
Qasr Rashwan Lot A _0207 | CLI.CON-000001 | 11.14 - Murad Al Gendy W Al Sanahra-Main Pump Station NO. 3.3-42797- | Earthing system network complete with (Inspection pit, rods, bare copper conductor ...etc) and all accessories, as per Contract documents. | Approved
Qasr Rashwan Lot A _0207 | CLI.CON-000001 |  |  | Approved
Qasr Rashwan Lot A _0207 | CLI.CON-000001 | 11.14 - Murad Al Gendy W Al Sanahra-Main Pump Station NO. 3.3-42432- | Layout external lighting complete with (Solar lighting poles (solar panels, battery, LED light, charger), boundary wall lighting, wires, UPVC and PVC Conduits,…..etc) and all accessories as per Contract documents. | Approved
Qasr Rashwan Lot A _0207 | CLI.CON-000001 |  |  | Approved
Qasr Rashwan Lot A _0207 | CLI.CON-000001 | 11.20 - Murad Al Gendy W Al Sanahra-Store NO. 5.2-5.2.2-b | Ditto As Above But For Maintained Electricity Duration. Provided With Emergency Unit For 3 Hours | Approved
Qasr Rashwan Lot A _0207 | CLI.CON-000001 |  |  | Approved
Qasr Rashwan Lot A _0207 | CLI.CON-000001 | 11.11 - 2. Murad Al Gendy.Murad Al Gendy W Al Sanahra-Bill No. 2 - Forcemain-2.5.3-b | Flange spigot with puddle flanged pieces 300mm | Approved
Qasr Rashwan Lot A _0207 | CLI.CON-000001 |  |  | Approved
Qasr Rashwan Lot A _0207 | CLI.CON-000001 | 11.20 - Murad Al Gendy W Al Sanahra-Store NO. 5.2-5.2.3- | One Way, Three-gang Lighting Switch 10A. | Approved
Qasr Rashwan Lot A _0207 | CLI.CON-000001 |  |  | Approved
Qasr Rashwan Lot A _0207 | CLI.CON-000001 | 11.27 - Murad Al Gendy W Al Sanahra-Bill No.9 Site and Civil Works -52-9.2.2.b- | Supply and casting of in-place reinforced concrete Grade C25 with Sulfate-resistant cement for footing, column pedestal and grade beams including: formwork, scaffolding, expansion and construction joints, Steel bar reinforcement, joint filler and sealant, accessories, transporting, mixing, casting, finishing, compaction by vibratory, spraying, curing, and testing as required by the specifications. | Approved
Qasr Rashwan Lot A _0207 | CLI.CON-000001 |  |  | Approved
Qasr Rashwan Lot A _0207 | CLI.CON-000001 | 11.15 - 2. Murad Al Gendy.Murad Al Gendy W Al Sanahra-Bill No.3.4 - Murad Al Gendy W Al Sanahra Pump Station (Mechanical works)-3.4.8-a. | Ventilation system complete comprising of Fans with capacity of 1000 m3/hr., outlets, conduits, wires….etc for pump building, complete with all accessories As per Contract Documents | Approved
Qasr Rashwan Lot A _0207 | CLI.CON-000001 |  |  | Approved
Qasr Rashwan Lot A _0207 | CLI.CON-000001 | 11.13 - Murad Al Gendy W Al Sanahra-Main Pump Station NO. 3.2-3.2.2-c | Surface mounted luminaire with 1x60 watt led lamps, With (IP20) | Approved
Qasr Rashwan Lot A _0207 | CLI.CON-000001 |  |  | Approved
Qasr Rashwan Lot A _0207 | CLI.CON-000001 | 11.13 - Murad Al Gendy W Al Sanahra-Main Pump Station NO. 3.2-3.2.2-a | Rated Wall Mounted luminaire IP65, with 60W LED lamp, watertight. | Approved
Qasr Rashwan Lot A _0207 | CLI.CON-000001 |  |  | Approved
Qasr Rashwan Lot A _0207 | CLI.CON-000001 | 11.20 - Murad Al Gendy W Al Sanahra-Store NO. 5.2-5.2.1- | Supply, install, connect, test and commission of complete L.V. distribution boards (LP-ST) the price include selectvity study, termination, Identifications, labling, glands, copper luggs as specified and as indicating drawings. System shall be lump sum complete in every respect with all necessary accessories and ancillary works. | Approved
Qasr Rashwan Lot A _0207 | CLI.CON-000001 |  |  | Approved
Qasr Rashwan Lot A _0207 | CLI.CON-000001 | 11.11 - 2. Murad Al Gendy.Murad Al Gendy W Al Sanahra-Bill No. 2 - Forcemain-2.2-a | Valve chamber type (A) | Approved
Qasr Rashwan Lot A _0207 | CLI.CON-000001 |  |  | Approved
Qasr Rashwan Lot A _0207 | CLI.CON-000001 | 12.40 - Mansheya Fanous-S.PS Admin Building NO. 13.3-13.3.5-a | Wall Mounted Exhaust Fan Outlet. | Approved
Qasr Rashwan Lot A _0207 | CLI.CON-000001 |  |  | Approved
Qasr Rashwan Lot A _0207 | CLI.CON-000001 | 12.22 - Mansheya Fanous-Bill No.6Admin Room - Civil Works-43-6.1.5-a | Supply and excite cement sand plaster for internal slabs, walls and beams with all metal accessories, the item includes substrate preparation, all required works of completion with the industry standards. As per Specification, Drawings and Engineer instructions. | Approved
Qasr Rashwan Lot A _0207 | CLI.CON-000001 |  |  | Approved
Qasr Rashwan Lot A _0207 | CLI.CON-000001 | 12.22 - Mansheya Fanous-Bill No.6Admin Room - Civil Works-41-6.1.2-b.1 | for foundation | Approved
Qasr Rashwan Lot A _0207 | CLI.CON-000001 |  |  | Approved
Qasr Rashwan Lot A _0207 | CLI.CON-000001 | 12.13 - Mansheya Fanous-Bill No. 3 Main Pumping Station (Civil works)-19-3.1.2.e- | Supply and casting of in-place reinforced concrete in super structure, including: formwork, scaffolding, expansion, construction joints, Steel bar reinforcement, joint filler, sealant, transporting, fixation, mixing, pouring, leveling, finishing, compaction by vibratory, curing of reinforced concrete and testing as set out in the specifications. | Approved
Qasr Rashwan Lot A _0207 | CLI.CON-000001 |  |  | Approved
Qasr Rashwan Lot A _0207 | CLI.CON-000001 | 12.20 - Mansheya Fanous-Bill No.5 Store Building (Civil Works)-37-5.1.4.c- | Supply and installation of 50 mm extruded polystyrene boards for roof heat insulation with minimum density 35 kg/cm²; the work include Polystyrene sheet 1mm layer. Sample shall be approved before execution and all required works shall be as per manufacturer's instructions, recommendations and Specification. | Approved
Qasr Rashwan Lot A _0207 | CLI.CON-000001 |  |  | Approved
Qasr Rashwan Lot A _0207 | CLI.CON-000001 | 12.28 - Mansheya Fanous-Bill No.9 Site and Civil Works -54-9.2.3.a- | 250 mm thick. | Approved
Qasr Rashwan Lot A _0207 | CLI.CON-000001 |  |  | Approved
Qasr Rashwan Lot A _0207 | CLI.CON-000001 | 12.33 - Mansheya Fanous-Bill No. 11 Guard room (S.PS)(Civil Works)-70-11.1.8.b- | Supply and apply of Dry mix paint for facades including substrate preparation, scaffoldings, grooves, applying three coats of paint as per required colors and all required accessories as shown on the Contract Drawings, recommended by manufacturer and approved by the Engineer prior to installation. | Approved
Qasr Rashwan Lot A _0207 | CLI.CON-000001 |  |  | Approved
Qasr Rashwan Lot A _0207 | CLI.CON-000001 | 12.31 - Mansheya Fanous-SEC. Pump Station NO. 10.3-10.3.13- | Instrumentation and Control System Spare Parts as per specifications. | Approved
Qasr Rashwan Lot A _0207 | CLI.CON-000001 |  |  | Approved
Qasr Rashwan Lot A _0207 | CLI.CON-000001 | 12.36 - Mansheya Fanous-Bill No.12 Store Building (S.PS) (Civil Works)-76-12.1.9-a. | 75mm dia. | Approved
Qasr Rashwan Lot A _0207 | CLI.CON-000001 |  |  | Approved
Qasr Rashwan Lot A _0207 | CLI.CON-000001 | 12.44 - Mansheya Fanous-Bill No.9 Site and Civil Works -54-9.2.3.b- | 250 mm thick. | Approved
Qasr Rashwan Lot A _0207 | CLI.CON-000001 |  |  | Approved
Qasr Rashwan Lot A _0207 | CLI.CON-000001 | 12.30 - Mansheya Fanous-SEC. Pump Station NO. 10.2-10.2.2-f | Enclosed Polycarbonate, Wall Mounting Luminaire IP65 With 20 Watt LED Lamp. | Approved
Qasr Rashwan Lot A _0207 | CLI.CON-000001 |  |  | Approved
Qasr Rashwan Lot A _0207 | CLI.CON-000001 | 12.11 - 3. Manshya fanous.Mansheya Fanous-Bill No. 2 - Forcemain (Main)-2.1.4.1-b | Double Crossing under Kings Drain inside concrete encasement of 25cm thick. | Approved
Qasr Rashwan Lot A _0207 | CLI.CON-000001 |  |  | Approved
Qasr Rashwan Lot A _0207 | CLI.CON-000001 | 12.29 - Mansheya Fanous-Bill No. 10 SECONDARY Pumping Station (Civil works)-58-10.1.1-c | Extra over for excavation in rock. | Approved
Qasr Rashwan Lot A _0207 | CLI.CON-000001 |  |  | Approved
Qasr Rashwan Lot A _0207 | CLI.CON-000001 | 12.38 - Mansheya Fanous-Bill No.6Admin Room - Civil Works-42-6.1.4.b- | Supply and installation of horizontal prefabricated moisture Insulation membrane to the wet areas with 4mm thick for floor and roof, including joints, fixtures, overlaps not less than 100 mm and item include all surface preparation steps, coating with 2 layers of primer bitumen coat, metal flashing, internal angle fillets, upstand to vertical surfaces and waterproofing to all openings and around pipes and water drains, Polystyrene sheet 1mm, protection Sand-cement mortar screed, 30 mm thick as per manufacturer's instructions, Contract Drawing, recommendations and Specification. Roof thermal insulation | Approved
Qasr Rashwan Lot A _0207 | CLI.CON-000001 |  |  | Approved
Qasr Rashwan Lot A _0207 | CLI.CON-000001 | 12.31 - Mansheya Fanous-SEC. Pump Station NO. 10.3-10.3.9- | Supply, installation, calibration, connection and testing of Pressure Switch with a range of 0 to 10 bar and all necessary accessories required for installation and operation requirements. | Approved
Qasr Rashwan Lot A _0207 | CLI.CON-000001 |  |  | Approved
Qasr Rashwan Lot A _0207 | CLI.CON-000001 | 12.36 - Mansheya Fanous-Bill No.12 Store Building (S.PS) (Civil Works)-74-12.1.2-b.2 | For grade slabs, 100 mm thick | Approved
Qasr Rashwan Lot A _0207 | CLI.CON-000001 |  |  | Approved
Qasr Rashwan Lot A _0207 | CLI.CON-000001 | 12.33 - Mansheya Fanous-Bill No. 11 Guard room (S.PS)(Civil Works)-67-11.1.2-c.1 | structure | Approved
Qasr Rashwan Lot A _0207 | CLI.CON-000001 |  |  | Approved
Qasr Rashwan Lot A _0207 | CLI.CON-000001 | 12.11 - 3. Manshya fanous.Mansheya Fanous-Bill No. 2 - Forcemain (Main)-2.1.3.3-d | Flange spigot with puddle flanged pieces 250mm | Approved
Qasr Rashwan Lot A _0207 | CLI.CON-000001 |  |  | Approved
Qasr Rashwan Lot A _0207 | CLI.CON-000001 | 12.28 - Mansheya Fanous-Bill No.9 Site and Civil Works -55-9.3.2-a. | DN/ID 150 mm dia | Approved
Qasr Rashwan Lot A _0207 | CLI.CON-000001 |  |  | Approved
Qasr Rashwan Lot A _0207 | CLI.CON-000001 | 12.17 - Mansheya Fanous-Bill No.4 Guard Room (Civil Works)-29-4.1.2-c.1 | structure | Approved
Qasr Rashwan Lot A _0207 | CLI.CON-000001 |  |  | Approved
Qasr Rashwan Lot A _0207 | CLI.CON-000001 | 12.10 - 3. Manshya fanous.Mansheya Fanous-BILL NO. 1: SEWAGE NETWORK-1.7.3-c | Concrete encasement 25cm (300mm) | Approved
Qasr Rashwan Lot A _0207 | CLI.CON-000001 |  |  | Approved
Qasr Rashwan Lot A _0207 | CLI.CON-000001 | 12.17 - Mansheya Fanous-Bill No.4 Guard Room (Civil Works)-30-4.1.3-a.2 | 120 mm thick. | Approved
Qasr Rashwan Lot A _0207 | CLI.CON-000001 |  |  | Approved
Qasr Rashwan Lot A _0207 | CLI.CON-000001 | 12.15 - Mansheya Fanous-Main Pump Station NO. 3.3-3.3.12- | Supply, installation, termination and testing of control cables (12 x 2 mm2) from valve actuators, water hammering system, generators, transformers, Low Voltage Main Distribution Board (LVMDB), Motor Control Centers (MCC) to the PLC panel complete with conduits, pull boxes, junction boxes, accessories, duct bank...etc. | Approved
Qasr Rashwan Lot A _0207 | CLI.CON-000001 |  |  | Approved
Qasr Rashwan Lot A _0207 | CLI.CON-000001 | 12.34 - 3. Manshya fanous.Mansheya Fanous-Bill: Guard room (Secondary)-11.2.2-a. | 25mm dia. | Approved
Qasr Rashwan Lot A _0207 | CLI.CON-000001 |  |  | Approved
Qasr Rashwan Lot A _0207 | CLI.CON-000001 | 12.36 - Mansheya Fanous-Bill No.12 Store Building (S.PS) (Civil Works)-75-12.1.5-b | Supply and apply external cement plastering to facades with all metal accessories, base and finish coat, thickness 2cm striped with 2 cm groove render for facades. all required works of completion with the industry standards. As per Specification, Drawings and the Engineer's instructions. | Approved
Qasr Rashwan Lot A _0207 | CLI.CON-000001 |  |  | Approved
Qasr Rashwan Lot A _0207 | CLI.CON-000001 | 12.38 - Mansheya Fanous-Bill No.6Admin Room - Civil Works-43-6.1.6-b.2 | Type W2, 600 mm width x 600 mm height | Approved
Qasr Rashwan Lot A _0207 | CLI.CON-000001 |  |  | Approved
Qasr Rashwan Lot A _0207 | CLI.CON-000001 | 12.17 - Mansheya Fanous-Bill No.4 Guard Room (Civil Works)-30-4.1.4.a- | Supply and apply two coats of oxidized bituminous paint insulation to surfaces underground contact with soil such as footings, ground beam, columns pedestal and masonry work to 15 cm upper the GL, sample shall be approved before execution and all required works shall be as per manufacturer's instructions, recommendations and Specification. | Approved
Qasr Rashwan Lot A _0207 | CLI.CON-000001 |  |  | Approved
Qasr Rashwan Lot A _0207 | CLI.CON-000001 | 12.33 - Mansheya Fanous-Bill No. 11 Guard room (S.PS)(Civil Works)-69-11.1.6-a.1 | Type D1, size 800mmx2,200mm | Approved
Qasr Rashwan Lot A _0207 | CLI.CON-000001 |  |  | Approved
Qasr Rashwan Lot A _0207 | CLI.CON-000001 | 12.36 - Mansheya Fanous-Bill No.12 Store Building (S.PS) (Civil Works)-74-12.1.3.b- | 250 mm thick. | Approved
Qasr Rashwan Lot A _0207 | CLI.CON-000001 |  |  | Approved
Qasr Rashwan Lot A _0207 | CLI.CON-000001 | 12.38 - Mansheya Fanous-Bill No.6Admin Room - Civil Works-41-6.1.2-c.1 | structure | Approved
Qasr Rashwan Lot A _0207 | CLI.CON-000001 |  |  | Approved
Qasr Rashwan Lot A _0207 | CLI.CON-000001 | 12.35 - Mansheya Fanous-S.PS Guard room NO. 11.3-11.3.1-a | Supply, install, connect, test and commission of complete L.V. distribution boards (LP-GUR-EXT.) the price include circuit breakers, contactors, relays, timers , photocells, push buttons, selectvity study, termination, Identifications ,labling, glands, copper luggs as specified and as indicating drawings. System shall be lump sum complete in every respect with all necessary accessories and ancillary works. | Approved
Qasr Rashwan Lot A _0207 | CLI.CON-000001 |  |  | Approved
Qasr Rashwan Lot A _0207 | CLI.CON-000001 | 12.28 - Mansheya Fanous-Bill No.9 Site and Civil Works -55-9.2.7-a. | Supply and apply of Dry mix paint for facades including substrate preparation, scaffoldings, grooves, applying three coats of paint as per required colors and all required accessories as shown on the Contract Drawings, recommended by manufacturer and approved by the Engineer prior to installation. | Approved
Qasr Rashwan Lot A _0207 | CLI.CON-000001 |  |  | Approved
Qasr Rashwan Lot A _0207 | CLI.CON-000001 | 12.13 - Mansheya Fanous-Bill No. 3 Main Pumping Station (Civil works)-21-3.1.6-c | Supply, fabrication and erection of Stainless steel 316L handrail including all required steel members, welding, jointing, all fixings, fittings, painting and accessories. all required works of completion with the industry standards. As per Specification, Drawings and Engineer's instructions. | Approved
Qasr Rashwan Lot A _0207 | CLI.CON-000001 |  |  | Approved
Qasr Rashwan Lot A _0207 | CLI.CON-000001 | 12.12 - 3. Manshya fanous.Mansheya Fanous-Bill No. 2 - Forcemain (Secondary)-2.2.2-e | Flowmeter chamber | Approved
Qasr Rashwan Lot A _0207 | CLI.CON-000001 |  |  | Approved
Qasr Rashwan Lot A _0207 | CLI.CON-000001 | 12.10 - 3. Manshya fanous.Mansheya Fanous-BILL NO. 1: SEWAGE NETWORK-1.7.1-a | (Crossing under Bahr Fanous inside concrete encasement 25cm (250mm) | Approved
Qasr Rashwan Lot A _0207 | CLI.CON-000001 |  |  | Approved
Qasr Rashwan Lot A _0207 | CLI.CON-000001 | 12.23 - 3. Manshya fanous.Mansheya Fanous-Bill .: Admin (Main)-6.2.1-b. | Supply and install hand wash sink with soap dish and holder, with all its required accessories, water mixer, faucets, floor and siphon chrome 1.5 inch, include cold and hot water supply connections, sewage pipes with 2 corner stopcocks with approved sample. All required works of completion with the industry standards. | Approved
Qasr Rashwan Lot A _0207 | CLI.CON-000001 |  |  | Approved
Qasr Rashwan Lot A _0207 | CLI.CON-000001 | 12.23 - 3. Manshya fanous.Mansheya Fanous-Bill .: Admin (Main)-6.2.1-a. | Water closet with flush tank floor mounted water closet with flush tank (European type) shall be provided with a toilet paper holder and all its required accessories and fittings with approved sample. All required works of completion with the industry standards. | Approved
Qasr Rashwan Lot A _0207 | CLI.CON-000001 |  |  | Approved
Qasr Rashwan Lot A _0207 | CLI.CON-000001 | 12.30 - Mansheya Fanous-SEC. Pump Station NO. 10.2-10.2.5-b | Lighting outlets. Supply, Test, Delivery, Erection, Commissioning and putting into Operation of the following items (including all accessories) as per Contract Documents: | Approved
Qasr Rashwan Lot A _0207 | CLI.CON-000001 |  |  | Approved
Qasr Rashwan Lot A _0207 | CLI.CON-000001 | 12.20 - Mansheya Fanous-Bill No.5 Store Building (Civil Works)-37-5.1.4.b- | Supply and installation of horizontal prefabricated moisture Insulation membrane to the wet areas with 4mm thick for floor and roof, including joints, fixtures, overlaps not less than 100 mm and item include all surface preparation steps, coating with 2 layers of primer bitumen coat, metal flashing, internal angle fillets, upstand to vertical surfaces and waterproofing to all openings and around pipes and water drains, Polystyrene sheet 1mm, protection Sand-cement mortar screed, 30 mm thick as per manufacturer's instructions, Contract Drawing, recommendations and Specification. | Approved
Qasr Rashwan Lot A _0207 | CLI.CON-000001 |  |  | Approved
Qasr Rashwan Lot A _0207 | CLI.CON-000001 | 12.44 - Mansheya Fanous-Bill No.9 Site and Civil Works -53-9.2.1-b | Extra over for excavation in rock. | Approved
Qasr Rashwan Lot A _0207 | CLI.CON-000001 |  |  | Approved
Qasr Rashwan Lot A _0207 | CLI.CON-000001 | 12.11 - 3. Manshya fanous.Mansheya Fanous-Bill No. 2 - Forcemain (Main)-2.1.8 | Excavation in rock according to soil and as specified in the Contract Documents. | Approved
Qasr Rashwan Lot A _0207 | CLI.CON-000001 |  |  | Approved
Qasr Rashwan Lot A _0207 | CLI.CON-000001 | 12.16 - 3. Manshya fanous.Mansheya Fanous-Bill. - Mansheya Fanous Pump Station (Main)-3.4.4-e. | Flexible joint, dia. 250 mm | Approved
Qasr Rashwan Lot A _0207 | CLI.CON-000001 |  |  | Approved
Qasr Rashwan Lot A _0207 | CLI.CON-000001 | 13.16 - Khulusi-Bill No.4 Guard Room (Civil Works)-24-4.1.1-b | Extra over for excavation in rock. | Approved
Qasr Rashwan Lot A _0207 | CLI.CON-000001 |  |  | Approved
Qasr Rashwan Lot A _0207 | CLI.CON-000001 | 13.15 - 4. Khulusi.Khulusi-Bill - Khulusi Pump Station-3.4.3-e. | Flanged Elbow 90o, dia. 150 mm. | Approved
Qasr Rashwan Lot A _0207 | CLI.CON-000001 |  |  | Approved
Qasr Rashwan Lot A _0207 | CLI.CON-000001 | 13.13 - Khulusi-Main Pump Station NO. 3.2-3.2.3-a | One Way, One-gang Lighting Switch 10A. | Approved
Qasr Rashwan Lot A _0207 | CLI.CON-000001 |  |  | Approved
Qasr Rashwan Lot A _0207 | CLI.CON-000001 | 13.11 - 4. Khulusi.Khulusi-Bill No. 2 - Forcemain-2.5.5-a | 90º (200mm) | Approved
Qasr Rashwan Lot A _0207 | CLI.CON-000001 |  |  | Approved
Qasr Rashwan Lot A _0207 | CLI.CON-000001 | 13.10 - 4. Khulusi.Khulusi-BILL NO. 1: SEWAGE NETWORK-1.1.1-a.1 | Depth to invert not exceeding 1.2 m | Approved
Qasr Rashwan Lot A _0207 | CLI.CON-000001 |  |  | Approved
Qasr Rashwan Lot A _0207 | CLI.CON-000001 | 13.10 - 4. Khulusi.Khulusi-BILL NO. 1: SEWAGE NETWORK-1.2.1-b.7 | Ditto, depth to invert between 4.51 m and 5.00 m | Approved
Qasr Rashwan Lot A _0207 | CLI.CON-000001 |  |  | Approved
Qasr Rashwan Lot A _0207 | CLI.CON-000001 | 13.13 - Khulusi-Main Pump Station NO. 3.2-3.2.2-a | Rated Wall Mounted luminaire IP65, with 60W LED lamp, watertight. | Approved
Qasr Rashwan Lot A _0207 | CLI.CON-000001 |  |  | Approved
Qasr Rashwan Lot A _0207 | CLI.CON-000001 | 13.12 - Khulusi-Bill No. 3 Main Pumping Station (Civil works)-17-3.1.5-b | Supply and apply external cement plastering to facades with all metal accessories, base and finish coat, thickness 2cm striped with 2 cm groove render for facades. all required works of completion with the industry standards. As per Specification, Drawings and Engineer's instructions. | Approved
Qasr Rashwan Lot A _0207 | CLI.CON-000001 |  |  | Approved
Qasr Rashwan Lot A _0207 | CLI.CON-000001 | 13.19 - Khulusi-Bill No.5 Store Building (Civil Works)-33-5.1.8.c- | Supply and apply of 60 cm high dry mix for skirting including substrate preparation, scaffoldings, grooves, and all required accessories as shown on Contract Drawings, recommended by manufacturer and approved by the Engineer prior to installation. | Approved
Qasr Rashwan Lot A _0207 | CLI.CON-000001 |  |  | Approved
Qasr Rashwan Lot A _0207 | CLI.CON-000001 | 13.12 - Khulusi-Bill No. 3 Main Pumping Station (Civil works)-17-3.1.5-a | Supply and excite cement sand plaster for internal slabs, walls and beams with all metal accessories, the item includes substrate preparation, all required works of completion with the industry standards. As per Specification, Drawings and Engineer instructions. | Approved
Qasr Rashwan Lot A _0207 | CLI.CON-000001 |  |  | Approved
Qasr Rashwan Lot A _0207 | CLI.CON-000001 | 13.12 - Khulusi-Bill No. 3 Main Pumping Station (Civil works)-17-3.1.6.a- | Type D1, size 1,500mmx2,500mm | Approved
Qasr Rashwan Lot A _0207 | CLI.CON-000001 |  |  | Approved
Qasr Rashwan Lot A _0207 | CLI.CON-000001 | 13.11 - 4. Khulusi.Khulusi-Bill No. 2 - Forcemain-2.3.2-b | Tee 200/100 | Approved
Qasr Rashwan Lot A _0207 | CLI.CON-000001 |  |  | Approved
Qasr Rashwan Lot A _0207 | CLI.CON-000001 | 13.11 - 4. Khulusi.Khulusi-Bill No. 2 - Forcemain-2.3.1-c | washout 150 mm dia. | Approved
Qasr Rashwan Lot A _0207 | CLI.CON-000001 |  |  | Approved
Qasr Rashwan Lot A _0207 | CLI.CON-000001 | 13.21 - Khulusi-Bill No.6Admin Room - Civil Works-36-6.1.2-c.2 | RC protection layer | Approved
Qasr Rashwan Lot A _0207 | CLI.CON-000001 |  |  | Approved
Qasr Rashwan Lot A _0207 | CLI.CON-000001 | 13.12 - Khulusi-Bill No. 3 Main Pumping Station (Civil works)-15-3.1.2-a.3 | For roof slopes, 30 mm to 140 mm thick | Approved
Qasr Rashwan Lot A _0207 | CLI.CON-000001 |  |  | Approved
Qasr Rashwan Lot A _0207 | CLI.CON-000001 | 13.27 - Khulusi-Bill No.9 Site and Civil Works -50-9.3.1-a. | 25mm dia. | Approved
Qasr Rashwan Lot A _0207 | CLI.CON-000001 |  |  | Approved
Qasr Rashwan Lot A _0207 | CLI.CON-000001 | 13.23 | BILL NO. 6.3 Electrical Works – Admin Room | Approved
Qasr Rashwan Lot A _0207 | CLI.CON-000001 |  |  | Approved
Qasr Rashwan Lot A _0207 | CLI.CON-000001 | 14.14 - Albersly & Iz.Alasfar-Main Pump Station NO. 3.3-3.3.1- | Medium voltage cables feeding the pumping station, this cables include the cables connection from the the Egyptian Electrical Authority (EEA) substation (outside puming station) up to the Ring Main Units (RMUs) inside pumping station. The contractor shall be responsible to coordinate with the EEA for identifying the cable route, size, laying, ..etc. | Approved
Qasr Rashwan Lot A _0207 | CLI.CON-000001 |  |  | Approved
Qasr Rashwan Lot A _0207 | CLI.CON-000001 | 14.12 - Albersly & Iz.Alasfar-Bill No. 3 Main Pumping Station (Civil works)-13-3.1.3.b- | 250 mm thick. | Approved
Qasr Rashwan Lot A _0207 | CLI.CON-000001 |  |  | Approved
Qasr Rashwan Lot A _0207 | CLI.CON-000001 | 14.13 - Albersly & Iz.Alasfar-Main Pump Station NO. 3.2-3.2.3-a | One Way, One-gang Lighting Switch 10A. | Approved
Qasr Rashwan Lot A _0207 | CLI.CON-000001 |  |  | Approved
Qasr Rashwan Lot A _0207 | CLI.CON-000001 | 14.10 - 5. Iz. Albersly.Iz.Albersly & Iz.Alasfar-BILL NO. 1: SEWAGE NETWORK-1.5.3-a | DI gate valve 250 mm, | Approved
Qasr Rashwan Lot A _0207 | CLI.CON-000001 |  |  | Approved
Qasr Rashwan Lot A _0207 | CLI.CON-000001 | 14.20 - Albersly & Iz.Alasfar-Generator Shed No.5.2-5.2.1-a | Supply, install, connect, test and commission of complete L.V. distribution boards (LP-GEN. SHED) the price include selectvity study, termination, Identifications, labling, glands, copper luggs as specified and as indicating drawings. System shall be lump sum complete in every respect with all necessary accessories and ancillary works. | Approved
Qasr Rashwan Lot A _0207 | CLI.CON-000001 |  |  | Approved
Qasr Rashwan Lot A _0207 | CLI.CON-000001 | 14.13 - Albersly & Iz.Alasfar-Main Pump Station NO. 3.2-3.2.5-a | Wall Mounted Exhaust Fan Outlet. | Approved
Qasr Rashwan Lot A _0207 | CLI.CON-000001 |  |  | Approved
Qasr Rashwan Lot A _0207 | CLI.CON-000001 | 14.11 - 5. Iz. Albersly.Iz.Albersly & Iz.Alasfar-Bill No. 2 - Forcemain-2.8 | Wooden formwork are left in their places after the excavation, construction and backfilling works over them, as approved from the Engineer Bill - Iz.Albersly & Iz.Alasfar Pump Station | Approved
Qasr Rashwan Lot A _0207 | CLI.CON-000001 |  |  | Approved
Qasr Rashwan Lot A _0207 | CLI.CON-000001 | 14.22 - Albersly & Iz.Alasfar-Bill No.9 Site and Civil Works -34--7.3.4 | Circular Manholes: Construction of in-situ cast fair faced plain concrete (Grade C30) manholes. Price includes all supplies, excavation in all types of soil except the rock, removal and disposal of the excavated material, debris and rubble disposal to the designated dump yard, trench shoring and supports,soil replacement if any, sheeting, surface dewatering, forming flexible joints at manhole entrances, including short pieces, benching at the manhole base, internal and external protection, backfilling in compacted layers using approved soil material and testing, reinstatement of ground surface and road pavements of every kind and restoring every thing to their original conditions including asphalt and other paved areas, manhole cover and frame D400 made of polymeric material such as (GRP) or alternative, epoxy coated non-slip finish manhole steps and all other accessories and fittings that are required for a complete manhole all as shown and detailed in the Contract Drawings and Specifications | Approved
Qasr Rashwan Lot A _0207 | CLI.CON-000001 |  |  | Approved
Qasr Rashwan Lot A _0207 | CLI.CON-000001 | 14.12 - Albersly & Iz.Alasfar-Bill No. 3 Main Pumping Station (Civil works)-15-3.1.7-a.1 | Abrasion, friction, acids and shock resistant ceramic | Approved
Qasr Rashwan Lot A _0207 | CLI.CON-000001 |  |  | Approved
Qasr Rashwan Lot A _0207 | CLI.CON-000001 | 14.14 - Albersly & Iz.Alasfar-Main Pump Station NO. 3.3-3.3.2- | Outdoor Kiosk power transformer package 50 KVA, 11/0.4KV complete with Ring Main Unit, Bus-Bar, Breakers, Protection, Measuring, Low Voltage accumulated energy meter and all required accessories for medium voltage, as per tendered documents, and shall be supplied and erected according to the requirements of the Egyptian Electric Authority (E.E.A), the contractor shall take the approval of the (E.E.A) before supplying. | Approved
Qasr Rashwan Lot A _0207 | CLI.CON-000001 |  |  | Approved
Qasr Rashwan Lot A _0207 | CLI.CON-000001 | 14.21 | BILL NO. 6 Civil Works – Transformer Kiosk | Approved
Qasr Rashwan Lot A _0207 | CLI.CON-000001 |  |  | Approved
Qasr Rashwan Lot A _0207 | CLI.CON-000001 | 14.10 - 5. Iz. Albersly.Iz.Albersly & Iz.Alasfar-BILL NO. 1: SEWAGE NETWORK-1.6.1-b | Concrete encasement 25cm (250mm) | Approved
Qasr Rashwan Lot A _0207 | CLI.CON-000001 |  |  | Approved
Qasr Rashwan Lot A _0207 | CLI.CON-000001 | 14.10 - 5. Iz. Albersly.Iz.Albersly & Iz.Alasfar-BILL NO. 1: SEWAGE NETWORK-1.8 | Deep Dewatering according to soil investigation, specification and Engineer instruction. | Approved
Qasr Rashwan Lot A _0207 | CLI.CON-000001 |  |  | Approved
Qasr Rashwan Lot A _0207 | CLI.CON-000001 | 10.11 - 1. Saad Al Rouby.Saad Al Rouby-Bill No. 2 - Forcemain-2.3.3-b | Flange spigot with puddle flanged pieces 350mm | Approved
Qasr Rashwan Lot A _0207 | CLI.CON-000001 |  |  | Approved
Qasr Rashwan Lot A _0207 | CLI.CON-000001 | 10.25 - Iz. Saad Al Rouby-Bill No.8 Site and Civil Works -49-8.2.5- | Supply and apply external cement plastering to facades with all metal accessories,, base and finish coat, thickness 2cm striped with 2 cm groove render for facades. all required works of completion with the industry standards. As per Specification, Drawings and Engineer's instructions. | Approved
Qasr Rashwan Lot A _0207 | CLI.CON-000001 |  |  | Approved
Qasr Rashwan Lot A _0207 | CLI.CON-000001 | 10.15 - Saad Al Rouby-Main Pump Station NO. 3.3-3.3.13- | Instrumentation and Control System Spare Parts as per specifications. | Approved
Qasr Rashwan Lot A _0207 | CLI.CON-000001 |  |  | Approved
Qasr Rashwan Lot A _0207 | CLI.CON-000001 | 10.15 - Saad Al Rouby-Main Pump Station NO. 3.3-3.3.19- | Supply, install, connect and test a complete closed circuit surveillance TV (CCTV) system complete with Weatherproof fixed camera HD, Weatherproof Motorized cameras HD, DVR, Rack, UPS, Joystick, remote controller, color photos printer, conduits, Coaxial cables, control cables, LED screen, boxes between devices, UPS....etc. and all necessary works to complete works as per specifications and contract documents. | Approved
Qasr Rashwan Lot A _0207 | CLI.CON-000001 |  |  | Approved
Qasr Rashwan Lot A _0207 | CLI.CON-000001 | 10.20 - Iz. Saad Al Rouby-Bill No.5 Store Building (Civil Works)-40-5.1.9-a. | 75mm dia. | Approved
Qasr Rashwan Lot A _0207 | CLI.CON-000001 |  |  | Approved
Qasr Rashwan Lot A _0207 | CLI.CON-000001 | 10.14 - Saad Al Rouby-Main Pump Station NO. 3.2-3.2.4-b | Industrial Single Phase Switched Power Socket 220v, 25A, 2-pin Type Complete With Earthing Contact And Cover. | Approved
Qasr Rashwan Lot A _0207 | CLI.CON-000001 |  |  | Approved
Qasr Rashwan Lot A _0207 | CLI.CON-000001 | 10.25 - Iz. Saad Al Rouby-Bill No.8 Site and Civil Works -49-8.2.4.b- | Supply and installation of foam Expansion joints outdoor type joint sealant Complete as shown on drawings, and recommended by the manufacturer and Specification. | Approved
Qasr Rashwan Lot A _0207 | CLI.CON-000001 |  |  | Approved
Qasr Rashwan Lot A _0207 | CLI.CON-000001 | 10.15 - Saad Al Rouby-Main Pump Station NO. 3.3-3.3.5- | Supply, installation, calibration, connection and testing of the electromagnetic flow meter on the main discharge line (350mm diameter) (consists of separate sensor and transmitter with digital indicator) including all necessary accessories required for installation and operation requirements. | Approved
Qasr Rashwan Lot A _0207 | CLI.CON-000001 |  |  | Approved
Qasr Rashwan Lot A _0207 | CLI.CON-000001 | 10.10 - 1. Saad Al Rouby.Saad Al Rouby-BILL NO. 1: SEWAGE NETWORK-1.1.1-a.1 | Depth to invert not exceeding 1.2 m | Approved
Qasr Rashwan Lot A _0207 | CLI.CON-000001 |  |  | Approved
Qasr Rashwan Lot A _0207 | CLI.CON-000001 | 10.16 - 1. Saad Al Rouby.Saad Al Rouby-Bill No.3.4 - Saad Al Rouby Pump Station (Mechanical works)-3.4.1 | Submersible Pump 60 L/s, 21 m head coupled with Electric Motor complete with (mating bend, guide rails, coupling, submersible cable, all protection items….etc) and all accessories required for a good working condition, as per Contract Documents. | Approved
Qasr Rashwan Lot A _0207 | CLI.CON-000001 |  |  | Approved
Qasr Rashwan Lot A _0207 | CLI.CON-000001 | 10.25 - Iz. Saad Al Rouby-Bill No.8 Site and Civil Works -49-8.2.3.a- | 250 mm thick. | Approved
Qasr Rashwan Lot A _0207 | CLI.CON-000001 |  |  | Approved
Qasr Rashwan Lot A _0207 | CLI.CON-000001 | 10.18 - 1. Saad Al Rouby.Saad Al Rouby-Bill No.4: Guard room (M.PS)-4.2.1-b. | Supply and install hand wash sink with soap dish and holder, with all its required accessories, water mixer, faucets, floor and siphon chrome 1.5 inch, include cold and hot water supply connections, sewage pipes with 2 corner stopcocks with approved sample. All required works of completion with the industry standards. | Approved
Qasr Rashwan Lot A _0207 | CLI.CON-000001 |  |  | Approved
Qasr Rashwan Lot A _0207 | CLI.CON-000001 | 10.16 - 1. Saad Al Rouby.Saad Al Rouby-Bill No.3.4 - Saad Al Rouby Pump Station (Mechanical works)-3.4.4-b. | Dismantling joint, dia. 350 mm. | Approved
Qasr Rashwan Lot A _0207 | CLI.CON-000001 |  |  | Approved
Qasr Rashwan Lot A _0207 | CLI.CON-000001 | 10.13 - Iz. Saad Al Rouby-Bill No. 3 Main Pumping Station (Civil works)-24-3.1.6-d | Supply, fabrication and erection of galvanized steel ladder wall mounted with safety cage including all required steel members, galvanizing, formulation, painting, welding, jointing, all fixings and accessories. Complete as shown on drawings, Detailed shop drawings must be submitted by the contractor and approved by the Engineer prior to fabrication. | Approved
Qasr Rashwan Lot A _0207 | CLI.CON-000001 |  |  | Approved
Qasr Rashwan Lot A _0207 | CLI.CON-000001 | 11.22 - 2. Murad Al Gendy.Murad Al Gendy W Al Sanahra-Bill No.6: Admin Building-6.2.3-a. | gully trap 30 x 30 | Approved
Qasr Rashwan Lot A _0207 | CLI.CON-000001 |  |  | Approved
Qasr Rashwan Lot A _0207 | CLI.CON-000001 | 11.22 - 2. Murad Al Gendy.Murad Al Gendy W Al Sanahra-Bill No.6: Admin Building-6.2.5-a. | 75mm dia | Approved
Qasr Rashwan Lot A _0207 | CLI.CON-000001 |  |  | Approved
Qasr Rashwan Lot A _0207 | CLI.CON-000001 | 11.21 - Murad Al Gendy W Al Sanahra-Bill No.6Admin Room - Civil Works-40-6.1.1.c- | Supply, backfilling and compaction to the required grades with approved clean sand on layers not more than 25 cm thick. The layers are to be compacted by means of vibratory type equipment to obtain 95% of maximum dry density as per specifications. | Approved
Qasr Rashwan Lot A _0207 | CLI.CON-000001 |  |  | Approved
Qasr Rashwan Lot A _0207 | CLI.CON-000001 | 11.27 - Murad Al Gendy W Al Sanahra-Bill No.9 Site and Civil Works -55--9.3.4 | Circular Manholes: Construction of in-situ cast fair faced plain concrete (Grade C30) manholes. Price includes all supplies, excavation in all types of soil except the rock, removal and disposal of the excavated material, debris and rubble disposal to the designated dump yard, trench shoring and supports, soil replacement if any,sheeting, surface dewatering, forming flexible joints at manhole entrances, including short pieces, benching at the manhole base, internal and external protection, backfilling in compacted layers using approved soil material and testing, reinstatement of ground surface and road pavements of every kind and restoring every thing to their original conditions including asphalt and other paved areas, manhole cover and frame D400 made of polymeric material such as (GRP) or alternative, epoxy coated non-slip finish manhole steps and all other accessories and fittings that are required for a complete manhole all as shown and detailed in the Contract Drawings and Specifications | Approved
Qasr Rashwan Lot A _0207 | CLI.CON-000001 |  |  | Approved
Qasr Rashwan Lot A _0207 | CLI.CON-000001 | 11.1 | BILL NO. 1: SEWAGE NETWORK | Approved
Qasr Rashwan Lot A _0207 | CLI.CON-000001 |  |  | Approved
Qasr Rashwan Lot A _0207 | CLI.CON-000001 | 11.15 - 2. Murad Al Gendy.Murad Al Gendy W Al Sanahra-Bill No.3.4 - Murad Al Gendy W Al Sanahra Pump Station (Mechanical works)-3.4.7-a. | Rotary crane 2 ton, complete with all accessories as specified by Contract Documents. | Approved
Qasr Rashwan Lot A _0207 | CLI.CON-000001 |  |  | Approved
Qasr Rashwan Lot A _0207 | CLI.CON-000001 | 11.21 - Murad Al Gendy W Al Sanahra-Bill No.6Admin Room - Civil Works-40-6.1.2-a.2 | For roof slopes, 30 mm to 140 mm thick | Approved
Qasr Rashwan Lot A _0207 | CLI.CON-000001 |  |  | Approved
Qasr Rashwan Lot A _0207 | CLI.CON-000001 | 11.27 - Murad Al Gendy W Al Sanahra-Bill No.9 Site and Civil Works -53-9.2.3.a- | 250 mm thick. | Approved
Qasr Rashwan Lot A _0207 | CLI.CON-000001 |  |  | Approved
Qasr Rashwan Lot A _0207 | CLI.CON-000001 | 11.12 - Murad Al Gendy W Al Sanahra-Bill No. 3 Main Pumping Station (Civil works)-20-3.1.7-a.2 | Cement tiles for roof | Approved
Qasr Rashwan Lot A _0207 | CLI.CON-000001 |  |  | Approved
Qasr Rashwan Lot A _0207 | CLI.CON-000001 | 11.27 - Murad Al Gendy W Al Sanahra-Bill No.9 Site and Civil Works -54-9.3.2-a. | DN/ID 150 mm dia | Approved
Qasr Rashwan Lot A _0207 | CLI.CON-000001 |  |  | Approved
Qasr Rashwan Lot A _0207 | CLI.CON-000001 | 11.15 - 2. Murad Al Gendy.Murad Al Gendy W Al Sanahra-Bill No.3.4 - Murad Al Gendy W Al Sanahra Pump Station (Mechanical works)-3.4.4-b. | Dismantling joint, dia. 300 mm. | Approved
Qasr Rashwan Lot A _0207 | CLI.CON-000001 |  |  | Approved
Qasr Rashwan Lot A _0207 | CLI.CON-000001 | 11.27 - Murad Al Gendy W Al Sanahra-Bill No.9 Site and Civil Works -53-9.2.7-a. | Supply and apply of Dry mix paint for facades including substrate preparation, scaffoldings, grooves, applying three coats of paint as per required colors and all required accessories as shown on the Contract Drawings, recommended by manufacturer and approved by the Engineer prior to installation. | Approved
Qasr Rashwan Lot A _0207 | CLI.CON-000001 |  |  | Approved
Qasr Rashwan Lot A _0207 | CLI.CON-000001 | 11.27 - Murad Al Gendy W Al Sanahra-Bill No.9 Site and Civil Works -53-9.2.4.a- | Supply and apply two coats of oxidized bituminous paint insulation to reinforced concrete in contact with soil such as footings, ground beam, columns pedestal and masonry work to 15 cm upper the GL, sample shall be approved before execution and all required works shall be as per manufacturer's instructions, recommendations and Specification. | Approved
Qasr Rashwan Lot A _0207 | CLI.CON-000001 |  |  | Approved
Qasr Rashwan Lot A _0207 | CLI.CON-000001 | 11.10 - 2. Murad Al Gendy.Murad Al Gendy W Al Sanahra-BILL NO. 1: SEWAGE NETWORK-1.2.1-b.8 | Ditto, depth to invert between 5.01 m and 5.50 m | Approved
Qasr Rashwan Lot A _0207 | CLI.CON-000001 | 11.10 - 2. Murad Al Gendy.Murad Al Gendy W Al Sanahra-BILL NO. 1: SEWAGE NETWORK-1.2.1-b.2 | Ditto, depth to invert between 2.01 m and 2.50 m | Approved
Qasr Rashwan Lot A _0207 | CLI.CON-000001 |  |  | Approved
Qasr Rashwan Lot A _0207 | CLI.CON-000001 | 11.27 - Murad Al Gendy W Al Sanahra-Bill No.9 Site and Civil Works -52-9.2.1.c- | Supply, backfilling and compaction to the required grades with approved clean sand on layers not more than 25 cm thick. The layers are to be compacted by means of vibratory type equipment to obtain 95% of maximum dry density as per specifications. | Approved
Qasr Rashwan Lot A _0207 | CLI.CON-000001 |  |  | Approved
Qasr Rashwan Lot A _0207 | CLI.CON-000001 | 11.21 - Murad Al Gendy W Al Sanahra-Bill No.6Admin Room - Civil Works-41-6.1.3-a.2 | 120 mm thick. | Approved
Qasr Rashwan Lot A _0207 | CLI.CON-000001 |  |  | Approved
Qasr Rashwan Lot A _0207 | CLI.CON-000001 | 11.20 - Murad Al Gendy W Al Sanahra-Store NO. 5.2-5.2.2-a | Surface mounted luminaire with 1x60 watt led lamps, With (IP20) | Approved
Qasr Rashwan Lot A _0207 | CLI.CON-000001 |  |  | Approved
Qasr Rashwan Lot A _0207 | CLI.CON-000001 | 11.21 - Murad Al Gendy W Al Sanahra-Bill No.6Admin Room - Civil Works-42-6.1.5-a | Supply and excite cement sand plaster for internal slabs, walls and beams with all metal accessories, the item includes substrate preparation, all required works of completion with the industry standards. As per Specification, Drawings and Engineer instructions. | Approved
Qasr Rashwan Lot A _0207 | CLI.CON-000001 |  |  | Approved
Qasr Rashwan Lot A _0207 | CLI.CON-000001 | 11.17 - 2. Murad Al Gendy.Murad Al Gendy W Al Sanahra-Bill No.4: Guard room (M.PS)-4.2.1-a. | Water closet with flush tank floor mounted water closet with flush tank (European type) shall be provided with a toilet paper holder and all its required accessories and fittings with approved sample. All required works of completion with the industry standards. | Approved
Qasr Rashwan Lot A _0207 | CLI.CON-000001 |  |  | Approved
Qasr Rashwan Lot A _0207 | CLI.CON-000001 | 11.19 - Murad Al Gendy W Al Sanahra-Bill No.5 Store Building (Civil Works)-34-5.1.2-c.1 | structure | Approved
Qasr Rashwan Lot A _0207 | CLI.CON-000001 |  |  | Approved
Qasr Rashwan Lot A _0207 | CLI.CON-000001 | 11.2 | BILL NO. 5.2 Electrical Works – Store Building | Approved
Qasr Rashwan Lot A _0207 | CLI.CON-000001 |  |  | Approved
Qasr Rashwan Lot A _0207 | CLI.CON-000001 | 11.12 - Murad Al Gendy W Al Sanahra-Bill No. 3 Main Pumping Station (Civil works)-17-3.1.2-a.2 | PC Slope concrete for floor with hardener | Approved
Qasr Rashwan Lot A _0207 | CLI.CON-000001 |  |  | Approved
Qasr Rashwan Lot A _0207 | CLI.CON-000001 | 11.11 - 2. Murad Al Gendy.Murad Al Gendy W Al Sanahra-Bill No. 2 - Forcemain-2.2-e | Flowmeter chamber | Approved
Qasr Rashwan Lot A _0207 | CLI.CON-000001 |  |  | Approved
Qasr Rashwan Lot A _0207 | CLI.CON-000001 | 11.16 - Murad Al Gendy W Al Sanahra-Bill No.4 Guard Room (Civil Works)-30-4.1.8-a | Supply and apply of acrylic paint for internal walls and ceiling including substrate preparation, applying three coats of paint as per required colors and all required accessories as shown on drawings, specified in the Contract documents, recommended by manufacturer and approved by the Engineer prior to installation. | Approved
Qasr Rashwan Lot A _0207 | CLI.CON-000001 |  |  | Approved
Qasr Rashwan Lot A _0207 | CLI.CON-000001 | 11.15 - 2. Murad Al Gendy.Murad Al Gendy W Al Sanahra-Bill No.3.4 - Murad Al Gendy W Al Sanahra Pump Station (Mechanical works)-3.4.4-d. | Flanged Wall piece, dia. 300 mm. | Approved
Qasr Rashwan Lot A _0207 | CLI.CON-000001 |  |  | Approved
Qasr Rashwan Lot A _0207 | CLI.CON-000001 | 11.14 - Murad Al Gendy W Al Sanahra-Main Pump Station NO. 3.3-40240- | Supply, installation, calibration, connection and testing of Pressure gauge with a range of 0 to 10 bar and all necessary accessories required for installation and operation requirements. | Approved
Qasr Rashwan Lot A _0207 | CLI.CON-000001 |  |  | Approved
Qasr Rashwan Lot A _0207 | CLI.CON-000001 | 11.10 - 2. Murad Al Gendy.Murad Al Gendy W Al Sanahra-BILL NO. 1: SEWAGE NETWORK-1.2.1-b.3 | Ditto, depth to invert between 2.51 m and 3.00 m | Approved
Qasr Rashwan Lot A _0207 | CLI.CON-000001 |  |  | Approved
Qasr Rashwan Lot A _0207 | CLI.CON-000001 | 11.16 - Murad Al Gendy W Al Sanahra-Bill No.4 Guard Room (Civil Works)-28-4.1.3-b.2 | 120 mm thick. | Approved
Qasr Rashwan Lot A _0207 | CLI.CON-000001 |  |  | Approved
Qasr Rashwan Lot A _0207 | CLI.CON-000001 | 11.21 - Murad Al Gendy W Al Sanahra-Bill No.6Admin Room - Civil Works-40-6.1.1-b. | Extra over for excavation in rock. Structural backfilling | Approved
Qasr Rashwan Lot A _0207 | CLI.CON-000001 | 12.42 - Mansheya Fanous-S.PS Generator Shed 14.2-14.2.2-a | Surface mounted luminaire with 1x60 watt led lamps, With (IP54) | Approved
Qasr Rashwan Lot A _0207 | CLI.CON-000001 |  |  | Approved
Qasr Rashwan Lot A _0207 | CLI.CON-000001 | 12.28 - Mansheya Fanous-Bill No.9 Site and Civil Works -55-9.3.2-b. | DN/ID 200 mm dia | Approved
Qasr Rashwan Lot A _0207 | CLI.CON-000001 |  |  | Approved
Qasr Rashwan Lot A _0207 | CLI.CON-000001 | 12.20 - Mansheya Fanous-Bill No.5 Store Building (Civil Works)-38-5.1.8.c- | Supply and apply of 60 cm high dry mix for skirting including substrate preparation, scaffoldings, grooves, and all required accessories as shown on Contract Drawings, recommended by manufacturer and approved by the Engineer prior to installation. | Approved
Qasr Rashwan Lot A _0207 | CLI.CON-000001 |  |  | Approved
Qasr Rashwan Lot A _0207 | CLI.CON-000001 | 12.26 - Mansheya Fanous-M.PS Generator Shed 7.2-7.2.2-b | Ditto As Above But For Maintained Electricity Duration. Provided With Emergency Unit For 3 Hours | Approved
Qasr Rashwan Lot A _0207 | CLI.CON-000001 |  |  | Approved
Qasr Rashwan Lot A _0207 | CLI.CON-000001 | 12.20 - Mansheya Fanous-Bill No.5 Store Building (Civil Works)-37-5.1.6-b.1 | Type W1, 2,800 mm width x 1,000 mm height | Approved
Qasr Rashwan Lot A _0207 | CLI.CON-000001 |  |  | Approved
Qasr Rashwan Lot A _0207 | CLI.CON-000001 | 12.11 - 3. Manshya fanous.Mansheya Fanous-Bill No. 2 - Forcemain (Main)-2.1.4.4-d | Double Wash-out valve chamber | Approved
Qasr Rashwan Lot A _0207 | CLI.CON-000001 |  |  | Approved
Qasr Rashwan Lot A _0207 | CLI.CON-000001 | 12.10 - 3. Manshya fanous.Mansheya Fanous-BILL NO. 1: SEWAGE NETWORK-1.7.3-d | Concrete encasement 25cm (400mm) | Approved
Qasr Rashwan Lot A _0207 | CLI.CON-000001 |  |  | Approved
Qasr Rashwan Lot A _0207 | CLI.CON-000001 | 12.15 - Mansheya Fanous-Main Pump Station NO. 3.3-3.3.1- | Medium voltage cables feeding the pumping station, this cables include the cables connection from the the Egyptian Electrical Authority (EEA) substation (outside puming station) up to the Ring Main Units (RMUs) inside pumping station. The contractor shall be responsible to coordinate with the EEA for identifying the cable route, size, laying, ..etc. | Approved
Qasr Rashwan Lot A _0207 | CLI.CON-000001 |  |  | Approved
Qasr Rashwan Lot A _0207 | CLI.CON-000001 | 12.11 - 3. Manshya fanous.Mansheya Fanous-Bill No. 2 - Forcemain (Main)-2.1.3.5-a | 45º (250mm) | Approved
Qasr Rashwan Lot A _0207 | CLI.CON-000001 |  |  | Approved
Qasr Rashwan Lot A _0207 | CLI.CON-000001 | 12.13 - Mansheya Fanous-Bill No. 3 Main Pumping Station (Civil works)-22-3.1.8.a- | Supply and apply of Acrylic paint for internal walls and ceiling including substrate preparation, applying primer, 2 layer of plastic paint over 2 putty coats as per required colors and all required accessories as shown on drawings, recommended by manufacturer and approved by the Engineer prior to installation. | Approved
Qasr Rashwan Lot A _0207 | CLI.CON-000001 |  |  | Approved
Qasr Rashwan Lot A _0207 | CLI.CON-000001 | 12.10 - 3. Manshya fanous.Mansheya Fanous-BILL NO. 1: SEWAGE NETWORK-1.3-a | Tank with external Dimensions (5*3*6.15) m | Approved
Qasr Rashwan Lot A _0207 | CLI.CON-000001 |  |  | Approved
Qasr Rashwan Lot A _0207 | CLI.CON-000001 | 12.16 - 3. Manshya fanous.Mansheya Fanous-Bill. - Mansheya Fanous Pump Station (Main)-3.4.10 | Maintenance tools as per tendered documents. | Approved
Qasr Rashwan Lot A _0207 | CLI.CON-000001 |  |  | Approved
Qasr Rashwan Lot A _0207 | CLI.CON-000001 | 12.11 - 3. Manshya fanous.Mansheya Fanous-Bill No. 2 - Forcemain (Main)-2.1.2-d | Air Release valve chamber | Approved
Qasr Rashwan Lot A _0207 | CLI.CON-000001 |  |  | Approved
Qasr Rashwan Lot A _0207 | CLI.CON-000001 | 12.19 - Mansheya Fanous-M.PS Guard room NO. 4.3-4.3.2-a | Surface mounted luminaire with 1x60 watt led lamps, With (IP20) | Approved
Qasr Rashwan Lot A _0207 | CLI.CON-000001 |  |  | Approved
Qasr Rashwan Lot A _0207 | CLI.CON-000001 | 12.10 - 3. Manshya fanous.Mansheya Fanous-BILL NO. 1: SEWAGE NETWORK-1.1.1-e.1 | Ditto, depth to invert between 2.50 m and 3.50 m | Approved
Qasr Rashwan Lot A _0207 | CLI.CON-000001 |  |  | Approved
Qasr Rashwan Lot A _0207 | CLI.CON-000001 | 12.20 - Mansheya Fanous-Bill No.5 Store Building (Civil Works)-36-5.1.3.b- | 250 mm thick. | Approved
Qasr Rashwan Lot A _0207 | CLI.CON-000001 |  |  | Approved
Qasr Rashwan Lot A _0207 | CLI.CON-000001 | 12.36 - Mansheya Fanous-Bill No.12 Store Building (S.PS) (Civil Works)-75-12.1.4.b- | Supply and installation of horizontal prefabricated moisture Insulation membrane to the wet areas with 4mm thick for floor and roof, including joints, fixtures, overlaps not less than 100 mm and item include all surface preparation steps, coating with 2 layers of primer bitumen coat, metal flashing, internal angle fillets, upstand to vertical surfaces and waterproofing to all openings and around pipes and water drains, Polystyrene sheet 1mm, protection Sand-cement mortar screed, 30 mm thick as per manufacturer's instructions, Contract Drawing, recommendations and Specification. | Approved
Qasr Rashwan Lot A _0207 | CLI.CON-000001 |  |  | Approved
Qasr Rashwan Lot A _0207 | CLI.CON-000001 | 12.21 - Mansheya Fanous-M.PS Store NO. 5.2-5.2.5-a | Wall Mounted Exhaust Fan Outlet. | Approved
Qasr Rashwan Lot A _0207 | CLI.CON-000001 |  |  | Approved
Qasr Rashwan Lot A _0207 | CLI.CON-000001 | 12.22 - Mansheya Fanous-Bill No.6Admin Room - Civil Works-42-6.1.3-a.1 | 250 mm thick. | Approved
Qasr Rashwan Lot A _0207 | CLI.CON-000001 |  |  | Approved
Qasr Rashwan Lot A _0207 | CLI.CON-000001 | 12.34 - 3. Manshya fanous.Mansheya Fanous-Bill: Guard room (Secondary)-11.2.1-a. | Water closet with flush tank floor mounted water closet with flush tank (European type) shall be provided with a toilet paper holder and all its required accessories and fittings with approved sample. All required works of completion with the industry standards. | Approved
Qasr Rashwan Lot A _0207 | CLI.CON-000001 |  |  | Approved
Qasr Rashwan Lot A _0207 | CLI.CON-000001 | 12.28 - Mansheya Fanous-Bill No.9 Site and Civil Works -55-9.3.1-b. | 100mm dia. | Approved
Qasr Rashwan Lot A _0207 | CLI.CON-000001 |  |  | Approved
Qasr Rashwan Lot A _0207 | CLI.CON-000001 | 12.33 - Mansheya Fanous-Bill No. 11 Guard room (S.PS)(Civil Works)-70-11.1.8.c- | Supply and apply of 90 cm high dry mix for skirting including substrate preparation, scaffoldings, grooves, and all required accessories as shown on Contract Drawings, recommended by manufacturer and approved by the Engineer prior to installation. | Approved
Qasr Rashwan Lot A _0207 | CLI.CON-000001 |  |  | Approved
Qasr Rashwan Lot A _0207 | CLI.CON-000001 | 12.35 - Mansheya Fanous-S.PS Guard room NO. 11.3-11.3.5-a | Wall Mounted Exhaust Fan Outlet. | Approved
Qasr Rashwan Lot A _0207 | CLI.CON-000001 |  |  | Approved
Qasr Rashwan Lot A _0207 | CLI.CON-000001 | 12.31 - Mansheya Fanous-SEC. Pump Station NO. 10.3-10.3.6- | Supply, installation, calibration, connection and testing of Non-contact Radar level transmitter with range from 0 to 20 meters and beam angle not more than 5 degree (consists of separate sensor and transmitter with digital indicator) including all necessary accessories required for installation and operation requirements. | Approved
Qasr Rashwan Lot A _0207 | CLI.CON-000001 |  |  | Approved
Qasr Rashwan Lot A _0207 | CLI.CON-000001 | 12.15 - Mansheya Fanous-Main Pump Station NO. 3.3-3.3.14- | Low voltage cables (0.6/1kV) complete with (UPVC Conduits, lugs, ..etc) and all accessories, as per Contract Documents. | Approved
Qasr Rashwan Lot A _0207 | CLI.CON-000001 |  |  | Approved
Qasr Rashwan Lot A _0207 | CLI.CON-000001 | 12.11 - 3. Manshya fanous.Mansheya Fanous-Bill No. 2 - Forcemain (Main)-2.1.5.3-a | Flange socket with puddle flanged pieces 250mm | Approved
Qasr Rashwan Lot A _0207 | CLI.CON-000001 |  |  | Approved
Qasr Rashwan Lot A _0207 | CLI.CON-000001 | 12.11 - 3. Manshya fanous.Mansheya Fanous-Bill No. 2 - Forcemain (Main)-2.1.4.2-a | Crossing under Bahr Kohel inside concrete encasement of 25cm thick. | Approved
Qasr Rashwan Lot A _0207 | CLI.CON-000001 |  |  | Approved
Qasr Rashwan Lot A _0207 | CLI.CON-000001 | 12.18 - 3. Manshya fanous.Mansheya Fanous-Bill: Guard room (Main)-4.2.2-a. | 25mm dia. | Approved
Qasr Rashwan Lot A _0207 | CLI.CON-000001 |  |  | Approved
Qasr Rashwan Lot A _0207 | CLI.CON-000001 | 12.29 - Mansheya Fanous-Bill No. 10 SECONDARY Pumping Station (Civil works)-61-10.1.7-a.1 | Abrasion, friction, acids and shock resistant ceramic | Approved
Qasr Rashwan Lot A _0207 | CLI.CON-000001 |  |  | Approved
Qasr Rashwan Lot A _0207 | CLI.CON-000001 | 12.11 - 3. Manshya fanous.Mansheya Fanous-Bill No. 2 - Forcemain (Main)-2.1.5.5-a | 90º (250mm) | Approved
Qasr Rashwan Lot A _0207 | CLI.CON-000001 |  |  | Approved
Qasr Rashwan Lot A _0207 | CLI.CON-000001 | 12.36 - Mansheya Fanous-Bill No.12 Store Building (S.PS) (Civil Works)-76-12.1.8.c- | Supply and apply of 60 cm high dry mix for skirting including substrate preparation, scaffoldings, grooves, and all required accessories as shown on Contract Drawings, recommended by manufacturer and approved by the Engineer prior to installation. | Approved
Qasr Rashwan Lot A _0207 | CLI.CON-000001 | 12.16 - 3. Manshya fanous.Mansheya Fanous-Bill. - Mansheya Fanous Pump Station (Main)-3.4.5-a. | D.C.I, Socket and spigot Wall piece, dia. 500 mm. | Approved
Qasr Rashwan Lot A _0207 | CLI.CON-000001 |  |  | Approved
Qasr Rashwan Lot A _0207 | CLI.CON-000001 | 12.30 - Mansheya Fanous-SEC. Pump Station NO. 10.2-10.2.4-a | Single Phase Switched Socket 220v, 16A, 2-pin Type Complete With Earthing Contact. | Approved
Qasr Rashwan Lot A _0207 | CLI.CON-000001 |  |  | Approved
Qasr Rashwan Lot A _0207 | CLI.CON-000001 | 12.18 | BILL NO. 4.2 Plumbing Works – Guard Room (Main PS) | Approved
Qasr Rashwan Lot A _0207 | CLI.CON-000001 |  |  | Approved
Qasr Rashwan Lot A _0207 | CLI.CON-000001 | 12.11 - 3. Manshya fanous.Mansheya Fanous-Bill No. 2 - Forcemain (Main)-2.1.2-c | Double Wash-out valve chamber | Approved
Qasr Rashwan Lot A _0207 | CLI.CON-000001 |  |  | Approved
Qasr Rashwan Lot A _0207 | CLI.CON-000001 | 12.22 - Mansheya Fanous-Bill No.6Admin Room - Civil Works-43-6.1.6-b.2 | Type W2, 600 mm width x 600 mm height | Approved
Qasr Rashwan Lot A _0207 | CLI.CON-000001 |  |  | Approved
Qasr Rashwan Lot A _0207 | CLI.CON-000001 | 12.13 | BILL NO. 3.1 Civil Works - Main Pumping Station | Approved
Qasr Rashwan Lot A _0207 | CLI.CON-000001 |  |  | Approved
Qasr Rashwan Lot A _0207 | CLI.CON-000001 | 12.38 - Mansheya Fanous-Bill No.6Admin Room - Civil Works-42-6.1.4.c- | Supply and installation of 50 mm extruded polystyrene boards for roof heat insulation with minimum density 35 kg/cm²; the work include Polystyrene sheet 1mm layer. Sample shall be approved before execution and all required works shall be as per manufacturer's instructions, recommendations and Specification. | Approved
Qasr Rashwan Lot A _0207 | CLI.CON-000001 |  |  | Approved
Qasr Rashwan Lot A _0207 | CLI.CON-000001 | 12.44 - Mansheya Fanous-Bill No.9 Site and Civil Works -56-9.3.5- | Supply, install and test Fire hydrant including cast iron hydrant, stop valve, etc.all accordance with specification and drawings: | Approved
Qasr Rashwan Lot A _0207 | CLI.CON-000001 |  |  | Approved
Qasr Rashwan Lot A _0207 | CLI.CON-000001 | 12.16 - 3. Manshya fanous.Mansheya Fanous-Bill. - Mansheya Fanous Pump Station (Main)-3.4.2 | Supply only Submersible Pump in store 30 L/s, 20 m head coupled with Electric Motor complete with submersible cable, all protection items….etc) and all accessories required for a good working condition, as per Contract Documents. | Approved
Qasr Rashwan Lot A _0207 | CLI.CON-000001 |  |  | Approved
Qasr Rashwan Lot A _0207 | CLI.CON-000001 | 13 | Khulusi | Approved
Qasr Rashwan Lot A _0207 | CLI.CON-000001 |  |  | Approved
Qasr Rashwan Lot A _0207 | CLI.CON-000001 | 13.22 - 4. Khulusi.Khulusi-Bill No.6: Admin Building-6.2.4-a. | 75mm | Approved
Qasr Rashwan Lot A _0207 | CLI.CON-000001 |  |  | Approved
Qasr Rashwan Lot A _0207 | CLI.CON-000001 | 13.10 - 4. Khulusi.Khulusi-BILL NO. 1: SEWAGE NETWORK-1.1.1-c.4 | Ditto, depth to invert between 3.51 m and 4.50 m | Approved
Qasr Rashwan Lot A _0207 | CLI.CON-000001 |  |  | Approved
Qasr Rashwan Lot A _0207 | CLI.CON-000001 | 13.13 - Khulusi-Main Pump Station NO. 3.2-3.2.2-f | Enclosed Polycarbonate, Wall Mounting Luminaire IP65 With 20 Watt LED Lamp. | Approved
Qasr Rashwan Lot A _0207 | CLI.CON-000001 |  |  | Approved
Qasr Rashwan Lot A _0207 | CLI.CON-000001 | 13.15 - 4. Khulusi.Khulusi-Bill - Khulusi Pump Station-3.4.4-b. | Dismantling joint, dia. 200 mm. | Approved
Qasr Rashwan Lot A _0207 | CLI.CON-000001 |  |  | Approved
Qasr Rashwan Lot A _0207 | CLI.CON-000001 | 13.10 - 4. Khulusi.Khulusi-BILL NO. 1: SEWAGE NETWORK-1.4.1-b | HC 60*90 cm | Approved
Qasr Rashwan Lot A _0207 | CLI.CON-000001 |  |  | Approved
Qasr Rashwan Lot A _0207 | CLI.CON-000001 | 13.11 - 4. Khulusi.Khulusi-Bill No. 2 - Forcemain-2.2-c | Slow down chamber | Approved
Qasr Rashwan Lot A _0207 | CLI.CON-000001 |  |  | Approved
Qasr Rashwan Lot A _0207 | CLI.CON-000001 | 13.15 - 4. Khulusi.Khulusi-Bill - Khulusi Pump Station-3.4.3-f. | Flanged Wall piece, dia. 150 mm. | Approved
Qasr Rashwan Lot A _0207 | CLI.CON-000001 |  |  | Approved
Qasr Rashwan Lot A _0207 | CLI.CON-000001 | 13.12 - Khulusi-Bill No. 3 Main Pumping Station (Civil works)-16-3.1.4.e- | Supply and installation of 50 mm extruded polystyrene boards for roof heat insulation with minimum density 35 kg/cm²; the work include Polystyrene sheet 1mm layer. Sample shall be approved before execution and all required works shall be as per manufacturer's instructions, recommendations and Specification. | Approved
Qasr Rashwan Lot A _0207 | CLI.CON-000001 |  |  | Approved
Qasr Rashwan Lot A _0207 | CLI.CON-000001 | 13.27 - Khulusi-Bill No.9 Site and Civil Works -49-9.2.7-a. | Supply and apply of Dry mix paint for facades including substrate preparation, scaffoldings, grooves, applying three coats of paint as per required colors and all required accessories as shown on the Contract Drawings, recommended by manufacturer and approved by the Engineer prior to installation. | Approved
Qasr Rashwan Lot A _0207 | CLI.CON-000001 |  |  | Approved
Qasr Rashwan Lot A _0207 | CLI.CON-000001 | 13.21 - Khulusi-Bill No.6Admin Room - Civil Works-38-6.1.6-a.2 | Type D2, size 700mmx2,200mm | Approved
Qasr Rashwan Lot A _0207 | CLI.CON-000001 |  |  | Approved
Qasr Rashwan Lot A _0207 | CLI.CON-000001 | 13.12 - Khulusi-Bill No. 3 Main Pumping Station (Civil works)-15-3.1.1-d | Supply, backfilling and compaction to the required grades with approved clean sand on layers not more than 25 cm thick. The layers are to be compacted by means of vibratory type equipment to obtain 95% of maximum dry density as per specifications. | Approved
Qasr Rashwan Lot A _0207 | CLI.CON-000001 |  |  | Approved
Qasr Rashwan Lot A _0207 | CLI.CON-000001 | 13.10 - 4. Khulusi.Khulusi-BILL NO. 1: SEWAGE NETWORK-1.1.1-b.2 | Ditto, depth to invert between 1.51 m and 2.50 m | Approved
Qasr Rashwan Lot A _0207 | CLI.CON-000001 |  |  | Approved
Qasr Rashwan Lot A _0207 | CLI.CON-000001 | 13.21 - Khulusi-Bill No.6Admin Room - Civil Works-38-6.1.7-a.2 | Ceramic floor, non-slip ceramic for toilet | Approved
Qasr Rashwan Lot A _0207 | CLI.CON-000001 |  |  | Approved
Qasr Rashwan Lot A _0207 | CLI.CON-000001 | 13.10 - 4. Khulusi.Khulusi-BILL NO. 1: SEWAGE NETWORK-1.6-a | Concrete encasement 25cm (200mm) | Approved
Qasr Rashwan Lot A _0207 | CLI.CON-000001 |  |  | Approved
Qasr Rashwan Lot A _0207 | CLI.CON-000001 | 13.12 - Khulusi-Bill No. 3 Main Pumping Station (Civil works)-16-3.1.4-b | Supply and installation of PVC water stop 25 cm width including fixing, fittings, jointing and accessories. Complete as shown on Contract Drawings and all required works shall be as per manufacturer's instructions, recommendations and Specification. | Approved
Qasr Rashwan Lot A _0207 | CLI.CON-000001 |  |  | Approved
Qasr Rashwan Lot A _0207 | CLI.CON-000001 | 13.27 - Khulusi-Bill No.9 Site and Civil Works -51-9.3.5- | Supply, install and test Fire hydrant including cast iron hydrant, stop valve, etc.all accordance with specification and drawings: | Approved
Qasr Rashwan Lot A _0207 | CLI.CON-000001 |  |  | Approved
Qasr Rashwan Lot A _0207 | CLI.CON-000001 | 13.22 - 4. Khulusi.Khulusi-Bill No.6: Admin Building-6.2.1-a. | Water closet with flush tank floor mounted water closet with flush tank (European type) shall be provided with a toilet paper holder and all its required accessories and fittings with approved sample. All required works of completion with the industry standards. | Approved
Qasr Rashwan Lot A _0207 | CLI.CON-000001 |  |  | Approved
Qasr Rashwan Lot A _0207 | CLI.CON-000001 | 13.1 | BILL NO. 1: SEWAGE NETWORK | Approved
Qasr Rashwan Lot A _0207 | CLI.CON-000001 |  |  | Approved
Qasr Rashwan Lot A _0207 | CLI.CON-000001 | 13.10 - 4. Khulusi.Khulusi-BILL NO. 1: SEWAGE NETWORK-1.5.3-d | Pipe coupler | Approved
Qasr Rashwan Lot A _0207 | CLI.CON-000001 |  |  | Approved
Qasr Rashwan Lot A _0207 | CLI.CON-000001 | 13.12 | BILL NO. 3.1 Civil Works - Pumping Station | Approved
Qasr Rashwan Lot A _0207 | CLI.CON-000001 |  |  | Approved
Qasr Rashwan Lot A _0207 | CLI.CON-000001 | 13.17 - 4. Khulusi.Khulusi-Bill Guard room (PS)-4.2.3-b. | gully trap 30 x 30 | Approved
Qasr Rashwan Lot A _0207 | CLI.CON-000001 |  |  | Approved
Qasr Rashwan Lot A _0207 | CLI.CON-000001 | 13.27 - Khulusi-Bill No.9 Site and Civil Works -48-9.2.1.a- | Excavation from ground level to required depth and grades in all types of soil except the rock, including support system, floading with water, dewatering, compacting bottom of excavation using dynamic roller, transporting excavated materials to the approved off-Site disposal area as per drawings, specifications and geotechnical report. | Approved
Qasr Rashwan Lot A _0207 | CLI.CON-000001 |  |  | Approved
Qasr Rashwan Lot A _0207 | CLI.CON-000001 | 14.16 - Albersly & Iz.Alasfar-Bill No.4 Guard Room (Civil Works)-23-4.1.8-a | Supply and apply of acrylic paint for internal walls and ceiling including substrate preparation, applying three coats of paint as per required colors and all required accessories as shown on drawings, specified in the Contract documents, recommended by manufacturer and approved by the Engineer prior to installation. | Approved
Qasr Rashwan Lot A _0207 | CLI.CON-000001 |  |  | Approved
Qasr Rashwan Lot A _0207 | CLI.CON-000001 | 14.14 - Albersly & Iz.Alasfar-Main Pump Station NO. 3.3-3.3.10- | Supply, installation, calibration, connection and testing of Pressure gauge with a range of 0 to 10 bar and all necessary accessories required for installation and operation requirements. | Approved
Qasr Rashwan Lot A _0207 | CLI.CON-000001 |  |  | Approved
Qasr Rashwan Lot A _0207 | CLI.CON-000001 | 14.18 - Albersly & Iz.Alasfar-Guard room NO. 4.3-4.3.2-b | Ditto As Above But For Maintained Electricity Duration. Provided With Emergency Unit For 3 Hours | Approved
Qasr Rashwan Lot A _0207 | CLI.CON-000001 |  |  | Approved
Qasr Rashwan Lot A _0207 | CLI.CON-000001 | 14.18 - Albersly & Iz.Alasfar-Guard room NO. 4.3-4.3.5-b | Lighting outlets. | Approved
Qasr Rashwan Lot A _0207 | CLI.CON-000001 |  |  | Approved
Qasr Rashwan Lot A _0207 | CLI.CON-000001 | 14.16 - Albersly & Iz.Alasfar-Bill No.4 Guard Room (Civil Works)-23-4.1.7-a.1 | Ceramic floor, glazed ceramic | Approved
Qasr Rashwan Lot A _0207 | CLI.CON-000001 |  |  | Approved
Qasr Rashwan Lot A _0207 | CLI.CON-000001 | 14.22 - Albersly & Iz.Alasfar-Bill No.9 Site and Civil Works -33-7.2.4.b- | Supply and installation of foam Expansion joints outdoor type joint sealant Complete as shown on drawings, and recommended by the manufacturer and Specification. | Approved
Qasr Rashwan Lot A _0207 | CLI.CON-000001 |  |  | Approved
Qasr Rashwan Lot A _0207 | CLI.CON-000001 | 14.10 - 5. Iz. Albersly.Iz.Albersly & Iz.Alasfar-BILL NO. 1: SEWAGE NETWORK-1.1.1-c.3 | Ditto, depth to invert between 2.51 m and 3.50 m | Approved
Qasr Rashwan Lot A _0207 | CLI.CON-000001 |  |  | Approved
Qasr Rashwan Lot A _0207 | CLI.CON-000001 | 14.15 - 5. Iz. Albersly.Iz.Albersly & Iz.Alasfar-Bill - Iz.Albersly & Iz.Alasfar Pump Station-3.4.3-a. | D.C.I, K9, flanged pipes, dia. 150 mm. | Approved
Qasr Rashwan Lot A _0207 | CLI.CON-000001 |  |  | Approved
Qasr Rashwan Lot A _0207 | CLI.CON-000001 | 14.15 - 5. Iz. Albersly.Iz.Albersly & Iz.Alasfar-Bill - Iz.Albersly & Iz.Alasfar Pump Station-3.4.3-f. | Blind flange, dia. 150 mm. | Approved
Qasr Rashwan Lot A _0207 | CLI.CON-000001 |  |  | Approved
Qasr Rashwan Lot A _0207 | CLI.CON-000001 | 14.16 - Albersly & Iz.Alasfar-Bill No.4 Guard Room (Civil Works)-21-4.1.2-c.2 | RC protection layer | Approved
Qasr Rashwan Lot A _0207 | CLI.CON-000001 |  |  | Approved
Qasr Rashwan Lot A _0207 | CLI.CON-000001 | 14.16 - Albersly & Iz.Alasfar-Bill No.4 Guard Room (Civil Works)-23-4.1.6-a.1 | Type D1, size 800mmx2,200mm | Approved
Qasr Rashwan Lot A _0207 | CLI.CON-000001 |  |  | Approved
Qasr Rashwan Lot A _0207 | CLI.CON-000001 | 14.20 - Albersly & Iz.Alasfar-Generator Shed No.5.2-5.2.4-a | Lighting outlets. | Approved
Qasr Rashwan Lot A _0207 | CLI.CON-000001 |  |  | Approved
Qasr Rashwan Lot A _0207 | CLI.CON-000001 | 14.10 - 5. Iz. Albersly.Iz.Albersly & Iz.Alasfar-BILL NO. 1: SEWAGE NETWORK-1.6.1-a | Concrete encasement 25cm (200mm) | Approved
Qasr Rashwan Lot A _0207 | CLI.CON-000001 |  |  | Approved
Qasr Rashwan Lot A _0207 | CLI.CON-000001 | 14.12 - Albersly & Iz.Alasfar-Bill No. 3 Main Pumping Station (Civil works)-12-3.1.1-b | Submersible Excavation | Approved
Qasr Rashwan Lot A _0207 | CLI.CON-000001 |  |  | Approved
Qasr Rashwan Lot A _0207 | CLI.CON-000001 | 14.16 - Albersly & Iz.Alasfar-Bill No.4 Guard Room (Civil Works)-21-4.1.1.c- | Supply, backfilling and compaction to the required grades with approved clean sand on layers not more than 25 cm thick. The layers are to be compacted by means of vibratory type equipment to obtain 95% of maximum dry density as per specifications. | Approved
Qasr Rashwan Lot A _0207 | CLI.CON-000001 |  |  | Approved
Qasr Rashwan Lot A _0207 | CLI.CON-000001 | 14.22 - Albersly & Iz.Alasfar-Bill No.9 Site and Civil Works -32-7.2.1.c- | Supply, backfilling and compaction to the required grades with approved clean sand on layers not more than 25 cm thick. The layers are to be compacted by means of vibratory type equipment to obtain 95% of maximum dry density as per specifications. | Approved
Qasr Rashwan Lot A _0207 | CLI.CON-000001 |  |  | Approved
Qasr Rashwan Lot A _0207 | CLI.CON-000001 |  |  | Approved
Qasr Rashwan Lot A _0207 | CLI.CON-000001 | 10.16 - 1. Saad Al Rouby.Saad Al Rouby-Bill No.3.4 - Saad Al Rouby Pump Station (Mechanical works)-3.4.3-a. | D.C.I, K9, flanged pipes, dia. 250 mm. | Approved
Qasr Rashwan Lot A _0207 | CLI.CON-000001 |  |  | Approved
Qasr Rashwan Lot A _0207 | CLI.CON-000001 | 10.10 - 1. Saad Al Rouby.Saad Al Rouby-BILL NO. 1: SEWAGE NETWORK-1.1.1-d.1 | Ditto, depth to invert between 1.51 m and 2.50 m | Approved
Qasr Rashwan Lot A _0207 | CLI.CON-000001 |  |  | Approved
Qasr Rashwan Lot A _0207 | CLI.CON-000001 | 10.20 - Iz. Saad Al Rouby-Bill No.5 Store Building (Civil Works)-38-5.1.2-b.2 | For grade slabs, 100 mm thick | Approved
Qasr Rashwan Lot A _0207 | CLI.CON-000001 |  |  | Approved
Qasr Rashwan Lot A _0207 | CLI.CON-000001 | 10.25 - Iz. Saad Al Rouby-Bill No.8 Site and Civil Works -49-8.2.6-a. | Type D1, 4,000 mm width x 2,500 mm height | Approved
Qasr Rashwan Lot A _0207 | CLI.CON-000001 |  |  | Approved
Qasr Rashwan Lot A _0207 | CLI.CON-000001 | 10.13 - Iz. Saad Al Rouby-Bill No. 3 Main Pumping Station (Civil works)-23-3.1.4-b | Supply and installation of PVC water stop 25 cm width including fixing, fittings, jointing and accessories. Complete as shown on Contract Drawings and all required works shall be as per manufacturer's instructions, recommendations and Specification. | Approved
Qasr Rashwan Lot A _0207 | CLI.CON-000001 |  |  | Approved
Qasr Rashwan Lot A _0207 | CLI.CON-000001 | 10.13 - Iz. Saad Al Rouby-Bill No. 3 Main Pumping Station (Civil works)-22-3.1.1-a | Structural excavation | Approved
Qasr Rashwan Lot A _0207 | CLI.CON-000001 |  |  | Approved
Qasr Rashwan Lot A _0207 | CLI.CON-000001 | 10.17 - Iz. Saad Al Rouby-Bill No.4 Guard Room (Civil Works)-32-4.1.3-a.2 | 120 mm thick. | Approved
Qasr Rashwan Lot A _0207 | CLI.CON-000001 |  |  | Approved
Qasr Rashwan Lot A _0207 | CLI.CON-000001 | 10.10 - 1. Saad Al Rouby.Saad Al Rouby-BILL NO. 1: SEWAGE NETWORK-1.2.2-a.5 | Ditto, depth to invert between 3.51 m and 4.00 m | Approved
Qasr Rashwan Lot A _0207 | CLI.CON-000001 |  |  | Approved
Qasr Rashwan Lot A _0207 | CLI.CON-000001 | 10.13 - Iz. Saad Al Rouby-Bill No. 3 Main Pumping Station (Civil works)-25-3.1.8.b- | Supply and apply of Dry mix paint for facades including substrate preparation, scaffoldings, grooves, applying three coats of paint as per required colors and all required accessories as shown on the Contract Drawings, recommended by manufacturer and approved by the Engineer prior to installation. | Approved
Qasr Rashwan Lot A _0207 | CLI.CON-000001 |  |  | Approved
Qasr Rashwan Lot A _0207 | CLI.CON-000001 | 10.17 - Iz. Saad Al Rouby-Bill No.4 Guard Room (Civil Works)-32-4.1.3-c.1 | 250 mm thick. | Approved
Qasr Rashwan Lot A _0207 | CLI.CON-000001 |  |  | Approved
Qasr Rashwan Lot A _0207 | CLI.CON-000001 | 10.2 | BILL NO. 5.1 Civil Works - Store Building | Approved
Qasr Rashwan Lot A _0207 | CLI.CON-000001 |  |  | Approved
Qasr Rashwan Lot A _0207 | CLI.CON-000001 | 10.15 - Saad Al Rouby-Main Pump Station NO. 3.3-3.3.8- | Supply, installation, calibration, connection and testing of Pressure Transmitter with a range of 0 to 10 bar including all necessary accessories required for installation and operation requirements. | Approved
Qasr Rashwan Lot A _0207 | CLI.CON-000001 |  |  | Approved
Qasr Rashwan Lot A _0207 | CLI.CON-000001 | 10.14 - Saad Al Rouby-Main Pump Station NO. 3.2-3.2.5-a | Wall Mounted Exhaust Fan Outlet. | Approved
Qasr Rashwan Lot A _0207 | CLI.CON-000001 |  |  | Approved
Qasr Rashwan Lot A _0207 | CLI.CON-000001 | 10.19 | BILL NO. 4.3 Electrical Works – Guard Room | Approved
Qasr Rashwan Lot A _0207 | CLI.CON-000001 |  |  | Approved
Qasr Rashwan Lot A _0207 | CLI.CON-000001 | 10.16 - 1. Saad Al Rouby.Saad Al Rouby-Bill No.3.4 - Saad Al Rouby Pump Station (Mechanical works)-3.4.6-a. | Supply, Test, Delivery, Erection of Hammering control systems, complete with compressors all accessories as per Contract documents, the Contractor is responsible for the anti-hammer system .protection system comprises of the following components: - Surge vessel 10 m3 ( d: 1.9 m - 3.6 m height ) | Approved
Qasr Rashwan Lot A _0207 | CLI.CON-000001 |  |  | Approved
Qasr Rashwan Lot A _0207 | CLI.CON-000001 | 10.13 - Iz. Saad Al Rouby-Bill No. 3 Main Pumping Station (Civil works)-25-3.1.7-c | Supply and lay marble / granite steps the riser 20 mm thick and the tread 40 mm thick including skirting & anti slip braking width 3 cm, as parallel lines as per drawings, specifications and approved sample. | Approved
Qasr Rashwan Lot A _0207 | CLI.CON-000001 |  |  | Approved
Qasr Rashwan Lot A _0207 | CLI.CON-000001 | 11.22 - 2. Murad Al Gendy.Murad Al Gendy W Al Sanahra-Bill No.6: Admin Building-6.2.2-a. | 25mm dia. | Approved
Qasr Rashwan Lot A _0207 | CLI.CON-000001 |  |  | Approved
Qasr Rashwan Lot A _0207 | CLI.CON-000001 | 11.13 - Murad Al Gendy W Al Sanahra-Main Pump Station NO. 3.2-3.2.3-b | Ditto As Above Item, But Of Weatherproof Type. | Approved
Qasr Rashwan Lot A _0207 | CLI.CON-000001 |  |  | Approved
Qasr Rashwan Lot A _0207 | CLI.CON-000001 | 11.12 - Murad Al Gendy W Al Sanahra-Bill No. 3 Main Pumping Station (Civil works)-20-3.1.8.a- | Supply and apply of Acrylic paint for internal walls and ceiling including substrate preparation, applying primer, 2 layer of plastic paint over 2 putty coats as per required colors and all required accessories as shown on drawings, recommended by manufacturer and approved by the Engineer prior to installation. | Approved
Qasr Rashwan Lot A _0207 | CLI.CON-000001 |  |  | Approved
Qasr Rashwan Lot A _0207 | CLI.CON-000001 | 11.24 | BILL NO. 7.1 Civil Works – Generator Shed | Approved
Qasr Rashwan Lot A _0207 | CLI.CON-000001 |  |  | Approved
Qasr Rashwan Lot A _0207 | CLI.CON-000001 | 11.14 - Murad Al Gendy W Al Sanahra-Main Pump Station NO. 3.3-3.3.4- | Supply, installation, programming, connecting, commissioning and testing of the control panel (2mm thickness) including the(Conformal coated) Programmable Logic Controller (PLC) consists of: Power supply Module CPU Module Digital Input Modules Digital Output Modules Analog Input Modules Analog Output Modules (If required) Complete with programming software, electrical protection devices, input and output isolation units, industrial switch, electrical feed, insulation transformer, lighting bulb, connection with main control system and all necessary accessories and devices. | Approved
Qasr Rashwan Lot A _0207 | CLI.CON-000001 |  |  | Approved
Qasr Rashwan Lot A _0207 | CLI.CON-000001 | 11.20 - Murad Al Gendy W Al Sanahra-Store NO. 5.2-5.2.4-a | Single Phase Switched Socket 220v, 16A, 2-pin Type Complete With Earthing Contact. | Approved
Qasr Rashwan Lot A _0207 | CLI.CON-000001 |  |  | Approved
Qasr Rashwan Lot A _0207 | CLI.CON-000001 | 11.23 | BILL NO. 6.3 Electrical Works – Admin Room | Approved
Qasr Rashwan Lot A _0207 | CLI.CON-000001 |  |  | Approved
Qasr Rashwan Lot A _0207 | CLI.CON-000001 | 11.23 - Murad Al Gendy W Al Sanahra-Admin Building NO. 6.3 -6.3.2-b | Ditto As Above But For Maintained Electricity Duration. Provided With Emergency Unit For 3 Hours | Approved
Qasr Rashwan Lot A _0207 | CLI.CON-000001 |  |  | Approved
Qasr Rashwan Lot A _0207 | CLI.CON-000001 | 11.19 - Murad Al Gendy W Al Sanahra-Bill No.5 Store Building (Civil Works)-34-5.1.1.c- | Supply, backfilling and compaction to the required grades with approved clean sand on layers not more than 25 cm thick. The layers are to be compacted by means of vibratory type equipment to obtain 95% of maximum dry density as per specifications. | Approved
Qasr Rashwan Lot A _0207 | CLI.CON-000001 |  |  | Approved
Qasr Rashwan Lot A _0207 | CLI.CON-000001 | 11.18 | BILL NO. 4.3 Electrical Works – Guard Room | Approved
Qasr Rashwan Lot A _0207 | CLI.CON-000001 |  |  | Approved
Qasr Rashwan Lot A _0207 | CLI.CON-000001 | 11.10 - 2. Murad Al Gendy.Murad Al Gendy W Al Sanahra-BILL NO. 1: SEWAGE NETWORK-1.3-a | Tank with external Dimensions (5.5*3.25*5.4) m | Approved
Qasr Rashwan Lot A _0207 | CLI.CON-000001 |  |  | Approved
Qasr Rashwan Lot A _0207 | CLI.CON-000001 | 11.15 | BILL NO. 3.4 Mechanical Works - Pumping Station | Approved
Qasr Rashwan Lot A _0207 | CLI.CON-000001 |  |  | Approved
Qasr Rashwan Lot A _0207 | CLI.CON-000001 | 11.16 - Murad Al Gendy W Al Sanahra-Bill No.4 Guard Room (Civil Works)-28-4.1.4.c- | Supply and installation of 50 mm extruded polystyrene boards for roof heat insulation with minimum density 35 kg/cm²; the work include Polystyrene sheet 1mm layer. Sample shall be approved before execution and all required works shall be as per manufacturer's instructions, recommendations and Specification. | Approved
Qasr Rashwan Lot A _0207 | CLI.CON-000001 |  |  | Approved
Qasr Rashwan Lot A _0207 | CLI.CON-000001 | 11.12 - Murad Al Gendy W Al Sanahra-Bill No. 3 Main Pumping Station (Civil works)-20-3.1.7-a.1 | Abrasion, friction, acids and shock resistant ceramic | Approved
Qasr Rashwan Lot A _0207 | CLI.CON-000001 |  |  | Approved
Qasr Rashwan Lot A _0207 | CLI.CON-000001 | 11.11 - 2. Murad Al Gendy.Murad Al Gendy W Al Sanahra-Bill No. 2 - Forcemain-2.5.1-b | washout 150mm dia. | Approved
Qasr Rashwan Lot A _0207 | CLI.CON-000001 |  |  | Approved
Qasr Rashwan Lot A _0207 | CLI.CON-000001 |  |  | Approved
Qasr Rashwan Lot A _0207 | CLI.CON-000001 | 11.24 - Murad Al Gendy W Al Sanahra-Bill No.7 Generator Shed (Civil Works)-47--7.1.b | Supplying, install and fabrication Pre-Engineered Steel Shade Structures. The price includes all the necessary steel section, bolts, C- channel and corrugated sheet , fixing, paints, fitting and accessories as required by the specifications. provided that the work is completed in full according to the Contract Drawings, Technical Specifications, industry assets and the instructions of the Engineer. | Approved
Qasr Rashwan Lot A _0207 | CLI.CON-000001 |  |  | Approved
Qasr Rashwan Lot A _0207 | CLI.CON-000001 | 11.19 - Murad Al Gendy W Al Sanahra-Bill No.5 Store Building (Civil Works)-35-5.1.4.c- | Supply and installation of 50 mm extruded polystyrene boards for roof heat insulation with minimum density 35 kg/cm²; the work include Polystyrene sheet 1mm layer. Sample shall be approved before execution and all required works shall be as per manufacturer's instructions, recommendations and Specification. | Approved
Qasr Rashwan Lot A _0207 | CLI.CON-000001 |  |  | Approved
Qasr Rashwan Lot A _0207 | CLI.CON-000001 | 11.16 - Murad Al Gendy W Al Sanahra-Bill No.4 Guard Room (Civil Works)-27-4.1.2-a.2 | For roof slopes, 30 mm to 140 mm thick | Approved
Qasr Rashwan Lot A _0207 | CLI.CON-000001 |  |  | Approved
Qasr Rashwan Lot A _0207 | CLI.CON-000001 | 11.11 - 2. Murad Al Gendy.Murad Al Gendy W Al Sanahra-Bill No. 2 - Forcemain-2.7 | Excavation in rock according to soil and as specified in the Contract Documents. | Approved
Qasr Rashwan Lot A _0207 | CLI.CON-000001 |  |  | Approved
Qasr Rashwan Lot A _0207 | CLI.CON-000001 | 11.15 - 2. Murad Al Gendy.Murad Al Gendy W Al Sanahra-Bill No.3.4 - Murad Al Gendy W Al Sanahra Pump Station (Mechanical works)-3.4.10 | Maintenance tools as per tendered documents. | Approved
Qasr Rashwan Lot A _0207 | CLI.CON-000001 |  |  | Approved
Qasr Rashwan Lot A _0207 | CLI.CON-000001 | 11.10 - 2. Murad Al Gendy.Murad Al Gendy W Al Sanahra-BILL NO. 1: SEWAGE NETWORK-1.1.1-e.1 | Ditto, depth to invert between 1.51 m and 2.50 m | Approved
Qasr Rashwan Lot A _0207 | CLI.CON-000001 |  |  | Approved
Qasr Rashwan Lot A _0207 | CLI.CON-000001 | 11.11 - 2. Murad Al Gendy.Murad Al Gendy W Al Sanahra-Bill No. 2 - Forcemain-2.1-a | Inner diameter DN/ID 300 mm | Approved
Qasr Rashwan Lot A _0207 | CLI.CON-000001 |  |  | Approved
Qasr Rashwan Lot A _0207 | CLI.CON-000001 | 11.14 - Murad Al Gendy W Al Sanahra-Main Pump Station NO. 3.3-43893- | Supply and Delivery spare parts of the following equipment as per tendered documents: - Pump unit. - Main Low-Tension Switchboard. - Generator unit. | Approved
Qasr Rashwan Lot A _0207 | CLI.CON-000001 |  |  | Approved
Qasr Rashwan Lot A _0207 | CLI.CON-000001 | 11.14 - Murad Al Gendy W Al Sanahra-Main Pump Station NO. 3.3-3.3.5- | Supply, installation, calibration, connection and testing of the electromagnetic flow meter on the main discharge line (300mm diameter) (consists of separate sensor and transmitter with digital indicator) including all necessary accessories required for installation and operation requirements. | Approved
Qasr Rashwan Lot A _0207 | CLI.CON-000001 |  |  | Approved
Qasr Rashwan Lot A _0207 | CLI.CON-000001 | 11.12 - Murad Al Gendy W Al Sanahra-Bill No. 3 Main Pumping Station (Civil works)-17-3.1.2-a.3 | For roof slopes, 30 mm to 140 mm thick | Approved
Qasr Rashwan Lot A _0207 | CLI.CON-000001 |  |  | Approved
Qasr Rashwan Lot A _0207 | CLI.CON-000001 | 11.11 - 2. Murad Al Gendy.Murad Al Gendy W Al Sanahra-Bill No. 2 - Forcemain-2.5.5-b | 90º (150mm) | Approved
Qasr Rashwan Lot A _0207 | CLI.CON-000001 |  |  | Approved
Qasr Rashwan Lot A _0207 | CLI.CON-000001 | 11.19 - Murad Al Gendy W Al Sanahra-Bill No.5 Store Building (Civil Works)-37-5.1.8-a | Supply and apply of acrylic paint for internal walls and ceiling including substrate preparation, applying three coats of paint as per required colors and all required accessories as shown on drawings, specified in the Contract documents, recommended by manufacturer and approved by the Engineer prior to installation. | Approved
Qasr Rashwan Lot A _0207 | CLI.CON-000001 |  |  | Approved
Qasr Rashwan Lot A _0207 | CLI.CON-000001 | 11.14 - Murad Al Gendy W Al Sanahra-Main Pump Station NO. 3.3-3.3.6- | Supply, installation, calibration, connection and testing of Non-contact Radar level transmitter with range from 0 to 20 meters and beam angle not more than 5 degree (consists of separate sensor and transmitter with digital indicator) including all necessary accessories required for installation and operation requirements. | Approved
Qasr Rashwan Lot A _0207 | CLI.CON-000001 |  |  | Approved
Qasr Rashwan Lot A _0207 | CLI.CON-000001 | 11.10 - 2. Murad Al Gendy.Murad Al Gendy W Al Sanahra-BILL NO. 1: SEWAGE NETWORK-1.1.1-e.3 | Ditto, depth to invert between 4.51 m and 5.50 m | Approved
Qasr Rashwan Lot A _0207 | CLI.CON-000001 | 12.21 - Mansheya Fanous-M.PS Store NO. 5.2-5.2.1- | Supply, install, connect, test and commission of complete L.V. distribution boards (LP-ST) the price include selectvity study, termination, Identifications, labling, glands, copper luggs as specified and as indicating drawings. System shall be lump sum complete in every respect with all necessary accessories and ancillary works. | Approved
Qasr Rashwan Lot A _0207 | CLI.CON-000001 |  |  | Approved
Qasr Rashwan Lot A _0207 | CLI.CON-000001 | 12.14 - Mansheya Fanous-Main Pump Station NO. 3.2-3.2.3-a | One Way, One-gang Lighting Switch 10A. | Approved
Qasr Rashwan Lot A _0207 | CLI.CON-000001 |  |  | Approved
Qasr Rashwan Lot A _0207 | CLI.CON-000001 | 12.35 | BILL NO. 11.3 Electrical Works – Guard Room (Sec. PS) | Approved
Qasr Rashwan Lot A _0207 | CLI.CON-000001 |  |  | Approved
Qasr Rashwan Lot A _0207 | CLI.CON-000001 | 12.15 - Mansheya Fanous-Main Pump Station NO. 3.3-3.3.10- | Supply, installation, calibration, connection and testing of Pressure gauge with a range of 0 to 10 bar and all necessary accessories required for installation and operation requirements. | Approved
Qasr Rashwan Lot A _0207 | CLI.CON-000001 |  |  | Approved
Qasr Rashwan Lot A _0207 | CLI.CON-000001 | 12.44 - Mansheya Fanous-Bill No.9 Site and Civil Works -54-9.2.4.b- | Supply and installation of foam Expansion joints outdoor type joint sealant Complete as shown on drawings, and recommended by the manufacturer and Specification. | Approved
Qasr Rashwan Lot A _0207 | CLI.CON-000001 |  |  | Approved
Qasr Rashwan Lot A _0207 | CLI.CON-000001 | 12.13 - Mansheya Fanous-Bill No. 3 Main Pumping Station (Civil works)-21-3.1.5-a | Supply and excite cement sand plaster for internal slabs, walls and beams with all metal accessories, the item includes substrate preparation, all required works of completion with the industry standards. As per Specification, Drawings and Engineer instructions. | Approved
Qasr Rashwan Lot A _0207 | CLI.CON-000001 |  |  | Approved
Qasr Rashwan Lot A _0207 | CLI.CON-000001 | 12.31 - Mansheya Fanous-SEC. Pump Station NO. 10.3-10.3.18- | Fire alarm system complete with Conventional fire alarm control panel, smoke detectors, heat detectors, manual call point, bell, fire alarm siren and wire and all necessary components (internal wires and outlets, etc) required to complete the system in perfect case, the fire alarm control panel shall be erected in pump operating room. | Approved
Qasr Rashwan Lot A _0207 | CLI.CON-000001 |  |  | Approved
Qasr Rashwan Lot A _0207 | CLI.CON-000001 | 12.29 - Mansheya Fanous-Bill No. 10 SECONDARY Pumping Station (Civil works)-58-10.1.2.d- | Supply and casting of in-place reinforced concrete (Grade C30) with Sulfate- resistant cement, including: formwork, scaffolding, expansion and construction joints, Steel bar reinforcement, joint filler and sealant, accessories, transporting, mixing, casting, finishing, compaction by vibratory, curing and testing as required by the specifications. | Approved
Qasr Rashwan Lot A _0207 | CLI.CON-000001 |  |  | Approved
Qasr Rashwan Lot A _0207 | CLI.CON-000001 | 12.19 - Mansheya Fanous-M.PS Guard room NO. 4.3-4.3.2-d | Surface Mounted Luminaire (IP54) With 20W LED lamp. | Approved
Qasr Rashwan Lot A _0207 | CLI.CON-000001 |  |  | Approved
Qasr Rashwan Lot A _0207 | CLI.CON-000001 | 12.44 - Mansheya Fanous-Bill No.9 Site and Civil Works -54-9.2.6-a. | Type D1, 4,000 mm width x 2,500 mm height | Approved
Qasr Rashwan Lot A _0207 | CLI.CON-000001 |  |  | Approved
Qasr Rashwan Lot A _0207 | CLI.CON-000001 | 12.34 - 3. Manshya fanous.Mansheya Fanous-Bill: Guard room (Secondary)-11.2.4 | 75mm | Approved
Qasr Rashwan Lot A _0207 | CLI.CON-000001 |  |  | Approved
Qasr Rashwan Lot A _0207 | CLI.CON-000001 | 12.14 - Mansheya Fanous-Main Pump Station NO. 3.2-3.2.2-e | Enclosed Polycarbonate, Wall Mounting Luminaire IP65 With 40 Watt LED Lamp. | Approved
Qasr Rashwan Lot A _0207 | CLI.CON-000001 |  |  | Approved
Qasr Rashwan Lot A _0207 | CLI.CON-000001 | 12.30 - Mansheya Fanous-SEC. Pump Station NO. 10.2-10.2.5-a | Wall Mounted Exhaust Fan Outlet. | Approved
Qasr Rashwan Lot A _0207 | CLI.CON-000001 |  |  | Approved
Qasr Rashwan Lot A _0207 | CLI.CON-000001 | 12.35 - Mansheya Fanous-S.PS Guard room NO. 11.3-11.3.4-a | Single Phase Switched Socket 220v, 16A, 2-pin Type Complete With Earthing Contact. | Approved
Qasr Rashwan Lot A _0207 | CLI.CON-000001 |  |  | Approved
Qasr Rashwan Lot A _0207 | CLI.CON-000001 | 12.20 - Mansheya Fanous-Bill No.5 Store Building (Civil Works)-36-5.1.2-a.2 | For roof slopes, 30 mm to 140 mm thick | Approved
Qasr Rashwan Lot A _0207 | CLI.CON-000001 |  |  | Approved
Qasr Rashwan Lot A _0207 | CLI.CON-000001 |  |  | Approved
Qasr Rashwan Lot A _0207 | CLI.CON-000001 | 12.11 - 3. Manshya fanous.Mansheya Fanous-Bill No. 2 - Forcemain (Main)-2.1.3.5-c | 90º (150mm) | Approved
Qasr Rashwan Lot A _0207 | CLI.CON-000001 |  |  | Approved
Qasr Rashwan Lot A _0207 | CLI.CON-000001 | 12.37 - Mansheya Fanous-S.PS Store NO. 12.2-12.2.2-a | Surface mounted luminaire with 1x60 watt led lamps, With (IP20) | Approved
Qasr Rashwan Lot A _0207 | CLI.CON-000001 |  |  | Approved
Qasr Rashwan Lot A _0207 | CLI.CON-000001 | 12.36 - Mansheya Fanous-Bill No.12 Store Building (S.PS) (Civil Works)-74-12.1.2-c.1 | structure | Approved
Qasr Rashwan Lot A _0207 | CLI.CON-000001 |  |  | Approved
Qasr Rashwan Lot A _0207 | CLI.CON-000001 | 12.12 - 3. Manshya fanous.Mansheya Fanous-Bill No. 2 - Forcemain (Secondary)-2.2.7 | Deep Dewatering according to soil investigation, specification and Engineer instruction. | Approved
Qasr Rashwan Lot A _0207 | CLI.CON-000001 |  |  | Approved
Qasr Rashwan Lot A _0207 | CLI.CON-000001 | 12.25 - Mansheya Fanous-Bill No.7 Generator Shed (Civil Works)-48--7.1.a | Supplying and casting in-place of generator base and the price includes all the necessary excavation and backfilling works, the removal and disposal of the excavated material to the designated dump, the supply and work of plain concrete Grade C20, reinforced concrete Grade C25, insulation works for the base and all that comes into contact with the soil, including formwork, transporting, mixing, casting, finishing, curing and testing as required by the specifications. provided that the work is completed in full according to the Contract drawings, technical specifications, industry assets and the instructions of the Engineer. | Approved
Qasr Rashwan Lot A _0207 | CLI.CON-000001 |  |  | Approved
Qasr Rashwan Lot A _0207 | CLI.CON-000001 | 12.22 - Mansheya Fanous-Bill No.6Admin Room - Civil Works-42-6.1.3-a.2 | 120 mm thick. | Approved
Qasr Rashwan Lot A _0207 | CLI.CON-000001 |  |  | Approved
Qasr Rashwan Lot A _0207 | CLI.CON-000001 | 12.38 - Mansheya Fanous-Bill No.6Admin Room - Civil Works-42-6.1.3-a.1 | 250 mm thick. | Approved
Qasr Rashwan Lot A _0207 | CLI.CON-000001 |  |  | Approved
Qasr Rashwan Lot A _0207 | CLI.CON-000001 | 12.32 - 3. Manshya fanous.Mansheya Fanous-Bill No.3.4 - Mansheya Fanous Pump Station (Secondary)-10.4.1 | Submersible Pump 12 L/s, 9 m head coupled with Electric Motor complete with (mating bend, guide rails, coupling, submersible cable, all protection items….etc) and all accessories required for a good working condition, as per Contract Documents. | Approved
Qasr Rashwan Lot A _0207 | CLI.CON-000001 |  |  | Approved
Qasr Rashwan Lot A _0207 | CLI.CON-000001 | 12.27 | BILL NO. 8 Civil Works – Transformer Kiosk (Main PS) | Approved
Qasr Rashwan Lot A _0207 | CLI.CON-000001 |  |  | Approved
Qasr Rashwan Lot A _0207 | CLI.CON-000001 | 12.24 - Mansheya Fanous-M.PS Admin Building NO. 6.3-6.3.2-d | Surface Mounted Luminaire (IP54) With 20W LED lamp. | Approved
Qasr Rashwan Lot A _0207 | CLI.CON-000001 |  |  | Approved
Qasr Rashwan Lot A _0207 | CLI.CON-000001 | 12.14 - Mansheya Fanous-Main Pump Station NO. 3.2-3.2.2-a | Rated Wall Mounted luminaire IP65, with 60W LED lamp, watertight. | Approved
Qasr Rashwan Lot A _0207 | CLI.CON-000001 |  |  | Approved
Qasr Rashwan Lot A _0207 | CLI.CON-000001 | 12.12 - 3. Manshya fanous.Mansheya Fanous-Bill No. 2 - Forcemain (Secondary)-2.2.2-b | Wash-out valve chamber | Approved
Qasr Rashwan Lot A _0207 | CLI.CON-000001 |  |  | Approved
Qasr Rashwan Lot A _0207 | CLI.CON-000001 | 12.10 - 3. Manshya fanous.Mansheya Fanous-BILL NO. 1: SEWAGE NETWORK-1.1.1-d.3 | Ditto, depth to invert between 3.51 m and 4.50 m | Approved
Qasr Rashwan Lot A _0207 | CLI.CON-000001 |  |  | Approved
Qasr Rashwan Lot A _0207 | CLI.CON-000001 | 12.38 - Mansheya Fanous-Bill No.6Admin Room - Civil Works-41-6.1.2-c.2 | RC protection layer | Approved
Qasr Rashwan Lot A _0207 | CLI.CON-000001 |  |  | Approved
Qasr Rashwan Lot A _0207 | CLI.CON-000001 | 12.32 - 3. Manshya fanous.Mansheya Fanous-Bill No.3.4 - Mansheya Fanous Pump Station (Secondary)-10.4.2-g. | Flanged Reducer, dia 150/Pump outlet diameter | Approved
Qasr Rashwan Lot A _0207 | CLI.CON-000001 |  |  | Approved
Qasr Rashwan Lot A _0207 | CLI.CON-000001 | 12.17 - Mansheya Fanous-Bill No.4 Guard Room (Civil Works)-29-4.1.2-c.2 | RC protection layer | Approved
Qasr Rashwan Lot A _0207 | CLI.CON-000001 |  |  | Approved
Qasr Rashwan Lot A _0207 | CLI.CON-000001 | 13.12 - Khulusi-Bill No. 3 Main Pumping Station (Civil works)-16-3.1.4.d- | Supply and installation of horizontal prefabricated moisture Insulation membrane to the wet areas with 4mm thick for floor and roof, including joints, fixtures, overlaps not less than 100 mm and item include all surface preparation steps, coating with 2 layers of primer bitumen coat, metal flashing, internal angle fillets, upstand to vertical surfaces and waterproofing to all openings and around pipes and water drains, Polystyrene sheet 1mm, protection Sand-cement mortar screed, 30 mm thick as per manufacturer's instructions, Contract Drawing, recommendations and Specification. | Approved
Qasr Rashwan Lot A _0207 | CLI.CON-000001 |  |  | Approved
Qasr Rashwan Lot A _0207 | CLI.CON-000001 | 13.27 - Khulusi-Bill No.9 Site and Civil Works -49-9.2.6-b. | Type D2, 1,000 mm width x 2,500 mm height | Approved
Qasr Rashwan Lot A _0207 | CLI.CON-000001 |  |  | Approved
Qasr Rashwan Lot A _0207 | CLI.CON-000001 | 13.10 - 4. Khulusi.Khulusi-BILL NO. 1: SEWAGE NETWORK-1.3-a | IC 60*60 cm | Approved
Qasr Rashwan Lot A _0207 | CLI.CON-000001 |  |  | Approved
Qasr Rashwan Lot A _0207 | CLI.CON-000001 | 13.24 | BILL NO. 7.1 Civil Works – Generator Shed | Approved
Qasr Rashwan Lot A _0207 | CLI.CON-000001 |  |  | Approved
Qasr Rashwan Lot A _0207 | CLI.CON-000001 | 13.10 - 4. Khulusi.Khulusi-BILL NO. 1: SEWAGE NETWORK-1.5.3-b | Dismantling joints | Approved
Qasr Rashwan Lot A _0207 | CLI.CON-000001 |  |  | Approved
Qasr Rashwan Lot A _0207 | CLI.CON-000001 | 13.16 - Khulusi-Bill No.4 Guard Room (Civil Works)-26-4.1.6-b.2 | Type W2, 600 mm width x 600 mm height | Approved
Qasr Rashwan Lot A _0207 | CLI.CON-000001 |  |  | Approved
Qasr Rashwan Lot A _0207 | CLI.CON-000001 | 13.18 | BILL NO. 4.3 Electrical Works – Guard Room | Approved
Qasr Rashwan Lot A _0207 | CLI.CON-000001 |  |  | Approved
Qasr Rashwan Lot A _0207 | CLI.CON-000001 | 13.14 - Khulusi-Main Pump Station NO. 3.3-40605- | Supply, installation, termination and testing of instrumentation shielded cables (2 x 1.5 mm2) from field instrumentation to control panel complete with conduits, pull boxes, junction boxes, accessories, duct bank...etc. | Approved
Qasr Rashwan Lot A _0207 | CLI.CON-000001 |  |  | Approved
Qasr Rashwan Lot A _0207 | CLI.CON-000001 | 13.21 - Khulusi-Bill No.6Admin Room - Civil Works-38-6.1.7-a.1 | Ceramic floor, glazed ceramic | Approved
Qasr Rashwan Lot A _0207 | CLI.CON-000001 |  |  | Approved
Qasr Rashwan Lot A _0207 | CLI.CON-000001 | 13.16 - Khulusi-Bill No.4 Guard Room (Civil Works)-24-4.1.2-b.1 | for foundation | Approved
Qasr Rashwan Lot A _0207 | CLI.CON-000001 |  |  | Approved
Qasr Rashwan Lot A _0207 | CLI.CON-000001 | 13.15 - 4. Khulusi.Khulusi-Bill - Khulusi Pump Station-3.4.10 | Fire fighting equipment as per tendered documents. Bill Guard room (PS) | Approved
Qasr Rashwan Lot A _0207 | CLI.CON-000001 |  |  | Approved
Qasr Rashwan Lot A _0207 | CLI.CON-000001 | 13.21 - Khulusi-Bill No.6Admin Room - Civil Works-38-6.1.5-a | Supply and excite cement sand plaster for internal slabs, walls and beams with all metal accessories, the item includes substrate preparation, all required works of completion with the industry standards. As per Specification, Drawings and Engineer instructions. | Approved
Qasr Rashwan Lot A _0207 | CLI.CON-000001 |  |  | Approved
Qasr Rashwan Lot A _0207 | CLI.CON-000001 | 13.11 - 4. Khulusi.Khulusi-Bill No. 2 - Forcemain-2.1 | Deep Dewatering according to soil investigation, specification and Engineer instruction. | Approved
Qasr Rashwan Lot A _0207 | CLI.CON-000001 |  |  | Approved
Qasr Rashwan Lot A _0207 | CLI.CON-000001 | 13.10 - 4. Khulusi.Khulusi-BILL NO. 1: SEWAGE NETWORK-1.8 | Deep Dewatering according to soil investigation, specification and Engineer instruction. | Approved
Qasr Rashwan Lot A _0207 | CLI.CON-000001 |  |  | Approved
Qasr Rashwan Lot A _0207 | CLI.CON-000001 | 13.11 - 4. Khulusi.Khulusi-Bill No. 2 - Forcemain-2.2-a | Valve chamber type (A) | Approved
Qasr Rashwan Lot A _0207 | CLI.CON-000001 |  |  | Approved
Qasr Rashwan Lot A _0207 | CLI.CON-000001 | 13.10 - 4. Khulusi.Khulusi-BILL NO. 1: SEWAGE NETWORK-1.2.1-b.5 | Ditto, depth to invert between 3.51 m and 4.00 m | Approved
Qasr Rashwan Lot A _0207 | CLI.CON-000001 |  |  | Approved
Qasr Rashwan Lot A _0207 | CLI.CON-000001 | 13.27 - Khulusi-Bill No.9 Site and Civil Works -48-9.2.1.c- | Supply, backfilling and compaction to the required grades with approved clean sand on layers not more than 25 cm thick. The layers are to be compacted by means of vibratory type equipment to obtain 95% of maximum dry density as per specifications. | Approved
Qasr Rashwan Lot A _0207 | CLI.CON-000001 |  |  | Approved
Qasr Rashwan Lot A _0207 | CLI.CON-000001 | 13.11 - 4. Khulusi.Khulusi-Bill No. 2 - Forcemain-2.5.5-b | 90º (150mm) | Approved
Qasr Rashwan Lot A _0207 | CLI.CON-000001 |  |  | Approved
Qasr Rashwan Lot A _0207 | CLI.CON-000001 | 13.18 - Khulusi-Guard room NO. 4.3-4.3.1-a | Supply, install, connect, test and commission of complete L.V. distribution boards (LP-GUR-EXT.) the price include circuit breakers, contactors, relays, timers , photocells, push buttons, selectvity study, termination, Identifications ,labling, glands, copper luggs as specified and as indicating drawings. System shall be lump sum complete in every respect with all necessary accessories and ancillary works. | Approved
Qasr Rashwan Lot A _0207 | CLI.CON-000001 |  |  | Approved
Qasr Rashwan Lot A _0207 | CLI.CON-000001 | 13.18 - Khulusi-Guard room NO. 4.3-4.3.2-a | Surface mounted luminaire with 1x60 watt led lamps, With (IP20) | Approved
Qasr Rashwan Lot A _0207 | CLI.CON-000001 |  |  | Approved
Qasr Rashwan Lot A _0207 | CLI.CON-000001 | 13.14 - Khulusi-Main Pump Station NO. 3.3-3.3.6- | Supply, installation, calibration, connection and testing of Non-contact Radar level transmitter with range from 0 to 20 meters and beam angle not more than 5 degree (consists of separate sensor and transmitter with digital indicator) including all necessary accessories required for installation and operation requirements. | Approved
Qasr Rashwan Lot A _0207 | CLI.CON-000001 |  |  | Approved
Qasr Rashwan Lot A _0207 | CLI.CON-000001 | 13.10 - 4. Khulusi.Khulusi-BILL NO. 1: SEWAGE NETWORK-1.1.1-a.2 | Ditto, depth to invert between 1.21 m and 1.70 m | Approved
Qasr Rashwan Lot A _0207 | CLI.CON-000001 |  |  | Approved
Qasr Rashwan Lot A _0207 | CLI.CON-000001 | 13.10 - 4. Khulusi.Khulusi-BILL NO. 1: SEWAGE NETWORK-1.9 | Inspection and testing of the installed pipes by CCTV for the network pipes after trench installation, all in accordance with the technical specifications. | Approved
Qasr Rashwan Lot A _0207 | CLI.CON-000001 |  |  | Approved
Qasr Rashwan Lot A _0207 | CLI.CON-000001 | 13.11 - 4. Khulusi.Khulusi-Bill No. 2 - Forcemain-2.4.3-b | Wash-out valve chamber | Approved
Qasr Rashwan Lot A _0207 | CLI.CON-000001 |  |  | Approved
Qasr Rashwan Lot A _0207 | CLI.CON-000001 | 13.21 - Khulusi-Bill No.6Admin Room - Civil Works-38-6.1.7-a.3 | cement tiling, for roof | Approved
Qasr Rashwan Lot A _0207 | CLI.CON-000001 |  |  | Approved
Qasr Rashwan Lot A _0207 | CLI.CON-000001 | 13.12 - Khulusi-Bill No. 3 Main Pumping Station (Civil works)-15-3.1.2-a.2 | PC Slope concrete for floor with hardener | Approved
Qasr Rashwan Lot A _0207 | CLI.CON-000001 |  |  | Approved
Qasr Rashwan Lot A _0207 | CLI.CON-000001 | 13.11 - 4. Khulusi.Khulusi-Bill No. 2 - Forcemain-2.5.4-b | Dismantling joint 150mm | Approved
Qasr Rashwan Lot A _0207 | CLI.CON-000001 |  |  | Approved
Qasr Rashwan Lot A _0207 | CLI.CON-000001 | 13.21 - Khulusi-Bill No.6Admin Room - Civil Works-37-6.1.3-a.1 | 250 mm thick. | Approved
Qasr Rashwan Lot A _0207 | CLI.CON-000001 |  |  | Approved
Qasr Rashwan Lot A _0207 | CLI.CON-000001 | 13.16 - Khulusi-Bill No.4 Guard Room (Civil Works)-26-4.1.7.b- | Supply and installation of ceramic tiles, pattern as shown on drawings including cement mortar, setting bed, grouting, pointing, fixing, support and all required accessories. Complete as shown on drawings, specified in the Contract documents, recommended by manufacturer and approved by the Engineer prior to installation. | Approved
Qasr Rashwan Lot A _0207 | CLI.CON-000001 |  |  | Approved
Qasr Rashwan Lot A _0207 | CLI.CON-000001 | 13.27 - Khulusi-Bill No.9 Site and Civil Works -49-9.2.4.a- | Supply and apply two coats of oxidized bituminous paint insulation to reinforced concrete in contact with soil such as footings, ground beam, columns pedestal and masonry work to 15 cm upper the GL, sample shall be approved before execution and all required works shall be as per manufacturer's instructions, recommendations and Specification. | Approved
Qasr Rashwan Lot A _0207 | CLI.CON-000001 |  |  | Approved
Qasr Rashwan Lot A _0207 | CLI.CON-000001 | 14.12 - Albersly & Iz.Alasfar-Bill No. 3 Main Pumping Station (Civil works)-12-3.1.1-d | Supply, backfilling and compaction to the required grades with approved clean sand on layers not more than 25 cm thick. The layers are to be compacted by means of vibratory type equipment to obtain 95% of maximum dry density as per specifications. | Approved
Qasr Rashwan Lot A _0207 | CLI.CON-000001 |  |  | Approved
Qasr Rashwan Lot A _0207 | CLI.CON-000001 | 14.16 - Albersly & Iz.Alasfar-Bill No.4 Guard Room (Civil Works)-21-4.1.2-a.2 | For roof slopes, 30 mm to 140 mm thick | Approved
Qasr Rashwan Lot A _0207 | CLI.CON-000001 |  |  | Approved
Qasr Rashwan Lot A _0207 | CLI.CON-000001 | 14.14 - Albersly & Iz.Alasfar-Main Pump Station NO. 3.3-3.3.7- | Supply, installation, calibration, connection and testing of level float switch with acable length 15 meter including all necessary accessories required for installation and operation requirements. | Approved
Qasr Rashwan Lot A _0207 | CLI.CON-000001 |  |  | Approved
Qasr Rashwan Lot A _0207 | CLI.CON-000001 | 14.14 - Albersly & Iz.Alasfar-Main Pump Station NO. 3.3-3.3.15- | Prime Power Diesel Generator 45 KVA (at least) (Canopy Type - Under Shed) complete with outgoing circuit breaker (MCCB) and fully equipped with all accessories as per Contract Documents and complete with all accessories required for erection and good working conditions. | Approved
Qasr Rashwan Lot A _0207 | CLI.CON-000001 |  |  | Approved
Qasr Rashwan Lot A _0207 | CLI.CON-000001 | 14.16 - Albersly & Iz.Alasfar-Bill No.4 Guard Room (Civil Works)-23-4.1.7-a.2 | Ceramic floor, non-slip ceramic for toilet | Approved
Qasr Rashwan Lot A _0207 | CLI.CON-000001 |  |  | Approved
Qasr Rashwan Lot A _0207 | CLI.CON-000001 | 14.15 - 5. Iz. Albersly.Iz.Albersly & Iz.Alasfar-Bill - Iz.Albersly & Iz.Alasfar Pump Station-3.4.5-a. | Rotary crane 1 ton, complete with all accessories as specified by Contract Documents. | Approved
Qasr Rashwan Lot A _0207 | CLI.CON-000001 |  |  | Approved
Qasr Rashwan Lot A _0207 | CLI.CON-000001 | 14.12 - Albersly & Iz.Alasfar-Bill No. 3 Main Pumping Station (Civil works)-13-3.1.4.c- | Supply and apply of waterproofing for the internal surfaces resistant to acids for internal surfaces of the pump structure (floors, walls, ceilings, etc.) including epoxy paints, screed, hardener and all required accessories all necessary works (contractor should submit samples for approval by the engineer) . according to drawings, specifications and recommended by the manufacturer and approved by the Engineer prior to installation. | Approved
Qasr Rashwan Lot A _0207 | CLI.CON-000001 |  |  | Approved
Qasr Rashwan Lot A _0207 | CLI.CON-000001 | 14.15 - 5. Iz. Albersly.Iz.Albersly & Iz.Alasfar-Bill - Iz.Albersly & Iz.Alasfar Pump Station-3.4.4-b. | Collar, dia. 250 mm. | Approved
Qasr Rashwan Lot A _0207 | CLI.CON-000001 |  |  | Approved
Qasr Rashwan Lot A _0207 | CLI.CON-000001 | 14.16 - Albersly & Iz.Alasfar-Bill No.4 Guard Room (Civil Works)-23-4.1.6-b.2 | Type W2, 600 mm width x 600 mm height | Approved
Qasr Rashwan Lot A _0207 | CLI.CON-000001 |  |  | Approved
Qasr Rashwan Lot A _0207 | CLI.CON-000001 | 14.14 - Albersly & Iz.Alasfar-Main Pump Station NO. 3.3-3.3.20- | Supply and Delivery spare parts of the following equipment as per tendered documents: - Pump unit. - Main Low-Tension Switchboard. - Generator unit. | Approved
Qasr Rashwan Lot A _0207 | CLI.CON-000001 |  |  | Approved
Qasr Rashwan Lot A _0207 | CLI.CON-000001 | 14.22 - Albersly & Iz.Alasfar-Bill No.9 Site and Civil Works -34-7.3.3-a. | Inspection Chamber 600 x 600 with cover and frame | Approved
Qasr Rashwan Lot A _0207 | CLI.CON-000001 |  |  | Approved
Qasr Rashwan Lot A _0207 | CLI.CON-000001 | 14.16 - Albersly & Iz.Alasfar-Bill No.4 Guard Room (Civil Works)-23-4.1.8.c- | Supply and apply of 90 cm high dry mix for skirting including substrate preparation, scaffoldings, grooves, and all required accessories as shown on Contract Drawings, recommended by manufacturer and approved by the Engineer prior to installation. | Approved
Qasr Rashwan Lot A _0207 | CLI.CON-000001 |  |  | Approved
Qasr Rashwan Lot A _0207 | CLI.CON-000001 | 14.15 - 5. Iz. Albersly.Iz.Albersly & Iz.Alasfar-Bill - Iz.Albersly & Iz.Alasfar Pump Station-3.4.2-f. | Flanged Wall piece, dia. 100 mm. | Approved
Qasr Rashwan Lot A _0207 | CLI.CON-000001 |  |  | Approved
Qasr Rashwan Lot A _0207 | CLI.CON-000001 | 14.22 - Albersly & Iz.Alasfar-Bill No.9 Site and Civil Works -32-7.2.1.a- | Excavation from ground level to required depth and grades in all types of soil except the rock, including support system, floading with water, dewatering, compacting bottom of excavation using dynamic roller, transporting excavated materials to the approved off-Site disposal area as per drawings, specifications and geotechnical report. | Approved
Qasr Rashwan Lot A _0207 | CLI.CON-000001 |  |  | Approved
Qasr Rashwan Lot A _0207 | CLI.CON-000001 |  |  | Approved
Qasr Rashwan Lot A _0207 | CLI.CON-000001 | 10.20 - Iz. Saad Al Rouby-Bill No.5 Store Building (Civil Works)-38-5.1.2-a.2 | For roof slopes, 30 mm to 140 mm thick | Approved
Qasr Rashwan Lot A _0207 | CLI.CON-000001 |  |  | Approved
Qasr Rashwan Lot A _0207 | CLI.CON-000001 | 10.25 - Iz. Saad Al Rouby-Bill No.8 Site and Civil Works -50-8.3.1-b. | 100mm dia. | Approved
Qasr Rashwan Lot A _0207 | CLI.CON-000001 |  |  | Approved
Qasr Rashwan Lot A _0207 | CLI.CON-000001 | 10.18 | BILL NO. 4.2 Plumbing Works – Guard Room | Approved
Qasr Rashwan Lot A _0207 | CLI.CON-000001 |  |  | Approved
Qasr Rashwan Lot A _0207 | CLI.CON-000001 | 10.20 - Iz. Saad Al Rouby-Bill No.5 Store Building (Civil Works)-38-5.1.1.a- | Excavation from ground level to required depth and grades in all types of soil except the rock, including support system, floading with water, dewatering, compacting bottom of excavation using dynamic roller, transporting excavated materials to the approved off-Site disposal area as per drawings, specifications and geotechnical report. | Approved
Qasr Rashwan Lot A _0207 | CLI.CON-000001 |  |  | Approved
Qasr Rashwan Lot A _0207 | CLI.CON-000001 | 10.14 - Saad Al Rouby-Main Pump Station NO. 3.2-3.2.4-c | Industrial Three Phase Switched Socket 380v, 32A, 4-pin Type Complete With Earthing Contact And Plug, Totally Enclosed (IP54). | Approved
Qasr Rashwan Lot A _0207 | CLI.CON-000001 |  |  | Approved
Qasr Rashwan Lot A _0207 | CLI.CON-000001 | 10.20 - Iz. Saad Al Rouby-Bill No.5 Store Building (Civil Works)-39-5.1.4.b- | Supply and installation of horizontal prefabricated moisture Insulation membrane to the wet areas with 4mm thick for floor and roof, including joints, fixtures, overlaps not less than 100 mm and item include all surface preparation steps, coating with 2 layers of primer bitumen coat, metal flashing, internal angle fillets, upstand to vertical surfaces and waterproofing to all openings and around pipes and water drains, Polystyrene sheet 1mm, protection Sand-cement mortar screed, 30 mm thick as per manufacturer's instructions, Contract Drawing, recommendations and Specification. | Approved
Qasr Rashwan Lot A _0207 | CLI.CON-000001 |  |  | Approved
Qasr Rashwan Lot A _0207 | CLI.CON-000001 | 10.10 - 1. Saad Al Rouby.Saad Al Rouby-BILL NO. 1: SEWAGE NETWORK-1.2.1-b.7 | Ditto, depth to invert between 4.51 m and 5.00 m | Approved
Qasr Rashwan Lot A _0207 | CLI.CON-000001 |  |  | Approved
Qasr Rashwan Lot A _0207 | CLI.CON-000001 | 10.10 - 1. Saad Al Rouby.Saad Al Rouby-BILL NO. 1: SEWAGE NETWORK-1.5.1-a | Inlet chamber on 600mm diameter sewage pipe line | Approved
Qasr Rashwan Lot A _0207 | CLI.CON-000001 |  |  | Approved
Qasr Rashwan Lot A _0207 | CLI.CON-000001 | 10.10 - 1. Saad Al Rouby.Saad Al Rouby-BILL NO. 1: SEWAGE NETWORK-1.2.1-b.3 | Ditto, depth to invert between 2.51 m and 3.00 m | Approved
Qasr Rashwan Lot A _0207 | CLI.CON-000001 |  |  | Approved
Qasr Rashwan Lot A _0207 | CLI.CON-000001 | 10.15 - Saad Al Rouby-Main Pump Station NO. 3.3-3.3.12- | Supply, installation, termination and testing of control cables (12 x 2 mm2) from valve actuators, water hammering system, generators, transformers, Low Voltage Main Distribution Board (LVMDB), Motor Control Centers (MCC) to the PLC panel complete with conduits, pull boxes, junction boxes, accessories, duct bank...etc. | Approved
Qasr Rashwan Lot A _0207 | CLI.CON-000001 |  |  | Approved
Qasr Rashwan Lot A _0207 | CLI.CON-000001 | 10.10 - 1. Saad Al Rouby.Saad Al Rouby-BILL NO. 1: SEWAGE NETWORK-1.1.1-b.4 | Ditto, depth to invert between 3.51 m and 4.50 m | Approved
Qasr Rashwan Lot A _0207 | CLI.CON-000001 |  |  | Approved
Qasr Rashwan Lot A _0207 | CLI.CON-000001 | 10.18 - 1. Saad Al Rouby.Saad Al Rouby-Bill No.4: Guard room (M.PS)-4.2.2-a. | 25mm dia. | Approved
Qasr Rashwan Lot A _0207 | CLI.CON-000001 |  |  | Approved
Qasr Rashwan Lot A _0207 | CLI.CON-000001 | 10.25 - Iz. Saad Al Rouby-Bill No.8 Site and Civil Works -48--8.1.a | Supply and install and test Reinforced concrete pavement (20 cm thick) inside the plant including formwork and steel reinforcement mesh, 15 cm gravel as base, leveling, helicopter finish and coated by screed and all its requirement for completion the work. As per Specification, Drawings and Engineer's instructions | Approved
Qasr Rashwan Lot A _0207 | CLI.CON-000001 |  |  | Approved
Qasr Rashwan Lot A _0207 | CLI.CON-000001 | 10.17 - Iz. Saad Al Rouby-Bill No.4 Guard Room (Civil Works)-31-4.1.2-b.1 | for foundation | Approved
Qasr Rashwan Lot A _0207 | CLI.CON-000001 |  |  | Approved
Qasr Rashwan Lot A _0207 | CLI.CON-000001 | 10.20 - Iz. Saad Al Rouby-Bill No.5 Store Building (Civil Works)-38-5.1.3.c- | 250 mm thick. | Approved
Qasr Rashwan Lot A _0207 | CLI.CON-000001 | 11.13 | BILL NO. 3.2 Electrical Works – Pumping Station (LV and Lighting) | Approved
Qasr Rashwan Lot A _0207 | CLI.CON-000001 |  |  | Approved
Qasr Rashwan Lot A _0207 | CLI.CON-000001 | 11.12 - Murad Al Gendy W Al Sanahra-Bill No. 3 Main Pumping Station (Civil works)-18-3.1.4-b | Supply and installation of PVC water stop 25 cm width including fixing, fittings, jointing and accessories. Complete as shown on Contract Drawings and all required works shall be as per manufacturer's instructions, recommendations and Specification. | Approved
Qasr Rashwan Lot A _0207 | CLI.CON-000001 |  |  | Approved
Qasr Rashwan Lot A _0207 | CLI.CON-000001 | 11.15 - 2. Murad Al Gendy.Murad Al Gendy W Al Sanahra-Bill No.3.4 - Murad Al Gendy W Al Sanahra Pump Station (Mechanical works)-3.4.5-a. | D.C.I, Socket and spigot Wall piece, dia. 500 mm. | Approved
Qasr Rashwan Lot A _0207 | CLI.CON-000001 |  |  | Approved
Qasr Rashwan Lot A _0207 | CLI.CON-000001 | 11.12 - Murad Al Gendy W Al Sanahra-Bill No. 3 Main Pumping Station (Civil works)-18-3.1.4.a- | Supply and apply two coats of oxidized bituminous paint insulation to reinforced concrete in contact with soil such as footings, ground beam, columns necks and masonry work to 15 cm upper the GL, sample shall be approved before execution and all required works shall be as per manufacturer's instructions, recommendations and Specification. | Approved
Qasr Rashwan Lot A _0207 | CLI.CON-000001 |  |  | Approved
Qasr Rashwan Lot A _0207 | CLI.CON-000001 | 11.14 - Murad Al Gendy W Al Sanahra-Main Pump Station NO. 3.3-3.3.8- | Supply, installation, calibration, connection and testing of Pressure Transmitter with a range of 0 to 10 bar including all necessary accessories required for installation and operation requirements. | Approved
Qasr Rashwan Lot A _0207 | CLI.CON-000001 |  |  | Approved
Qasr Rashwan Lot A _0207 | CLI.CON-000001 | 11.10 - 2. Murad Al Gendy.Murad Al Gendy W Al Sanahra-BILL NO. 1: SEWAGE NETWORK-1.1.1-a.1 | Depth to invert not exceeding 1.2 m | Approved
Qasr Rashwan Lot A _0207 | CLI.CON-000001 |  |  | Approved
Qasr Rashwan Lot A _0207 | CLI.CON-000001 | 11.27 - Murad Al Gendy W Al Sanahra-Bill No.9 Site and Civil Works -52-9.2.1-b | Extra over for excavation in rock. | Approved
Qasr Rashwan Lot A _0207 | CLI.CON-000001 |  |  | Approved
Qasr Rashwan Lot A _0207 | CLI.CON-000001 | 11.22 | BILL NO. 6.2 Plumbing Works – Admin Room | Approved
Qasr Rashwan Lot A _0207 | CLI.CON-000001 |  |  | Approved
Qasr Rashwan Lot A _0207 | CLI.CON-000001 | 11.16 - Murad Al Gendy W Al Sanahra-Bill No.4 Guard Room (Civil Works)-29-4.1.6-a.2 | Type D2, size 700mmx2,200mm | Approved
Qasr Rashwan Lot A _0207 | CLI.CON-000001 |  |  | Approved
Qasr Rashwan Lot A _0207 | CLI.CON-000001 | 11.11 - 2. Murad Al Gendy.Murad Al Gendy W Al Sanahra-Bill No. 2 - Forcemain-2.2-d | Slow down chamber | Approved
Qasr Rashwan Lot A _0207 | CLI.CON-000001 |  |  | Approved
Qasr Rashwan Lot A _0207 | CLI.CON-000001 | 11.11 - 2. Murad Al Gendy.Murad Al Gendy W Al Sanahra-Bill No. 2 - Forcemain-2.5.1-a | Gate valve 300mm dia. | Approved
Qasr Rashwan Lot A _0207 | CLI.CON-000001 |  |  | Approved
Qasr Rashwan Lot A _0207 | CLI.CON-000001 | 11.11 - 2. Murad Al Gendy.Murad Al Gendy W Al Sanahra-Bill No. 2 - Forcemain-2.6 | 600 mm dia sewer pipes | Approved
Qasr Rashwan Lot A _0207 | CLI.CON-000001 |  |  | Approved
Qasr Rashwan Lot A _0207 | CLI.CON-000001 | 11.20 - Murad Al Gendy W Al Sanahra-Store NO. 5.2-5.2.5-b | Lighting outlets. | Approved
Qasr Rashwan Lot A _0207 | CLI.CON-000001 |  |  | Approved
Qasr Rashwan Lot A _0207 | CLI.CON-000001 | 11.27 | BILL NO. 9 Site Works – Pumping Station | Approved
Qasr Rashwan Lot A _0207 | CLI.CON-000001 |  |  | Approved
Qasr Rashwan Lot A _0207 | CLI.CON-000001 | 11.12 - Murad Al Gendy W Al Sanahra-Bill No. 3 Main Pumping Station (Civil works)-17-3.1.2-b | Supplying and casting unreinforced concrete (Grade C30) for dicophyl by sulfate- resistant cement below underground water and up to the required level, and it includes the supply, installation and installation of galvanized iron injection pipes as required by Drawings and Specifications. | Approved
Qasr Rashwan Lot A _0207 | CLI.CON-000001 |  |  | Approved
Qasr Rashwan Lot A _0207 | CLI.CON-000001 | 11.14 - Murad Al Gendy W Al Sanahra-Main Pump Station NO. 3.3-42066- | Prime Power Diesel Generator 175 KVA (at least) (Canopy Type - Under Shed) complete with outgoing circuit breaker (MCCB) and fully equipped with all accessories as per Contract Documents and complete with all accessories required for erection and good working conditions. | Approved
Qasr Rashwan Lot A _0207 | CLI.CON-000001 |  |  | Approved
Qasr Rashwan Lot A _0207 | CLI.CON-000001 |  |  | Approved
Qasr Rashwan Lot A _0207 | CLI.CON-000001 | 11.19 - Murad Al Gendy W Al Sanahra-Bill No.5 Store Building (Civil Works)-34-5.1.1-b. | Extra over for excavation in rock. | Approved
Qasr Rashwan Lot A _0207 | CLI.CON-000001 |  |  | Approved
Qasr Rashwan Lot A _0207 | CLI.CON-000001 | 11.10 - 2. Murad Al Gendy.Murad Al Gendy W Al Sanahra-BILL NO. 1: SEWAGE NETWORK-1.7.3-c | Concrete encasement 25cm (500mm) | Approved
Qasr Rashwan Lot A _0207 | CLI.CON-000001 |  |  | Approved
Qasr Rashwan Lot A _0207 | CLI.CON-000001 | 11.14 - Murad Al Gendy W Al Sanahra-Main Pump Station NO. 3.3-43527- | Supply, install, connect and test a complete closed circuit surveillance TV (CCTV) system complete with Weatherproof fixed camera HD, Weatherproof Motorized cameras HD, DVR, Rack, UPS, Joystick, remote controller, color photos printer, conduits, Coaxial cables, control cables, LED screen, boxes between devices, UPS....etc. and all necessary works to complete works as per specifications and contract documents. | Approved
Qasr Rashwan Lot A _0207 | CLI.CON-000001 |  |  | Approved
Qasr Rashwan Lot A _0207 | CLI.CON-000001 | 11.21 - Murad Al Gendy W Al Sanahra-Bill No.6Admin Room - Civil Works-40-6.1.2-b.1 | for foundation | Approved
Qasr Rashwan Lot A _0207 | CLI.CON-000001 |  |  | Approved
Qasr Rashwan Lot A _0207 | CLI.CON-000001 | 11.12 - Murad Al Gendy W Al Sanahra-Bill No. 3 Main Pumping Station (Civil works)-19-3.1.6-e | Supply, install of GRP net covers. including frames, painting, welding, jointing, all fixings and accessories. Complete as shown on drawings, specification, and recommended by the manufacturer. | Approved
Qasr Rashwan Lot A _0207 | CLI.CON-000001 |  |  | Approved
Qasr Rashwan Lot A _0207 | CLI.CON-000001 | 11.20 - Murad Al Gendy W Al Sanahra-Store NO. 5.2-5.2.5-a | Wall Mounted Exhaust Fan Outlet. | Approved
Qasr Rashwan Lot A _0207 | CLI.CON-000001 |  |  | Approved
Qasr Rashwan Lot A _0207 | CLI.CON-000001 | 11.18 - Murad Al Gendy W Al Sanahra-Guard room NO. 4.3-4.3.2-c | Enclosed Polycarbonate, Wall Mounting Luminaire IP65 With 20 Watt LED Lamp. | Approved
Qasr Rashwan Lot A _0207 | CLI.CON-000001 |  |  | Approved
Qasr Rashwan Lot A _0207 | CLI.CON-000001 | 11.11 - 2. Murad Al Gendy.Murad Al Gendy W Al Sanahra-Bill No. 2 - Forcemain-2.3.2-a | Tee 300/150 | Approved
Qasr Rashwan Lot A _0207 | CLI.CON-000001 |  |  | Approved
Qasr Rashwan Lot A _0207 | CLI.CON-000001 | 11.27 - Murad Al Gendy W Al Sanahra-Bill No.9 Site and Civil Works -54-9.3.2-b. | DN/ID 200 mm dia | Approved
Qasr Rashwan Lot A _0207 | CLI.CON-000001 |  |  | Approved
Qasr Rashwan Lot A _0207 | CLI.CON-000001 | 11.14 - Murad Al Gendy W Al Sanahra-Main Pump Station NO. 3.3-3.3.7- | Supply, installation, calibration, connection and testing of level float switch with acable length 15 meter including all necessary accessories required for installation and operation requirements. | Approved
Qasr Rashwan Lot A _0207 | CLI.CON-000001 |  |  | Approved
Qasr Rashwan Lot A _0207 | CLI.CON-000001 | 11.15 - 2. Murad Al Gendy.Murad Al Gendy W Al Sanahra-Bill No.3.4 - Murad Al Gendy W Al Sanahra Pump Station (Mechanical works)-3.4.1 | Submersible Pump 55 L/s, 20 m head coupled with Electric Motor complete with (mating bend, guide rails, coupling, submersible cable, all protection items….etc) and all accessories required for a good working condition, as per Contract Documents. | Approved
Qasr Rashwan Lot A _0207 | CLI.CON-000001 |  |  | Approved
Qasr Rashwan Lot A _0207 | CLI.CON-000001 | 11.11 - 2. Murad Al Gendy.Murad Al Gendy W Al Sanahra-Bill No. 2 - Forcemain-2.2-b | Wash-out valve chamber | Approved
Qasr Rashwan Lot A _0207 | CLI.CON-000001 |  |  | Approved
Qasr Rashwan Lot A _0207 | CLI.CON-000001 | 11.11 - 2. Murad Al Gendy.Murad Al Gendy W Al Sanahra-Bill No. 2 - Forcemain-2.3.1-c | washout 150 mm dia. | Approved
Qasr Rashwan Lot A _0207 | CLI.CON-000001 |  |  | Approved
Qasr Rashwan Lot A _0207 | CLI.CON-000001 | 11.10 - 2. Murad Al Gendy.Murad Al Gendy W Al Sanahra-BILL NO. 1: SEWAGE NETWORK-1.11 | Wooden formwork left in their places after the construction and backfilling works completed as approved and instructed by the Engineer | Approved
Qasr Rashwan Lot A _0207 | CLI.CON-000001 |  |  | Approved
Qasr Rashwan Lot A _0207 | CLI.CON-000001 | 11.27 - Murad Al Gendy W Al Sanahra-Bill No.9 Site and Civil Works -52--9.1.b | Furnish and install of Interlock tiles for walkways including preparation and compaction of bed, 150mm thick aggregate base course, sand for leveling and accessories. All required works of completion with the industry standards, as per specification, drawings and Engineer instructions. | Approved
Qasr Rashwan Lot A _0207 | CLI.CON-000001 |  |  | Approved
Qasr Rashwan Lot A _0207 | CLI.CON-000001 | 12.14 - Mansheya Fanous-Main Pump Station NO. 3.2-3.2.4-b | Industrial Single Phase Switched Power Socket 220v, 25A, 2-pin Type Complete With Earthing Contact And Cover. | Approved
Qasr Rashwan Lot A _0207 | CLI.CON-000001 |  |  | Approved
Qasr Rashwan Lot A _0207 | CLI.CON-000001 | 12.44 - Mansheya Fanous-Bill No.16 S.PS Site and Civil Works -91--16.1.e | Covering the drain and Paving roads in front of the pumping station site. The Contractor must submit the method of implementation to be approved from the Engineer. All required works of completion with the industry standards and Engineer instructions. | Approved
Qasr Rashwan Lot A _0207 | CLI.CON-000001 |  |  | Approved
Qasr Rashwan Lot A _0207 | CLI.CON-000001 | 12.19 - Mansheya Fanous-M.PS Guard room NO. 4.3-4.3.2-c | Enclosed Polycarbonate, Wall Mounting Luminaire IP65 With 20 Watt LED Lamp. | Approved
Qasr Rashwan Lot A _0207 | CLI.CON-000001 |  |  | Approved
Qasr Rashwan Lot A _0207 | CLI.CON-000001 | 12.10 - 3. Manshya fanous.Mansheya Fanous-BILL NO. 1: SEWAGE NETWORK-1.2.1-b.3 | Ditto, depth to invert between 2.51 m and 3.00 m | Approved
Qasr Rashwan Lot A _0207 | CLI.CON-000001 |  |  | Approved
Qasr Rashwan Lot A _0207 | CLI.CON-000001 | 12.13 - Mansheya Fanous-Bill No. 3 Main Pumping Station (Civil works)-19-3.1.1-a | Structural excavation | Approved
Qasr Rashwan Lot A _0207 | CLI.CON-000001 |  |  | Approved
Qasr Rashwan Lot A _0207 | CLI.CON-000001 | 12.29 - Mansheya Fanous-Bill No. 10 SECONDARY Pumping Station (Civil works)-59-10.1.4-b | Supply and installation of PVC water stop 25 cm width including fixing, fittings, jointing and accessories. Complete as shown on Contract Drawings and all required works shall be as per manufacturer's instructions, recommendations and Specification. | Approved
Qasr Rashwan Lot A _0207 | CLI.CON-000001 |  |  | Approved
Qasr Rashwan Lot A _0207 | CLI.CON-000001 | 12.20 - Mansheya Fanous-Bill No.5 Store Building (Civil Works)-38-5.1.7-a.2 | cement tiling, for roof | Approved
Qasr Rashwan Lot A _0207 | CLI.CON-000001 |  |  | Approved
Qasr Rashwan Lot A _0207 | CLI.CON-000001 | 12.31 - Mansheya Fanous-SEC. Pump Station NO. 10.3-10.3.12- | Supply, installation, termination and testing of control cables (12 x 2 mm2) from valve actuators, water hammering system, generators, transformers, Low Voltage Main Distribution Board (LVMDB), Motor Control Centers (MCC) to the PLC panel complete with conduits, pull boxes, junction boxes, accessories, duct bank...etc. | Approved
Qasr Rashwan Lot A _0207 | CLI.CON-000001 |  |  | Approved
Qasr Rashwan Lot A _0207 | CLI.CON-000001 | 12.14 - Mansheya Fanous-Main Pump Station NO. 3.2-3.2.4-a | Single Phase Switched Socket 220v, 16A, 2-pin Type Complete With Earthing Contact. | Approved
Qasr Rashwan Lot A _0207 | CLI.CON-000001 |  |  | Approved
Qasr Rashwan Lot A _0207 | CLI.CON-000001 | 12.15 - Mansheya Fanous-Main Pump Station NO. 3.3-3.3.11- | Supply, installation, termination and testing of instrumentation shielded cables (2 x 1.5 mm2) from field instrumentation to control panel complete with conduits, pull boxes, junction boxes, accessories, duct bank...etc. | Approved
Qasr Rashwan Lot A _0207 | CLI.CON-000001 |  |  | Approved
Qasr Rashwan Lot A _0207 | CLI.CON-000001 | 12.10 - 3. Manshya fanous.Mansheya Fanous-BILL NO. 1: SEWAGE NETWORK-1.6.1-a | Inlet chamber on 500mm diameter sewage pipe line | Approved
Qasr Rashwan Lot A _0207 | CLI.CON-000001 |  |  | Approved
Qasr Rashwan Lot A _0207 | CLI.CON-000001 | 12.21 - Mansheya Fanous-M.PS Store NO. 5.2-5.2.2-a | Surface mounted luminaire with 1x60 watt led lamps, With (IP20) | Approved
Qasr Rashwan Lot A _0207 | CLI.CON-000001 |  |  | Approved
Qasr Rashwan Lot A _0207 | CLI.CON-000001 | 12.12 - 3. Manshya fanous.Mansheya Fanous-Bill No. 2 - Forcemain (Secondary)-2.2.3.5-b | 90º (150mm) | Approved
Qasr Rashwan Lot A _0207 | CLI.CON-000001 |  |  | Approved
Qasr Rashwan Lot A _0207 | CLI.CON-000001 | 12.12 - 3. Manshya fanous.Mansheya Fanous-Bill No. 2 - Forcemain (Secondary)-2.2.3.3-c | Flange spigot with puddle flanged pieces 250mm | Approved
Qasr Rashwan Lot A _0207 | CLI.CON-000001 |  |  | Approved
Qasr Rashwan Lot A _0207 | CLI.CON-000001 | 12.29 - Mansheya Fanous-Bill No. 10 SECONDARY Pumping Station (Civil works)-58-10.1.1-a | Structural excavation | Approved
Qasr Rashwan Lot A _0207 | CLI.CON-000001 |  |  | Approved
Qasr Rashwan Lot A _0207 | CLI.CON-000001 | 12.22 - Mansheya Fanous-Bill No.6Admin Room - Civil Works-43-6.1.6-a.2 | Type D2, size 700mmx2,200mm | Approved
Qasr Rashwan Lot A _0207 | CLI.CON-000001 |  |  | Approved
Qasr Rashwan Lot A _0207 | CLI.CON-000001 | 12.38 - Mansheya Fanous-Bill No.6Admin Room - Civil Works-42-6.1.4.a- | Supply and apply two coats of oxidized bituminous paint insulation to surfaces under ground contact with soil such as footings, ground beam, columns pedestal and masonry work to 15 cm upper the GL, sample shall be approved before execution and all required works shall be as per manufacturer's instructions, recommendations and Specification. | Approved
Qasr Rashwan Lot A _0207 | CLI.CON-000001 |  |  | Approved
Qasr Rashwan Lot A _0207 | CLI.CON-000001 | 12.13 - Mansheya Fanous-Bill No. 3 Main Pumping Station (Civil works)-20-3.1.3.a- | 250 mm thick. | Approved
Qasr Rashwan Lot A _0207 | CLI.CON-000001 |  |  | Approved
Qasr Rashwan Lot A _0207 | CLI.CON-000001 | 12.22 - Mansheya Fanous-Bill No.6Admin Room - Civil Works-42-6.1.3-b.2 | 120 mm thick. | Approved
Qasr Rashwan Lot A _0207 | CLI.CON-000001 |  |  | Approved
Qasr Rashwan Lot A _0207 | CLI.CON-000001 | 12.14 - Mansheya Fanous-Main Pump Station NO. 3.2-3.2.3-b | Ditto As Above Item, But Of Weatherproof Type. | Approved
Qasr Rashwan Lot A _0207 | CLI.CON-000001 |  |  | Approved
Qasr Rashwan Lot A _0207 | CLI.CON-000001 | 12.17 - Mansheya Fanous-Bill No.4 Guard Room (Civil Works)-29-4.1.1-b | Extra over for excavation in rock. | Approved
Qasr Rashwan Lot A _0207 | CLI.CON-000001 |  |  | Approved
Qasr Rashwan Lot A _0207 | CLI.CON-000001 | 12.11 - 3. Manshya fanous.Mansheya Fanous-Bill No. 2 - Forcemain (Main)-2.1.3.2-d | Tee 150/100 | Approved
Qasr Rashwan Lot A _0207 | CLI.CON-000001 |  |  | Approved
Qasr Rashwan Lot A _0207 | CLI.CON-000001 | 12.22 - Mansheya Fanous-Bill No.6Admin Room - Civil Works-43-6.1.7.b- | Supply and installation of ceramic tiles, pattern as shown on drawings including cement mortar, setting bed, grouting, pointing, fixing, support and all required accessories. Complete as shown on drawings, specified in the Contract documents, recommended by manufacturer and approved by the Engineer prior to installation. | Approved
Qasr Rashwan Lot A _0207 | CLI.CON-000001 |  |  | Approved
Qasr Rashwan Lot A _0207 | CLI.CON-000001 | 12.23 - 3. Manshya fanous.Mansheya Fanous-Bill .: Admin (Main)-6.2.4-a. | 75mm | Approved
Qasr Rashwan Lot A _0207 | CLI.CON-000001 |  |  | Approved
Qasr Rashwan Lot A _0207 | CLI.CON-000001 | 12.13 - Mansheya Fanous-Bill No. 3 Main Pumping Station (Civil works)-21-3.1.6-e | Supply, install of GRP net covers. including frames, painting, welding, jointing, all fixings and accessories. Complete as shown on drawings, specification, and recommended by the manufacturer. | Approved
Qasr Rashwan Lot A _0207 | CLI.CON-000001 |  |  | Approved
Qasr Rashwan Lot A _0207 | CLI.CON-000001 | 12.15 - Mansheya Fanous-Main Pump Station NO. 3.3-3.3.20- | Supply and Delivery spare parts of the following equipment as per tendered documents: - Pump unit. - Main Low-Tension Switchboard. - Generator unit. | Approved
Qasr Rashwan Lot A _0207 | CLI.CON-000001 |  |  | Approved
Qasr Rashwan Lot A _0207 | CLI.CON-000001 | 12.33 - Mansheya Fanous-Bill No. 11 Guard room (S.PS)(Civil Works)-69-11.1.7-a.2 | Ceramic floor, non-slip ceramic for toilet | Approved
Qasr Rashwan Lot A _0207 | CLI.CON-000001 |  |  | Approved
Qasr Rashwan Lot A _0207 | CLI.CON-000001 | 12.13 - Mansheya Fanous-Bill No. 3 Main Pumping Station (Civil works)-22-3.1.7.b- | Supply and installation of abrasion, friction, acids and shock resistant ceramic tiles for wall, pattern as shown on drawings including cement mortar, setting bed, grouting, fixing, support and all required accessories. Complete as shown on drawings, specified in the Contract documents, recommended by manufacturer and approved by the Engineer prior to installation | Approved
Qasr Rashwan Lot A _0207 | CLI.CON-000001 |  |  | Approved
Qasr Rashwan Lot A _0207 | CLI.CON-000001 | 12.44 - Mansheya Fanous-Bill No.16 S.PS Site and Civil Works -91--16.1.d | Supply and install and planting of grass including base, supbase and irrigation system include irrigation hydrant, valves and pipes. All required works of completion with the industry standards, as per specification and Engineer instructions. | Approved
Qasr Rashwan Lot A _0207 | CLI.CON-000001 |  |  | Approved
Qasr Rashwan Lot A _0207 | CLI.CON-000001 | 12.29 - Mansheya Fanous-Bill No. 10 SECONDARY Pumping Station (Civil works)-58-10.1.2-a.3 | For roof slopes, 30 mm to 140 mm thick | Approved
Qasr Rashwan Lot A _0207 | CLI.CON-000001 |  |  | Approved
Qasr Rashwan Lot A _0207 | CLI.CON-000001 | 12.31 - Mansheya Fanous-SEC. Pump Station NO. 10.3-10.3.7- | Supply, installation, calibration, connection and testing of level float switch with acable length 15 meter including all necessary accessories required for installation and operation requirements. | Approved
Qasr Rashwan Lot A _0207 | CLI.CON-000001 |  |  | Approved
Qasr Rashwan Lot A _0207 | CLI.CON-000001 | 13.12 - Khulusi-Bill No. 3 Main Pumping Station (Civil works)-15-3.1.2-b | Supplying and casting unreinforced concrete (Grade C30) for dicophyl by sulfate- resistant cement below underground water and up to the required level, and it includes the supply, installation and installation of galvanized iron injection pipes as required by Drawings and Specifications. | Approved
Qasr Rashwan Lot A _0207 | CLI.CON-000001 |  |  | Approved
Qasr Rashwan Lot A _0207 | CLI.CON-000001 | 13.19 - Khulusi-Bill No.5 Store Building (Civil Works)-32-5.1.4.c- | Supply and installation of 50 mm extruded polystyrene boards for roof heat insulation with minimum density 35 kg/cm²; the work include Polystyrene sheet 1mm layer. Sample shall be approved before execution and all required works shall be as per manufacturer's instructions, recommendations and Specification. | Approved
Qasr Rashwan Lot A _0207 | CLI.CON-000001 |  |  | Approved
Qasr Rashwan Lot A _0207 | CLI.CON-000001 | 13.22 - 4. Khulusi.Khulusi-Bill No.6: Admin Building-6.2.2-a. | 25mm dia. | Approved
Qasr Rashwan Lot A _0207 | CLI.CON-000001 |  |  | Approved
Qasr Rashwan Lot A _0207 | CLI.CON-000001 | 13.19 - Khulusi-Bill No.5 Store Building (Civil Works)-31-5.1.2-c.1 | structure | Approved
Qasr Rashwan Lot A _0207 | CLI.CON-000001 |  |  | Approved
Qasr Rashwan Lot A _0207 | CLI.CON-000001 | 13.18 - Khulusi-Guard room NO. 4.3-4.3.3-a | One Way, Two-gang Lighting Switch 10A. | Approved
Qasr Rashwan Lot A _0207 | CLI.CON-000001 |  |  | Approved
Qasr Rashwan Lot A _0207 | CLI.CON-000001 | 13.12 - Khulusi-Bill No. 3 Main Pumping Station (Civil works)-15-3.1.2-a.1 | Un-reinforced lean concrete for sub-structure | Approved
Qasr Rashwan Lot A _0207 | CLI.CON-000001 |  |  | Approved
Qasr Rashwan Lot A _0207 | CLI.CON-000001 | 13.16 - Khulusi-Bill No.4 Guard Room (Civil Works)-26-4.1.7-a.3 | cement tiling, for roof | Approved
Qasr Rashwan Lot A _0207 | CLI.CON-000001 |  |  | Approved
Qasr Rashwan Lot A _0207 | CLI.CON-000001 | 13.15 | BILL NO. 3.4 Mechanical Works - Pumping Station | Approved
Qasr Rashwan Lot A _0207 | CLI.CON-000001 |  |  | Approved
Qasr Rashwan Lot A _0207 | CLI.CON-000001 | 13.16 - Khulusi-Bill No.4 Guard Room (Civil Works)-27-4.1.8.c- | Supply and apply of 90 cm high dry mix for skirting including substrate preparation, scaffoldings, grooves, and all required accessories as shown on Contract Drawings, recommended by manufacturer and approved by the Engineer prior to installation. | Approved
Qasr Rashwan Lot A _0207 | CLI.CON-000001 |  |  | Approved
Qasr Rashwan Lot A _0207 | CLI.CON-000001 | 13.14 - Khulusi-Main Pump Station NO. 3.3-43162- | Fire alarm system complete with Conventional fire alarm control panel, smoke detectors, heat detectors, manual call point, bell, fire alarm siren and wire and all necessary components (internal wires and outlets, etc) required to complete the system in perfect case, the fire alarm control panel shall be erected in pump operating room. | Approved
Qasr Rashwan Lot A _0207 | CLI.CON-000001 |  |  | Approved
Qasr Rashwan Lot A _0207 | CLI.CON-000001 | 13.21 - Khulusi-Bill No.6Admin Room - Civil Works-37-6.1.4.b- | Supply and installation of horizontal prefabricated moisture Insulation membrane to the wet areas with 4mm thick for floor and roof, including joints, fixtures, overlaps not less than 100 mm and item include all surface preparation steps, coating with 2 layers of primer bitumen coat, metal flashing, internal angle fillets, upstand to vertical surfaces and waterproofing to all openings and around pipes and water drains, Polystyrene sheet 1mm, protection Sand-cement mortar screed, 30 mm thick as per manufacturer's instructions, Contract Drawing, recommendations and Specification. Roof thermal insulation | Approved
Qasr Rashwan Lot A _0207 | CLI.CON-000001 |  |  | Approved
Qasr Rashwan Lot A _0207 | CLI.CON-000001 | 13.19 - Khulusi-Bill No.5 Store Building (Civil Works)-32-5.1.5-a | Supply and excite cement sand plaster for internal slabs, walls and beams with all metal accessories, the item includes substrate preparation, all required works of completion with the industry standards. As per specification, drawings and the Engineer's instructions. | Approved
Qasr Rashwan Lot A _0207 | CLI.CON-000001 |  |  | Approved
Qasr Rashwan Lot A _0207 | CLI.CON-000001 | 13.11 - 4. Khulusi.Khulusi-Bill No. 2 - Forcemain-2.5.6 | Supplying, installing, connecting and testing of ductile iron pipes with diamter 150 mm for wash-out chamber and inlet pipe (in the case of chamber Type-A) , the item includes all pipes, fittings, gaskets,flexible joint, bolts, nut, washers, non-shrink mortar and all required works for completion and performance of the work item in accordance with the Contract Drawings, Specifications, the Ministerial Decree No. (277 / 2000) and its annexes No. 14 /2002) and the Engineer's instructions. | Approved
Qasr Rashwan Lot A _0207 | CLI.CON-000001 |  |  | Approved
Qasr Rashwan Lot A _0207 | CLI.CON-000001 | 13.25 - Khulusi-Generator Shed 7.2-7.2.3-a | One Way, One-gang Lighting Switch 10A. | Approved
Qasr Rashwan Lot A _0207 | CLI.CON-000001 | 13.12 - Khulusi-Bill No. 3 Main Pumping Station (Civil works)-18-3.1.7.b- | Supply and installation of abrasion, friction, acids and shock resistant ceramic tiles for wall, pattern as shown on drawings including cement mortar, setting bed, grouting, fixing, support and all required accessories. Complete as shown on drawings, specified in the Contract documents, recommended by manufacturer and approved by the Engineer prior to installation | Approved
Qasr Rashwan Lot A _0207 | CLI.CON-000001 |  |  | Approved
Qasr Rashwan Lot A _0207 | CLI.CON-000001 | 13.14 - Khulusi-Main Pump Station NO. 3.3-3.3.3- | Main Low tension switchboard (0.38kV) complete with all component (C.B, contactors,Electrcal and mechanical interlock, measuring and protection devices …etc), as per Single Line Diagram and Contract Documents (to be erected in pump building). | Approved
Qasr Rashwan Lot A _0207 | CLI.CON-000001 |  |  | Approved
Qasr Rashwan Lot A _0207 | CLI.CON-000001 | 13.12 - Khulusi-Bill No. 3 Main Pumping Station (Civil works)-17-3.1.6.b- | Type W1, 4.8500 mm width x 1,500 mm height | Approved
Qasr Rashwan Lot A _0207 | CLI.CON-000001 |  |  | Approved
Qasr Rashwan Lot A _0207 | CLI.CON-000001 | 13.27 - Khulusi-Bill No.9 Site and Civil Works -48-9.2.2.b- | Supply and casting of in-place reinforced concrete Grade C25 with Sulfate-resistant cement for footing, column pedestal and grade beams including: formwork, scaffolding, expansion and construction joints, Steel bar reinforcement, joint filler and sealant, accessories, transporting, mixing, casting, finishing, compaction by vibratory, spraying, curing, and testing as required by the specifications. | Approved
Qasr Rashwan Lot A _0207 | CLI.CON-000001 |  |  | Approved
Qasr Rashwan Lot A _0207 | CLI.CON-000001 | 13.10 - 4. Khulusi.Khulusi-BILL NO. 1: SEWAGE NETWORK-1.5.2-a | DN 300mm, DI pipe, K9 | Approved
Qasr Rashwan Lot A _0207 | CLI.CON-000001 |  |  | Approved
Qasr Rashwan Lot A _0207 | CLI.CON-000001 | 13.14 - Khulusi-Main Pump Station NO. 3.3-3.3.9- | Supply, installation, calibration, connection and testing of Pressure Switch with a range of 0 to 10 bar and all necessary accessories required for installation and operation requirements. | Approved
Qasr Rashwan Lot A _0207 | CLI.CON-000001 |  |  | Approved
Qasr Rashwan Lot A _0207 | CLI.CON-000001 | 13.21 - Khulusi-Bill No.6Admin Room - Civil Works-38-6.1.5-b | Supply and apply external cement plastering to facades with all metal accessories, base and finish coat, thickness 2cm striped with 2 cm groove render for facades. all required works of completion with the industry standards. As per Specification, Drawings and Engineer's instructions. | Approved
Qasr Rashwan Lot A _0207 | CLI.CON-000001 |  |  | Approved
Qasr Rashwan Lot A _0207 | CLI.CON-000001 | 13.16 - Khulusi-Bill No.4 Guard Room (Civil Works)-24-4.1.1.c- | Supply, backfilling and compaction to the required grades with approved clean sand on layers not more than 25 cm thick. The layers are to be compacted by means of vibratory type equipment to obtain 95% of maximum dry density as per specifications. | Approved
Qasr Rashwan Lot A _0207 | CLI.CON-000001 |  |  | Approved
Qasr Rashwan Lot A _0207 | CLI.CON-000001 | 13.15 - 4. Khulusi.Khulusi-Bill - Khulusi Pump Station-3.4.3-b. | Flanged manually gate valve, dia. 150 mm. | Approved
Qasr Rashwan Lot A _0207 | CLI.CON-000001 |  |  | Approved
Qasr Rashwan Lot A _0207 | CLI.CON-000001 | 13.23 - Khulusi-Admin Building NO. 6.3 -6.3.5-b | Lighting outlets. | Approved
Qasr Rashwan Lot A _0207 | CLI.CON-000001 |  |  | Approved
Qasr Rashwan Lot A _0207 | CLI.CON-000001 | 13.21 - Khulusi-Bill No.6Admin Room - Civil Works-36-6.1.2-a.1 | Under foundations | Approved
Qasr Rashwan Lot A _0207 | CLI.CON-000001 |  |  | Approved
Qasr Rashwan Lot A _0207 | CLI.CON-000001 | 13.14 - Khulusi-Main Pump Station NO. 3.3-43893- | Supply and Delivery spare parts of the following equipment as per tendered documents: - Pump unit. - Main Low-Tension Switchboard. - Generator unit. | Approved
Qasr Rashwan Lot A _0207 | CLI.CON-000001 |  |  | Approved
Qasr Rashwan Lot A _0207 | CLI.CON-000001 | 13.21 - Khulusi-Bill No.6Admin Room - Civil Works-36-6.1.2-c.1 | structure | Approved
Qasr Rashwan Lot A _0207 | CLI.CON-000001 |  |  | Approved
Qasr Rashwan Lot A _0207 | CLI.CON-000001 | 13.23 - Khulusi-Admin Building NO. 6.3 -6.3.4-a | Single Phase Switched Socket 220v, 16A, 2-pin Type Complete With Earthing Contact. | Approved
Qasr Rashwan Lot A _0207 | CLI.CON-000001 |  |  | Approved
Qasr Rashwan Lot A _0207 | CLI.CON-000001 | 14.15 - 5. Iz. Albersly.Iz.Albersly & Iz.Alasfar-Bill - Iz.Albersly & Iz.Alasfar Pump Station-3.4.3-e. | Flexible joint, dia. 150 mm | Approved
Qasr Rashwan Lot A _0207 | CLI.CON-000001 |  |  | Approved
Qasr Rashwan Lot A _0207 | CLI.CON-000001 | 14.22 - Albersly & Iz.Alasfar-Bill No.9 Site and Civil Works -34-7.3.1-b. | 100mm dia. | Approved
Qasr Rashwan Lot A _0207 | CLI.CON-000001 |  |  | Approved
Qasr Rashwan Lot A _0207 | CLI.CON-000001 | 14.16 - Albersly & Iz.Alasfar-Bill No.4 Guard Room (Civil Works)-21-4.1.1.a- | Excavation from ground level to required depth and grades in all types of soil except the rock, including support system, floading with water, dewatering, compacting bottom of excavation using dynamic roller, transporting excavated materials to the approved off-Site disposal area as per drawings, specifications and geotechnical report. | Approved
Qasr Rashwan Lot A _0207 | CLI.CON-000001 |  |  | Approved
Qasr Rashwan Lot A _0207 | CLI.CON-000001 | 14.17 - 5. Iz. Albersly.Iz.Albersly & Iz.Alasfar-Bill Guard room (PS)-4.2.4-a. | 75mm | Approved
Qasr Rashwan Lot A _0207 | CLI.CON-000001 |  |  | Approved
Qasr Rashwan Lot A _0207 | CLI.CON-000001 | 14.12 - Albersly & Iz.Alasfar-Bill No. 3 Main Pumping Station (Civil works)-14-3.1.6-d | Supply, fabrication and erection of galvanized steel ladder wall mounted with safety cage including all required steel members, galvanizing, formulation, painting, welding, jointing, all fixings and accessories. Complete as shown on drawings, Detailed shop drawings must be submitted by the contractor and approved by the Engineer prior to fabrication. | Approved
Qasr Rashwan Lot A _0207 | CLI.CON-000001 |  |  | Approved
Qasr Rashwan Lot A _0207 | CLI.CON-000001 | 14.15 - 5. Iz. Albersly.Iz.Albersly & Iz.Alasfar-Bill - Iz.Albersly & Iz.Alasfar Pump Station-3.4.8 | Maintenance tools as per tendered documents. | Approved
Qasr Rashwan Lot A _0207 | CLI.CON-000001 |  |  | Approved
Qasr Rashwan Lot A _0207 | CLI.CON-000001 | 14.12 - Albersly & Iz.Alasfar-Bill No. 3 Main Pumping Station (Civil works)-15-3.1.8.b- | Supply and apply of Dry mix paint for facades including substrate preparation, scaffoldings, grooves, applying three coats of paint as per required colors and all required accessories as shown on the Contract Drawings, recommended by manufacturer and approved by the Engineer prior to installation. | Approved
Qasr Rashwan Lot A _0207 | CLI.CON-000001 |  |  | Approved
Qasr Rashwan Lot A _0207 | CLI.CON-000001 | 14.14 - Albersly & Iz.Alasfar-Main Pump Station NO. 3.3-3.3.13- | Instrumentation and Control System Spare Parts as per specifications. | Approved
Qasr Rashwan Lot A _0207 | CLI.CON-000001 |  |  | Approved
Qasr Rashwan Lot A _0207 | CLI.CON-000001 | 14.18 - Albersly & Iz.Alasfar-Guard room NO. 4.3-4.3.1-a | Supply, install, connect, test and commission of complete L.V. distribution boards (LP-GUR-EXT.) the price include circuit breakers, contactors, relays, timers , photocells, push buttons, selectvity study, termination, Identifications ,labling, glands, copper luggs as specified and as indicating drawings. System shall be lump sum complete in every respect with all necessary accessories and ancillary works. | Approved
Qasr Rashwan Lot A _0207 | CLI.CON-000001 |  |  | Approved
Qasr Rashwan Lot A _0207 | CLI.CON-000001 | 14.10 - 5. Iz. Albersly.Iz.Albersly & Iz.Alasfar-BILL NO. 1: SEWAGE NETWORK-1.2.1-b.5 | Ditto, depth to invert between 3.51 m and 4.00 m | Approved
Qasr Rashwan Lot A _0207 | CLI.CON-000001 |  |  | Approved
Qasr Rashwan Lot A _0207 | CLI.CON-000001 | 14.11 - 5. Iz. Albersly.Iz.Albersly & Iz.Alasfar-Bill No. 2 - Forcemain-2.3.3-b | Flange spigot with puddle flanged pieces 150 mm | Approved
Qasr Rashwan Lot A _0207 | CLI.CON-000001 |  |  | Approved
Qasr Rashwan Lot A _0207 | CLI.CON-000001 | 14.16 | BILL NO. 4.1 Civil Works - Guard Room | Approved
Qasr Rashwan Lot A _0207 | CLI.CON-000001 |  |  | Approved
Qasr Rashwan Lot A _0207 | CLI.CON-000001 | 14.16 - Albersly & Iz.Alasfar-Bill No.4 Guard Room (Civil Works)-22-4.1.3-c.1 | 250 mm thick. | Approved
Qasr Rashwan Lot A _0207 | CLI.CON-000001 |  |  | Approved
Qasr Rashwan Lot A _0207 | CLI.CON-000001 | 14.16 - Albersly & Iz.Alasfar-Bill No.4 Guard Room (Civil Works)-23-4.1.7.b- | Supply and installation of ceramic tiles, pattern as shown on drawings including cement mortar, setting bed, grouting, pointing, fixing, support and all required accessories. Complete as shown on drawings, specified in the Contract documents, recommended by manufacturer and approved by the Engineer prior to installation. | Approved
Qasr Rashwan Lot A _0207 | CLI.CON-000001 |  |  | Approved
Qasr Rashwan Lot A _0207 | CLI.CON-000001 |  |  | Approved
Qasr Rashwan Lot A _0207 | CLI.CON-000001 | 10.25 - Iz. Saad Al Rouby-Bill No.8 Site and Civil Works -50-8.2.7.b- | Supply and apply of 50 cm high dry mix for skirting including substrate preparation, scaffoldings, grooves, and all required accessories as shown on Contract Drawings, recommended by manufacturer and approved by the Engineer prior to installation. | Approved
Qasr Rashwan Lot A _0207 | CLI.CON-000001 |  |  | Approved
Qasr Rashwan Lot A _0207 | CLI.CON-000001 | 10.13 - Iz. Saad Al Rouby-Bill No. 3 Main Pumping Station (Civil works)-22-3.1.2-a.1 | Un-reinforced lean concrete for sub-structure | Approved
Qasr Rashwan Lot A _0207 | CLI.CON-000001 |  |  | Approved
Qasr Rashwan Lot A _0207 | CLI.CON-000001 | 10.16 - 1. Saad Al Rouby.Saad Al Rouby-Bill No.3.4 - Saad Al Rouby Pump Station (Mechanical works)-3.4.4-d. | Flanged Wall piece, dia. 350 mm. | Approved
Qasr Rashwan Lot A _0207 | CLI.CON-000001 |  |  | Approved
Qasr Rashwan Lot A _0207 | CLI.CON-000001 | 10.13 - Iz. Saad Al Rouby-Bill No. 3 Main Pumping Station (Civil works)-25-3.1.8.c- | Supply and apply of 60 cm high dry mix for skirting including substrate preparation, scaffoldings, grooves, and all required accessories as shown on Contract Drawings, recommended by manufacturer and approved by the Engineer prior to installation. | Approved
Qasr Rashwan Lot A _0207 | CLI.CON-000001 |  |  | Approved
Qasr Rashwan Lot A _0207 | CLI.CON-000001 | 10.20 - Iz. Saad Al Rouby-Bill No.5 Store Building (Civil Works)-38-5.1.3.b- | 250 mm thick. | Approved
Qasr Rashwan Lot A _0207 | CLI.CON-000001 |  |  | Approved
Qasr Rashwan Lot A _0207 | CLI.CON-000001 | 10.16 - 1. Saad Al Rouby.Saad Al Rouby-Bill No.3.4 - Saad Al Rouby Pump Station (Mechanical works)-3.4.9 | Basket screen including all accessories as specified in technical specifications. | Approved
Qasr Rashwan Lot A _0207 | CLI.CON-000001 |  |  | Approved
Qasr Rashwan Lot A _0207 | CLI.CON-000001 | 10.10 - 1. Saad Al Rouby.Saad Al Rouby-BILL NO. 1: SEWAGE NETWORK-1.2.4-a | drops for pipe 600mm dia. | Approved
Qasr Rashwan Lot A _0207 | CLI.CON-000001 |  |  | Approved
Qasr Rashwan Lot A _0207 | CLI.CON-000001 | 10.25 - Iz. Saad Al Rouby-Bill No.8 Site and Civil Works -50-8.3.1-a. | 25mm dia. | Approved
Qasr Rashwan Lot A _0207 | CLI.CON-000001 |  |  | Approved
Qasr Rashwan Lot A _0207 | CLI.CON-000001 | 10.16 - 1. Saad Al Rouby.Saad Al Rouby-Bill No.3.4 - Saad Al Rouby Pump Station (Mechanical works)-3.4.10 | Maintenance tools as per tendered documents. | Approved
Qasr Rashwan Lot A _0207 | CLI.CON-000001 |  |  | Approved
Qasr Rashwan Lot A _0207 | CLI.CON-000001 | 10.25 - Iz. Saad Al Rouby-Bill No.8 Site and Civil Works -50-8.3.3-a. | Inspection Chamber 600 x 600 with cover and frame | Approved
Qasr Rashwan Lot A _0207 | CLI.CON-000001 |  |  | Approved
Qasr Rashwan Lot A _0207 | CLI.CON-000001 | 10.13 - Iz. Saad Al Rouby-Bill No. 3 Main Pumping Station (Civil works)-25-3.1.9-a | 75mm dia. | Approved
Qasr Rashwan Lot A _0207 | CLI.CON-000001 |  |  | Approved
Qasr Rashwan Lot A _0207 | CLI.CON-000001 | 10.10 - 1. Saad Al Rouby.Saad Al Rouby-BILL NO. 1: SEWAGE NETWORK-1.4.1-a | HC 60*60 cm | Approved
Qasr Rashwan Lot A _0207 | CLI.CON-000001 |  |  | Approved
Qasr Rashwan Lot A _0207 | CLI.CON-000001 | 10.16 - 1. Saad Al Rouby.Saad Al Rouby-Bill No.3.4 - Saad Al Rouby Pump Station (Mechanical works)-3.4.3-g. | Flanged Reducer, dia 250/Pump outlet diameter | Approved
Qasr Rashwan Lot A _0207 | CLI.CON-000001 |  |  | Approved
Qasr Rashwan Lot A _0207 | CLI.CON-000001 | 10.17 - Iz. Saad Al Rouby-Bill No.4 Guard Room (Civil Works)-31-4.1.2-c.2 | RC protection layer | Approved
Qasr Rashwan Lot A _0207 | CLI.CON-000001 |  |  | Approved
Qasr Rashwan Lot A _0207 | CLI.CON-000001 | 10.18 - 1. Saad Al Rouby.Saad Al Rouby-Bill No.4: Guard room (M.PS)-4.2.4-a. | 75mm | Approved
Qasr Rashwan Lot A _0207 | CLI.CON-000001 |  |  | Approved
Qasr Rashwan Lot A _0207 | CLI.CON-000001 | 10.13 - Iz. Saad Al Rouby-Bill No. 3 Main Pumping Station (Civil works)-24-3.1.6-e | Supply, install of GRP net covers. including frames, painting, welding, jointing, all fixings and accessories. Complete as shown on drawings, specification, and recommended by the manufacturer. | Approved
Qasr Rashwan Lot A _0207 | CLI.CON-000001 |  |  | Approved
Qasr Rashwan Lot A _0207 | CLI.CON-000001 | 10.10 - 1. Saad Al Rouby.Saad Al Rouby-BILL NO. 1: SEWAGE NETWORK-1.1.1-d.2 | Ditto, depth to invert between 2.51 m and 3.50 m | Approved
Qasr Rashwan Lot A _0207 | CLI.CON-000001 | 11.21 - Murad Al Gendy W Al Sanahra-Bill No.6Admin Room - Civil Works-41-6.1.3-a.1 | 250 mm thick. | Approved
Qasr Rashwan Lot A _0207 | CLI.CON-000001 |  |  | Approved
Qasr Rashwan Lot A _0207 | CLI.CON-000001 | 11.10 - 2. Murad Al Gendy.Murad Al Gendy W Al Sanahra-BILL NO. 1: SEWAGE NETWORK-1.2.1-b.5 | Ditto, depth to invert between 3.51 m and 4.00 m | Approved
Qasr Rashwan Lot A _0207 | CLI.CON-000001 |  |  | Approved
Qasr Rashwan Lot A _0207 | CLI.CON-000001 | 11.10 - 2. Murad Al Gendy.Murad Al Gendy W Al Sanahra-BILL NO. 1: SEWAGE NETWORK-1.8 | Excavation in rock as specified in the Contract Documents. | Approved
Qasr Rashwan Lot A _0207 | CLI.CON-000001 |  |  | Approved
Qasr Rashwan Lot A _0207 | CLI.CON-000001 | 11.21 - Murad Al Gendy W Al Sanahra-Bill No.6Admin Room - Civil Works-40-6.1.2-b.2 | For grade slabs, 100 mm thick | Approved
Qasr Rashwan Lot A _0207 | CLI.CON-000001 |  |  | Approved
Qasr Rashwan Lot A _0207 | CLI.CON-000001 | 11.25 - Murad Al Gendy W Al Sanahra-Generator Shed 7.2-7.2.2-b | Ditto As Above But For Maintained Electricity Duration. Provided With Emergency Unit For 3 Hours | Approved
Qasr Rashwan Lot A _0207 | CLI.CON-000001 |  |  | Approved
Qasr Rashwan Lot A _0207 | CLI.CON-000001 | 11.16 - Murad Al Gendy W Al Sanahra-Bill No.4 Guard Room (Civil Works)-28-4.1.3-a.2 | 120 mm thick. | Approved
Qasr Rashwan Lot A _0207 | CLI.CON-000001 |  |  | Approved
Qasr Rashwan Lot A _0207 | CLI.CON-000001 | 11.21 - Murad Al Gendy W Al Sanahra-Bill No.6Admin Room - Civil Works-41-6.1.4.a- | Supply and apply two coats of oxidized bituminous paint insulation to surfaces under ground contact with soil such as footings, ground beam, columns pedestal and masonry work to 15 cm upper the GL, sample shall be approved before execution and all required works shall be as per manufacturer's instructions, recommendations and Specification. | Approved
Qasr Rashwan Lot A _0207 | CLI.CON-000001 |  |  | Approved
Qasr Rashwan Lot A _0207 | CLI.CON-000001 | 11.14 - Murad Al Gendy W Al Sanahra-Main Pump Station NO. 3.3-3.3.9- | Supply, installation, calibration, connection and testing of Pressure Switch with a range of 0 to 10 bar and all necessary accessories required for installation and operation requirements. | Approved
Qasr Rashwan Lot A _0207 | CLI.CON-000001 |  |  | Approved
Qasr Rashwan Lot A _0207 | CLI.CON-000001 | 11.26 - Murad Al Gendy W Al Sanahra-Bill No.8 - Transformer Kiosk (Civil Works)-50--8.1 | Supplying and casting in-place of transformer base and the price includes all the necessary excavation and backfilling works, the removal and disposal of the excavated material to the designated dump, the supply and work of plain concrete Grade C20, reinforced concrete Grade C25, insulation works for the base and all that comes into contact with the soil, including formwork, transporting, mixing, casting, finishing, curing and testing as required by the specifications. provided that the work is completed in full according to the Contract drawings, technical specifications, industry assets and the instructions of the Engineer. | Approved
Qasr Rashwan Lot A _0207 | CLI.CON-000001 |  |  | Approved
Qasr Rashwan Lot A _0207 | CLI.CON-000001 | 11.10 - 2. Murad Al Gendy.Murad Al Gendy W Al Sanahra-BILL NO. 1: SEWAGE NETWORK-1.7.2-a | (Crossing under Bahr Koheil by pipe jacking/Macro-tunneling | Approved
Qasr Rashwan Lot A _0207 | CLI.CON-000001 |  |  | Approved
Qasr Rashwan Lot A _0207 | CLI.CON-000001 | 11.17 - 2. Murad Al Gendy.Murad Al Gendy W Al Sanahra-Bill No.4: Guard room (M.PS)-4.2.3-a. | gully trap 30 x 30 | Approved
Qasr Rashwan Lot A _0207 | CLI.CON-000001 |  |  | Approved
Qasr Rashwan Lot A _0207 | CLI.CON-000001 | 11.18 - Murad Al Gendy W Al Sanahra-Guard room NO. 4.3-4.3.4-b | Single Phase Switched waterproof Socket, 220V, 16A, 3 Pin Complete With Cover (IP55) | Approved
Qasr Rashwan Lot A _0207 | CLI.CON-000001 |  |  | Approved
Qasr Rashwan Lot A _0207 | CLI.CON-000001 | 11.19 - Murad Al Gendy W Al Sanahra-Bill No.5 Store Building (Civil Works)-37-5.1.9-a. | 75mm dia. | Approved
Qasr Rashwan Lot A _0207 | CLI.CON-000001 |  |  | Approved
Qasr Rashwan Lot A _0207 | CLI.CON-000001 | 11.19 - Murad Al Gendy W Al Sanahra-Bill No.5 Store Building (Civil Works)-36-5.1.6-b.1 | Type W1, 2,800 mm width x 1,000 mm height | Approved
Qasr Rashwan Lot A _0207 | CLI.CON-000001 |  |  | Approved
Qasr Rashwan Lot A _0207 | CLI.CON-000001 | 11.11 - 2. Murad Al Gendy.Murad Al Gendy W Al Sanahra-Bill No. 2 - Forcemain-2.5.5-a | 90º (300mm) | Approved
Qasr Rashwan Lot A _0207 | CLI.CON-000001 |  |  | Approved
Qasr Rashwan Lot A _0207 | CLI.CON-000001 | 11.21 - Murad Al Gendy W Al Sanahra-Bill No.6Admin Room - Civil Works-42-6.1.7-a.2 | Ceramic floor, non-slip ceramic for toilet | Approved
Qasr Rashwan Lot A _0207 | CLI.CON-000001 | 11.10 - 2. Murad Al Gendy.Murad Al Gendy W Al Sanahra-BILL NO. 1: SEWAGE NETWORK-1.7.1-b | (Crossing under Bahr Koheil & Kings Drain inside concrete encasement 25cm (300mm) | Approved
Qasr Rashwan Lot A _0207 | CLI.CON-000001 |  |  | Approved
Qasr Rashwan Lot A _0207 | CLI.CON-000001 | 11.11 - 2. Murad Al Gendy.Murad Al Gendy W Al Sanahra-Bill No. 2 - Forcemain-2.9 | Wooden formwork are left in their places after the excavation, construction and backfilling works over them, as approved from the Engineer Bill No.3.4 - Murad Al Gendy W Al Sanahra Pump Station (Mechanical works) | Approved
Qasr Rashwan Lot A _0207 | CLI.CON-000001 |  |  | Approved
Qasr Rashwan Lot A _0207 | CLI.CON-000001 | 11.15 - 2. Murad Al Gendy.Murad Al Gendy W Al Sanahra-Bill No.3.4 - Murad Al Gendy W Al Sanahra Pump Station (Mechanical works)-3.4.2 | Supply only Submersible Pump in store 55 L/s, 20 m head coupled with Electric Motor complete with submersible cable, all protection items….etc) and all accessories required for a good working condition, as per Contract Documents. | Approved
Qasr Rashwan Lot A _0207 | CLI.CON-000001 |  |  | Approved
Qasr Rashwan Lot A _0207 | CLI.CON-000001 | 11.27 - Murad Al Gendy W Al Sanahra-Bill No.9 Site and Civil Works -52--9.1.c | Supply and install pre-cast concrete kerbs, the price includes excavation, backfilling, mortar bed, lean concrete, concrete haunching, including ends, angles, provision of curb opening for drainage, and painting. All required works of completion with the industry standards, as per specification, drawings and Engineer instructions. | Approved
Qasr Rashwan Lot A _0207 | CLI.CON-000001 |  |  | Approved
Qasr Rashwan Lot A _0207 | CLI.CON-000001 | 11.17 - 2. Murad Al Gendy.Murad Al Gendy W Al Sanahra-Bill No.4: Guard room (M.PS)-4.2.1-b. | Supply and install hand wash sink with soap dish and holder, with all its required accessories, water mixer, faucets, floor and siphon chrome 1.5 inch, include cold and hot water supply connections, sewage pipes with 2 corner stopcocks with approved sample. All required works of completion with the industry standards. | Approved
Qasr Rashwan Lot A _0207 | CLI.CON-000001 |  |  | Approved
Qasr Rashwan Lot A _0207 | CLI.CON-000001 | 11.16 - Murad Al Gendy W Al Sanahra-Bill No.4 Guard Room (Civil Works)-29-4.1.7.b- | Supply and installation of ceramic tiles, pattern as shown on drawings including cement mortar, setting bed, grouting, pointing, fixing, support and all required accessories. Complete as shown on drawings, specified in the Contract documents, recommended by manufacturer and approved by the Engineer prior to installation. | Approved
Qasr Rashwan Lot A _0207 | CLI.CON-000001 |  |  | Approved
Qasr Rashwan Lot A _0207 | CLI.CON-000001 | 11.12 - Murad Al Gendy W Al Sanahra-Bill No. 3 Main Pumping Station (Civil works)-18-3.1.3.b- | 250 mm thick. | Approved
Qasr Rashwan Lot A _0207 | CLI.CON-000001 |  |  | Approved
Qasr Rashwan Lot A _0207 | CLI.CON-000001 | 11.23 - Murad Al Gendy W Al Sanahra-Admin Building NO. 6.3 -6.3.2-a | Surface mounted luminaire with 1x60 watt led lamps, With (IP20) | Approved
Qasr Rashwan Lot A _0207 | CLI.CON-000001 |  |  | Approved
Qasr Rashwan Lot A _0207 | CLI.CON-000001 | 11.16 - Murad Al Gendy W Al Sanahra-Bill No.4 Guard Room (Civil Works)-27-4.1.2-b.1 | for foundation | Approved
Qasr Rashwan Lot A _0207 | CLI.CON-000001 |  |  | Approved
Qasr Rashwan Lot A _0207 | CLI.CON-000001 | 11.10 - 2. Murad Al Gendy.Murad Al Gendy W Al Sanahra-BILL NO. 1: SEWAGE NETWORK-1.1.1-c.2 | Ditto, depth to invert between 1.51 m and 2.50 m | Approved
Qasr Rashwan Lot A _0207 | CLI.CON-000001 |  |  | Approved
Qasr Rashwan Lot A _0207 | CLI.CON-000001 | 12 | Mansheya Fanous | Approved
Qasr Rashwan Lot A _0207 | CLI.CON-000001 |  |  | Approved
Qasr Rashwan Lot A _0207 | CLI.CON-000001 | 12.14 - Mansheya Fanous-Main Pump Station NO. 3.2-3.2.2-f | Enclosed Polycarbonate, Wall Mounting Luminaire IP65 With 20 Watt LED Lamp. | Approved
Qasr Rashwan Lot A _0207 | CLI.CON-000001 |  |  | Approved
Qasr Rashwan Lot A _0207 | CLI.CON-000001 | 12.31 - Mansheya Fanous-SEC. Pump Station NO. 10.3-10.3.1- | Medium voltage cables feeding the pumping station, this cables include the cables connection from the the Egyptian Electrical Authority (EEA) substation (outside puming station) up to the Ring Main Units (RMUs) inside pumping station. The contractor shall be responsible to coordinate with the EEA for identifying the cable route, size, laying, ..etc. | Approved
Qasr Rashwan Lot A _0207 | CLI.CON-000001 |  |  | Approved
Qasr Rashwan Lot A _0207 | CLI.CON-000001 | 12.17 - Mansheya Fanous-Bill No.4 Guard Room (Civil Works)-31-4.1.6-b.1 | Type W1, 1,000 mm width x 1,000 mm height | Approved
Qasr Rashwan Lot A _0207 | CLI.CON-000001 |  |  | Approved
Qasr Rashwan Lot A _0207 | CLI.CON-000001 | 12.36 - Mansheya Fanous-Bill No.12 Store Building (S.PS) (Civil Works)-75-12.1.4.c- | Supply and installation of 50 mm extruded polystyrene boards for roof heat insulation with minimum density 35 kg/cm²; the work include Polystyrene sheet 1mm layer. Sample shall be approved before execution and all required works shall be as per manufacturer's instructions, recommendations and Specification. | Approved
Qasr Rashwan Lot A _0207 | CLI.CON-000001 |  |  | Approved
Qasr Rashwan Lot A _0207 | CLI.CON-000001 | 12.10 - 3. Manshya fanous.Mansheya Fanous-BILL NO. 1: SEWAGE NETWORK-1.4-b | IC 60*90 cm | Approved
Qasr Rashwan Lot A _0207 | CLI.CON-000001 |  |  | Approved
Qasr Rashwan Lot A _0207 | CLI.CON-000001 | 12.14 - Mansheya Fanous-Main Pump Station NO. 3.2-3.2.5-b | Lighting outlets. Supply, Test, Delivery, Erection, Commissioning and putting into Operation of the following items (including all accessories) as per Contract Documents: | Approved
Qasr Rashwan Lot A _0207 | CLI.CON-000001 |  |  | Approved
Qasr Rashwan Lot A _0207 | CLI.CON-000001 | 12.17 - Mansheya Fanous-Bill No.4 Guard Room (Civil Works)-29-4.1.2-a.1 | Under foundations | Approved
Qasr Rashwan Lot A _0207 | CLI.CON-000001 |  |  | Approved
Qasr Rashwan Lot A _0207 | CLI.CON-000001 | 12.16 - 3. Manshya fanous.Mansheya Fanous-Bill. - Mansheya Fanous Pump Station (Main)-3.4.5-b. | Collar, dia. 500 mm. | Approved
Qasr Rashwan Lot A _0207 | CLI.CON-000001 |  |  | Approved
Qasr Rashwan Lot A _0207 | CLI.CON-000001 | 12.40 - Mansheya Fanous-S.PS Admin Building NO. 13.3-13.3.1-a | Supply, install, connect, test and commission of complete L.V. distribution boards (LP-ADMIN.) the price include selectvity study, termination, Identifications, labling, glands, copper luggs as specified and as indicating drawings. System shall be lump sum complete in every respect with all necessary accessories and ancillary works. | Approved
Qasr Rashwan Lot A _0207 | CLI.CON-000001 |  |  | Approved
Qasr Rashwan Lot A _0207 | CLI.CON-000001 | 12.10 - 3. Manshya fanous.Mansheya Fanous-BILL NO. 1: SEWAGE NETWORK-1.2.1-a.1 | Depth to invert not exceeding 1.5 m | Approved
Qasr Rashwan Lot A _0207 | CLI.CON-000001 |  |  | Approved
Qasr Rashwan Lot A _0207 | CLI.CON-000001 | 12.32 - 3. Manshya fanous.Mansheya Fanous-Bill No.3.4 - Mansheya Fanous Pump Station (Secondary)-10.4.3-e. | Flexible joint, dia. 150 mm | Approved
Qasr Rashwan Lot A _0207 | CLI.CON-000001 |  |  | Approved
Qasr Rashwan Lot A _0207 | CLI.CON-000001 | 12.16 - 3. Manshya fanous.Mansheya Fanous-Bill. - Mansheya Fanous Pump Station (Main)-3.4.3-d. | Dismantling joint, dia. 200 mm. | Approved
Qasr Rashwan Lot A _0207 | CLI.CON-000001 |  |  | Approved
Qasr Rashwan Lot A _0207 | CLI.CON-000001 | 12.44 - Mansheya Fanous-Bill No.9 Site and Civil Works -53-9.2.2.b- | Supply and casting of in-place reinforced concrete Grade C25 with Sulfate-resistant cement for footing, column pedestal and grade beams including: formwork, scaffolding, expansion and construction joints, Steel bar reinforcement, joint filler and sealant, accessories, transporting, mixing, casting, finishing, compaction by vibratory, spraying, curing, and testing as required by the specifications. | Approved
Qasr Rashwan Lot A _0207 | CLI.CON-000001 |  |  | Approved
Qasr Rashwan Lot A _0207 | CLI.CON-000001 | 12.17 - Mansheya Fanous-Bill No.4 Guard Room (Civil Works)-31-4.1.7-a.2 | Ceramic floor, non-slip ceramic for toilet | Approved
Qasr Rashwan Lot A _0207 | CLI.CON-000001 |  |  | Approved
Qasr Rashwan Lot A _0207 | CLI.CON-000001 | 12.17 - Mansheya Fanous-Bill No.4 Guard Room (Civil Works)-30-4.1.3-b.2 | 120 mm thick. | Approved
Qasr Rashwan Lot A _0207 | CLI.CON-000001 |  |  | Approved
Qasr Rashwan Lot A _0207 | CLI.CON-000001 | 12.33 - Mansheya Fanous-Bill No. 11 Guard room (S.PS)(Civil Works)-69-11.1.6-b.1 | Type W1, 1,000 mm width x 1,000 mm height | Approved
Qasr Rashwan Lot A _0207 | CLI.CON-000001 |  |  | Approved
Qasr Rashwan Lot A _0207 | CLI.CON-000001 | 12.15 - Mansheya Fanous-Main Pump Station NO. 3.3-3.3.13- | Instrumentation and Control System Spare Parts as per specifications. | Approved
Qasr Rashwan Lot A _0207 | CLI.CON-000001 |  |  | Approved
Qasr Rashwan Lot A _0207 | CLI.CON-000001 | 12.15 - Mansheya Fanous-Main Pump Station NO. 3.3-3.3.17- | Earthing system network complete with (Inspection pit, rods, bare copper conductor ...etc) and all accessories, as per Contract documents. | Approved
Qasr Rashwan Lot A _0207 | CLI.CON-000001 |  |  | Approved
Qasr Rashwan Lot A _0207 | CLI.CON-000001 | 12.24 - Mansheya Fanous-M.PS Admin Building NO. 6.3-6.3.4-b | Single Phase Switched waterproof Socket, 220V, 16A, 3 Pin Complete With Cover (IP55) | Approved
Qasr Rashwan Lot A _0207 | CLI.CON-000001 | 12.29 - Mansheya Fanous-Bill No. 10 SECONDARY Pumping Station (Civil works)-61-10.1.8.a- | Supply and apply of Acrylic paint for internal walls and ceiling including substrate preparation, applying primer, 2 layer of plastic paint over 2 putty coats as per required colors and all required accessories as shown on drawings, recommended by manufacturer and approved by the Engineer prior to installation. | Approved
Qasr Rashwan Lot A _0207 | CLI.CON-000001 |  |  | Approved
Qasr Rashwan Lot A _0207 | CLI.CON-000001 | 12.30 - Mansheya Fanous-SEC. Pump Station NO. 10.2-10.2.4-c | Industrial Three Phase Switched Socket 380v, 32A, 4-pin Type Complete With Earthing Contact And Plug, Totally Enclosed (IP54). | Approved
Qasr Rashwan Lot A _0207 | CLI.CON-000001 |  |  | Approved
Qasr Rashwan Lot A _0207 | CLI.CON-000001 | 12.20 - Mansheya Fanous-Bill No.5 Store Building (Civil Works)-37-5.1.6-a.1 | Type D1, Size 2,500mmx2,500mm | Approved
Qasr Rashwan Lot A _0207 | CLI.CON-000001 |  |  | Approved
Qasr Rashwan Lot A _0207 | CLI.CON-000001 | 12.40 - Mansheya Fanous-S.PS Admin Building NO. 13.3-13.3.2-d | Surface Mounted Luminaire (IP54) With 20W LED lamp. | Approved
Qasr Rashwan Lot A _0207 | CLI.CON-000001 |  |  | Approved
Qasr Rashwan Lot A _0207 | CLI.CON-000001 | 12.17 - Mansheya Fanous-Bill No.4 Guard Room (Civil Works)-31-4.1.6-a.2 | Type D2, size 700mmx2,200mm | Approved
Qasr Rashwan Lot A _0207 | CLI.CON-000001 |  |  | Approved
Qasr Rashwan Lot A _0207 | CLI.CON-000001 | 12.16 - 3. Manshya fanous.Mansheya Fanous-Bill. - Mansheya Fanous Pump Station (Main)-3.4.4-d. | Flanged Wall piece, dia. 250 mm. | Approved
Qasr Rashwan Lot A _0207 | CLI.CON-000001 |  |  | Approved
Qasr Rashwan Lot A _0207 | CLI.CON-000001 | 12.43 - 15 - Transformer Kiosk (Civil Works)-51--15.1 | Supplying and casting in-place of transformer base and the price includes all the necessary excavation and backfilling works, the removal and disposal of the excavated material to the designated dump, the supply and work of plain concrete Grade C20, reinforced concrete Grade C25, insulation works for the base and all that comes into contact with the soil, including formwork, transporting, mixing, casting, finishing, curing and testing as required by the specifications. provided that the work is completed in full according to the Contract drawings, technical specifications, industry assets and the instructions of the Engineer. | Approved
Qasr Rashwan Lot A _0207 | CLI.CON-000001 |  |  | Approved
Qasr Rashwan Lot A _0207 | CLI.CON-000001 | 12.10 - 3. Manshya fanous.Mansheya Fanous-BILL NO. 1: SEWAGE NETWORK-1.1.1-c.1 | Depth to invert not exceeding 1.5 m | Approved
Qasr Rashwan Lot A _0207 | CLI.CON-000001 |  |  | Approved
Qasr Rashwan Lot A _0207 | CLI.CON-000001 | 12.30 - Mansheya Fanous-SEC. Pump Station NO. 10.2-10.2.3-c | One Way, Two-gang Lighting Switch 10A. | Approved
Qasr Rashwan Lot A _0207 | CLI.CON-000001 |  |  | Approved
Qasr Rashwan Lot A _0207 | CLI.CON-000001 | 12.11 - 3. Manshya fanous.Mansheya Fanous-Bill No. 2 - Forcemain (Main)-2.1.3.1-d | washout 150 mm dia. | Approved
Qasr Rashwan Lot A _0207 | CLI.CON-000001 |  |  | Approved
Qasr Rashwan Lot A _0207 | CLI.CON-000001 | 12.10 - 3. Manshya fanous.Mansheya Fanous-BILL NO. 1: SEWAGE NETWORK-1.1.1-b.2 | Ditto, depth to invert between 1.51 m and 2.50 m | Approved
Qasr Rashwan Lot A _0207 | CLI.CON-000001 |  |  | Approved
Qasr Rashwan Lot A _0207 | CLI.CON-000001 | 12.22 - Mansheya Fanous-Bill No.6Admin Room - Civil Works-42-6.1.3-b.1 | 250 mm thick. | Approved
Qasr Rashwan Lot A _0207 | CLI.CON-000001 |  |  | Approved
Qasr Rashwan Lot A _0207 | CLI.CON-000001 | 12.12 | BILL NO. 2 Force Main Pipeline (From SEC.Pumping Station to Mansheya Fanous Network | Approved
Qasr Rashwan Lot A _0207 | CLI.CON-000001 |  |  | Approved
Qasr Rashwan Lot A _0207 | CLI.CON-000001 | 12.31 - Mansheya Fanous-SEC. Pump Station NO. 10.3-10.3.2- | Outdoor Kiosk power transformer package 50 KVA, 11/0.4KV complete with Ring Main Unit, Bus-Bar, Breakers, Protection, Measuring, Low Voltage accumulated energy meter and all required accessories for medium voltage, as per tendered documents, and shall be supplied and erected according to the requirements of the Egyptian Electric Authority (E.E.A), the contractor shall take the approval of the (E.E.A) before supplying. | Approved
Qasr Rashwan Lot A _0207 | CLI.CON-000001 |  |  | Approved
Qasr Rashwan Lot A _0207 | CLI.CON-000001 | 12.29 - Mansheya Fanous-Bill No. 10 SECONDARY Pumping Station (Civil works)-61-10.1.8.c- | Supply and apply of 60 cm high dry mix for skirting including substrate preparation, scaffoldings, grooves, and all required accessories as shown on Contract Drawings, recommended by manufacturer and approved by the Engineer prior to installation. | Approved
Qasr Rashwan Lot A _0207 | CLI.CON-000001 |  |  | Approved
Qasr Rashwan Lot A _0207 | CLI.CON-000001 | 13.13 - Khulusi-Main Pump Station NO. 3.2-3.2.2-e | Enclosed Polycarbonate, Wall Mounting Luminaire IP65 With 40 Watt LED Lamp. | Approved
Qasr Rashwan Lot A _0207 | CLI.CON-000001 |  |  | Approved
Qasr Rashwan Lot A _0207 | CLI.CON-000001 | 13.15 - 4. Khulusi.Khulusi-Bill - Khulusi Pump Station-3.4.3-g. | Flanged Reducer, dia 150/Pump outlet diameter | Approved
Qasr Rashwan Lot A _0207 | CLI.CON-000001 |  |  | Approved
Qasr Rashwan Lot A _0207 | CLI.CON-000001 | 13.15 - 4. Khulusi.Khulusi-Bill - Khulusi Pump Station-3.4.3-d. | Dismantling joint, dia. 150 mm. | Approved
Qasr Rashwan Lot A _0207 | CLI.CON-000001 |  |  | Approved
Qasr Rashwan Lot A _0207 | CLI.CON-000001 | 13.21 - Khulusi-Bill No.6Admin Room - Civil Works-38-6.1.7.b- | Supply and installation of ceramic tiles, pattern as shown on drawings including cement mortar, setting bed, grouting, pointing, fixing, support and all required accessories. Complete as shown on drawings, specified in the Contract documents, recommended by manufacturer and approved by the Engineer prior to installation. | Approved
Qasr Rashwan Lot A _0207 | CLI.CON-000001 |  |  | Approved
Qasr Rashwan Lot A _0207 | CLI.CON-000001 | 13.15 - 4. Khulusi.Khulusi-Bill - Khulusi Pump Station-3.4.4-c. | Tee, 200/150 mm. | Approved
Qasr Rashwan Lot A _0207 | CLI.CON-000001 |  |  | Approved
Qasr Rashwan Lot A _0207 | CLI.CON-000001 | 13.27 - Khulusi-Bill No.9 Site and Civil Works -49-9.2.6-a. | Type D1, 4,000 mm width x 2,500 mm height | Approved
Qasr Rashwan Lot A _0207 | CLI.CON-000001 |  |  | Approved
Qasr Rashwan Lot A _0207 | CLI.CON-000001 | 13.16 - Khulusi-Bill No.4 Guard Room (Civil Works)-27-4.1.8-a | Supply and apply of acrylic paint for internal walls and ceiling including substrate preparation, applying three coats of paint as per required colors and all required accessories as shown on drawings, specified in the Contract documents, recommended by manufacturer and approved by the Engineer prior to installation. | Approved
Qasr Rashwan Lot A _0207 | CLI.CON-000001 |  |  | Approved
Qasr Rashwan Lot A _0207 | CLI.CON-000001 | 13.12 - Khulusi-Bill No. 3 Main Pumping Station (Civil works)-16-3.1.4.a- | Supply and apply two coats of oxidized bituminous paint insulation to reinforced concrete in contact with soil such as footings, ground beam, columns necks and masonry work to 15 cm upper the GL, sample shall be approved before execution and all required works shall be as per manufacturer's instructions, recommendations and Specification. | Approved
Qasr Rashwan Lot A _0207 | CLI.CON-000001 |  |  | Approved
Qasr Rashwan Lot A _0207 | CLI.CON-000001 | 13.18 - Khulusi-Guard room NO. 4.3-4.3.4-b | Single Phase Switched waterproof Socket, 220V, 16A, 3 Pin Complete With Cover (IP55) | Approved
Qasr Rashwan Lot A _0207 | CLI.CON-000001 |  |  | Approved
Qasr Rashwan Lot A _0207 | CLI.CON-000001 | 13.11 - 4. Khulusi.Khulusi-Bill No. 2 - Forcemain-2.2-b | Air Release valve chamber | Approved
Qasr Rashwan Lot A _0207 | CLI.CON-000001 |  |  | Approved
Qasr Rashwan Lot A _0207 | CLI.CON-000001 | 13.10 - 4. Khulusi.Khulusi-BILL NO. 1: SEWAGE NETWORK-1.1.1-d.2 | Ditto, depth to invert between 3.51 m and 4.50 m | Approved
Qasr Rashwan Lot A _0207 | CLI.CON-000001 |  |  | Approved
Qasr Rashwan Lot A _0207 | CLI.CON-000001 | 13.16 - Khulusi-Bill No.4 Guard Room (Civil Works)-25-4.1.3-a.2 | 120 mm thick. | Approved
Qasr Rashwan Lot A _0207 | CLI.CON-000001 |  |  | Approved
Qasr Rashwan Lot A _0207 | CLI.CON-000001 | 13.12 - Khulusi-Bill No. 3 Main Pumping Station (Civil works)-16-3.1.3.b- | 250 mm thick. | Approved
Qasr Rashwan Lot A _0207 | CLI.CON-000001 |  |  | Approved
Qasr Rashwan Lot A _0207 | CLI.CON-000001 | 13.17 - 4. Khulusi.Khulusi-Bill Guard room (PS)-4.2.1-a. | Water closet with flush tank floor mounted water closet with flush tank (European type) shall be provided with a toilet paper holder and all its required accessories and fittings with approved sample. All required works of completion with the industry standards. | Approved
Qasr Rashwan Lot A _0207 | CLI.CON-000001 |  |  | Approved
Qasr Rashwan Lot A _0207 | CLI.CON-000001 | 13.10 - 4. Khulusi.Khulusi-BILL NO. 1: SEWAGE NETWORK-1.3-b | IC 60*90 cm | Approved
Qasr Rashwan Lot A _0207 | CLI.CON-000001 |  |  | Approved
Qasr Rashwan Lot A _0207 | CLI.CON-000001 | 13.13 | BILL NO. 3.2 Electrical Works – Pumping Station (LV and Lighting) | Approved
Qasr Rashwan Lot A _0207 | CLI.CON-000001 |  |  | Approved
Qasr Rashwan Lot A _0207 | CLI.CON-000001 | 13.14 - Khulusi-Main Pump Station NO. 3.3-3.3.4- | Supply, installation, programming, connecting, commissioning and testing of the control panel (2mm thickness) including the(Conformal coated) Programmable Logic Controller (PLC) consists of: Power supply Module CPU Module Digital Input Modules Digital Output Modules Analog Input Modules Analog Output Modules (If required) Complete with programming software, electrical protection devices, input and output isolation units, industrial switch, electrical feed, insulation transformer, lighting bulb, connection with main control system and all necessary accessories and devices. | Approved
Qasr Rashwan Lot A _0207 | CLI.CON-000001 |  |  | Approved
Qasr Rashwan Lot A _0207 | CLI.CON-000001 | 13.17 - 4. Khulusi.Khulusi-Bill Guard room (PS)-4.2.4 | 75mm | Approved
Qasr Rashwan Lot A _0207 | CLI.CON-000001 |  |  | Approved
Qasr Rashwan Lot A _0207 | CLI.CON-000001 | 13.27 - Khulusi-Bill No.9 Site and Civil Works -49-9.2.5- | Supply and apply external cement plastering to facades with all metal accessories,, base and finish coat, thickness 2cm striped with 2 cm groove render for facades. all required works of completion with the industry standards. As per Specification, Drawings and Engineer's instructions. | Approved
Qasr Rashwan Lot A _0207 | CLI.CON-000001 |  |  | Approved
Qasr Rashwan Lot A _0207 | CLI.CON-000001 | 13.13 - Khulusi-Main Pump Station NO. 3.2-3.2.4-c | Industrial Three Phase Switched Socket 380v, 32A, 4-pin Type Complete With Earthing Contact And Plug, Totally Enclosed (IP54). | Approved
Qasr Rashwan Lot A _0207 | CLI.CON-000001 |  |  | Approved
Qasr Rashwan Lot A _0207 | CLI.CON-000001 | 13.11 - 4. Khulusi.Khulusi-Bill No. 2 - Forcemain-2.6 | 300 mm dia sewer pipes | Approved
Qasr Rashwan Lot A _0207 | CLI.CON-000001 |  |  | Approved
Qasr Rashwan Lot A _0207 | CLI.CON-000001 | 13.18 - Khulusi-Guard room NO. 4.3-4.3.5-b | Lighting outlets. | Approved
Qasr Rashwan Lot A _0207 | CLI.CON-000001 |  |  | Approved
Qasr Rashwan Lot A _0207 | CLI.CON-000001 | 13.16 - Khulusi-Bill No.4 Guard Room (Civil Works)-25-4.1.3-c.1 | 250 mm thick. | Approved
Qasr Rashwan Lot A _0207 | CLI.CON-000001 |  |  | Approved
Qasr Rashwan Lot A _0207 | CLI.CON-000001 | 13.21 - Khulusi-Bill No.6Admin Room - Civil Works-38-6.1.6-b.1 | Type W1, 1,000 mm width x 1,000 mm height | Approved
Qasr Rashwan Lot A _0207 | CLI.CON-000001 |  |  | Approved
Qasr Rashwan Lot A _0207 | CLI.CON-000001 | 13.11 - 4. Khulusi.Khulusi-Bill No. 2 - Forcemain-2.4.1-a | Crossing under Bahr Fanous inside concrete encasement of 25cm thick. | Approved
Qasr Rashwan Lot A _0207 | CLI.CON-000001 |  |  | Approved
Qasr Rashwan Lot A _0207 | CLI.CON-000001 | 13.20 - Khulusi-Store NO. 5.2-5.2.2-a | Surface mounted luminaire with 1x60 watt led lamps, With (IP20) | Approved
Qasr Rashwan Lot A _0207 | CLI.CON-000001 |  |  | Approved
Qasr Rashwan Lot A _0207 | CLI.CON-000001 | 13.15 - 4. Khulusi.Khulusi-Bill - Khulusi Pump Station-3.4.4-d. | Flanged Wall piece, dia. 200 mm. | Approved
Qasr Rashwan Lot A _0207 | CLI.CON-000001 |  |  | Approved
Qasr Rashwan Lot A _0207 | CLI.CON-000001 | 13.27 - Khulusi-Bill No.9 Site and Civil Works -50-9.3.1-b. | 100mm dia. | Approved
Qasr Rashwan Lot A _0207 | CLI.CON-000001 |  |  | Approved
Qasr Rashwan Lot A _0207 | CLI.CON-000001 | 13.15 - 4. Khulusi.Khulusi-Bill - Khulusi Pump Station-3.4.4-e. | Flexible joint, dia. 200 mm | Approved
Qasr Rashwan Lot A _0207 | CLI.CON-000001 |  |  | Approved
Qasr Rashwan Lot A _0207 | CLI.CON-000001 | 13.27 - Khulusi-Bill No.9 Site and Civil Works -48--9.1.a | Supply and install and test Reinforced concrete pavement (20 cm thick) inside the plant including formwork and steel reinforcement mesh, 15 cm gravel as base, leveling, helicopter finish and coated by screed and all its requirement for completion the work. As per Specification, Drawings and Engineer's instructions | Approved
Qasr Rashwan Lot A _0207 | CLI.CON-000001 |  |  | Approved
Qasr Rashwan Lot A _0207 | CLI.CON-000001 | 13.14 - Khulusi-Main Pump Station NO. 3.3-3.3.5- | Supply, installation, calibration, connection and testing of the electromagnetic flow meter on the main discharge line (200mm diameter) (consists of separate sensor and transmitter with digital indicator) including all necessary accessories required for installation and operation requirements. | Approved
Qasr Rashwan Lot A _0207 | CLI.CON-000001 |  |  | Approved
Qasr Rashwan Lot A _0207 | CLI.CON-000001 | 14.22 - Albersly & Iz.Alasfar-Bill No.9 Site and Civil Works -32-7.2.2.b- | Supply and casting of in-place reinforced concrete Grade C25 with Sulfate- resistant cement for footing, column pedestal and grade beams including: formwork, scaffolding, expansion and construction joints, Steel bar reinforcement, joint filler and sealant, accessories, transporting, mixing, casting, finishing, compaction by vibratory, spraying, curing, and testing as required by the specifications. | Approved
Qasr Rashwan Lot A _0207 | CLI.CON-000001 |  |  | Approved
Qasr Rashwan Lot A _0207 | CLI.CON-000001 | 14.10 - 5. Iz. Albersly.Iz.Albersly & Iz.Alasfar-BILL NO. 1: SEWAGE NETWORK-1.1.1-c.4 | Ditto, depth to invert between 3.51 m and 4.50 m | Approved
Qasr Rashwan Lot A _0207 | CLI.CON-000001 |  |  | Approved
Qasr Rashwan Lot A _0207 | CLI.CON-000001 | 14.12 - Albersly & Iz.Alasfar-Bill No. 3 Main Pumping Station (Civil works)-14-3.1.6-e | Supply, install of GRP net covers. including frames, painting, welding, jointing, all fixings and accessories. Complete as shown on drawings, specification, and recommended by the manufacturer. | Approved
Qasr Rashwan Lot A _0207 | CLI.CON-000001 |  |  | Approved
Qasr Rashwan Lot A _0207 | CLI.CON-000001 | 14.15 - 5. Iz. Albersly.Iz.Albersly & Iz.Alasfar-Bill - Iz.Albersly & Iz.Alasfar Pump Station-3.4.3-b. | Dismantling joint, dia. 150 mm. | Approved
Qasr Rashwan Lot A _0207 | CLI.CON-000001 |  |  | Approved
Qasr Rashwan Lot A _0207 | CLI.CON-000001 | 14.17 - 5. Iz. Albersly.Iz.Albersly & Iz.Alasfar-Bill Guard room (PS)-4.2.4-b. | 75mm dia | Approved
Qasr Rashwan Lot A _0207 | CLI.CON-000001 |  |  | Approved
Qasr Rashwan Lot A _0207 | CLI.CON-000001 | 14.20 - Albersly & Iz.Alasfar-Generator Shed No.5.2-5.2.3-a | One Way, One-gang Lighting Switch 10A. | Approved
Qasr Rashwan Lot A _0207 | CLI.CON-000001 |  |  | Approved
Qasr Rashwan Lot A _0207 | CLI.CON-000001 | 14.14 - Albersly & Iz.Alasfar-Main Pump Station NO. 3.3-3.3.3- | Main Low tension switchboard (0.38kV) complete with all component (C.B, contactors,Electrcal and mechanical interlock, measuring and protection devices …etc), as per Single Line Diagram and Contract Documents (to be erected in pump building). | Approved
Qasr Rashwan Lot A _0207 | CLI.CON-000001 |  |  | Approved
Qasr Rashwan Lot A _0207 | CLI.CON-000001 | 14.10 - 5. Iz. Albersly.Iz.Albersly & Iz.Alasfar-BILL NO. 1: SEWAGE NETWORK-1.2.1-a.1 | Depth to invert not exceeding 1.5 m | Approved
Qasr Rashwan Lot A _0207 | CLI.CON-000001 |  |  | Approved
Qasr Rashwan Lot A _0207 | CLI.CON-000001 | 14.10 - 5. Iz. Albersly.Iz.Albersly & Iz.Alasfar-BILL NO. 1: SEWAGE NETWORK-1.5.3-b | Dismantling joints | Approved
Qasr Rashwan Lot A _0207 | CLI.CON-000001 |  |  | Approved
Qasr Rashwan Lot A _0207 | CLI.CON-000001 | 14.16 - Albersly & Iz.Alasfar-Bill No.4 Guard Room (Civil Works)-21-4.1.7-a.3 | cement tiling, for roof | Approved
Qasr Rashwan Lot A _0207 | CLI.CON-000001 |  |  | Approved
Qasr Rashwan Lot A _0207 | CLI.CON-000001 | 14.16 - Albersly & Iz.Alasfar-Bill No.4 Guard Room (Civil Works)-22-4.1.3-a.2 | 120 mm thick. | Approved
Qasr Rashwan Lot A _0207 | CLI.CON-000001 |  |  | Approved
Qasr Rashwan Lot A _0207 | CLI.CON-000001 | 14.11 - 5. Iz. Albersly.Iz.Albersly & Iz.Alasfar-Bill No. 2 - Forcemain-2.3.1-c | washout 150 mm dia. | Approved
Qasr Rashwan Lot A _0207 | CLI.CON-000001 |  |  | Approved
Qasr Rashwan Lot A _0207 | CLI.CON-000001 | 14.16 - Albersly & Iz.Alasfar-Bill No.4 Guard Room (Civil Works)-22-4.1.3-a.1 | 250 mm thick. | Approved
Qasr Rashwan Lot A _0207 | CLI.CON-000001 |  |  | Approved
Qasr Rashwan Lot A _0207 | CLI.CON-000001 | 14.18 - Albersly & Iz.Alasfar-Guard room NO. 4.3-4.3.2-a | Surface mounted luminaire with 1x60 watt led lamps, With (IP20) | Approved
Qasr Rashwan Lot A _0207 | CLI.CON-000001 |  |  | Approved
Qasr Rashwan Lot A _0207 | CLI.CON-000001 | 14.13 - Albersly & Iz.Alasfar-Main Pump Station NO. 3.2-3.2.2-a | Rated Wall Mounted luminaire IP65, with 60W LED lamp, watertight. | Approved
Qasr Rashwan Lot A _0207 | CLI.CON-000001 |  |  | Approved
Qasr Rashwan Lot A _0207 | CLI.CON-000001 | 14.12 - Albersly & Iz.Alasfar-Bill No. 3 Main Pumping Station (Civil works)-12-3.1.2-c | Supply and install the steel structure for the edge of the wet well to support the concrete structure of the wet well includes the steel reinforcement for walls of the pit, steel SIB for pit floor, beam of dicophyl, plates, angles, bolts, nuts and washers as required by drawings, specifications and Engineer instructions. | Approved
Qasr Rashwan Lot A _0207 | CLI.CON-000001 |  |  | Approved
Qasr Rashwan Lot A _0207 | CLI.CON-000001 |  |  | Approved
Qasr Rashwan Lot A _0207 | CLI.CON-000001 | 10.10 - 1. Saad Al Rouby.Saad Al Rouby-BILL NO. 1: SEWAGE NETWORK-1.5.3-a | DI gate valve 600 mm, | Approved
Qasr Rashwan Lot A _0207 | CLI.CON-000001 |  |  | Approved
Qasr Rashwan Lot A _0207 | CLI.CON-000001 | 10.15 - Saad Al Rouby-Main Pump Station NO. 3.3-3.3.20- | Supply and Delivery spare parts of the following equipment as per tendered documents: - Pump unit. - Main Low-Tension Switchboard. - Generator unit. | Approved
Qasr Rashwan Lot A _0207 | CLI.CON-000001 |  |  | Approved
Qasr Rashwan Lot A _0207 | CLI.CON-000001 | 10.10 - 1. Saad Al Rouby.Saad Al Rouby-BILL NO. 1: SEWAGE NETWORK-1.1.1-c.3 | Ditto, depth to invert between 3.51 m and 4.50 m | Approved
Qasr Rashwan Lot A _0207 | CLI.CON-000001 |  |  | Approved
Qasr Rashwan Lot A _0207 | CLI.CON-000001 | 10.13 - Iz. Saad Al Rouby-Bill No. 3 Main Pumping Station (Civil works)-23-3.1.3.a- | 250 mm thick. | Approved
Qasr Rashwan Lot A _0207 | CLI.CON-000001 |  |  | Approved
Qasr Rashwan Lot A _0207 | CLI.CON-000001 | 10.18 - 1. Saad Al Rouby.Saad Al Rouby-Bill No.4: Guard room (M.PS)-4.2.1-a. | Water closet with flush tank floor mounted water closet with flush tank (European type) shall be provided with a toilet paper holder and all its required accessories and fittings with approved sample. All required works of completion with the industry standards. | Approved
Qasr Rashwan Lot A _0207 | CLI.CON-000001 |  |  | Approved
Qasr Rashwan Lot A _0207 | CLI.CON-000001 | 10.11 - 1. Saad Al Rouby.Saad Al Rouby-Bill No. 2 - Forcemain-2.3.6 | Supplying, installing, connecting and testing of ductile iron pipes with diameter 150 mm for wash-out chamber and inlet pipe (in the case of chamber Type-A) , the item includes all pipes, fittings, gaskets, flexible joint, bolts, nut, washers, non-shrink mortar and all required works for completion and performance of the work item in accordance with the Contract Drawings, Specifications, the Ministerial Decree No. (277 / 2000) and its annexes No. 14 /2002) and the Engineer's instructions. | Approved
Qasr Rashwan Lot A _0207 | CLI.CON-000001 |  |  | Approved
Qasr Rashwan Lot A _0207 | CLI.CON-000001 | 10.21 | BILL NO. 5.2 Electrical Works – Store Building | Approved
Qasr Rashwan Lot A _0207 | CLI.CON-000001 |  |  | Approved
Qasr Rashwan Lot A _0207 | CLI.CON-000001 | 10.17 - Iz. Saad Al Rouby-Bill No.4 Guard Room (Civil Works)-32-4.1.4.b- | Supply and installation of horizontal prefabricated moisture Insulation membrane to the wet areas with 4mm thick for floor and roof, including joints, fixtures, overlaps not less than 100 mm and item include all surface preparation steps, coating with 2 layers of primer bitumen coat, metal flashing, internal angle fillets, upstand to vertical surfaces and waterproofing to all openings and around pipes and water drains, Polystyrene sheet 1mm, protection Sand-cement mortar screed, 30 mm thick as per manufacturer's instructions, Contract Drawing, recommendations and Specification. | Approved
Qasr Rashwan Lot A _0207 | CLI.CON-000001 |  |  | Approved
Qasr Rashwan Lot A _0207 | CLI.CON-000001 | 10.15 - Saad Al Rouby-Main Pump Station NO. 3.3-3.3.15- | Prime Power Diesel Generator 175 KVA (at least) (Canopy Type - Under Shed) complete with outgoing circuit breaker (MCCB) and fully equipped with all accessories as per Contract Documents and complete with all accessories required for erection and good working conditions. | Approved
Qasr Rashwan Lot A _0207 | CLI.CON-000001 |  |  | Approved
Qasr Rashwan Lot A _0207 | CLI.CON-000001 | 10.11 - 1. Saad Al Rouby.Saad Al Rouby-Bill No. 2 - Forcemain-2.5.6 | Supplying, installing, connecting and testing of ductile iron pipes with diamter 150 mm for wash-out chamber and inlet pipe (in the case of chamber Type-A) , the item includes all pipes, fittings, gaskets,flexible joint, bolts, nut, washers, non-shrink mortar and all required works for completion and performance of the work item in accordance with the Contract Drawings, Specifications, the Ministerial Decree No. (277 / 2000) and its annexes No. 14 /2002) and the Engineer's instructions. | Approved
Qasr Rashwan Lot A _0207 | CLI.CON-000001 |  |  | Approved
Qasr Rashwan Lot A _0207 | CLI.CON-000001 | 10.13 - Iz. Saad Al Rouby-Bill No. 3 Main Pumping Station (Civil works)-23-3.1.4.c- | Supply and apply of waterproofing for the internal surfaces resistant to acids for internal surfaces of the pump structure (floors, walls, ceilings, etc.) including epoxy paints, screed, hardener and all required accessories all necessary works (contractor should submit samples for approval by the engineer) . according to drawings, specifications and recommended by the manufacturer and approved by the Engineer prior to installation. | Approved
Qasr Rashwan Lot A _0207 | CLI.CON-000001 |  |  | Approved
Qasr Rashwan Lot A _0207 | CLI.CON-000001 | 10.10 - 1. Saad Al Rouby.Saad Al Rouby-BILL NO. 1: SEWAGE NETWORK-1.1.1-c.4 | Ditto, depth to invert between 4.51 m and 5.50 m | Approved
Qasr Rashwan Lot A _0207 | CLI.CON-000001 |  |  | Approved
Qasr Rashwan Lot A _0207 | CLI.CON-000001 |  |  | Approved
Qasr Rashwan Lot A _0207 | CLI.CON-000001 | 11.11 - 2. Murad Al Gendy.Murad Al Gendy W Al Sanahra-Bill No. 2 - Forcemain-2.3.2-b | Tee 300/100 | Approved
Qasr Rashwan Lot A _0207 | CLI.CON-000001 |  |  | Approved
Qasr Rashwan Lot A _0207 | CLI.CON-000001 | 11.21 - Murad Al Gendy W Al Sanahra-Bill No.6Admin Room - Civil Works-42-6.1.6-b.2 | Type W2, 600 mm width x 600 mm height | Approved
Qasr Rashwan Lot A _0207 | CLI.CON-000001 |  |  | Approved
Qasr Rashwan Lot A _0207 | CLI.CON-000001 | 11.13 - Murad Al Gendy W Al Sanahra-Main Pump Station NO. 3.2-3.2.3-c | One Way, Two-gang Lighting Switch 10A. | Approved
Qasr Rashwan Lot A _0207 | CLI.CON-000001 |  |  | Approved
Qasr Rashwan Lot A _0207 | CLI.CON-000001 | 11.26 | BILL NO. 8 Civil Works – Transformer Kiosk | Approved
Qasr Rashwan Lot A _0207 | CLI.CON-000001 |  |  | Approved
Qasr Rashwan Lot A _0207 | CLI.CON-000001 | 11.21 - Murad Al Gendy W Al Sanahra-Bill No.6Admin Room - Civil Works-40-6.1.2-a.1 | Under foundations | Approved
Qasr Rashwan Lot A _0207 | CLI.CON-000001 |  |  | Approved
Qasr Rashwan Lot A _0207 | CLI.CON-000001 | 11.19 - Murad Al Gendy W Al Sanahra-Bill No.5 Store Building (Civil Works)-34-5.1.2-a.1 | Under foundations | Approved
Qasr Rashwan Lot A _0207 | CLI.CON-000001 |  |  | Approved
Qasr Rashwan Lot A _0207 | CLI.CON-000001 | 11.19 - Murad Al Gendy W Al Sanahra-Bill No.5 Store Building (Civil Works)-34-5.1.2-c.2 | RC protection layer | Approved
Qasr Rashwan Lot A _0207 | CLI.CON-000001 |  |  | Approved
Qasr Rashwan Lot A _0207 | CLI.CON-000001 | 11.12 - Murad Al Gendy W Al Sanahra-Bill No. 3 Main Pumping Station (Civil works)-17-3.1.2-c | Supply and install the steel structure for the edge of the wet well to support the concrete structure of the wet well includes the steel reinforcement for walls of the pit, steel SIB for pit floor, beam of dicophyl, plates, angles, bolts, nuts and washers as required by drawings, specifications and Engineer instructions. | Approved
Qasr Rashwan Lot A _0207 | CLI.CON-000001 |  |  | Approved
Qasr Rashwan Lot A _0207 | CLI.CON-000001 | 11.12 - Murad Al Gendy W Al Sanahra-Bill No. 3 Main Pumping Station (Civil works)-19-3.1.6.a- | Type D1, size 1,500mmx2,500mm | Approved
Qasr Rashwan Lot A _0207 | CLI.CON-000001 |  |  | Approved
Qasr Rashwan Lot A _0207 | CLI.CON-000001 | 11.21 - Murad Al Gendy W Al Sanahra-Bill No.6Admin Room - Civil Works-43-6.1.8-a | Supply and apply of acrylic paint for internal walls and ceiling including substrate preparation, applying three coats of paint as per required colors and all required accessories as shown on drawings, specified in the Contract documents, recommended by manufacturer and approved by the Engineer prior to installation. | Approved
Qasr Rashwan Lot A _0207 | CLI.CON-000001 |  |  | Approved
Qasr Rashwan Lot A _0207 | CLI.CON-000001 | 11.11 - 2. Murad Al Gendy.Murad Al Gendy W Al Sanahra-Bill No. 2 - Forcemain-2.3.4-a | Dismantling joint 300mm | Approved
Qasr Rashwan Lot A _0207 | CLI.CON-000001 |  |  | Approved
Qasr Rashwan Lot A _0207 | CLI.CON-000001 | 11.13 - Murad Al Gendy W Al Sanahra-Main Pump Station NO. 3.2-3.2.4-a | Single Phase Switched Socket 220v, 16A, 2-pin Type Complete With Earthing Contact. | Approved
Qasr Rashwan Lot A _0207 | CLI.CON-000001 |  |  | Approved
Qasr Rashwan Lot A _0207 | CLI.CON-000001 | 11.20 - Murad Al Gendy W Al Sanahra-Store NO. 5.2-5.2.2-c | Enclosed Polycarbonate, Wall Mounting Luminaire IP65 With 20 Watt LED Lamp. | Approved
Qasr Rashwan Lot A _0207 | CLI.CON-000001 |  |  | Approved
Qasr Rashwan Lot A _0207 | CLI.CON-000001 | 11.19 - Murad Al Gendy W Al Sanahra-Bill No.5 Store Building (Civil Works)-34-5.1.2-b.2 | For grade slabs, 100 mm thick | Approved
Qasr Rashwan Lot A _0207 | CLI.CON-000001 |  |  | Approved
Qasr Rashwan Lot A _0207 | CLI.CON-000001 | 11.10 - 2. Murad Al Gendy.Murad Al Gendy W Al Sanahra-BILL NO. 1: SEWAGE NETWORK-1.7.2-b | (Crossing under Bahr Koheil & Kings Drain by pipe jacking/Macro-tunneling | Approved
Qasr Rashwan Lot A _0207 | CLI.CON-000001 |  |  | Approved
Qasr Rashwan Lot A _0207 | CLI.CON-000001 | 11.14 - Murad Al Gendy W Al Sanahra-Main Pump Station NO. 3.3-3.3.2- | Outdoor Kiosk power transformer package 500 KVA, 11/0.4KV complete with Ring Main Unit, Bus-Bar, Breakers, Protection, Measuring, Low Voltage accumulated energy meter and all required accessories for medium voltage, as per tendered documents, and shall be supplied and erected according to the requirements of the Egyptian Electric Authority (E.E.A), the contractor shall take the approval of the (E.E.A) before supplying. | Approved
Qasr Rashwan Lot A _0207 | CLI.CON-000001 | 12.22 - Mansheya Fanous-Bill No.6Admin Room - Civil Works-43-6.1.7-a.2 | Ceramic floor, non-slip ceramic for toilet | Approved
Qasr Rashwan Lot A _0207 | CLI.CON-000001 |  |  | Approved
Qasr Rashwan Lot A _0207 | CLI.CON-000001 | 12.20 - Mansheya Fanous-Bill No.5 Store Building (Civil Works)-37-5.1.5-b | Supply and apply external cement plastering to facades with all metal accessories, base and finish coat, thickness 2cm striped with 2 cm groove render for facades. all required works of completion with the industry standards. As per Specification, Drawings and the Engineer's instructions. | Approved
Qasr Rashwan Lot A _0207 | CLI.CON-000001 |  |  | Approved
Qasr Rashwan Lot A _0207 | CLI.CON-000001 | 12.36 - Mansheya Fanous-Bill No.12 Store Building (S.PS) (Civil Works)-76-12.1.8.b- | Supply and apply of Dry mix paint for facades including substrate preparation, scaffoldings, grooves, applying three coats of paint as per required colors and all required accessories as shown on the Contract Drawings, recommended by manufacturer and approved by the Engineer prior to installation. | Approved
Qasr Rashwan Lot A _0207 | CLI.CON-000001 |  |  | Approved
Qasr Rashwan Lot A _0207 | CLI.CON-000001 | 12.22 | BILL NO. 6.1 Civil Works - Admin Room (Main PS) | Approved
Qasr Rashwan Lot A _0207 | CLI.CON-000001 |  |  | Approved
Qasr Rashwan Lot A _0207 | CLI.CON-000001 | 12.29 - Mansheya Fanous-Bill No. 10 SECONDARY Pumping Station (Civil works)-59-10.1.4.c- | Supply and apply of waterproofing for the internal surfaces resistant to acids for internal surfaces of the pump structure (floors, walls, ceilings, etc.) including epoxy paints, screed, hardener and all required accessories all necessary works (contractor should submit samples for approval by the engineer) . according to drawings, specifications and recommended by the manufacturer and approved by the Engineer prior to installation. | Approved
Qasr Rashwan Lot A _0207 | CLI.CON-000001 |  |  | Approved
Qasr Rashwan Lot A _0207 | CLI.CON-000001 | 12.38 - Mansheya Fanous-Bill No.6Admin Room - Civil Works-42-6.1.3-b.2 | 120 mm thick. | Approved
Qasr Rashwan Lot A _0207 | CLI.CON-000001 |  |  | Approved
Qasr Rashwan Lot A _0207 | CLI.CON-000001 | 12.22 - Mansheya Fanous-Bill No.6Admin Room - Civil Works-43-6.1.7-a.3 | cement tiling, for roof | Approved
Qasr Rashwan Lot A _0207 | CLI.CON-000001 |  |  | Approved
Qasr Rashwan Lot A _0207 | CLI.CON-000001 | 12.39 - 3. Manshya fanous.Mansheya Fanous-Bill: Admin (Secondary)-13.2.4-a. | 75mm | Approved
Qasr Rashwan Lot A _0207 | CLI.CON-000001 |  |  | Approved
Qasr Rashwan Lot A _0207 | CLI.CON-000001 | 12.35 - Mansheya Fanous-S.PS Guard room NO. 11.3-11.3.5-b | Lighting outlets. | Approved
Qasr Rashwan Lot A _0207 | CLI.CON-000001 |  |  | Approved
Qasr Rashwan Lot A _0207 | CLI.CON-000001 | 12.31 - Mansheya Fanous-SEC. Pump Station NO. 10.3-10.3.8- | Supply, installation, calibration, connection and testing of Pressure Transmitter with a range of 0 to 10 bar including all necessary accessories required for installation and operation requirements. | Approved
Qasr Rashwan Lot A _0207 | CLI.CON-000001 |  |  | Approved
Qasr Rashwan Lot A _0207 | CLI.CON-000001 | 12.11 - 3. Manshya fanous.Mansheya Fanous-Bill No. 2 - Forcemain (Main)-2.1.5.3-d | Flange spigot with puddle flanged pieces 150mm | Approved
Qasr Rashwan Lot A _0207 | CLI.CON-000001 |  |  | Approved
Qasr Rashwan Lot A _0207 | CLI.CON-000001 | 12.38 - Mansheya Fanous-Bill No.6Admin Room - Civil Works-42-6.1.3-c.1 | 250 mm thick. | Approved
Qasr Rashwan Lot A _0207 | CLI.CON-000001 |  |  | Approved
Qasr Rashwan Lot A _0207 | CLI.CON-000001 | 12.21 - Mansheya Fanous-M.PS Store NO. 5.2-5.2.4-a | Single Phase Switched Socket 220v, 16A, 2-pin Type Complete With Earthing Contact. | Approved
Qasr Rashwan Lot A _0207 | CLI.CON-000001 |  |  | Approved
Qasr Rashwan Lot A _0207 | CLI.CON-000001 | 12.16 - 3. Manshya fanous.Mansheya Fanous-Bill. - Mansheya Fanous Pump Station (Main)-3.4.6-a. | Supply, Test, Delivery, Erection of Hammering control systems, complete with all accessories as per Contract documents, the Contractor is responsible for the anti-hammer system .protection system comprises of the following components: -Hybrid surge vessel 12 m3 ( d: 1.9 m - 4.3 m height ) | Approved
Qasr Rashwan Lot A _0207 | CLI.CON-000001 |  |  | Approved
Qasr Rashwan Lot A _0207 | CLI.CON-000001 | 12.33 - Mansheya Fanous-Bill No. 11 Guard room (S.PS)(Civil Works)-68-11.1.3-b.2 | 120 mm thick. | Approved
Qasr Rashwan Lot A _0207 | CLI.CON-000001 |  |  | Approved
Qasr Rashwan Lot A _0207 | CLI.CON-000001 | 12.10 - 3. Manshya fanous.Mansheya Fanous-BILL NO. 1: SEWAGE NETWORK-1.2.1-b.1 | Ditto, depth to invert between 1.51 m and 2.00 m | Approved
Qasr Rashwan Lot A _0207 | CLI.CON-000001 |  |  | Approved
Qasr Rashwan Lot A _0207 | CLI.CON-000001 | 12.37 - Mansheya Fanous-S.PS Store NO. 12.2-12.2.2-c | Enclosed Polycarbonate, Wall Mounting Luminaire IP65 With 20 Watt LED Lamp. | Approved
Qasr Rashwan Lot A _0207 | CLI.CON-000001 |  |  | Approved
Qasr Rashwan Lot A _0207 | CLI.CON-000001 | 12.33 - Mansheya Fanous-Bill No. 11 Guard room (S.PS)(Civil Works)-67-11.1.2-a.2 | For roof slopes, 30 mm to 140 mm thick | Approved
Qasr Rashwan Lot A _0207 | CLI.CON-000001 |  |  | Approved
Qasr Rashwan Lot A _0207 | CLI.CON-000001 | 12.19 - Mansheya Fanous-M.PS Guard room NO. 4.3-4.3.3-a | One Way, Two-gang Lighting Switch 10A. | Approved
Qasr Rashwan Lot A _0207 | CLI.CON-000001 |  |  | Approved
Qasr Rashwan Lot A _0207 | CLI.CON-000001 | 12.12 - 3. Manshya fanous.Mansheya Fanous-Bill No. 2 - Forcemain (Secondary)-2.2.5 | 250 mm dia sewer pipes | Approved
Qasr Rashwan Lot A _0207 | CLI.CON-000001 |  |  | Approved
Qasr Rashwan Lot A _0207 | CLI.CON-000001 | 12.31 - Mansheya Fanous-SEC. Pump Station NO. 10.3-10.3.16- | Layout external lighting complete with (Solar lighting poles (solar panels, battery, LED light, charger), boundary wall lighting, wires, UPVC and PVC Conduits,…..etc) and all accessories as per Contract documents. | Approved
Qasr Rashwan Lot A _0207 | CLI.CON-000001 |  |  | Approved
Qasr Rashwan Lot A _0207 | CLI.CON-000001 | 12.12 - 3. Manshya fanous.Mansheya Fanous-Bill No. 2 - Forcemain (Secondary)-2.2.2-a | Valve chamber type (A) | Approved
Qasr Rashwan Lot A _0207 | CLI.CON-000001 |  |  | Approved
Qasr Rashwan Lot A _0207 | CLI.CON-000001 | 12.13 - Mansheya Fanous-Bill No. 3 Main Pumping Station (Civil works)-22-3.1.7-a.1 | Abrasion, friction, acids and shock resistant ceramic | Approved
Qasr Rashwan Lot A _0207 | CLI.CON-000001 |  |  | Approved
Qasr Rashwan Lot A _0207 | CLI.CON-000001 | 12.30 - Mansheya Fanous-SEC. Pump Station NO. 10.2-10.2.3-a | One Way, One-gang Lighting Switch 10A. | Approved
Qasr Rashwan Lot A _0207 | CLI.CON-000001 |  |  | Approved
Qasr Rashwan Lot A _0207 | CLI.CON-000001 | 12.11 - 3. Manshya fanous.Mansheya Fanous-Bill No. 2 - Forcemain (Main)-2.1.7 | Supply and filling by clean sand between the existing covered waterways and the forcemain pipe covered by concrete encasement | Approved
Qasr Rashwan Lot A _0207 | CLI.CON-000001 |  |  | Approved
Qasr Rashwan Lot A _0207 | CLI.CON-000001 | 12.23 - 3. Manshya fanous.Mansheya Fanous-Bill .: Admin (Main)-6.2.2-a. | 25mm dia. | Approved
Qasr Rashwan Lot A _0207 | CLI.CON-000001 |  |  | Approved
Qasr Rashwan Lot A _0207 | CLI.CON-000001 | 12.15 - Mansheya Fanous-Main Pump Station NO. 3.3-3.3.19- | Supply, install, connect and test a complete closed circuit surveillance TV (CCTV) system complete with Weatherproof fixed camera HD, Weatherproof Motorized cameras HD, DVR, Rack, UPS, Joystick, remote controller, color photos printer, conduits, Coaxial cables, control cables, LED screen, boxes between devices, UPS....etc. and all necessary works to complete works as per specifications and contract documents. | Approved
Qasr Rashwan Lot A _0207 | CLI.CON-000001 |  |  | Approved
Qasr Rashwan Lot A _0207 | CLI.CON-000001 | 12.36 - Mansheya Fanous-Bill No.12 Store Building (S.PS) (Civil Works)-74-12.1.2-c.2 | RC protection layer | Approved
Qasr Rashwan Lot A _0207 | CLI.CON-000001 |  |  | Approved
Qasr Rashwan Lot A _0207 | CLI.CON-000001 | 12.13 - Mansheya Fanous-Bill No. 3 Main Pumping Station (Civil works)-19-3.1.2.d- | Supply and casting of in-place reinforced concrete (Grade C30) with Sulfate- resistant cement, including: formwork, scaffolding, expansion and construction joints, Steel bar reinforcement, joint filler and sealant, accessories, transporting, mixing, casting, finishing, compaction by vibratory, curing and testing as required by the specifications. | Approved
Qasr Rashwan Lot A _0207 | CLI.CON-000001 |  |  | Approved
Qasr Rashwan Lot A _0207 | CLI.CON-000001 | 12.29 - Mansheya Fanous-Bill No. 10 SECONDARY Pumping Station (Civil works)-59-10.1.4.e- | Supply and installation of 50 mm extruded polystyrene boards for roof heat insulation with minimum density 35 kg/cm²; the work include Polystyrene sheet 1mm layer. Sample shall be approved before execution and all required works shall be as per manufacturer's instructions, recommendations and Specification. | Approved
Qasr Rashwan Lot A _0207 | CLI.CON-000001 |  |  | Approved
Qasr Rashwan Lot A _0207 | CLI.CON-000001 | 12.28 - Mansheya Fanous-Bill No.9 Site and Civil Works -55-9.3.1-a. | 25mm dia. | Approved
Qasr Rashwan Lot A _0207 | CLI.CON-000001 |  |  | Approved
Qasr Rashwan Lot A _0207 | CLI.CON-000001 |  |  | Approved
Qasr Rashwan Lot A _0207 | CLI.CON-000001 | 12.10 - 3. Manshya fanous.Mansheya Fanous-BILL NO. 1: SEWAGE NETWORK-1.5.1-b | HC 60*90 cm | Approved
Qasr Rashwan Lot A _0207 | CLI.CON-000001 |  |  | Approved
Qasr Rashwan Lot A _0207 | CLI.CON-000001 | 12.21 - Mansheya Fanous-M.PS Store NO. 5.2-5.2.3- | One Way, Three-gang Lighting Switch 10A. | Approved
Qasr Rashwan Lot A _0207 | CLI.CON-000001 |  |  | Approved
Qasr Rashwan Lot A _0207 | CLI.CON-000001 | 12.29 - Mansheya Fanous-Bill No. 10 SECONDARY Pumping Station (Civil works)-60-10.1.6.b- | Type W1, 3.000 mm width x 1,500 mm height | Approved
Qasr Rashwan Lot A _0207 | CLI.CON-000001 |  |  | Approved
Qasr Rashwan Lot A _0207 | CLI.CON-000001 | 12.13 - Mansheya Fanous-Bill No. 3 Main Pumping Station (Civil works)-20-3.1.4-b | Supply and installation of PVC water stop 25 cm width including fixing, fittings, jointing and accessories. Complete as shown on Contract Drawings and all required works shall be as per manufacturer's instructions, recommendations and Specification. | Approved
Qasr Rashwan Lot A _0207 | CLI.CON-000001 |  |  | Approved
Qasr Rashwan Lot A _0207 | CLI.CON-000001 | 12.10 - 3. Manshya fanous.Mansheya Fanous-BILL NO. 1: SEWAGE NETWORK-1.1.1-c.3 | Ditto, depth to invert between 2.51 m and 3.50 m | Approved
Qasr Rashwan Lot A _0207 | CLI.CON-000001 |  |  | Approved
Qasr Rashwan Lot A _0207 | CLI.CON-000001 | 12.11 - 3. Manshya fanous.Mansheya Fanous-Bill No. 2 - Forcemain (Main)-2.1.5.3-c | Flange socket with puddle flanged pieces 150mm | Approved
Qasr Rashwan Lot A _0207 | CLI.CON-000001 |  |  | Approved
Qasr Rashwan Lot A _0207 | CLI.CON-000001 | 12.39 - 3. Manshya fanous.Mansheya Fanous-Bill: Admin (Secondary)-13.2.5-a. | 75mm dia | Approved
Qasr Rashwan Lot A _0207 | CLI.CON-000001 |  |  | Approved
Qasr Rashwan Lot A _0207 | CLI.CON-000001 | 12.31 - Mansheya Fanous-SEC. Pump Station NO. 10.3-10.3.14- | Low voltage cables (0.6/1kV) complete with (UPVC Conduits, lugs, ..etc) and all accessories, as per Contract Documents. | Approved
Qasr Rashwan Lot A _0207 | CLI.CON-000001 |  |  | Approved
Qasr Rashwan Lot A _0207 | CLI.CON-000001 | 12.39 | BILL NO. 13.2 Plumbing Works – Admin Room (Sec. PS) | Approved
Qasr Rashwan Lot A _0207 | CLI.CON-000001 |  |  | Approved
Qasr Rashwan Lot A _0207 | CLI.CON-000001 | 12.19 - Mansheya Fanous-M.PS Guard room NO. 4.3-4.3.2-b | Ditto As Above But For Maintained Electricity Duration. Provided With Emergency Unit For 3 Hours | Approved
Qasr Rashwan Lot A _0207 | CLI.CON-000001 |  |  | Approved
Qasr Rashwan Lot A _0207 | CLI.CON-000001 | 12.18 - 3. Manshya fanous.Mansheya Fanous-Bill: Guard room (Main)-4.2.3-a. | gully trap 30 x 30 | Approved
Qasr Rashwan Lot A _0207 | CLI.CON-000001 |  |  | Approved
Qasr Rashwan Lot A _0207 | CLI.CON-000001 | 12.10 - 3. Manshya fanous.Mansheya Fanous-BILL NO. 1: SEWAGE NETWORK-1.1.1-e.2 | Ditto, depth to invert between 3.51 m and 4.50 m | Approved
Qasr Rashwan Lot A _0207 | CLI.CON-000001 |  |  | Approved
Qasr Rashwan Lot A _0207 | CLI.CON-000001 | 12.11 - 3. Manshya fanous.Mansheya Fanous-Bill No. 2 - Forcemain (Main)-2.1.3.3-c | Flange Socket with puddle flanged pieces 250mm | Approved
Qasr Rashwan Lot A _0207 | CLI.CON-000001 |  |  | Approved
Qasr Rashwan Lot A _0207 | CLI.CON-000001 | 12.11 - 3. Manshya fanous.Mansheya Fanous-Bill No. 2 - Forcemain (Main)-2.1.5.1-a | Gate valve 250mm dia. | Approved
Qasr Rashwan Lot A _0207 | CLI.CON-000001 |  |  | Approved
Qasr Rashwan Lot A _0207 | CLI.CON-000001 | 12.33 - Mansheya Fanous-Bill No. 11 Guard room (S.PS)(Civil Works)-67-11.1.2-b.2 | For grade slabs, 100 mm thick | Approved
Qasr Rashwan Lot A _0207 | CLI.CON-000001 |  |  | Approved
Qasr Rashwan Lot A _0207 | CLI.CON-000001 | 12.29 - Mansheya Fanous-Bill No. 10 SECONDARY Pumping Station (Civil works)-58-10.1.2-c | Supply and install the steel structure for the edge of the wet well to support the concrete structure of the wet well includes the steel reinforcement for walls of the pit, steel SIB for pit floor, beam of dicophyl, plates, angles, bolts, nuts and washers as required by drawings, specifications and Engineer instructions. | Approved
Qasr Rashwan Lot A _0207 | CLI.CON-000001 |  |  | Approved
Qasr Rashwan Lot A _0207 | CLI.CON-000001 | 12.38 - Mansheya Fanous-Bill No.6Admin Room - Civil Works-42-6.1.3-a.2 | 120 mm thick. | Approved
Qasr Rashwan Lot A _0207 | CLI.CON-000001 |  |  | Approved
Qasr Rashwan Lot A _0207 | CLI.CON-000001 | 13.14 - Khulusi-Main Pump Station NO. 3.3-42066- | Prime Power Diesel Generator 50 KVA (at least) (Canopy Type - Under Shed) complete with outgoing circuit breaker (MCCB) and fully equipped with all accessories as per Contract Documents and complete with all accessories required for erection and good working conditions. | Approved
Qasr Rashwan Lot A _0207 | CLI.CON-000001 |  |  | Approved
Qasr Rashwan Lot A _0207 | CLI.CON-000001 | 13.19 - Khulusi-Bill No.5 Store Building (Civil Works)-31-5.1.1.a- | Excavation from ground level to required depth and grades in all types of soil except the rock, including support system, floading with water, dewatering, compacting bottom of excavation using dynamic roller, transporting excavated materials to the approved off-Site disposal area as per drawings, specifications and geotechnical report. | Approved
Qasr Rashwan Lot A _0207 | CLI.CON-000001 |  |  | Approved
Qasr Rashwan Lot A _0207 | CLI.CON-000001 | 13.11 - 4. Khulusi.Khulusi-Bill No. 2 - Forcemain-2.4.2-a | Crossing under Bahr Fanous by pipe jacking or macro-tunneling | Approved
Qasr Rashwan Lot A _0207 | CLI.CON-000001 |  |  | Approved
Qasr Rashwan Lot A _0207 | CLI.CON-000001 | 13.11 - 4. Khulusi.Khulusi-Bill No. 2 - Forcemain-2.3.4-a | Dismantling joint 200mm | Approved
Qasr Rashwan Lot A _0207 | CLI.CON-000001 |  |  | Approved
Qasr Rashwan Lot A _0207 | CLI.CON-000001 | 13.16 - Khulusi-Bill No.4 Guard Room (Civil Works)-26-4.1.6-a.1 | Type D1, size 800mmx2,200mm | Approved
Qasr Rashwan Lot A _0207 | CLI.CON-000001 |  |  | Approved
Qasr Rashwan Lot A _0207 | CLI.CON-000001 | 13.14 - Khulusi-Main Pump Station NO. 3.3-41336- | Instrumentation and Control System Spare Parts as per specifications. | Approved
Qasr Rashwan Lot A _0207 | CLI.CON-000001 |  |  | Approved
Qasr Rashwan Lot A _0207 | CLI.CON-000001 | 13.10 - 4. Khulusi.Khulusi-BILL NO. 1: SEWAGE NETWORK-1.1.1-d.1 | Ditto, depth to invert between 2.51 m and 3.50 m | Approved
Qasr Rashwan Lot A _0207 | CLI.CON-000001 |  |  | Approved
Qasr Rashwan Lot A _0207 | CLI.CON-000001 | 13.20 - Khulusi-Store NO. 5.2-5.2.4-a | Single Phase Switched Socket 220v, 16A, 2-pin Type Complete With Earthing Contact. | Approved
Qasr Rashwan Lot A _0207 | CLI.CON-000001 |  |  | Approved
Qasr Rashwan Lot A _0207 | CLI.CON-000001 | 13.25 - Khulusi-Generator Shed 7.2-7.2.4-a | Lighting outlets. | Approved
Qasr Rashwan Lot A _0207 | CLI.CON-000001 |  |  | Approved
Qasr Rashwan Lot A _0207 | CLI.CON-000001 | 13.17 - 4. Khulusi.Khulusi-Bill Guard room (PS)-4.2.2-a. | 25mm dia. | Approved
Qasr Rashwan Lot A _0207 | CLI.CON-000001 |  |  | Approved
Qasr Rashwan Lot A _0207 | CLI.CON-000001 | 13.21 - Khulusi-Bill No.6Admin Room - Civil Works-39-6.1.8.c- | Supply and apply of 90 cm high dry mix for skirting including substrate preparation, scaffoldings, grooves, and all required accessories as shown on Contract Drawings, recommended by manufacturer and approved by the Engineer prior to installation. | Approved
Qasr Rashwan Lot A _0207 | CLI.CON-000001 |  |  | Approved
Qasr Rashwan Lot A _0207 | CLI.CON-000001 | 13.19 - Khulusi-Bill No.5 Store Building (Civil Works)-33-5.1.9-a. | 75mm dia. | Approved
Qasr Rashwan Lot A _0207 | CLI.CON-000001 |  |  | Approved
Qasr Rashwan Lot A _0207 | CLI.CON-000001 | 13.18 - Khulusi-Guard room NO. 4.3-4.3.4-a | Single Phase Switched Socket 220v, 16A, 2-pin Type Complete With Earthing Contact. | Approved
Qasr Rashwan Lot A _0207 | CLI.CON-000001 |  |  | Approved
Qasr Rashwan Lot A _0207 | CLI.CON-000001 | 13.23 - Khulusi-Admin Building NO. 6.3 -6.3.3-a | One Way, Two-gang Lighting Switch 10A. | Approved
Qasr Rashwan Lot A _0207 | CLI.CON-000001 |  |  | Approved
Qasr Rashwan Lot A _0207 | CLI.CON-000001 | 13.11 - 4. Khulusi.Khulusi-Bill No. 2 - Forcemain-2.3.3-a | Flange Spigot with puddle flanged pieces 300mm | Approved
Qasr Rashwan Lot A _0207 | CLI.CON-000001 |  |  | Approved
Qasr Rashwan Lot A _0207 | CLI.CON-000001 | 13.22 | BILL NO. 6.2 Plumbing Works – Admin Room | Approved
Qasr Rashwan Lot A _0207 | CLI.CON-000001 |  |  | Approved
Qasr Rashwan Lot A _0207 | CLI.CON-000001 | 13.21 - Khulusi-Bill No.6Admin Room - Civil Works-38-6.1.6-a.1 | Type D1, size 800mmx2,200mm | Approved
Qasr Rashwan Lot A _0207 | CLI.CON-000001 |  |  | Approved
Qasr Rashwan Lot A _0207 | CLI.CON-000001 | 13.21 - Khulusi-Bill No.6Admin Room - Civil Works-37-6.1.3-b.1 | 250 mm thick. | Approved
Qasr Rashwan Lot A _0207 | CLI.CON-000001 | 13.25 - Khulusi-Generator Shed 7.2-7.2.1-a | Supply, install, connect, test and commission of complete L.V. distribution boards (LP-GEN. SHED) the price include selectvity study, termination, Identifications, labling, glands, copper luggs as specified and as indicating drawings. System shall be lump sum complete in every respect with all necessary accessories and ancillary works. | Approved
Qasr Rashwan Lot A _0207 | CLI.CON-000001 |  |  | Approved
Qasr Rashwan Lot A _0207 | CLI.CON-000001 | 13.19 - Khulusi-Bill No.5 Store Building (Civil Works)-31-5.1.2-c.2 | RC protection layer | Approved
Qasr Rashwan Lot A _0207 | CLI.CON-000001 |  |  | Approved
Qasr Rashwan Lot A _0207 | CLI.CON-000001 | 13.19 - Khulusi-Bill No.5 Store Building (Civil Works)-31-5.1.2-b.2 | For grade slabs, 100 mm thick | Approved
Qasr Rashwan Lot A _0207 | CLI.CON-000001 |  |  | Approved
Qasr Rashwan Lot A _0207 | CLI.CON-000001 | 13.19 - Khulusi-Bill No.5 Store Building (Civil Works)-33-5.1.8-a | Supply and apply of acrylic paint for internal walls and ceiling including substrate preparation, applying three coats of paint as per required colors and all required accessories as shown on drawings, specified in the Contract documents, recommended by manufacturer and approved by the Engineer prior to installation. | Approved
Qasr Rashwan Lot A _0207 | CLI.CON-000001 |  |  | Approved
Qasr Rashwan Lot A _0207 | CLI.CON-000001 | 13.20 - Khulusi-Store NO. 5.2-5.2.2-c | Enclosed Polycarbonate, Wall Mounting Luminaire IP65 With 20 Watt LED Lamp. | Approved
Qasr Rashwan Lot A _0207 | CLI.CON-000001 |  |  | Approved
Qasr Rashwan Lot A _0207 | CLI.CON-000001 | 13.11 - 4. Khulusi.Khulusi-Bill No. 2 - Forcemain-2.5.3-b | Flange spigot with puddle flanged pieces 200mm | Approved
Qasr Rashwan Lot A _0207 | CLI.CON-000001 |  |  | Approved
Qasr Rashwan Lot A _0207 | CLI.CON-000001 | 13.21 - Khulusi-Bill No.6Admin Room - Civil Works-39-6.1.8.b- | Supply and apply of Dry mix paint for facades including substrate preparation, scaffoldings, grooves, applying three coats of paint as per required colors and all required accessories as shown on the Contract Drawings, recommended by manufacturer and approved by the Engineer prior to installation. | Approved
Qasr Rashwan Lot A _0207 | CLI.CON-000001 |  |  | Approved
Qasr Rashwan Lot A _0207 | CLI.CON-000001 | 13.19 - Khulusi-Bill No.5 Store Building (Civil Works)-32-5.1.4.a- | Supply and apply two coats of oxidized bituminous paint insulation to reinforced concrete in contact with soil such as footings, ground beam, columns pedestal and masonry work to 15 cm upper the GL, sample shall be approved before execution and all required works shall be as per manufacturer's instructions, recommendations and Specification. | Approved
Qasr Rashwan Lot A _0207 | CLI.CON-000001 |  |  | Approved
Qasr Rashwan Lot A _0207 | CLI.CON-000001 | 13.20 - Khulusi-Store NO. 5.2-5.2.2-b | Ditto As Above But For Maintained Electricity Duration. Provided With Emergency Unit For 3 Hours | Approved
Qasr Rashwan Lot A _0207 | CLI.CON-000001 |  |  | Approved
Qasr Rashwan Lot A _0207 | CLI.CON-000001 | 13.19 - Khulusi-Bill No.5 Store Building (Civil Works)-31-5.1.2-a.1 | Under foundations | Approved
Qasr Rashwan Lot A _0207 | CLI.CON-000001 |  |  | Approved
Qasr Rashwan Lot A _0207 | CLI.CON-000001 | 13.16 - Khulusi-Bill No.4 Guard Room (Civil Works)-26-4.1.7-c | Supply and lay marble / granite steps the riser 20 mm thick and the tread 40 mm thick including skirting & anti slip braking width 3 cm, as parallel lines as per drawings, specifications and approved sample. | Approved
Qasr Rashwan Lot A _0207 | CLI.CON-000001 |  |  | Approved
Qasr Rashwan Lot A _0207 | CLI.CON-000001 | 13.10 - 4. Khulusi.Khulusi-BILL NO. 1: SEWAGE NETWORK-1.1.1-c.3 | Ditto, depth to invert between 2.51 m and 3.50 m | Approved
Qasr Rashwan Lot A _0207 | CLI.CON-000001 |  |  | Approved
Qasr Rashwan Lot A _0207 | CLI.CON-000001 | 13.10 - 4. Khulusi.Khulusi-BILL NO. 1: SEWAGE NETWORK-1.1.1-b.4 | Ditto, depth to invert between 3.51 m and 4.50 m | Approved
Qasr Rashwan Lot A _0207 | CLI.CON-000001 |  |  | Approved
Qasr Rashwan Lot A _0207 | CLI.CON-000001 | 13.14 - Khulusi-Main Pump Station NO. 3.3-3.3.7- | Supply, installation, calibration, connection and testing of level float switch with acable length 15 meter including all necessary accessories required for installation and operation requirements. | Approved
Qasr Rashwan Lot A _0207 | CLI.CON-000001 |  |  | Approved
Qasr Rashwan Lot A _0207 | CLI.CON-000001 | 13.27 - Khulusi-Bill No.9 Site and Civil Works -48--9.1.e | Covering the drain and Paving roads in front of the pumping station site. The Contractor must submit the method of implementation to be approved from the Engineer. All required works of completion with the industry standards and Engineer instructions. | Approved
Qasr Rashwan Lot A _0207 | CLI.CON-000001 | 14.14 - Albersly & Iz.Alasfar-Main Pump Station NO. 3.3-3.3.4- | Supply, installation, programming, connecting, commissioning and testing of the control panel (2mm thickness) including the(Conformal coated) Programmable Logic Controller (PLC) consists of: Power supply Module CPU Module Digital Input Modules Digital Output Modules Analog Input Modules Analog Output Modules (If required) Complete with programming software, electrical protection devices, input and output isolation units, industrial switch, electrical feed, insulation transformer, lighting bulb, connection with main control system and all necessary accessories and devices. | Approved
Qasr Rashwan Lot A _0207 | CLI.CON-000001 |  |  | Approved
Qasr Rashwan Lot A _0207 | CLI.CON-000001 | 14.18 - Albersly & Iz.Alasfar-Guard room NO. 4.3-4.3.2-c | Enclosed Polycarbonate, Wall Mounting Luminaire IP65 With 20 Watt LED Lamp. | Approved
Qasr Rashwan Lot A _0207 | CLI.CON-000001 |  |  | Approved
Qasr Rashwan Lot A _0207 | CLI.CON-000001 | 14.14 - Albersly & Iz.Alasfar-Main Pump Station NO. 3.3-3.3.6- | Supply, installation, calibration, connection and testing of Non-contact Radar level transmitter with range from 0 to 20 meters and beam angle not more than 5 degree (consists of separate sensor and transmitter with digital indicator) including all necessary accessories required for installation and operation requirements. | Approved
Qasr Rashwan Lot A _0207 | CLI.CON-000001 |  |  | Approved
Qasr Rashwan Lot A _0207 | CLI.CON-000001 | 14.16 - Albersly & Iz.Alasfar-Bill No.4 Guard Room (Civil Works)-22-4.1.4.b- | Supply and installation of horizontal prefabricated moisture Insulation membrane to the wet areas with 4mm thick for floor and roof, including joints, fixtures, overlaps not less than 100 mm and item include all surface preparation steps, coating with 2 layers of primer bitumen coat, metal flashing, internal angle fillets, upstand to vertical surfaces and waterproofing to all openings and around pipes and water drains, Polystyrene sheet 1mm, protection Sand-cement mortar screed, 30 mm thick as per manufacturer's instructions, Contract Drawing, recommendations and Specification. | Approved
Qasr Rashwan Lot A _0207 | CLI.CON-000001 |  |  | Approved
Qasr Rashwan Lot A _0207 | CLI.CON-000001 | 14.10 - 5. Iz. Albersly.Iz.Albersly & Iz.Alasfar-BILL NO. 1: SEWAGE NETWORK-1.3-a | IC 60*60 cm | Approved
Qasr Rashwan Lot A _0207 | CLI.CON-000001 |  |  | Approved
Qasr Rashwan Lot A _0207 | CLI.CON-000001 | 14.17 - 5. Iz. Albersly.Iz.Albersly & Iz.Alasfar-Bill Guard room (PS)-4.2.1-b. | Supply and install hand wash sink with soap dish and holder, with all its required accessories, water mixer, faucets, floor and siphon chrome 1.5 inch, include cold and hot water supply connections, sewage pipes with 2 corner stopcocks with approved sample. All required works of completion with the industry standards. | Approved
Qasr Rashwan Lot A _0207 | CLI.CON-000001 |  |  | Approved
Qasr Rashwan Lot A _0207 | CLI.CON-000001 | 14.12 - Albersly & Iz.Alasfar-Bill No. 3 Main Pumping Station (Civil works)-15-3.1.9-a | 75mm dia. | Approved
Qasr Rashwan Lot A _0207 | CLI.CON-000001 |  |  | Approved
Qasr Rashwan Lot A _0207 | CLI.CON-000001 | 14.19 - Albersly & Iz.Alasfar-Bill No.5 Generator Shed (Civil Works)-27-5.1.a- | Supplying and casting in-place of generator base and the price includes all the necessary excavation and backfilling works, the removal and disposal of the excavated material to the designated dump, the supply and work of plain concrete Grade C20, reinforced concrete Grade C25, insulation works for the base and all that comes into contact with the soil, including formwork, transporting, mixing, casting, finishing, curing and testing as required by the specifications. provided that the work is completed in full according to the Contract drawings, technical specifications, industry assets and the instructions of the Engineer. | Approved
Qasr Rashwan Lot A _0207 | CLI.CON-000001 |  |  | Approved
Qasr Rashwan Lot A _0207 | CLI.CON-000001 | 14.11 - 5. Iz. Albersly.Iz.Albersly & Iz.Alasfar-Bill No. 2 - Forcemain-2.7 | Deep Dewatering according to soil investigation, specification and Engineer instruction. | Approved
Qasr Rashwan Lot A _0207 | CLI.CON-000001 |  |  | Approved
Qasr Rashwan Lot A _0207 | CLI.CON-000001 | 14.15 - 5. Iz. Albersly.Iz.Albersly & Iz.Alasfar-Bill - Iz.Albersly & Iz.Alasfar Pump Station-3.4.7 | Basket screen including all accessories as specified in technical specifications. | Approved
Qasr Rashwan Lot A _0207 | CLI.CON-000001 |  |  | Approved
Qasr Rashwan Lot A _0207 | CLI.CON-000001 | 14.12 - Albersly & Iz.Alasfar-Bill No. 3 Main Pumping Station (Civil works)-13-3.1.4-b | Supply and installation of PVC water stop 25 cm width including fixing, fittings, jointing and accessories. Complete as shown on Contract Drawings and all required works shall be as per manufacturer's instructions, recommendations and Specification. | Approved
Qasr Rashwan Lot A _0207 | CLI.CON-000001 |  |  | Approved
Qasr Rashwan Lot A _0207 | CLI.CON-000001 | 14.10 - 5. Iz. Albersly.Iz.Albersly & Iz.Alasfar-BILL NO. 1: SEWAGE NETWORK-1.1.1-b.3 | Ditto, depth to invert between 2.51 m and 3.50 m | Approved
Qasr Rashwan Lot A _0207 | CLI.CON-000001 |  |  | Approved
Qasr Rashwan Lot A _0207 | CLI.CON-000001 | 10.25 - Iz. Saad Al Rouby-Bill No.8 Site and Civil Works -50-8.2.7-a. | Supply and apply of Dry mix paint for facades including substrate preparation, scaffoldings, grooves, applying three coats of paint as per required colors and all required accessories as shown on the Contract Drawings, recommended by manufacturer and approved by the Engineer prior to installation. | Approved
Qasr Rashwan Lot A _0207 | CLI.CON-000001 |  |  | Approved
Qasr Rashwan Lot A _0207 | CLI.CON-000001 | 10.15 - Saad Al Rouby-Main Pump Station NO. 3.3-3.3.16- | Layout external lighting complete with (Solar lighting poles (solar panels, battery, LED light, charger), boundary wall lighting, wires, UPVC and PVC Conduits,…..etc) and all accessories as per Contract documents. | Approved
Qasr Rashwan Lot A _0207 | CLI.CON-000001 |  |  | Approved
Qasr Rashwan Lot A _0207 | CLI.CON-000001 | 10.11 - 1. Saad Al Rouby.Saad Al Rouby-Bill No. 2 - Forcemain-2.1 | Wooden formwork are left in their places after the excavation, construction and backfilling works over them, as approved from the Engineer Bill No.3.4 - Saad Al Rouby Pump Station (Mechanical works) | Approved
Qasr Rashwan Lot A _0207 | CLI.CON-000001 |  |  | Approved
Qasr Rashwan Lot A _0207 | CLI.CON-000001 | 10.25 - Iz. Saad Al Rouby-Bill No.8 Site and Civil Works -48-8.2.1.c- | Supply, backfilling and compaction to the required grades with approved clean sand on layers not more than 25 cm thick. The layers are to be compacted by means of vibratory type equipment to obtain 95% of maximum dry density as per specifications. | Approved
Qasr Rashwan Lot A _0207 | CLI.CON-000001 |  |  | Approved
Qasr Rashwan Lot A _0207 | CLI.CON-000001 | 10.17 - Iz. Saad Al Rouby-Bill No.4 Guard Room (Civil Works)-32-4.1.3-a.1 | 250 mm thick. | Approved
Qasr Rashwan Lot A _0207 | CLI.CON-000001 |  |  | Approved
Qasr Rashwan Lot A _0207 | CLI.CON-000001 | 10.19 - Saad Al Rouby-Guard room NO. 4.3-4.3.3-a | One Way, Two-gang Lighting Switch 10A. | Approved
Qasr Rashwan Lot A _0207 | CLI.CON-000001 |  |  | Approved
Qasr Rashwan Lot A _0207 | CLI.CON-000001 | 10.10 - 1. Saad Al Rouby.Saad Al Rouby-BILL NO. 1: SEWAGE NETWORK-1.2.2-a.2 | Ditto, depth to invert between 2.01 m and 2.50 m | Approved
Qasr Rashwan Lot A _0207 | CLI.CON-000001 |  |  | Approved
Qasr Rashwan Lot A _0207 | CLI.CON-000001 | 10.15 - Saad Al Rouby-Main Pump Station NO. 3.3-3.3.3- | Main Low tension switchboard (0.38kV) complete with all component (C.B, contactors,Electrcal and mechanical interlock, measuring and protection devices …etc), as per Single Line Diagram and Contract Documents (to be erected in pump building). | Approved
Qasr Rashwan Lot A _0207 | CLI.CON-000001 |  |  | Approved
Qasr Rashwan Lot A _0207 | CLI.CON-000001 | 10.13 - Iz. Saad Al Rouby-Bill No. 3 Main Pumping Station (Civil works)-22-3.1.1-b | Extra over for excavation in rock. | Approved
Qasr Rashwan Lot A _0207 | CLI.CON-000001 |  |  | Approved
Qasr Rashwan Lot A _0207 | CLI.CON-000001 | 10.10 - 1. Saad Al Rouby.Saad Al Rouby-BILL NO. 1: SEWAGE NETWORK-1.1.1-c.5 | Ditto, depth to invert between 5.51 m and 6.50 m | Approved
Qasr Rashwan Lot A _0207 | CLI.CON-000001 |  |  | Approved
Qasr Rashwan Lot A _0207 | CLI.CON-000001 | 10.15 - Saad Al Rouby-Main Pump Station NO. 3.3-3.3.10- | Supply, installation, calibration, connection and testing of Pressure gauge with a range of 0 to 10 bar and all necessary accessories required for installation and operation requirements. | Approved
Qasr Rashwan Lot A _0207 | CLI.CON-000001 |  |  | Approved
Qasr Rashwan Lot A _0207 | CLI.CON-000001 | 10.11 - 1. Saad Al Rouby.Saad Al Rouby-Bill No. 2 - Forcemain-2.4.4-b | Wash-out valve chamber | Approved
Qasr Rashwan Lot A _0207 | CLI.CON-000001 |  |  | Approved
Qasr Rashwan Lot A _0207 | CLI.CON-000001 | 10.20 - Iz. Saad Al Rouby-Bill No.5 Store Building (Civil Works)-38-5.1.3.a- | 250 mm thick. | Approved
Qasr Rashwan Lot A _0207 | CLI.CON-000001 |  |  | Approved
Qasr Rashwan Lot A _0207 | CLI.CON-000001 | 10.10 - 1. Saad Al Rouby.Saad Al Rouby-BILL NO. 1: SEWAGE NETWORK-1.2.1-b.9 | Ditto, depth to invert between 5.51 m and 6.00 m | Approved
Qasr Rashwan Lot A _0207 | CLI.CON-000001 |  |  | Approved
Qasr Rashwan Lot A _0207 | CLI.CON-000001 | 10.10 - 1. Saad Al Rouby.Saad Al Rouby-BILL NO. 1: SEWAGE NETWORK-1.2.1-b.8 | Ditto, depth to invert between 5.01 m and 5.50 m | Approved
Qasr Rashwan Lot A _0207 | CLI.CON-000001 |  |  | Approved
Qasr Rashwan Lot A _0207 | CLI.CON-000001 |  |  | Approved
Qasr Rashwan Lot A _0207 | CLI.CON-000001 | 11.23 - Murad Al Gendy W Al Sanahra-Admin Building NO. 6.3 -6.3.2-c | Enclosed Polycarbonate, Wall Mounting Luminaire IP65 With 20 Watt LED Lamp. | Approved
Qasr Rashwan Lot A _0207 | CLI.CON-000001 |  |  | Approved
Qasr Rashwan Lot A _0207 | CLI.CON-000001 | 11.14 - Murad Al Gendy W Al Sanahra-Main Pump Station NO. 3.3-41336- | Instrumentation and Control System Spare Parts as per specifications. | Approved
Qasr Rashwan Lot A _0207 | CLI.CON-000001 |  |  | Approved
Qasr Rashwan Lot A _0207 | CLI.CON-000001 | 11.19 - Murad Al Gendy W Al Sanahra-Bill No.5 Store Building (Civil Works)-36-5.1.5-a | Supply and excite cement sand plaster for internal slabs, walls and beams with all metal accessories, the item includes substrate preparation, all required works of completion with the industry standards. As per specification, drawings and the Engineer's instructions. | Approved
Qasr Rashwan Lot A _0207 | CLI.CON-000001 |  |  | Approved
Qasr Rashwan Lot A _0207 | CLI.CON-000001 | 11.19 - Murad Al Gendy W Al Sanahra-Bill No.5 Store Building (Civil Works)-35-5.1.4.b- | Supply and installation of horizontal prefabricated moisture Insulation membrane to the wet areas with 4mm thick for floor and roof, including joints, fixtures, overlaps not less than 100 mm and item include all surface preparation steps, coating with 2 layers of primer bitumen coat, metal flashing, internal angle fillets, upstand to vertical surfaces and waterproofing to all openings and around pipes and water drains, Polystyrene sheet 1mm, protection Sand-cement mortar screed, 30 mm thick as per manufacturer's instructions, Contract Drawing, recommendations and Specification. | Approved
Qasr Rashwan Lot A _0207 | CLI.CON-000001 |  |  | Approved
Qasr Rashwan Lot A _0207 | CLI.CON-000001 | 11.13 - Murad Al Gendy W Al Sanahra-Main Pump Station NO. 3.2-3.2.2-b | Ditto As Above But For Maintained Electricity Duration. Provided With Emergency Unit For 3 Hours. | Approved
Qasr Rashwan Lot A _0207 | CLI.CON-000001 |  |  | Approved
Qasr Rashwan Lot A _0207 | CLI.CON-000001 | 11.15 - 2. Murad Al Gendy.Murad Al Gendy W Al Sanahra-Bill No.3.4 - Murad Al Gendy W Al Sanahra Pump Station (Mechanical works)-3.4.3-c. | Flanged non-return valve, dia. 250 mm. | Approved
Qasr Rashwan Lot A _0207 | CLI.CON-000001 |  |  | Approved
Qasr Rashwan Lot A _0207 | CLI.CON-000001 | 11.12 - Murad Al Gendy W Al Sanahra-Bill No. 3 Main Pumping Station (Civil works)-18-3.1.4.d- | Supply and installation of horizontal prefabricated moisture Insulation membrane to the wet areas with 4mm thick for floor and roof, including joints, fixtures, overlaps not less than 100 mm and item include all surface preparation steps, coating with 2 layers of primer bitumen coat, metal flashing, internal angle fillets, upstand to vertical surfaces and waterproofing to all openings and around pipes and water drains, Polystyrene sheet 1mm, protection Sand-cement mortar screed, 30 mm thick as per manufacturer's instructions, Contract Drawing, recommendations and Specification. | Approved
Qasr Rashwan Lot A _0207 | CLI.CON-000001 |  |  | Approved
Qasr Rashwan Lot A _0207 | CLI.CON-000001 | 11.21 - Murad Al Gendy W Al Sanahra-Bill No.6Admin Room - Civil Works-42-6.1.7.b- | Supply and installation of ceramic tiles, pattern as shown on drawings including cement mortar, setting bed, grouting, pointing, fixing, support and all required accessories. Complete as shown on drawings, specified in the Contract documents, recommended by manufacturer and approved by the Engineer prior to installation. | Approved
Qasr Rashwan Lot A _0207 | CLI.CON-000001 |  |  | Approved
Qasr Rashwan Lot A _0207 | CLI.CON-000001 | 11.14 - Murad Al Gendy W Al Sanahra-Main Pump Station NO. 3.3-43162- | Fire alarm system complete with Conventional fire alarm control panel, smoke detectors, heat detectors, manual call point, bell, fire alarm siren and wire and all necessary components (internal wires and outlets, etc) required to complete the system in perfect case, the fire alarm control panel shall be erected in pump operating room. | Approved
Qasr Rashwan Lot A _0207 | CLI.CON-000001 |  |  | Approved
Qasr Rashwan Lot A _0207 | CLI.CON-000001 | 11.11 - 2. Murad Al Gendy.Murad Al Gendy W Al Sanahra-Bill No. 2 - Forcemain-2.3.5-b | 90º (150mm) | Approved
Qasr Rashwan Lot A _0207 | CLI.CON-000001 |  |  | Approved
Qasr Rashwan Lot A _0207 | CLI.CON-000001 | 11.12 - Murad Al Gendy W Al Sanahra-Bill No. 3 Main Pumping Station (Civil works)-17-3.1.1-d | Supply, backfilling and compaction to the required grades with approved clean sand on layers not more than 25 cm thick. The layers are to be compacted by means of vibratory type equipment to obtain 95% of maximum dry density as per specifications. | Approved
Qasr Rashwan Lot A _0207 | CLI.CON-000001 |  |  | Approved
Qasr Rashwan Lot A _0207 | CLI.CON-000001 | 11.11 - 2. Murad Al Gendy.Murad Al Gendy W Al Sanahra-Bill No. 2 - Forcemain-2.2-c | Air Release valve chamber | Approved
Qasr Rashwan Lot A _0207 | CLI.CON-000001 |  |  | Approved
Qasr Rashwan Lot A _0207 | CLI.CON-000001 |  |  | Approved
Qasr Rashwan Lot A _0207 | CLI.CON-000001 | 12.29 - Mansheya Fanous-Bill No. 10 SECONDARY Pumping Station (Civil works)-58-10.1.1-b | Submersible Excavation | Approved
Qasr Rashwan Lot A _0207 | CLI.CON-000001 |  |  | Approved
Qasr Rashwan Lot A _0207 | CLI.CON-000001 | 12.15 - Mansheya Fanous-Main Pump Station NO. 3.3-3.3.5- | Supply, installation, calibration, connection and testing of the electromagnetic flow meter on the main discharge line (250mm diameter) (consists of separate sensor and transmitter with digital indicator) including all necessary accessories required for installation and operation requirements. | Approved
Qasr Rashwan Lot A _0207 | CLI.CON-000001 |  |  | Approved
Qasr Rashwan Lot A _0207 | CLI.CON-000001 | 12.17 - Mansheya Fanous-Bill No.4 Guard Room (Civil Works)-30-4.1.3-b.1 | 250 mm thick. | Approved
Qasr Rashwan Lot A _0207 | CLI.CON-000001 |  |  | Approved
Qasr Rashwan Lot A _0207 | CLI.CON-000001 | 12.13 - Mansheya Fanous-Bill No. 3 Main Pumping Station (Civil works)-20-3.1.4.c- | Supply and apply of waterproofing for the internal surfaces resistant to acids for internal surfaces of the pump structure (floors, walls, ceilings, etc.) including epoxy paints, screed, hardener and all required accessories all necessary works (contractor should submit samples for approval by the engineer) . according to drawings, specifications and recommended by the manufacturer and approved by the Engineer prior to installation. | Approved
Qasr Rashwan Lot A _0207 | CLI.CON-000001 |  |  | Approved
Qasr Rashwan Lot A _0207 | CLI.CON-000001 | 12.11 | BILL NO. 2 Force Main Pipeline (From Main Pumping Station to Murad Al Gendy W Al Sanahra Village Network) | Approved
Qasr Rashwan Lot A _0207 | CLI.CON-000001 |  |  | Approved
Qasr Rashwan Lot A _0207 | CLI.CON-000001 | 12.15 - Mansheya Fanous-Main Pump Station NO. 3.3-3.3.2- | Outdoor Kiosk power transformer package 300 KVA, 11/0.4KV complete with Ring Main Unit, Bus-Bar, Breakers, Protection, Measuring, Low Voltage accumulated energy meter and all required accessories for medium voltage, as per tendered documents, and shall be supplied and erected according to the requirements of the Egyptian Electric Authority (E.E.A), the contractor shall take the approval of the (E.E.A) before supplying. | Approved
Qasr Rashwan Lot A _0207 | CLI.CON-000001 |  |  | Approved
Qasr Rashwan Lot A _0207 | CLI.CON-000001 | 12.28 - Mansheya Fanous-Bill No.9 Site and Civil Works -54-9.2.4.a- | Supply and apply two coats of oxidized bituminous paint insulation to reinforced concrete in contact with soil such as footings, ground beam, columns pedestal and masonry work to 15 cm upper the GL, sample shall be approved before execution and all required works shall be as per manufacturer's instructions, recommendations and Specification. | Approved
Qasr Rashwan Lot A _0207 | CLI.CON-000001 |  |  | Approved
Qasr Rashwan Lot A _0207 | CLI.CON-000001 | 12.28 - Mansheya Fanous-Bill No.9 Site and Civil Works -53-9.2.2.a- | Under foundations | Approved
Qasr Rashwan Lot A _0207 | CLI.CON-000001 |  |  | Approved
Qasr Rashwan Lot A _0207 | CLI.CON-000001 | 12.4 | BILL NO. 13.3 Electrical Works – Admin Room (Sec. PS) | Approved
Qasr Rashwan Lot A _0207 | CLI.CON-000001 |  |  | Approved
Qasr Rashwan Lot A _0207 | CLI.CON-000001 | 12.42 - Mansheya Fanous-S.PS Generator Shed 14.2-14.2.2-b | Ditto As Above But For Maintained Electricity Duration. Provided With Emergency Unit For 3 Hours | Approved
Qasr Rashwan Lot A _0207 | CLI.CON-000001 |  |  | Approved
Qasr Rashwan Lot A _0207 | CLI.CON-000001 | 12.38 - Mansheya Fanous-Bill No.6Admin Room - Civil Works-41-6.1.1.a- | Excavation from ground level to required depth and grades in all types of soil except the rock, including support system, floading with water, dewatering, compacting bottom of excavation using dynamic roller, transporting excavated materials to the approved off-Site disposal area as per drawings, specifications and geotechnical report. | Approved
Qasr Rashwan Lot A _0207 | CLI.CON-000001 |  |  | Approved
Qasr Rashwan Lot A _0207 | CLI.CON-000001 | 12.22 - Mansheya Fanous-Bill No.6Admin Room - Civil Works-41-6.1.2-a.1 | Under foundations | Approved
Qasr Rashwan Lot A _0207 | CLI.CON-000001 |  |  | Approved
Qasr Rashwan Lot A _0207 | CLI.CON-000001 | 12.40 - Mansheya Fanous-S.PS Admin Building NO. 13.3-13.3.4-a | Single Phase Switched Socket 220v, 16A, 2-pin Type Complete With Earthing Contact. | Approved
Qasr Rashwan Lot A _0207 | CLI.CON-000001 |  |  | Approved
Qasr Rashwan Lot A _0207 | CLI.CON-000001 | 12.15 - Mansheya Fanous-Main Pump Station NO. 3.3-3.3.9- | Supply, installation, calibration, connection and testing of Pressure Switch with a range of 0 to 10 bar and all necessary accessories required for installation and operation requirements. | Approved
Qasr Rashwan Lot A _0207 | CLI.CON-000001 |  |  | Approved
Qasr Rashwan Lot A _0207 | CLI.CON-000001 | 12.14 - Mansheya Fanous-Main Pump Station NO. 3.2-3.2.1- | Supply, install, connect, test and commission of complete L.V. distribution boards (LP-PS) the price include selectvity study, termination, Identifications, labling, glands, copper luggs as specified and as indicating drawings. System shall be lump sum complete in every respect with all necessary accessories and ancillary works. | Approved
Qasr Rashwan Lot A _0207 | CLI.CON-000001 |  |  | Approved
Qasr Rashwan Lot A _0207 | CLI.CON-000001 | 12.29 - Mansheya Fanous-Bill No. 10 SECONDARY Pumping Station (Civil works)-60-10.1.6-c | Supply, fabrication and erection of Stainless steel 316L handrail including all required steel members, welding, jointing, all fixings, fittings, painting and accessories. all required works of completion with the industry standards. As per Specification, Drawings and Engineer's instructions. | Approved
Qasr Rashwan Lot A _0207 | CLI.CON-000001 |  |  | Approved
Qasr Rashwan Lot A _0207 | CLI.CON-000001 | 12.11 - 3. Manshya fanous.Mansheya Fanous-Bill No. 2 - Forcemain (Main)-2.1.4.4-a | Inception chamber | Approved
Qasr Rashwan Lot A _0207 | CLI.CON-000001 |  |  | Approved
Qasr Rashwan Lot A _0207 | CLI.CON-000001 | 12.11 - 3. Manshya fanous.Mansheya Fanous-Bill No. 2 - Forcemain (Main)-2.1.5.2-b | Tee 150/150 | Approved
Qasr Rashwan Lot A _0207 | CLI.CON-000001 |  |  | Approved
Qasr Rashwan Lot A _0207 | CLI.CON-000001 | 12.11 - 3. Manshya fanous.Mansheya Fanous-Bill No. 2 - Forcemain (Main)-2.1.2-f | Dowble slow down chamber | Approved
Qasr Rashwan Lot A _0207 | CLI.CON-000001 |  |  | Approved
Qasr Rashwan Lot A _0207 | CLI.CON-000001 | 12.2 | BILL NO. 5.1 Civil Works - Store Building (Main PS) | Approved
Qasr Rashwan Lot A _0207 | CLI.CON-000001 |  |  | Approved
Qasr Rashwan Lot A _0207 | CLI.CON-000001 | 12.11 - 3. Manshya fanous.Mansheya Fanous-Bill No. 2 - Forcemain (Main)-2.1.4.2-b | Double Crossing under Kings Drain inside concrete encasement of 25cm thick. | Approved
Qasr Rashwan Lot A _0207 | CLI.CON-000001 |  |  | Approved
Qasr Rashwan Lot A _0207 | CLI.CON-000001 | 12.31 - Mansheya Fanous-SEC. Pump Station NO. 10.3-10.3.4- | Supply, installation, programming, connecting, commissioning and testing of the control panel (2mm thickness) including the(Conformal coated) Programmable Logic Controller (PLC) consists of: Power supply Module CPU Module Digital Input Modules Digital Output Modules Analog Input Modules Analog Output Modules (If required) Complete with programming software, electrical protection devices, input and output isolation units, industrial switch, electrical feed, insulation transformer, lighting bulb, connection with main control system and all necessary accessories and devices. | Approved
Qasr Rashwan Lot A _0207 | CLI.CON-000001 |  |  | Approved
Qasr Rashwan Lot A _0207 | CLI.CON-000001 | 12.20 - Mansheya Fanous-Bill No.5 Store Building (Civil Works)-38-5.1.8.b- | Supply and apply of Dry mix paint for facades including substrate preparation, scaffoldings, grooves, applying three coats of paint as per required colors and all required accessories as shown on the Contract Drawings, recommended by manufacturer and approved by the Engineer prior to installation. | Approved
Qasr Rashwan Lot A _0207 | CLI.CON-000001 |  |  | Approved
Qasr Rashwan Lot A _0207 | CLI.CON-000001 | 12.40 - Mansheya Fanous-S.PS Admin Building NO. 13.3-13.3.2-a | Surface mounted luminaire with 1x60 watt led lamps, With (IP20) | Approved
Qasr Rashwan Lot A _0207 | CLI.CON-000001 |  |  | Approved
Qasr Rashwan Lot A _0207 | CLI.CON-000001 | 12.16 - 3. Manshya fanous.Mansheya Fanous-Bill. - Mansheya Fanous Pump Station (Main)-3.4.3-c. | Flanged non-return valve, dia. 200 mm. | Approved
Qasr Rashwan Lot A _0207 | CLI.CON-000001 |  |  | Approved
Qasr Rashwan Lot A _0207 | CLI.CON-000001 | 12.22 - Mansheya Fanous-Bill No.6Admin Room - Civil Works-43-6.1.6-a.1 | Type D1, size 800mmx2,200mm | Approved
Qasr Rashwan Lot A _0207 | CLI.CON-000001 |  |  | Approved
Qasr Rashwan Lot A _0207 | CLI.CON-000001 | 12.11 - 3. Manshya fanous.Mansheya Fanous-Bill No. 2 - Forcemain (Main)-2.1.2-g | Flowmeter chamber | Approved
Qasr Rashwan Lot A _0207 | CLI.CON-000001 |  |  | Approved
Qasr Rashwan Lot A _0207 | CLI.CON-000001 | 12.24 - Mansheya Fanous-M.PS Admin Building NO. 6.3-6.3.4-a | Single Phase Switched Socket 220v, 16A, 2-pin Type Complete With Earthing Contact. | Approved
Qasr Rashwan Lot A _0207 | CLI.CON-000001 |  |  | Approved
Qasr Rashwan Lot A _0207 | CLI.CON-000001 | 12.10 - 3. Manshya fanous.Mansheya Fanous-BILL NO. 1: SEWAGE NETWORK-1.5.1-a | HC 60*60 cm | Approved
Qasr Rashwan Lot A _0207 | CLI.CON-000001 |  |  | Approved
Qasr Rashwan Lot A _0207 | CLI.CON-000001 | 12.13 - Mansheya Fanous-Bill No. 3 Main Pumping Station (Civil works)-19-3.1.2-a.3 | For roof slopes, 30 mm to 140 mm thick | Approved
Qasr Rashwan Lot A _0207 | CLI.CON-000001 |  |  | Approved
Qasr Rashwan Lot A _0207 | CLI.CON-000001 | 12.29 - Mansheya Fanous-Bill No. 10 SECONDARY Pumping Station (Civil works)-61-10.1.9-a | 75mm dia. | Approved
Qasr Rashwan Lot A _0207 | CLI.CON-000001 |  |  | Approved
Qasr Rashwan Lot A _0207 | CLI.CON-000001 | 12.31 - Mansheya Fanous-SEC. Pump Station NO. 10.3-10.3.17- | Earthing system network complete with (Inspection pit, rods, bare copper conductor ...etc) and all accessories, as per Contract documents. | Approved
Qasr Rashwan Lot A _0207 | CLI.CON-000001 |  |  | Approved
Qasr Rashwan Lot A _0207 | CLI.CON-000001 | 12.11 - 3. Manshya fanous.Mansheya Fanous-Bill No. 2 - Forcemain (Main)-2.1.5.2-a | Tee 250/150 | Approved
Qasr Rashwan Lot A _0207 | CLI.CON-000001 |  |  | Approved
Qasr Rashwan Lot A _0207 | CLI.CON-000001 | 12.10 - 3. Manshya fanous.Mansheya Fanous-BILL NO. 1: SEWAGE NETWORK-1.2.1-b.2 | Ditto, depth to invert between 2.01 m and 2.50 m | Approved
Qasr Rashwan Lot A _0207 | CLI.CON-000001 |  |  | Approved
Qasr Rashwan Lot A _0207 | CLI.CON-000001 | 12.30 - Mansheya Fanous-SEC. Pump Station NO. 10.2-10.2.4-b | Industrial Single Phase Switched Power Socket 220v, 25A, 2-pin Type Complete With Earthing Contact And Cover. | Approved
Qasr Rashwan Lot A _0207 | CLI.CON-000001 |  |  | Approved
Qasr Rashwan Lot A _0207 | CLI.CON-000001 | 12.29 - Mansheya Fanous-Bill No. 10 SECONDARY Pumping Station (Civil works)-58-10.1.2-a.2 | PC Slope concrete for floor with hardener | Approved
Qasr Rashwan Lot A _0207 | CLI.CON-000001 |  |  | Approved
Qasr Rashwan Lot A _0207 | CLI.CON-000001 | 12.28 - Mansheya Fanous-Bill No.9 Site and Civil Works -53-9.2.1.c- | Supply, backfilling and compaction to the required grades with approved clean sand on layers not more than 25 cm thick. The layers are to be compacted by means of vibratory type equipment to obtain 95% of maximum dry density as per specifications. | Approved
Qasr Rashwan Lot A _0207 | CLI.CON-000001 |  |  | Approved
Qasr Rashwan Lot A _0207 | CLI.CON-000001 | 12.28 - Mansheya Fanous-Bill No.9 Site and Civil Works -53-9.2.2.c- | Supply and casting of in-place reinforced concrete Grade C25 in super structure for column and capping, including: formwork, scaffolding, expansion and construction joints, Steel bar reinforcement, joint filler and sealant, accessories, transporting, mixing, casting, finishing, compaction by vibratory, spraying, curing, and testing as required by the specifications. | Approved
Qasr Rashwan Lot A _0207 | CLI.CON-000001 |  |  | Approved
Qasr Rashwan Lot A _0207 | CLI.CON-000001 | 12.22 - Mansheya Fanous-Bill No.6Admin Room - Civil Works-41-6.1.2-c.1 | structure | Approved
Qasr Rashwan Lot A _0207 | CLI.CON-000001 |  |  | Approved
Qasr Rashwan Lot A _0207 | CLI.CON-000001 | 12.29 - Mansheya Fanous-Bill No. 10 SECONDARY Pumping Station (Civil works)-58-10.1.1-d | Supply, backfilling and compaction to the required grades with approved clean sand on layers not more than 25 cm thick. The layers are to be compacted by means of vibratory type equipment to obtain 95% of maximum dry density as per specifications. | Approved
Qasr Rashwan Lot A _0207 | CLI.CON-000001 |  |  | Approved
Qasr Rashwan Lot A _0207 | CLI.CON-000001 | 12.28 - Mansheya Fanous-Bill No.9 Site and Civil Works -55-9.2.7.b- | Supply and apply of 50 cm high dry mix for skirting including substrate preparation, scaffoldings, grooves, and all required accessories as shown on Contract Drawings, recommended by manufacturer and approved by the Engineer prior to installation. | Approved
Qasr Rashwan Lot A _0207 | CLI.CON-000001 |  |  | Approved
Qasr Rashwan Lot A _0207 | CLI.CON-000001 | 12.22 - Mansheya Fanous-Bill No.6Admin Room - Civil Works-41-6.1.2-c.2 | RC protection layer | Approved
Qasr Rashwan Lot A _0207 | CLI.CON-000001 |  |  | Approved
Qasr Rashwan Lot A _0207 | CLI.CON-000001 | 12.33 - Mansheya Fanous-Bill No. 11 Guard room (S.PS)(Civil Works)-68-11.1.4.b- | Supply and installation of horizontal prefabricated moisture Insulation membrane to the wet areas with 4mm thick for floor and roof, including joints, fixtures, overlaps not less than 100 mm and item include all surface preparation steps, coating with 2 layers of primer bitumen coat, metal flashing, internal angle fillets, upstand to vertical surfaces and waterproofing to all openings and around pipes and water drains, Polystyrene sheet 1mm, protection Sand-cement mortar screed, 30 mm thick as per manufacturer's instructions, Contract Drawing, recommendations and Specification. | Approved
Qasr Rashwan Lot A _0207 | CLI.CON-000001 |  |  | Approved
Qasr Rashwan Lot A _0207 | CLI.CON-000001 |  |  | Approved
Qasr Rashwan Lot A _0207 | CLI.CON-000001 | 13.21 - Khulusi-Bill No.6Admin Room - Civil Works-36-6.1.1.a- | Excavation from ground level to required depth and grades in all types of soil except the rock, including support system, floading with water, dewatering, compacting bottom of excavation using dynamic roller, transporting excavated materials to the approved off-Site disposal area as per drawings, specifications and geotechnical report. | Approved
Qasr Rashwan Lot A _0207 | CLI.CON-000001 |  |  | Approved
Qasr Rashwan Lot A _0207 | CLI.CON-000001 | 13.16 - Khulusi-Bill No.4 Guard Room (Civil Works)-26-4.1.7-a.1 | Ceramic floor, glazed ceramic | Approved
Qasr Rashwan Lot A _0207 | CLI.CON-000001 |  |  | Approved
Qasr Rashwan Lot A _0207 | CLI.CON-000001 | 13.21 - Khulusi-Bill No.6Admin Room - Civil Works-37-6.1.3-a.2 | 120 mm thick. | Approved
Qasr Rashwan Lot A _0207 | CLI.CON-000001 |  |  | Approved
Qasr Rashwan Lot A _0207 | CLI.CON-000001 | 13.10 - 4. Khulusi.Khulusi-BILL NO. 1: SEWAGE NETWORK-1.1.1-c.1 | Depth to invert not exceeding 1.5 m | Approved
Qasr Rashwan Lot A _0207 | CLI.CON-000001 |  |  | Approved
Qasr Rashwan Lot A _0207 | CLI.CON-000001 | 13.17 - 4. Khulusi.Khulusi-Bill Guard room (PS)-4.2.5-a. | 75mm dia Bill No.6: Admin Building | Approved
Qasr Rashwan Lot A _0207 | CLI.CON-000001 |  |  | Approved
Qasr Rashwan Lot A _0207 | CLI.CON-000001 | 13.20 - Khulusi-Store NO. 5.2-5.2.5-b | Lighting outlets. | Approved
Qasr Rashwan Lot A _0207 | CLI.CON-000001 |  |  | Approved
Qasr Rashwan Lot A _0207 | CLI.CON-000001 | 13.10 - 4. Khulusi.Khulusi-BILL NO. 1: SEWAGE NETWORK-1.2.1-b.2 | Ditto, depth to invert between 2.01 m and 2.50 m | Approved
Qasr Rashwan Lot A _0207 | CLI.CON-000001 |  |  | Approved
Qasr Rashwan Lot A _0207 | CLI.CON-000001 | 13.16 - Khulusi-Bill No.4 Guard Room (Civil Works)-25-4.1.5-a | Supply and excite cement sand plaster for internal slabs, walls and beams with all metal accessories, the item includes substrate preparation, all required works of completion with the industry standards. As per Specification, Drawings and Engineer instructions. | Approved
Qasr Rashwan Lot A _0207 | CLI.CON-000001 |  |  | Approved
Qasr Rashwan Lot A _0207 | CLI.CON-000001 | 13.14 - Khulusi-Main Pump Station NO. 3.3-40971- | Supply, installation, termination and testing of control cables (12 x 2 mm2) from valve actuators, water hammering system, generators, transformers, Low Voltage Main Distribution Board (LVMDB), Motor Control Centers (MCC) to the PLC panel complete with conduits, pull boxes, junction boxes, accessories, duct bank...etc. | Approved
Qasr Rashwan Lot A _0207 | CLI.CON-000001 |  |  | Approved
Qasr Rashwan Lot A _0207 | CLI.CON-000001 | 13.10 - 4. Khulusi.Khulusi-BILL NO. 1: SEWAGE NETWORK-1.5.1-a | Inlet chamber on 300mm diameter sewage pipe line | Approved
Qasr Rashwan Lot A _0207 | CLI.CON-000001 |  |  | Approved
Qasr Rashwan Lot A _0207 | CLI.CON-000001 | 13.21 - Khulusi-Bill No.6Admin Room - Civil Works-36-6.1.1-b. | Extra over for excavation in rock. Structural backfilling | Approved
Qasr Rashwan Lot A _0207 | CLI.CON-000001 |  |  | Approved
Qasr Rashwan Lot A _0207 | CLI.CON-000001 | 13.15 - 4. Khulusi.Khulusi-Bill - Khulusi Pump Station-3.4.5-a. | D.C.I, Socket and spigot Wall piece, dia. 300 mm. | Approved
Qasr Rashwan Lot A _0207 | CLI.CON-000001 |  |  | Approved
Qasr Rashwan Lot A _0207 | CLI.CON-000001 | 13.15 - 4. Khulusi.Khulusi-Bill - Khulusi Pump Station-3.4.3-c. | Flanged non-return valve, dia. 150 mm. | Approved
Qasr Rashwan Lot A _0207 | CLI.CON-000001 |  |  | Approved
Qasr Rashwan Lot A _0207 | CLI.CON-000001 | 13.19 - Khulusi-Bill No.5 Store Building (Civil Works)-32-5.1.6-b.1 | Type W1, 2,800 mm width x 1,000 mm height | Approved
Qasr Rashwan Lot A _0207 | CLI.CON-000001 |  |  | Approved
Qasr Rashwan Lot A _0207 | CLI.CON-000001 | 13.27 - Khulusi-Bill No.9 Site and Civil Works -49-9.2.4.b- | Supply and installation of foam Expansion joints outdoor type joint sealant Complete as shown on drawings, and recommended by the manufacturer and Specification. | Approved
Qasr Rashwan Lot A _0207 | CLI.CON-000001 |  |  | Approved
Qasr Rashwan Lot A _0207 | CLI.CON-000001 | 13.11 - 4. Khulusi.Khulusi-Bill No. 2 - Forcemain-2.9 | Excavation in rock according to soil and as specified in the Contract Documents. | Approved
Qasr Rashwan Lot A _0207 | CLI.CON-000001 |  |  | Approved
Qasr Rashwan Lot A _0207 | CLI.CON-000001 |  |  | Approved
Qasr Rashwan Lot A _0207 | CLI.CON-000001 | 13.18 - Khulusi-Guard room NO. 4.3-4.3.2-d | Surface Mounted Luminaire (IP54) With 20W LED lamp. | Approved
Qasr Rashwan Lot A _0207 | CLI.CON-000001 |  |  | Approved
Qasr Rashwan Lot A _0207 | CLI.CON-000001 | 13.22 - 4. Khulusi.Khulusi-Bill No.6: Admin Building-6.2.5-a. | 75mm dia | Approved
Qasr Rashwan Lot A _0207 | CLI.CON-000001 |  |  | Approved
Qasr Rashwan Lot A _0207 | CLI.CON-000001 | 13.13 - Khulusi-Main Pump Station NO. 3.2-3.2.3-b | Ditto As Above Item, But Of Weatherproof Type. | Approved
Qasr Rashwan Lot A _0207 | CLI.CON-000001 |  |  | Approved
Qasr Rashwan Lot A _0207 | CLI.CON-000001 | 13.11 - 4. Khulusi.Khulusi-Bill No. 2 - Forcemain-2.3.3-c | Flange spigot with puddle flanged pieces 200 mm | Approved
Qasr Rashwan Lot A _0207 | CLI.CON-000001 |  |  | Approved
Qasr Rashwan Lot A _0207 | CLI.CON-000001 | 13.10 - 4. Khulusi.Khulusi-BILL NO. 1: SEWAGE NETWORK-1.1.1-b.1 | Depth to invert not exceeding 1.5 m | Approved
Qasr Rashwan Lot A _0207 | CLI.CON-000001 |  |  | Approved
Qasr Rashwan Lot A _0207 | CLI.CON-000001 | 13.19 - Khulusi-Bill No.5 Store Building (Civil Works)-32-5.1.6-a.1 | Type D1, Size 2,500mmx2,500mm | Approved
Qasr Rashwan Lot A _0207 | CLI.CON-000001 |  |  | Approved
Qasr Rashwan Lot A _0207 | CLI.CON-000001 | 13.14 - Khulusi-Main Pump Station NO. 3.3-3.3.2- | Outdoor Kiosk power transformer package 100 KVA, 11/0.4KV complete with Ring Main Unit, Bus-Bar, Breakers, Protection, Measuring, Low Voltage accumulated energy meter and all required accessories for medium voltage, as per tendered documents, and shall be supplied and erected according to the requirements of the Egyptian Electric Authority (E.E.A), the contractor shall take the approval of the (E.E.A) before supplying. | Approved
Qasr Rashwan Lot A _0207 | CLI.CON-000001 |  |  | Approved
Qasr Rashwan Lot A _0207 | CLI.CON-000001 | 13.16 - Khulusi-Bill No.4 Guard Room (Civil Works)-25-4.1.4.a- | Supply and apply two coats of oxidized bituminous paint insulation to surfaces underground contact with soil such as footings, ground beam, columns pedestal and masonry work to 15 cm upper the GL, sample shall be approved before execution and all required works shall be as per manufacturer's instructions, recommendations and Specification. | Approved
Qasr Rashwan Lot A _0207 | CLI.CON-000001 |  |  | Approved
Qasr Rashwan Lot A _0207 | CLI.CON-000001 | 13.16 | BILL NO. 4.1 Civil Works - Guard Room | Approved
Qasr Rashwan Lot A _0207 | CLI.CON-000001 |  |  | Approved
Qasr Rashwan Lot A _0207 | CLI.CON-000001 | 13.16 - Khulusi-Bill No.4 Guard Room (Civil Works)-24-4.1.2-b.2 | For grade slabs, 100 mm thick | Approved
Qasr Rashwan Lot A _0207 | CLI.CON-000001 |  |  | Approved
Qasr Rashwan Lot A _0207 | CLI.CON-000001 | 13.12 - Khulusi-Bill No. 3 Main Pumping Station (Civil works)-15-3.1.2.e- | Supply and casting of in-place reinforced concrete in super structure, including: formwork, scaffolding, expansion, construction joints, Steel bar reinforcement, joint filler, sealant, transporting, fixation, mixing, pouring, leveling, finishing, compaction by vibratory, curing of reinforced concrete and testing as set out in the specifications. | Approved
Qasr Rashwan Lot A _0207 | CLI.CON-000001 |  |  | Approved
Qasr Rashwan Lot A _0207 | CLI.CON-000001 | 13.14 - Khulusi-Main Pump Station NO. 3.3-42432- | Layout external lighting complete with (Solar lighting poles (solar panels, battery, LED light, charger), boundary wall lighting, wires, UPVC and PVC Conduits,…..etc) and all accessories as per Contract documents. | Approved
Qasr Rashwan Lot A _0207 | CLI.CON-000001 |  |  | Approved
Qasr Rashwan Lot A _0207 | CLI.CON-000001 | 13.15 - 4. Khulusi.Khulusi-Bill - Khulusi Pump Station-3.4.4-f. | Blind flange, dia. 200 mm. | Approved
Qasr Rashwan Lot A _0207 | CLI.CON-000001 |  |  | Approved
Qasr Rashwan Lot A _0207 | CLI.CON-000001 | 13.12 - Khulusi-Bill No. 3 Main Pumping Station (Civil works)-16-3.1.4.c- | Supply and apply of waterproofing for the internal surfaces resistant to acids for internal surfaces of the pump structure (floors, walls, ceilings, etc.) including epoxy paints, screed, hardener and all required accessories all necessary works (contractor should submit samples for approval by the engineer) . according to drawings, specifications and recommended by the manufacturer and approved by the Engineer prior to installation. | Approved
Qasr Rashwan Lot A _0207 | CLI.CON-000001 |  |  | Approved
Qasr Rashwan Lot A _0207 | CLI.CON-000001 | 13.19 - Khulusi-Bill No.5 Store Building (Civil Works)-33-5.1.7-a.2 | cement tiling, for roof | Approved
Qasr Rashwan Lot A _0207 | CLI.CON-000001 |  |  | Approved
Qasr Rashwan Lot A _0207 | CLI.CON-000001 | 14.17 - 5. Iz. Albersly.Iz.Albersly & Iz.Alasfar-Bill Guard room (PS)-4.2.3-b. | gully trap 30 x 30 | Approved
Qasr Rashwan Lot A _0207 | CLI.CON-000001 |  |  | Approved
Qasr Rashwan Lot A _0207 | CLI.CON-000001 | 14.14 - Albersly & Iz.Alasfar-Main Pump Station NO. 3.3-3.3.12- | Supply, installation, termination and testing of control cables (12 x 2 mm2) from valve actuators, water hammering system, generators, transformers, Low Voltage Main Distribution Board (LVMDB), Motor Control Centers (MCC) to the PLC panel complete with conduits, pull boxes, junction boxes, accessories, duct bank...etc. | Approved
Qasr Rashwan Lot A _0207 | CLI.CON-000001 |  |  | Approved
Qasr Rashwan Lot A _0207 | CLI.CON-000001 | 14.16 - Albersly & Iz.Alasfar-Bill No.4 Guard Room (Civil Works)-22-4.1.4.c- | Supply and installation of 50 mm extruded polystyrene boards for roof heat insulation with minimum density 35 kg/cm²; the work include Polystyrene sheet 1mm layer. Sample shall be approved before execution and all required works shall be as per manufacturer's instructions, recommendations and Specification. | Approved
Qasr Rashwan Lot A _0207 | CLI.CON-000001 |  |  | Approved
Qasr Rashwan Lot A _0207 | CLI.CON-000001 | 14.22 - Albersly & Iz.Alasfar-Bill No.9 Site and Civil Works -32-7.2.2.c- | Supply and casting of in-place reinforced concrete Grade C25 in super structure for column and capping, including: formwork, scaffolding, expansion and construction joints, Steel bar reinforcement, joint filler and sealant, accessories, transporting, mixing, casting, finishing, compaction by vibratory, spraying, curing, and testing as required by the specifications. | Approved
Qasr Rashwan Lot A _0207 | CLI.CON-000001 |  |  | Approved
Qasr Rashwan Lot A _0207 | CLI.CON-000001 | 14.10 - 5. Iz. Albersly.Iz.Albersly & Iz.Alasfar-BILL NO. 1: SEWAGE NETWORK-1.7 | Excavation in rock as specified in the Contract Documents. | Approved
Qasr Rashwan Lot A _0207 | CLI.CON-000001 |  |  | Approved
Qasr Rashwan Lot A _0207 | CLI.CON-000001 | 14.12 - Albersly & Iz.Alasfar-Bill No. 3 Main Pumping Station (Civil works)-15-3.1.8.c- | Supply and apply of 60 cm high dry mix for skirting including substrate preparation, scaffoldings, grooves, and all required accessories as shown on Contract Drawings, recommended by manufacturer and approved by the Engineer prior to installation. | Approved
Qasr Rashwan Lot A _0207 | CLI.CON-000001 |  |  | Approved
Qasr Rashwan Lot A _0207 | CLI.CON-000001 | 14.16 - Albersly & Iz.Alasfar-Bill No.4 Guard Room (Civil Works)-21-4.1.2-b.1 | for foundation | Approved
Qasr Rashwan Lot A _0207 | CLI.CON-000001 |  |  | Approved
Qasr Rashwan Lot A _0207 | CLI.CON-000001 | 14.10 - 5. Iz. Albersly.Iz.Albersly & Iz.Alasfar-BILL NO. 1: SEWAGE NETWORK-1.5.1-a | Inlet chamber on 250 mm diameter sewage pipe line | Approved
Qasr Rashwan Lot A _0207 | CLI.CON-000001 |  |  | Approved
Qasr Rashwan Lot A _0207 | CLI.CON-000001 | 14.22 - Albersly & Iz.Alasfar-Bill No.9 Site and Civil Works -32--7.1.a | Supply and install and test Reinforced concrete pavement (20 cm thick) inside the plant including formwork and steel reinforcement mesh, 15 cm gravel as base, leveling, helicopter finish and coated by screed and all its requirement for completion the work. As per Specification, Drawings and Engineer's instructions | Approved
Qasr Rashwan Lot A _0207 | CLI.CON-000001 |  |  | Approved
Qasr Rashwan Lot A _0207 | CLI.CON-000001 | 14.19 | BILL NO. 5.1 Civil Works – Generator Shed | Approved
Qasr Rashwan Lot A _0207 | CLI.CON-000001 |  |  | Approved
Qasr Rashwan Lot A _0207 | CLI.CON-000001 | 14.20 - Albersly & Iz.Alasfar-Generator Shed No.5.2-5.2.2-a | Surface mounted luminaire with 1x60 watt led lamps, With (IP54) | Approved
Qasr Rashwan Lot A _0207 | CLI.CON-000001 |  |  | Approved
Qasr Rashwan Lot A _0207 | CLI.CON-000001 | 14.16 - Albersly & Iz.Alasfar-Bill No.4 Guard Room (Civil Works)-22-4.1.5-b | Supply and apply external cement plastering to facades with all metal accessories, base and finish coat, thickness 2cm striped with 2 cm groove render for facades. all required works of completion with the industry standards. As per Specification, Drawings and Engineer's instructions. | Approved
Qasr Rashwan Lot A _0207 | CLI.CON-000001 |  |  | Approved
Qasr Rashwan Lot A _0207 | CLI.CON-000001 | 14.11 - 5. Iz. Albersly.Iz.Albersly & Iz.Alasfar-Bill No. 2 - Forcemain-2.3.2-b | Tee 150/100 | Approved
Qasr Rashwan Lot A _0207 | CLI.CON-000001 |  |  | Approved
Qasr Rashwan Lot A _0207 | CLI.CON-000001 | 10.25 - Iz. Saad Al Rouby-Bill No.8 Site and Civil Works -48-8.2.2.c- | Supply and casting of in-place reinforced concrete Grade C25 in super structure for column and capping, including: formwork, scaffolding, expansion and construction joints, Steel bar reinforcement, joint filler and sealant, accessories, transporting, mixing, casting, finishing, compaction by vibratory, spraying, curing, and testing as required by the specifications. | Approved
Qasr Rashwan Lot A _0207 | CLI.CON-000001 |  |  | Approved
Qasr Rashwan Lot A _0207 | CLI.CON-000001 | 10.10 - 1. Saad Al Rouby.Saad Al Rouby-BILL NO. 1: SEWAGE NETWORK-1.6-c | Concrete encasement 25cm (600mm) | Approved
Qasr Rashwan Lot A _0207 | CLI.CON-000001 |  |  | Approved
Qasr Rashwan Lot A _0207 | CLI.CON-000001 | 10.11 - 1. Saad Al Rouby.Saad Al Rouby-Bill No. 2 - Forcemain-2.3.3-a | Flange socket with puddle flanged pieces 350mm | Approved
Qasr Rashwan Lot A _0207 | CLI.CON-000001 |  |  | Approved
Qasr Rashwan Lot A _0207 | CLI.CON-000001 | 10.11 - 1. Saad Al Rouby.Saad Al Rouby-Bill No. 2 - Forcemain-2.2-d | Inception chamber | Approved
Qasr Rashwan Lot A _0207 | CLI.CON-000001 |  |  | Approved
Qasr Rashwan Lot A _0207 | CLI.CON-000001 | 10.17 - Iz. Saad Al Rouby-Bill No.4 Guard Room (Civil Works)-34-4.1.8.b- | Supply and apply of Dry mix paint for facades including substrate preparation, scaffoldings, grooves, applying three coats of paint as per required colors and all required accessories as shown on the Contract Drawings, recommended by manufacturer and approved by the Engineer prior to installation. | Approved
Qasr Rashwan Lot A _0207 | CLI.CON-000001 |  |  | Approved
Qasr Rashwan Lot A _0207 | CLI.CON-000001 | 10.13 - Iz. Saad Al Rouby-Bill No. 3 Main Pumping Station (Civil works)-22-3.1.2-a.2 | PC Slope concrete for floor with hardener | Approved
Qasr Rashwan Lot A _0207 | CLI.CON-000001 |  |  | Approved
Qasr Rashwan Lot A _0207 | CLI.CON-000001 | 10.17 - Iz. Saad Al Rouby-Bill No.4 Guard Room (Civil Works)-31-4.1.2-b.2 | For grade slabs, 100 mm thick | Approved
Qasr Rashwan Lot A _0207 | CLI.CON-000001 |  |  | Approved
Qasr Rashwan Lot A _0207 | CLI.CON-000001 | 10.11 - 1. Saad Al Rouby.Saad Al Rouby-Bill No. 2 - Forcemain-2.3.2-b | Tee 350/100 | Approved
Qasr Rashwan Lot A _0207 | CLI.CON-000001 |  |  | Approved
Qasr Rashwan Lot A _0207 | CLI.CON-000001 | 10.11 - 1. Saad Al Rouby.Saad Al Rouby-Bill No. 2 - Forcemain-2.5.4-b | Dismantling joint 150mm | Approved
Qasr Rashwan Lot A _0207 | CLI.CON-000001 |  |  | Approved
Qasr Rashwan Lot A _0207 | CLI.CON-000001 | 10.17 - Iz. Saad Al Rouby-Bill No.4 Guard Room (Civil Works)-32-4.1.3-b.2 | 120 mm thick. | Approved
Qasr Rashwan Lot A _0207 | CLI.CON-000001 |  |  | Approved
Qasr Rashwan Lot A _0207 | CLI.CON-000001 | 10.10 - 1. Saad Al Rouby.Saad Al Rouby-BILL NO. 1: SEWAGE NETWORK-1.2.1-b.2 | Ditto, depth to invert between 2.01 m and 2.50 m | Approved
Qasr Rashwan Lot A _0207 | CLI.CON-000001 |  |  | Approved
Qasr Rashwan Lot A _0207 | CLI.CON-000001 | 10.20 - Iz. Saad Al Rouby-Bill No.5 Store Building (Civil Works)-39-5.1.6-b.1 | Type W1, 2,800 mm width x 1,000 mm height | Approved
Qasr Rashwan Lot A _0207 | CLI.CON-000001 |  |  | Approved
Qasr Rashwan Lot A _0207 | CLI.CON-000001 | 10.19 - Saad Al Rouby-Guard room NO. 4.3-4.3.2-c | Enclosed Polycarbonate, Wall Mounting Luminaire IP65 With 20 Watt LED Lamp. | Approved
Qasr Rashwan Lot A _0207 | CLI.CON-000001 |  |  | Approved
Qasr Rashwan Lot A _0207 | CLI.CON-000001 | 10.10 - 1. Saad Al Rouby.Saad Al Rouby-BILL NO. 1: SEWAGE NETWORK-1.6-b | Concrete encasement 25cm (250mm) | Approved
Qasr Rashwan Lot A _0207 | CLI.CON-000001 |  |  | Approved
Qasr Rashwan Lot A _0207 | CLI.CON-000001 | 10.13 - Iz. Saad Al Rouby-Bill No. 3 Main Pumping Station (Civil works)-24-3.1.6.a- | Type D1, size 2,500mmx2,500mm | Approved
Qasr Rashwan Lot A _0207 | CLI.CON-000001 |  |  | Approved
Qasr Rashwan Lot A _0207 | CLI.CON-000001 | 10.20 - Iz. Saad Al Rouby-Bill No.5 Store Building (Civil Works)-38-5.1.2-c.1 | structure | Approved
Qasr Rashwan Lot A _0207 | CLI.CON-000001 |  |  | Approved
Qasr Rashwan Lot A _0207 | CLI.CON-000001 | 10.10 - 1. Saad Al Rouby.Saad Al Rouby-BILL NO. 1: SEWAGE NETWORK-1.1.1-c.2 | Ditto, depth to invert between 2.51 m and 3.50 m | Approved
Qasr Rashwan Lot A _0207 | CLI.CON-000001 |  |  | Approved
Qasr Rashwan Lot A _0207 | CLI.CON-000001 | 11.21 | BILL NO. 6.1 Civil Works – ADMIN ROOM | Approved
Qasr Rashwan Lot A _0207 | CLI.CON-000001 |  |  | Approved
Qasr Rashwan Lot A _0207 | CLI.CON-000001 | 11.10 - 2. Murad Al Gendy.Murad Al Gendy W Al Sanahra-BILL NO. 1: SEWAGE NETWORK-1.5.1-b | HC 60*90 cm | Approved
Qasr Rashwan Lot A _0207 | CLI.CON-000001 |  |  | Approved
Qasr Rashwan Lot A _0207 | CLI.CON-000001 | 11.27 - Murad Al Gendy W Al Sanahra-Bill No.9 Site and Civil Works -52--9.1.a | Supply and install and test Reinforced concrete pavement (20 cm thick) inside the plant including formwork and steel reinforcement mesh, 15 cm gravel as base, leveling, helicopter finish and coated by screed and all its requirement for completion the work. As per Specification, Drawings and Engineer's instructions | Approved
Qasr Rashwan Lot A _0207 | CLI.CON-000001 |  |  | Approved
Qasr Rashwan Lot A _0207 | CLI.CON-000001 | 11.19 - Murad Al Gendy W Al Sanahra-Bill No.5 Store Building (Civil Works)-34-5.1.1.a- | Excavation from ground level to required depth and grades in all types of soil except the rock, including support system, floading with water, dewatering, compacting bottom of excavation using dynamic roller, transporting excavated materials to the approved off-Site disposal area as per drawings, specifications and geotechnical report. | Approved
Qasr Rashwan Lot A _0207 | CLI.CON-000001 |  |  | Approved
Qasr Rashwan Lot A _0207 | CLI.CON-000001 | 11.11 - 2. Murad Al Gendy.Murad Al Gendy W Al Sanahra-Bill No. 2 - Forcemain-2.5.4-a | Dismantling joint 300mm | Approved
Qasr Rashwan Lot A _0207 | CLI.CON-000001 |  |  | Approved
Qasr Rashwan Lot A _0207 | CLI.CON-000001 | 11.27 - Murad Al Gendy W Al Sanahra-Bill No.9 Site and Civil Works -54-9.3.1-a. | 25mm dia. | Approved
Qasr Rashwan Lot A _0207 | CLI.CON-000001 |  |  | Approved
Qasr Rashwan Lot A _0207 | CLI.CON-000001 | 11.21 - Murad Al Gendy W Al Sanahra-Bill No.6Admin Room - Civil Works-42-6.1.6-a.2 | Type D2, size 700mmx2,200mm | Approved
Qasr Rashwan Lot A _0207 | CLI.CON-000001 |  |  | Approved
Qasr Rashwan Lot A _0207 | CLI.CON-000001 | 11.10 - 2. Murad Al Gendy.Murad Al Gendy W Al Sanahra-BILL NO. 1: SEWAGE NETWORK-1.2.1-b.7 | Ditto, depth to invert between 4.51 m and 5.00 m | Approved
Qasr Rashwan Lot A _0207 | CLI.CON-000001 |  |  | Approved
Qasr Rashwan Lot A _0207 | CLI.CON-000001 | 11.27 - Murad Al Gendy W Al Sanahra-Bill No.9 Site and Civil Works -54-9.3.3-a. | Inspection Chamber 600 x 600 with cover and frame | Approved
Qasr Rashwan Lot A _0207 | CLI.CON-000001 |  |  | Approved
Qasr Rashwan Lot A _0207 | CLI.CON-000001 | 11.16 | BILL NO. 4.1 Civil Works - Guard Room | Approved
Qasr Rashwan Lot A _0207 | CLI.CON-000001 |  |  | Approved
Qasr Rashwan Lot A _0207 | CLI.CON-000001 | 11.10 - 2. Murad Al Gendy.Murad Al Gendy W Al Sanahra-BILL NO. 1: SEWAGE NETWORK-1.6.3-d | Pipe coupler | Approved
Qasr Rashwan Lot A _0207 | CLI.CON-000001 |  |  | Approved
Qasr Rashwan Lot A _0207 | CLI.CON-000001 | 11.27 - Murad Al Gendy W Al Sanahra-Bill No.9 Site and Civil Works -52-9.2.2.a- | Under foundations | Approved
Qasr Rashwan Lot A _0207 | CLI.CON-000001 |  |  | Approved
Qasr Rashwan Lot A _0207 | CLI.CON-000001 | 11.15 - 2. Murad Al Gendy.Murad Al Gendy W Al Sanahra-Bill No.3.4 - Murad Al Gendy W Al Sanahra Pump Station (Mechanical works)-3.4.3-d. | Dismantling joint, dia. 250 mm. | Approved
Qasr Rashwan Lot A _0207 | CLI.CON-000001 |  |  | Approved
Qasr Rashwan Lot A _0207 | CLI.CON-000001 | 11.16 - Murad Al Gendy W Al Sanahra-Bill No.4 Guard Room (Civil Works)-29-4.1.7-c | Supply and lay marble / granite steps the riser 20 mm thick and the tread 40 mm thick including skirting & anti slip braking width 3 cm, as parallel lines as per drawings, specifications and approved sample. | Approved
Qasr Rashwan Lot A _0207 | CLI.CON-000001 |  |  | Approved
Qasr Rashwan Lot A _0207 | CLI.CON-000001 | 11.15 - 2. Murad Al Gendy.Murad Al Gendy W Al Sanahra-Bill No.3.4 - Murad Al Gendy W Al Sanahra Pump Station (Mechanical works)-3.4.4-f. | Blind flange, dia. 300 mm. | Approved
Qasr Rashwan Lot A _0207 | CLI.CON-000001 |  |  | Approved
Qasr Rashwan Lot A _0207 | CLI.CON-000001 | 11.13 - Murad Al Gendy W Al Sanahra-Main Pump Station NO. 3.2-3.2.5-b | Lighting outlets. Supply, Test, Delivery, Erection, Commissioning and putting into Operation of the following items (including all accessories) as per Contract Documents: | Approved
Qasr Rashwan Lot A _0207 | CLI.CON-000001 |  |  | Approved
Qasr Rashwan Lot A _0207 | CLI.CON-000001 | 11.11 - 2. Murad Al Gendy.Murad Al Gendy W Al Sanahra-Bill No. 2 - Forcemain-2.3.5-a | 45º (300mm) | Approved
Qasr Rashwan - Lot B _0208 | CLI.CON-000001 | 10.12 - Abd Al Azeem Al Sofy Village - Bill No.3: PUMP STATION - 3.1.4 - d | Supply and installation of horizontal prefabricated moisture Insulation membrane to the wet areas with 4mm thick for floor and roof, including joints, fixtures, overlaps not less than 100 mm and item include all surface preparation steps, coating with 2 layers of primer bitumen coat, metal flashing, internal angle fillets, upstand to vertical surfaces and waterproofing to all openings and around pipes and water drains, Polystyrene sheet 1mm, protection Sand- cement mortar screed, 30 mm thick as per manufacturer's instructions, Contract Drawing, recommendations and Specification. | Approved
Qasr Rashwan - Lot B _0208 | CLI.CON-000001 |  |  | Approved
Qasr Rashwan - Lot B _0208 | CLI.CON-000001 | 10.16 - Abd Al Azeem Al Sofy Village - Bill No.4: Guard room - 4.1.2 - c.1 | structure | Approved
Qasr Rashwan - Lot B _0208 | CLI.CON-000001 |  |  | Approved
Qasr Rashwan - Lot B _0208 | CLI.CON-000001 | 10.10 - Abd Al Azeem Al Sofy -BILL NO.1: SEWAGE NETWORK-1.5-b | HC 60*90 cm | Approved
Qasr Rashwan - Lot B _0208 | CLI.CON-000001 |  |  | Approved
Qasr Rashwan - Lot B _0208 | CLI.CON-000001 | 10.16 - Abd Al Azeem Al Sofy Village - Bill No.4: Guard room - 4.1.1 - d. | Supplying and installing of replacement soil using clean graded sand in layers not exceeding 250 mm thickness, the layers are to be compacted by equipment to reach 95% maximum dry density determined according to the modified Proctor compaction test, all as per drawings, specifications and geotechnical report. | Approved
Qasr Rashwan - Lot B _0208 | CLI.CON-000001 |  |  | Approved
Qasr Rashwan - Lot B _0208 | CLI.CON-000001 | 10.16 - Abd Al Azeem Al Sofy Village - Bill No.4: Guard room - 4.1.8 - c | Supply and apply of 90 cm high dry mix for skirting including substrate preparation, scaffoldings, grooves, and all required accessories as shown on Contract Drawings, recommended by manufacturer and approved by the Engineer prior to installation. | Approved
Qasr Rashwan - Lot B _0208 | CLI.CON-000001 |  |  | Approved
Qasr Rashwan - Lot B _0208 | CLI.CON-000001 | 10.11 - Abd Al Azeem Al Sofy -Bill No.2: Force Main Pipeline-2.4.4-e | Double Gate valve chamber | Approved
Qasr Rashwan - Lot B _0208 | CLI.CON-000001 |  |  | Approved
Qasr Rashwan - Lot B _0208 | CLI.CON-000001 | 10.15 - Abd Al Azeem Al Sofy -Bill No.3.4: Mechanical Works - Pumping Station-3.4.4-c. | Tee, 400/300 mm. | Approved
Qasr Rashwan - Lot B _0208 | CLI.CON-000001 |  |  | Approved
Qasr Rashwan - Lot B _0208 | CLI.CON-000001 | 10.21 - Abd Al Azeem Al Sofy Village - Bill No.6: Admin Building - 6.1.3 - a.1 | 250 mm thick. | Approved
Qasr Rashwan - Lot B _0208 | CLI.CON-000001 |  |  | Approved
Qasr Rashwan - Lot B _0208 | CLI.CON-000001 | 10.10 - Abd Al Azeem Al Sofy -BILL NO.1: SEWAGE NETWORK-1.3-c | Tank with external Dimensions (6.2*4.7*6.25) m | Approved
Qasr Rashwan - Lot B _0208 | CLI.CON-000001 |  |  | Approved
Qasr Rashwan - Lot B _0208 | CLI.CON-000001 | 10.10 - Abd Al Azeem Al Sofy -BILL NO.1: SEWAGE NETWORK-1.1.1-b.4 | Ditto, depth to invert between 3.51 m and 4.50 m | Approved
Qasr Rashwan - Lot B _0208 | CLI.CON-000001 |  |  | Approved
Qasr Rashwan - Lot B _0208 | CLI.CON-000001 | 10.15 - Abd Al Azeem Al Sofy -Bill No.3.4: Mechanical Works - Pumping Station-3.4.3-d. | Dismantling joint, dia. 300 mm. | Approved
Qasr Rashwan - Lot B _0208 | CLI.CON-000001 |  |  | Approved
Qasr Rashwan - Lot B _0208 | CLI.CON-000001 | 10.23 - Abd Al Azeem Al Sofy- BILL NO. 6.3: Admin Room-6.3.2-d | Surface Mounted Luminaire (IP54) With 20W LED lamp. | Approved
Qasr Rashwan - Lot B _0208 | CLI.CON-000001 |  |  | Approved
Qasr Rashwan - Lot B _0208 | CLI.CON-000001 | 10.12 - Abd Al Azeem Al Sofy Village - Bill No.3: PUMP STATION - 3.1.2 - a.2 | PC Slope concrete for floor with hardener | Approved
Qasr Rashwan - Lot B _0208 | CLI.CON-000001 |  |  | Approved
Qasr Rashwan - Lot B _0208 | CLI.CON-000001 | 10.15 - Abd Al Azeem Al Sofy -Bill No.3.4: Mechanical Works - Pumping Station-3.4.4-a. | D.C.I, K9, flanged pipes, dia. 400 mm. | Approved
Qasr Rashwan - Lot B _0208 | CLI.CON-000001 |  |  | Approved
Qasr Rashwan - Lot B _0208 | CLI.CON-000001 | 10.10 - Abd Al Azeem Al Sofy -BILL NO.1: SEWAGE NETWORK-1.2.1-b.6 | Ditto, depth to invert between 4.01 m and 4.5 m | Approved
Qasr Rashwan - Lot B _0208 | CLI.CON-000001 |  |  | Approved
Qasr Rashwan - Lot B _0208 | CLI.CON-000001 | 10.23 - Abd Al Azeem Al Sofy- BILL NO. 6.3: Admin Room-6.3.2-c | Enclosed Polycarbonate, Wall Mounting Luminaire IP65 With 20 Watt LED Lamp. | Approved
Qasr Rashwan - Lot B _0208 | CLI.CON-000001 |  |  | Approved
Qasr Rashwan - Lot B _0208 | CLI.CON-000001 | 11.11 - Abd Al Rahman Ibrahim-Bill No.2: Force Main Pipeline-2.5.2-b | Tee 300/150 | Approved
Qasr Rashwan - Lot B _0208 | CLI.CON-000001 |  |  | Approved
Qasr Rashwan - Lot B _0208 | CLI.CON-000001 | 11.16 - Iz. Abd Al Rahman Ibrahim - Bill No.4: Guard room - 4.1.6 - b.1 | Type W1, 1,000 mm width x 1,000 mm height | Approved
Qasr Rashwan - Lot B _0208 | CLI.CON-000001 |  |  | Approved
Qasr Rashwan - Lot B _0208 | CLI.CON-000001 | 11.10 - Abd Al Rahman Ibrahim-BILL NO.1: SEWAGE NETWORK-1.6-b | Concrete encasement 25cm (250mm) | Approved
Qasr Rashwan - Lot B _0208 | CLI.CON-000001 |  |  | Approved
Qasr Rashwan - Lot B _0208 | CLI.CON-000001 | 11.11 - Abd Al Rahman Ibrahim-Bill No.2: Force Main Pipeline-2.3.1-b | Gate valve 350 mm dia. | Approved
Qasr Rashwan - Lot B _0208 | CLI.CON-000001 |  |  | Approved
Qasr Rashwan - Lot B _0208 | CLI.CON-000001 | 11.21 - Iz. Abd Al Rahman Ibrahim - Bill No.6: Admin Building - 6.1.8 - a | Supply and apply of acrylic paint for internal walls and ceiling including substrate preparation, applying three coats of paint as per required colors and all required accessories as shown on drawings, specified in the Contract documents, recommended by manufacturer and approved by the Engineer prior to installation. | Approved
Qasr Rashwan - Lot B _0208 | CLI.CON-000001 |  |  | Approved
Qasr Rashwan - Lot B _0208 | CLI.CON-000001 | 11.10 - Abd Al Rahman Ibrahim-BILL NO.1: SEWAGE NETWORK--1.8 | Deep Dewatering according to soil investigation, specification and Engineer instruction. | Approved
Qasr Rashwan - Lot B _0208 | CLI.CON-000001 |  |  | Approved
Qasr Rashwan - Lot B _0208 | CLI.CON-000001 | 11.14 - Abd Al Rahman Ibrahim-BILL NO. 3.3: Main Pump Station-3.3.8- | Supply, installation, calibration, connection and testing of Pressure Transmitter with a range of 0 to 10 bar including all necessary accessories required for installation and operation requirements. | Approved
Qasr Rashwan - Lot B _0208 | CLI.CON-000001 |  |  | Approved
Qasr Rashwan - Lot B _0208 | CLI.CON-000001 | 11.1 | BILL NO. 1 Sewage Network | Approved
Qasr Rashwan - Lot B _0208 | CLI.CON-000001 |  |  | Approved
Qasr Rashwan - Lot B _0208 | CLI.CON-000001 | 11.22 | BILL NO. 6.2 Plumbing Works – Admin Room | Approved
Qasr Rashwan - Lot B _0208 | CLI.CON-000001 |  |  | Approved
Qasr Rashwan - Lot B _0208 | CLI.CON-000001 | 11.27 - Iz. Abd Al Rahman Ibrahim - Bill No.9: Site Work - 9.3.1 - b. | 100mm dia. | Approved
Qasr Rashwan - Lot B _0208 | CLI.CON-000001 |  |  | Approved
Qasr Rashwan - Lot B _0208 | CLI.CON-000001 | 11.21 - Iz. Abd Al Rahman Ibrahim - Bill No.6: Admin Building - 6.1.6 - b.2 | Type W2, 600 mm width x 600 mm height | Approved
Qasr Rashwan - Lot B _0208 | CLI.CON-000001 |  |  | Approved
Qasr Rashwan - Lot B _0208 | CLI.CON-000001 | 11.16 - Iz. Abd Al Rahman Ibrahim - Bill No.4: Guard room - 4.1.7 - b | Supply and installation of ceramic tiles, pattern as shown on drawings including cement mortar, setting bed, grouting, pointing, fixing, support and all required accessories. Complete as shown on drawings, specified in the Contract documents, recommended by manufacturer and approved by the Engineer prior to installation. | Approved
Qasr Rashwan - Lot B _0208 | CLI.CON-000001 |  |  | Approved
Qasr Rashwan - Lot B _0208 | CLI.CON-000001 | 11.16 - Iz. Abd Al Rahman Ibrahim - Bill No.4: Guard room - 4.1.8 - b | Supply and apply of Dry mix paint for facades including substrate preparation, scaffoldings, grooves, applying three coats of paint as per required colors and all required accessories as shown on the Contract Drawings, recommended by manufacturer and approved by the Engineer prior to installation. | Approved
Qasr Rashwan - Lot B _0208 | CLI.CON-000001 |  |  | Approved
Qasr Rashwan - Lot B _0208 | CLI.CON-000001 | 11.14 - Abd Al Rahman Ibrahim-BILL NO. 3.3: Main Pump Station-3.3.14- | Low voltage cables (0.6/1kV) complete with (UPVC Conduits, lugs, ..etc) and all accessories, as per Contract Documents. | Approved
Qasr Rashwan - Lot B _0208 | CLI.CON-000001 |  |  | Approved
Qasr Rashwan - Lot B _0208 | CLI.CON-000001 | 11.27 - Iz. Abd Al Rahman Ibrahim - Bill No.9: Site Work - 9.2.7 - b. | Supply and apply of 50 cm high dry mix for skirting including substrate preparation, scaffoldings, grooves, and all required accessories as shown on Contract Drawings, recommended by manufacturer and approved by the Engineer prior to installation. | Approved
Qasr Rashwan - Lot B _0208 | CLI.CON-000001 |  |  | Approved
Qasr Rashwan - Lot B _0208 | CLI.CON-000001 | 11.22 - Abd Al Rahman Ibrahim-Bill No.6.2: Plumbing Works – Admin Room-6.2.5-a. | 75mm dia 3- Suleiman Tadrus BILL NO.1: SEWAGE NETWORK | Approved
Qasr Rashwan - Lot B _0208 | CLI.CON-000001 |  |  | Approved
Qasr Rashwan - Lot B _0208 | CLI.CON-000001 | 11.11 - Abd Al Rahman Ibrahim-Bill No.2: Force Main Pipeline-2.5.3-f. | Flange spigot with puddle flanged pieces 200mm | Approved
Qasr Rashwan - Lot B _0208 | CLI.CON-000001 |  |  | Approved
Qasr Rashwan - Lot B _0208 | CLI.CON-000001 | 11.10 - Abd Al Rahman Ibrahim-BILL NO.1: SEWAGE NETWORK-1.1.1-d.1 | Depth to invert between 2.51 m and 3.50 m | Approved
Qasr Rashwan - Lot B _0208 | CLI.CON-000001 |  |  | Approved
Qasr Rashwan - Lot B _0208 | CLI.CON-000001 | 11.10 - Abd Al Rahman Ibrahim-BILL NO.1: SEWAGE NETWORK-1.1.1-c.2 | Ditto, depth to invert between 1.51 m and 2.50 m | Approved
Qasr Rashwan - Lot B _0208 | CLI.CON-000001 |  |  | Approved
Qasr Rashwan - Lot B _0208 | CLI.CON-000001 | 11.15 - Abd Al Rahman Ibrahim-Bill No.3.4: Mechanical Works - Pumping Station--3.4.10 | Maintenance tools as per tendered documents. | Approved
Qasr Rashwan - Lot B _0208 | CLI.CON-000001 |  |  | Approved
Qasr Rashwan - Lot B _0208 | CLI.CON-000001 | 11.16 - Iz. Abd Al Rahman Ibrahim - Bill No.4: Guard room - 4.1.2 - b.1 | for foundation | Approved
Qasr Rashwan - Lot B _0208 | CLI.CON-000001 |  |  | Approved
Qasr Rashwan - Lot B _0208 | CLI.CON-000001 | 11.12 - Iz. Abd Al Rahman Ibrahim - Bill No.3: PUMP STATION - 3.1.6 - b | Type W1, 4.850 mm width x 1,500 mm height | Approved
Qasr Rashwan - Lot B _0208 | CLI.CON-000001 |  |  | Approved
Qasr Rashwan - Lot B _0208 | CLI.CON-000001 | 11.11 - Abd Al Rahman Ibrahim-Bill No.2: Force Main Pipeline-2.3.1-c | washout 150 mm dia. | Approved
Qasr Rashwan - Lot B _0208 | CLI.CON-000001 |  |  | Approved
Qasr Rashwan - Lot B _0208 | CLI.CON-000001 | 11.11 - Abd Al Rahman Ibrahim-Bill No.2: Force Main Pipeline-2.4.2-a | Double Crossing under ABU HARAWA DRAIN inside concrete encasement of 25cm thick (350 mm & 200 mm) | Approved
Qasr Rashwan - Lot B _0208 | CLI.CON-000001 |  |  | Approved
Qasr Rashwan - Lot B _0208 | CLI.CON-000001 | 11.27 - Iz. Abd Al Rahman Ibrahim - Bill No.9: Site Work - 9.2.6 - a. | Type D1, 4,000 mm width x 2,500 mm height | Approved
Qasr Rashwan - Lot B _0208 | CLI.CON-000001 |  |  | Approved
Qasr Rashwan - Lot B _0208 | CLI.CON-000001 | 11.10 - Abd Al Rahman Ibrahim-BILL NO.1: SEWAGE NETWORK-1.5.3-d | Pipe coupler | Approved
Qasr Rashwan - Lot B _0208 | CLI.CON-000001 |  |  | Approved
Qasr Rashwan - Lot B _0208 | CLI.CON-000001 | 11.12 - Iz. Abd Al Rahman Ibrahim - Bill No.3: PUMP STATION - 3.1.8 - a | Supply and apply of Acrylic paint for internal walls and ceiling including substrate preparation, applying primer, 2 layer of plastic paint over 2 putty coats as per required colors and all required accessories as shown on drawings, recommended by manufacturer and approved by the Engineer prior to installation. | Approved
Qasr Rashwan - Lot B _0208 | CLI.CON-000001 |  |  | Approved
Qasr Rashwan - Lot B _0208 | CLI.CON-000001 | 11.10 - Abd Al Rahman Ibrahim-BILL NO.1: SEWAGE NETWORK-1.1.1-c.3 | Ditto, depth to invert between 2.51 m and 3.50 m | Approved
Qasr Rashwan - Lot B _0208 | CLI.CON-000001 |  |  | Approved
Qasr Rashwan - Lot B _0208 | CLI.CON-000001 | 11.19 - Iz. Abd Al Rahman Ibrahim - Bill No.5: Store - 5.1.3 - b | 250 mm thick. | Approved
Qasr Rashwan - Lot B _0208 | CLI.CON-000001 |  |  | Approved
Qasr Rashwan - Lot B _0208 | CLI.CON-000001 | 11.23 - Abd Al Rahman Ibrahim- BILL NO. 6.3: Admin Room-6.3.1-a | Supply, install, connect, test and commission of complete L.V. distribution boards (LP-ADMIN.) the price include selectvity study, termination, Identifications, labling, glands, copper luggs as specified and as indicating drawings. System shall be lump sum complete in every respect with all necessary accessories and ancillary works. | Approved
Qasr Rashwan - Lot B _0208 | CLI.CON-000001 |  |  | Approved
Qasr Rashwan - Lot B _0208 | CLI.CON-000001 | 11.24 - Iz. Abd Al Rahman Ibrahim - Bill No.7: Generator Shed - 7.1 - 7.1.b | Supplying, install and fabrication Pre-Engineered Steel Shade Structures. The price includes all the necessary steel section, bolts, C- channel and corrugated sheet , fixing, paints, fitting and accessories as required by the specifications. provided that the work is completed in full according to the Contract Drawings, Technical Specifications, industry assets and the instructions of the Engineer. | Approved
Qasr Rashwan - Lot B _0208 | CLI.CON-000001 |  |  | Approved
Qasr Rashwan - Lot B _0208 | CLI.CON-000001 |  |  | Approved
Qasr Rashwan - Lot B _0208 | CLI.CON-000001 | 12.27 - Iz. Suleiman Tadrus - Bill No.9: Site Work - 9.1 - 9.1.a | Supply and install and test Reinforced concrete pavement (20 cm thick) inside the plant including formwork and steel reinforcement mesh, 15 cm gravel as base, leveling, helicopter finish and coated by screed and all its requirement for completion the work. As per Specification, Drawings and Engineer's instructions | Approved
Qasr Rashwan - Lot B _0208 | CLI.CON-000001 |  |  | Approved
Qasr Rashwan - Lot B _0208 | CLI.CON-000001 | 12.27 - Iz. Suleiman Tadrus - Bill No.9: Site Work - 9.2.3 - a. | 250 mm thick. | Approved
Qasr Rashwan - Lot B _0208 | CLI.CON-000001 |  |  | Approved
Qasr Rashwan - Lot B _0208 | CLI.CON-000001 | 12.22 - Suleiman Tadrus-Bill No.6.2: Plumbing Works – Admin Room-6.2.3-a. | gully trap 30 x 30 | Approved
Qasr Rashwan - Lot B _0208 | CLI.CON-000001 |  |  | Approved
Qasr Rashwan - Lot B _0208 | CLI.CON-000001 | 12.10 - Suleiman Tadrus-BILL NO.1: SEWAGE NETWORK-1.2.1-a.1 | Depth to invert not exceeding 1.5 m | Approved
Qasr Rashwan - Lot B _0208 | CLI.CON-000001 |  |  | Approved
Qasr Rashwan - Lot B _0208 | CLI.CON-000001 | 12.16 - Iz. Suleiman Tadrus - Bill No.4: Guard room - 4.1.4 - c. | Supply and installation of 50 mm extruded polystyrene boards for roof heat insulation with minimum density 35 kg/cm²; the work include Polystyrene sheet 1mm layer. Sample shall be approved before execution and all required works shall be as per manufacturer's instructions, recommendations and Specification. | Approved
Qasr Rashwan - Lot B _0208 | CLI.CON-000001 |  |  | Approved
Qasr Rashwan - Lot B _0208 | CLI.CON-000001 | 12.21 - Iz. Suleiman Tadrus - Bill No.6: Admin Building - 6.1.3 - a.1 | 250 mm thick. | Approved
Qasr Rashwan - Lot B _0208 | CLI.CON-000001 |  |  | Approved
Qasr Rashwan - Lot B _0208 | CLI.CON-000001 | 12.16 - Iz. Suleiman Tadrus - Bill No.4: Guard room - 4.1.3 - c.1 | 250 mm thick. | Approved
Qasr Rashwan - Lot B _0208 | CLI.CON-000001 |  |  | Approved
Qasr Rashwan - Lot B _0208 | CLI.CON-000001 | 12.10 - Suleiman Tadrus-BILL NO.1: SEWAGE NETWORK-1.2.1-b.4 | Ditto, depth to invert between 3.01 m and 3.50 m | Approved
Qasr Rashwan - Lot B _0208 | CLI.CON-000001 |  |  | Approved
Qasr Rashwan - Lot B _0208 | CLI.CON-000001 | 12.12 - Iz. Suleiman Tadrus - Bill No.3: PUMP STATION - 3.1.4 - a | Supply and apply two coats of oxidized bituminous paint insulation to reinforced concrete in contact with soil such as footings, ground beam, columns necks and masonry work to 15 cm upper the GL, sample shall be approved before execution and all required works shall be as per manufacturer's instructions, recommendations and Specification. | Approved
Qasr Rashwan - Lot B _0208 | CLI.CON-000001 |  |  | Approved
Qasr Rashwan - Lot B _0208 | CLI.CON-000001 | 12.14 - Iz. Suleiman Tadrus-BILL NO. 3.3: Main Pump Station-3.3.8- | Supply, installation, calibration, connection and testing of Pressure Transmitter with a range of 0 to 10 bar including all necessary accessories required for installation and operation requirements. | Approved
Qasr Rashwan - Lot B _0208 | CLI.CON-000001 |  |  | Approved
Qasr Rashwan - Lot B _0208 | CLI.CON-000001 | 12.20 - Iz. Suleiman Tadrus-BILL NO. 5.2: Store-5.2.5-b | Lighting outlets. | Approved
Qasr Rashwan - Lot B _0208 | CLI.CON-000001 |  |  | Approved
Qasr Rashwan - Lot B _0208 | CLI.CON-000001 | 12.10 - Suleiman Tadrus-BILL NO.1: SEWAGE NETWORK--1.11 | Wooden formwork left in their places after the construction and backfilling works completed as approved and instructed by the Engineer | Approved
Qasr Rashwan - Lot B _0208 | CLI.CON-000001 |  |  | Approved
Qasr Rashwan - Lot B _0208 | CLI.CON-000001 | 12.19 - Iz. Suleiman Tadrus - Bill No.5: Store - 5.1.1 - c. | Supply, backfilling and compaction to the required grades with approved clean sand on layers not more than 25 cm thick. The layers are to be compacted by means of vibratory type equipment to obtain 95% of maximum dry density as per specifications. | Approved
Qasr Rashwan - Lot B _0208 | CLI.CON-000001 |  |  | Approved
Qasr Rashwan - Lot B _0208 | CLI.CON-000001 | 12.26 | BILL NO. 8 Civil Works – Transformer Kiosk | Approved
Qasr Rashwan - Lot B _0208 | CLI.CON-000001 |  |  | Approved
Qasr Rashwan - Lot B _0208 | CLI.CON-000001 | 12.16 | BILL NO. 4.1 Civil Works - Guard Room | Approved
Qasr Rashwan - Lot B _0208 | CLI.CON-000001 |  |  | Approved
Qasr Rashwan - Lot B _0208 | CLI.CON-000001 |  |  | Approved
Qasr Rashwan - Lot B _0208 | CLI.CON-000001 | 13.21 - Iz. Salih Shamatah - Bill No.6: Admin Building - 6.1.6 - b.1 | Type W1, 1,000 mm width x 1,000 mm height | Approved
Qasr Rashwan - Lot B _0208 | CLI.CON-000001 |  |  | Approved
Qasr Rashwan - Lot B _0208 | CLI.CON-000001 | 13.16 - Iz. Salih Shamatah - Bill No.4: Guard room - 4.1.6 - b.1 | Type W1, 1,000 mm width x 1,000 mm height | Approved
Qasr Rashwan - Lot B _0208 | CLI.CON-000001 |  |  | Approved
Qasr Rashwan - Lot B _0208 | CLI.CON-000001 | 13.16 - Iz. Salih Shamatah - Bill No.4: Guard room - 4.1.5 - b | Supply and apply external cement plastering to facades with all metal accessories, base and finish coat, thickness 2cm striped with 2 cm groove render for facades. all required works of completion with the industry standards. As per Specification, Drawings and Engineer's instructions. | Approved
Qasr Rashwan - Lot B _0208 | CLI.CON-000001 |  |  | Approved
Qasr Rashwan - Lot B _0208 | CLI.CON-000001 | 13.12 - Iz. Salih Shamatah - Bill No.3: PUMP STATION - 3.1.4 - c | Supply and apply of waterproofing for the internal surfaces resistant to acids for internal surfaces of the pump structure (floors, walls, ceilings, etc.) including epoxy paints, screed, hardener and all required accessories all necessary works (contractor should submit samples for approval by the engineer) . according to drawings, specifications and recommended by the manufacturer and approved by the Engineer prior to installation. | Approved
Qasr Rashwan - Lot B _0208 | CLI.CON-000001 |  |  | Approved
Qasr Rashwan - Lot B _0208 | CLI.CON-000001 | 13.16 - Iz. Salih Shamatah - Bill No.4: Guard room - 4.1.4 - c. | Supply and installation of 50 mm extruded polystyrene boards for roof heat insulation with minimum density 35 kg/cm²; the work include Polystyrene sheet 1mm layer. Sample shall be approved before execution and all required works shall be as per manufacturer's instructions, recommendations and Specification. | Approved
Qasr Rashwan - Lot B _0208 | CLI.CON-000001 |  |  | Approved
Qasr Rashwan - Lot B _0208 | CLI.CON-000001 | 13.21 - Iz. Salih Shamatah - Bill No.6: Admin Building - 6.1.5 - a | Supply and excite cement sand plaster for internal slabs, walls and beams with all metal accessories, the item includes substrate preparation, all required works of completion with the industry standards. As per Specification, Drawings and Engineer instructions. | Approved
Qasr Rashwan - Lot B _0208 | CLI.CON-000001 |  |  | Approved
Qasr Rashwan - Lot B _0208 | CLI.CON-000001 | 13.14 - Iz.Salih Shamatah-BILL NO. 3.3: Main Pump Station-3.3.8- | Supply, installation, calibration, connection and testing of Pressure Transmitter with a range of 0 to 10 bar including all necessary accessories required for installation and operation requirements. | Approved
Qasr Rashwan - Lot B _0208 | CLI.CON-000001 |  |  | Approved
Qasr Rashwan - Lot B _0208 | CLI.CON-000001 | 13.19 - Iz. Salih Shamatah - Bill No.5: Store - 5.1.2 - c.2 | RC protection layer | Approved
Qasr Rashwan - Lot B _0208 | CLI.CON-000001 |  |  | Approved
Qasr Rashwan - Lot B _0208 | CLI.CON-000001 | 13.11 - Salih Shamatah-Bill No.2: Force Main Pipeline-2.2-e | Flowmeter chamber | Approved
Qasr Rashwan - Lot B _0208 | CLI.CON-000001 |  |  | Approved
Qasr Rashwan - Lot B _0208 | CLI.CON-000001 | 13.22 - Salih Shamatah-Bill No.6.2: Plumbing Works – Admin Room-6.2.4-a. | 75mm | Approved
Qasr Rashwan - Lot B _0208 | CLI.CON-000001 |  |  | Approved
Qasr Rashwan - Lot B _0208 | CLI.CON-000001 | 13.17 - Salih Shamatah-Bill No.4.2: Plumbing Works – Guard Room-4.2.1-a. | Water closet with flush tank floor mounted water closet with flush tank (European type) shall be provided with a toilet paper holder and all its required accessories and fittings with approved sample. All required works of completion with the industry standards. | Approved
Qasr Rashwan - Lot B _0208 | CLI.CON-000001 |  |  | Approved
Qasr Rashwan - Lot B _0208 | CLI.CON-000001 | 13.19 - Iz. Salih Shamatah - Bill No.5: Store - 5.1.7 - a.1 | Abrasion, friction and shock resistant ceramic | Approved
Qasr Rashwan - Lot B _0208 | CLI.CON-000001 |  |  | Approved
Qasr Rashwan - Lot B _0208 | CLI.CON-000001 | 13.21 - Iz. Salih Shamatah - Bill No.6: Admin Building - 6.1.2 - b.1 | for foundation | Approved
Qasr Rashwan - Lot B _0208 | CLI.CON-000001 |  |  | Approved
Qasr Rashwan - Lot B _0208 | CLI.CON-000001 | 13.11 - Salih Shamatah-Bill No.2: Force Main Pipeline-2.5.1-b | washout 150mm dia. | Approved
Qasr Rashwan - Lot B _0208 | CLI.CON-000001 |  |  | Approved
Qasr Rashwan - Lot B _0208 | CLI.CON-000001 | 13.19 - Iz. Salih Shamatah - Bill No.5: Store - 5.1.4 - c. | Supply and installation of 50 mm extruded polystyrene boards for roof heat insulation with minimum density 35 kg/cm²; the work include Polystyrene sheet 1mm layer. Sample shall be approved before execution and all required works shall be as per manufacturer's instructions, recommendations and Specification. | Approved
Qasr Rashwan - Lot B _0208 | CLI.CON-000001 |  |  | Approved
Qasr Rashwan - Lot B _0208 | CLI.CON-000001 | 13.21 - Iz. Salih Shamatah - Bill No.6: Admin Building - 6.1.7 - a.1 | Ceramic floor, glazed ceramic | Approved
Qasr Rashwan - Lot B _0208 | CLI.CON-000001 |  |  | Approved
Qasr Rashwan - Lot B _0208 | CLI.CON-000001 | 13.20 - Iz.Salih Shamatah-BILL NO. 5.2: Store-5.2.2-b | Ditto As Above But For Maintained Electricity Duration. Provided With Emergency Unit For 3 Hours | Approved
Qasr Rashwan - Lot B _0208 | CLI.CON-000001 |  |  | Approved
Qasr Rashwan - Lot B _0208 | CLI.CON-000001 | 13.12 - Iz. Salih Shamatah - Bill No.3: PUMP STATION - 3.1.7 - c | Supply and lay marble / granite steps the riser 20 mm thick and the tread 40 mm thick including skirting & anti slip braking width 3 cm, as parallel lines as per drawings, specifications and approved sample. | Approved
Qasr Rashwan - Lot B _0208 | CLI.CON-000001 |  |  | Approved
Qasr Rashwan - Lot B _0208 | CLI.CON-000001 | 13.18 | BILL NO. 4.3 Electrical Works – Guard Room | Approved
Qasr Rashwan - Lot B _0208 | CLI.CON-000001 |  |  | Approved
Qasr Rashwan - Lot B _0208 | CLI.CON-000001 | 13.12 | BILL NO. 3.1 Civil Works - Pumping Station | Approved
Qasr Rashwan - Lot B _0208 | CLI.CON-000001 |  |  | Approved
Qasr Rashwan - Lot B _0208 | CLI.CON-000001 | 13.27 - Iz. Salih Shamatah - Bill No.9 - Site Works - 9.1 - 9..1.d | Supply and install and planting of grass including base, supbase and irrigation system include irrigation hydrant, valves and pipes. All required works of completion with the industry standards, as per specification and Engineer instructions. | Approved
Qasr Rashwan - Lot B _0208 | CLI.CON-000001 |  |  | Approved
Qasr Rashwan - Lot B _0208 | CLI.CON-000001 | 13.12 - Iz. Salih Shamatah - Bill No.3: PUMP STATION - 3.1.4 - b | Supply and installation of PVC water stop 25 cm width including fixing, fittings, jointing and accessories. Complete as shown on Contract Drawings and all required works shall be as per manufacturer's instructions, recommendations and Specification. | Approved
Qasr Rashwan - Lot B _0208 | CLI.CON-000001 |  |  | Approved
Qasr Rashwan - Lot B _0208 | CLI.CON-000001 | 13.16 - Iz. Salih Shamatah - Bill No.4: Guard room - 4.1.6 - a.1 | Type D1, size 800mmx2,200mm | Approved
Qasr Rashwan - Lot B _0208 | CLI.CON-000001 |  |  | Approved
Qasr Rashwan - Lot B _0208 | CLI.CON-000001 | 13.12 - Iz. Salih Shamatah - Bill No.3: PUMP STATION - 3.1.6 - b | Type W1, 4.000 mm width x 1,500 mm height | Approved
Qasr Rashwan - Lot B _0208 | CLI.CON-000001 |  |  | Approved
Qasr Rashwan - Lot B _0208 | CLI.CON-000001 | 13.21 - Iz. Salih Shamatah - Bill No.6: Admin Building - 6.1.6 - a.1 | Type D1, size 800mmx2,200mm | Approved
Qasr Rashwan - Lot B _0208 | CLI.CON-000001 |  |  | Approved
Qasr Rashwan - Lot B _0208 | CLI.CON-000001 | 13.22 - Salih Shamatah-Bill No.6.2: Plumbing Works – Admin Room-6.2.3-a. | gully trap 30 x 30 | Approved
Qasr Rashwan - Lot B _0208 | CLI.CON-000001 |  |  | Approved
Qasr Rashwan - Lot B _0208 | CLI.CON-000001 | 13.19 - Iz. Salih Shamatah - Bill No.5: Store - 5.1.1 - a. | Excavation from ground level to required depth and grades in all types of soil except the rock, including support system, floading with water, dewatering, compacting bottom of excavation using dynamic roller, transporting excavated materials to the approved off-Site disposal area as per drawings, specifications and geotechnical report. | Approved
Qasr Rashwan - Lot B _0208 | CLI.CON-000001 |  |  | Approved
Qasr Rashwan - Lot B _0208 | CLI.CON-000001 | 13.13 - Iz.Salih Shamatah-BILL NO. 3.2: Main Pump Station-3.2.2-b | Ditto As Above But For Maintained Electricity Duration. Provided With Emergency Unit For 3 Hours. | Approved
Qasr Rashwan - Lot B _0208 | CLI.CON-000001 |  |  | Approved
Qasr Rashwan - Lot B _0208 | CLI.CON-000001 | 13.19 - Iz. Salih Shamatah - Bill No.5: Store - 5.1.2 - a.1 | Under foundations | Approved
Qasr Rashwan - Lot B _0208 | CLI.CON-000001 |  |  | Approved
Qasr Rashwan - Lot B _0208 | CLI.CON-000001 | 13.19 - Iz. Salih Shamatah - Bill No.5: Store - 5.1.2 - a.2 | For roof slopes, 30 mm to 140 mm thick | Approved
Qasr Rashwan - Lot B _0208 | CLI.CON-000001 |  |  | Approved
Qasr Rashwan - Lot B _0208 | CLI.CON-000001 |  |  | Approved
Qasr Rashwan - Lot B _0208 | CLI.CON-000001 | 14.11 - Abou Hussein-BILL NO.2 : Force Main Pipeline-2.2-c | Slow down chamber | Approved
Qasr Rashwan - Lot B _0208 | CLI.CON-000001 |  |  | Approved
Qasr Rashwan - Lot B _0208 | CLI.CON-000001 | 14.15 - Abou Hussein-Bill No.3.4: Mechanical Works - Pumping Station-3.4.7-a. | Rotary crane 2 ton, complete with all accessories as specified by Contract Documents. | Approved
Qasr Rashwan - Lot B _0208 | CLI.CON-000001 |  |  | Approved
Qasr Rashwan - Lot B _0208 | CLI.CON-000001 | 14.10 - Abou Hussein-BILL NO.1 : SEWAGE NETWORK-1.5.3-c | Puddle flanged pipe | Approved
Qasr Rashwan - Lot B _0208 | CLI.CON-000001 |  |  | Approved
Qasr Rashwan - Lot B _0208 | CLI.CON-000001 | 14.14 - Iz. Abou Hussein-BILL NO. 3.3: Main Pump Station-3.3.5- | Supply, installation, calibration, connection and testing of the electromagnetic flow meter on the main discharge line (200mm diameter) (consists of separate sensor and transmitter with digital indicator) including all necessary accessories required for installation and operation requirements. | Approved
Qasr Rashwan - Lot B _0208 | CLI.CON-000001 |  |  | Approved
Qasr Rashwan - Lot B _0208 | CLI.CON-000001 | 14.13 - Iz. Abou Hussein-BILL NO. 3.2: Main Pump Station-3.2.5-a | Wall Mounted Exhaust Fan Outlet. | Approved
Qasr Rashwan - Lot B _0208 | CLI.CON-000001 |  |  | Approved
Qasr Rashwan - Lot B _0208 | CLI.CON-000001 | 14.19 - Iz. Abou Hussein - Bill No.5: Admin Building - 5.1.7 - a.3 | cement tiling, for roof | Approved
Qasr Rashwan - Lot B _0208 | CLI.CON-000001 |  |  | Approved
Qasr Rashwan - Lot B _0208 | CLI.CON-000001 | 14.25 - Iz. Abou Hussein - Bill No.8: Site Work - 8.2.3 - b. | 250 mm thick. | Approved
Qasr Rashwan - Lot B _0208 | CLI.CON-000001 |  |  | Approved
Qasr Rashwan - Lot B _0208 | CLI.CON-000001 | 14.11 - Abou Hussein-BILL NO.2 : Force Main Pipeline-2.2-b | Wash-out valve chamber | Approved
Qasr Rashwan - Lot B _0208 | CLI.CON-000001 |  |  | Approved
Qasr Rashwan - Lot B _0208 | CLI.CON-000001 | 14.11 - Abou Hussein-BILL NO.2 : Force Main Pipeline--2.9 | Excavation in rock according to soil and as specified in the Contract Documents. | Approved
Qasr Rashwan - Lot B _0208 | CLI.CON-000001 |  |  | Approved
Qasr Rashwan - Lot B _0208 | CLI.CON-000001 | 14.16 - Iz. Abou Hussein - Bill No.4: Guard room - 4.1.2 - a.1 | Under foundations | Approved
Qasr Rashwan - Lot B _0208 | CLI.CON-000001 |  |  | Approved
Qasr Rashwan - Lot B _0208 | CLI.CON-000001 | 14.12 - Iz. Abou Hussein - Bill No.3: PUMP STATION - 3.1.1 - c | Extra over for excavation in rock. | Approved
Qasr Rashwan - Lot B _0208 | CLI.CON-000001 |  |  | Approved
Qasr Rashwan - Lot B _0208 | CLI.CON-000001 | 14.15 - Abou Hussein-Bill No.3.4: Mechanical Works - Pumping Station-3.4.3-d. | Dismantling joint, dia. 150 mm. | Approved
Qasr Rashwan - Lot B _0208 | CLI.CON-000001 |  |  | Approved
Qasr Rashwan - Lot B _0208 | CLI.CON-000001 | 14.25 - Iz. Abou Hussein - Bill No.8: Site Work - 8.1 - 8.1.b | Furnish and install of Interlock tiles for walkways including preparation and compaction of bed, 150mm thick aggregate base course, sand for leveling and accessories. All required works of completion with the industry standards, as per specification, drawings and Engineer instructions. | Approved
Qasr Rashwan - Lot B _0208 | CLI.CON-000001 |  |  | Approved
Qasr Rashwan - Lot B _0208 | CLI.CON-000001 | 14.21 - Iz. Abou Hussein-BILL NO. 5.3: Admin Room-6.3.5-a | Wall Mounted Exhaust Fan Outlet. | Approved
Qasr Rashwan - Lot B _0208 | CLI.CON-000001 |  |  | Approved
Qasr Rashwan - Lot B _0208 | CLI.CON-000001 | 14.15 - Abou Hussein-Bill No.3.4: Mechanical Works - Pumping Station-3.4.3-g. | Flanged Reducer, dia 150/Pump outlet diameter | Approved
Qasr Rashwan - Lot B _0208 | CLI.CON-000001 |  |  | Approved
Qasr Rashwan - Lot B _0208 | CLI.CON-000001 | 14.18 - Iz. Abou Hussein-BILL NO. 4.3: Guard room-4.3.2-b | Ditto As Above But For Maintained Electricity Duration. Provided With Emergency Unit For 3 Hours | Approved
Qasr Rashwan - Lot B _0208 | CLI.CON-000001 |  |  | Approved
Qasr Rashwan - Lot B _0208 | CLI.CON-000001 | 14.25 - Iz. Abou Hussein - Bill No.8: Site Work - 8.2.3 - a. | 250 mm thick. | Approved
Qasr Rashwan - Lot B _0208 | CLI.CON-000001 |  |  | Approved
Qasr Rashwan - Lot B _0208 | CLI.CON-000001 | 10 | Abd Al Azeem Al Sofy Village | Approved
Qasr Rashwan - Lot B _0208 | CLI.CON-000001 |  |  | Approved
Qasr Rashwan - Lot B _0208 | CLI.CON-000001 | 10.10 - Abd Al Azeem Al Sofy -BILL NO.1: SEWAGE NETWORK-1.2.1-b.7 | Ditto, depth to invert between 4.51 m and 5.00 m | Approved
Qasr Rashwan - Lot B _0208 | CLI.CON-000001 |  |  | Approved
Qasr Rashwan - Lot B _0208 | CLI.CON-000001 | 10.11 - Abd Al Azeem Al Sofy -Bill No.2: Force Main Pipeline-2.5.2-b | Tee 250/150 | Approved
Qasr Rashwan - Lot B _0208 | CLI.CON-000001 |  |  | Approved
Qasr Rashwan - Lot B _0208 | CLI.CON-000001 | 10.16 - Abd Al Azeem Al Sofy Village - Bill No.4: Guard room - 4.1.3 - c.1 | 250 mm thick. | Approved
Qasr Rashwan - Lot B _0208 | CLI.CON-000001 |  |  | Approved
Qasr Rashwan - Lot B _0208 | CLI.CON-000001 | 10.21 - Abd Al Azeem Al Sofy Village - Bill No.6: Admin Building - 6.1.8 - c | Supply and apply of 90 cm high dry mix for skirting including substrate preparation, scaffoldings, grooves, and all required accessories as shown on Contract Drawings, recommended by manufacturer and approved by the Engineer prior to installation. | Approved
Qasr Rashwan - Lot B _0208 | CLI.CON-000001 |  |  | Approved
Qasr Rashwan - Lot B _0208 | CLI.CON-000001 | 10.24 - Abd Al Azeem Al Sofy Village - Bill No.7: Generator Shed - 7.1 - 7.1.a | Supplying and casting in-place of generator base and the price includes all the necessary excavation and backfilling works, the removal and disposal of the excavated material to the designated dump, the supply and work of plain concrete Grade C20, reinforced concrete Grade C25, insulation works for the base and all that comes into contact with the soil, including formwork, transporting, mixing, casting, finishing, curing and testing as required by the specifications. provided that the work is completed in full according to the Contract drawings, technical specifications, industry assets and the instructions of the Engineer. | Approved
Qasr Rashwan - Lot B _0208 | CLI.CON-000001 |  |  | Approved
Qasr Rashwan - Lot B _0208 | CLI.CON-000001 | 10.11 - Abd Al Azeem Al Sofy -Bill No.2: Force Main Pipeline-2.3.4-a | Dismantling joint 400 mm | Approved
Qasr Rashwan - Lot B _0208 | CLI.CON-000001 |  |  | Approved
Qasr Rashwan - Lot B _0208 | CLI.CON-000001 | 10.16 - Abd Al Azeem Al Sofy Village - Bill No.4: Guard room - 4.1.7 - c | Supply and lay marble / granite steps the riser 20 mm thick and the tread 40 mm thick including skirting & anti slip braking width 3 cm, as parallel lines as per drawings, specifications and approved sample. | Approved
Qasr Rashwan - Lot B _0208 | CLI.CON-000001 |  |  | Approved
Qasr Rashwan - Lot B _0208 | CLI.CON-000001 | 10.21 - Abd Al Azeem Al Sofy Village - Bill No.6: Admin Building - 6.1.2 - b.2 | For grade slabs, 100 mm thick | Approved
Qasr Rashwan - Lot B _0208 | CLI.CON-000001 |  |  | Approved
Qasr Rashwan - Lot B _0208 | CLI.CON-000001 | 10.19 - Abd Al Azeem Al Sofy Village - Bill No.5: Store - 5.1.1 - b. | Extra over for excavation in rock. | Approved
Qasr Rashwan - Lot B _0208 | CLI.CON-000001 |  |  | Approved
Qasr Rashwan - Lot B _0208 | CLI.CON-000001 | 10.11 - Abd Al Azeem Al Sofy -Bill No.2: Force Main Pipeline-2.2-b | Double Wash-out valve chamber | Approved
Qasr Rashwan - Lot B _0208 | CLI.CON-000001 |  |  | Approved
Qasr Rashwan - Lot B _0208 | CLI.CON-000001 | 10.10 - Abd Al Azeem Al Sofy -BILL NO.1: SEWAGE NETWORK-1.1.1-d.3 | Ditto, depth to invert between 3.51 m and 4.50 m | Approved
Qasr Rashwan - Lot B _0208 | CLI.CON-000001 |  |  | Approved
Qasr Rashwan - Lot B _0208 | CLI.CON-000001 | 10.19 - Abd Al Azeem Al Sofy Village - Bill No.5: Store - 5.1.1 - c. | Supply, backfilling and compaction to the required grades with approved clean sand on layers not more than 25 cm thick. The layers are to be compacted by means of vibratory type equipment to obtain 95% of maximum dry density as per specifications. | Approved
Qasr Rashwan - Lot B _0208 | CLI.CON-000001 |  |  | Approved
Qasr Rashwan - Lot B _0208 | CLI.CON-000001 | 10.15 - Abd Al Azeem Al Sofy -Bill No.3.4: Mechanical Works - Pumping Station-3.4.4-b. | Dismantling joint, dia. 400 mm. | Approved
Qasr Rashwan - Lot B _0208 | CLI.CON-000001 |  |  | Approved
Qasr Rashwan - Lot B _0208 | CLI.CON-000001 | 10.11 - Abd Al Azeem Al Sofy -Bill No.2: Force Main Pipeline-2.3.3-a | Flange socket with puddle flanged pieces 400mm | Approved
Qasr Rashwan - Lot B _0208 | CLI.CON-000001 |  |  | Approved
Qasr Rashwan - Lot B _0208 | CLI.CON-000001 | 10.22 - Abd Al Azeem Al Sofy -Bill No.6.2: Plumbing Works – Admin Room-4.2.2-a. | 25mm dia. | Approved
Qasr Rashwan - Lot B _0208 | CLI.CON-000001 |  |  | Approved
Qasr Rashwan - Lot B _0208 | CLI.CON-000001 | 10.21 - Abd Al Azeem Al Sofy Village - Bill No.6: Admin Building - 6.1.5 - b | Supply and apply external cement plastering to facades with all metal accessories, base and finish coat, thickness 2cm striped with 2 cm groove render for facades. all required works of completion with the industry standards. As per Specification, Drawings and Engineer's instructions. | Approved
Qasr Rashwan - Lot B _0208 | CLI.CON-000001 |  |  | Approved
Qasr Rashwan - Lot B _0208 | CLI.CON-000001 | 10.24 | BILL NO. 7.1 Civil Works – Generator Shed | Approved
Qasr Rashwan - Lot B _0208 | CLI.CON-000001 |  |  | Approved
Qasr Rashwan - Lot B _0208 | CLI.CON-000001 | 10.27 - Abd Al Azeem Al Sofy Village - Bill No.9: Site Work - 9.1 - 9.1.b | Furnish and install of Interlock tiles for walkways including preparation and compaction of bed, 150mm thick aggregate base course, sand for leveling and accessories. All required works of completion with the industry standards, as per specification, drawings and Engineer instructions. | Approved
Qasr Rashwan - Lot B _0208 | CLI.CON-000001 |  |  | Approved
Qasr Rashwan - Lot B _0208 | CLI.CON-000001 | 10.15 - Abd Al Azeem Al Sofy -Bill No.3.4: Mechanical Works - Pumping Station-3.4.3-a. | D.C.I, K9, flanged pipes, dia. 300 mm. | Approved
Qasr Rashwan - Lot B _0208 | CLI.CON-000001 |  |  | Approved
Qasr Rashwan - Lot B _0208 | CLI.CON-000001 | 10.11 - Abd Al Azeem Al Sofy -Bill No.2: Force Main Pipeline-2.4.4-b | Wash-out valve chamber | Approved
Qasr Rashwan - Lot B _0208 | CLI.CON-000001 |  |  | Approved
Qasr Rashwan - Lot B _0208 | CLI.CON-000001 | 10.15 - Abd Al Azeem Al Sofy -Bill No.3.4: Mechanical Works - Pumping Station-3.4.8-a. | Ventilation system complete comprising of Fans with capacity of 1500 m3/hr., outlets, conduits, wires….etc for pump building, complete with all accessories As per Contract Documents | Approved
Qasr Rashwan - Lot B _0208 | CLI.CON-000001 |  |  | Approved
Qasr Rashwan - Lot B _0208 | CLI.CON-000001 | 10.19 - Abd Al Azeem Al Sofy Village - Bill No.5: Store - 5.1.2 - a.2 | For roof slopes, 30 mm to 140 mm thick | Approved
Qasr Rashwan - Lot B _0208 | CLI.CON-000001 |  |  | Approved
Qasr Rashwan - Lot B _0208 | CLI.CON-000001 | 11.12 - Iz. Abd Al Rahman Ibrahim - Bill No.3: PUMP STATION - 3.1.4 - b | Supply and installation of PVC water stop 25 cm width including fixing, fittings, jointing and accessories. Complete as shown on Contract Drawings and all required works shall be as per manufacturer's instructions, recommendations and Specification. | Approved
Qasr Rashwan - Lot B _0208 | CLI.CON-000001 |  |  | Approved
Qasr Rashwan - Lot B _0208 | CLI.CON-000001 | 11.18 - Abd Al Rahman Ibrahim-BILL NO. 4.3: Guard room-4.3.5-a | Wall Mounted Exhaust Fan Outlet. | Approved
Qasr Rashwan - Lot B _0208 | CLI.CON-000001 |  |  | Approved
Qasr Rashwan - Lot B _0208 | CLI.CON-000001 | 11.20 - Abd Al Rahman Ibrahim-BILL NO. 5.2: Store-5.2.2-a | Surface mounted luminaire with 1x60 watt led lamps, With (IP20) | Approved
Qasr Rashwan - Lot B _0208 | CLI.CON-000001 |  |  | Approved
Qasr Rashwan - Lot B _0208 | CLI.CON-000001 | 11.21 - Iz. Abd Al Rahman Ibrahim - Bill No.6: Admin Building - 6.1.2 - b.1 | for foundation | Approved
Qasr Rashwan - Lot B _0208 | CLI.CON-000001 |  |  | Approved
Qasr Rashwan - Lot B _0208 | CLI.CON-000001 | 11.13 - Abd Al Rahman Ibrahim-BILL NO. 3.2: Main Pump Station-3.2.2-c | Surface mounted luminaire with 1x60 watt led lamps, With (IP20) | Approved
Qasr Rashwan - Lot B _0208 | CLI.CON-000001 |  |  | Approved
Qasr Rashwan - Lot B _0208 | CLI.CON-000001 | 11.19 - Iz. Abd Al Rahman Ibrahim - Bill No.5: Store - 5.1.3 - a. | 250 mm thick. | Approved
Qasr Rashwan - Lot B _0208 | CLI.CON-000001 |  |  | Approved
Qasr Rashwan - Lot B _0208 | CLI.CON-000001 | 11.12 - Iz. Abd Al Rahman Ibrahim - Bill No.3: PUMP STATION - 3.1.1 - a | Structural excavation | Approved
Qasr Rashwan - Lot B _0208 | CLI.CON-000001 |  |  | Approved
Qasr Rashwan - Lot B _0208 | CLI.CON-000001 | 11.24 - Iz. Abd Al Rahman Ibrahim - Bill No.7: Generator Shed - 7.1 - 7.1.a | Supplying and casting in-place of generator base and the price includes all the necessary excavation and backfilling works, the removal and disposal of the excavated material to the designated dump, the supply and work of plain concrete Grade C20, reinforced concrete Grade C25, insulation works for the base and all that comes into contact with the soil, including formwork, transporting, mixing, casting, finishing, curing and testing as required by the specifications. provided that the work is completed in full according to the Contract drawings, technical specifications, industry assets and the instructions of the Engineer. | Approved
Qasr Rashwan - Lot B _0208 | CLI.CON-000001 |  |  | Approved
Qasr Rashwan - Lot B _0208 | CLI.CON-000001 | 11.15 | BILL NO. 3.4 Mechanical Works - Pumping Station | Approved
Qasr Rashwan - Lot B _0208 | CLI.CON-000001 |  |  | Approved
Qasr Rashwan - Lot B _0208 | CLI.CON-000001 | 11.10 - Abd Al Rahman Ibrahim-BILL NO.1: SEWAGE NETWORK-1.1.1-c.1 | Depth to invert not exceeding 1.5 m | Approved
Qasr Rashwan - Lot B _0208 | CLI.CON-000001 |  |  | Approved
Qasr Rashwan - Lot B _0208 | CLI.CON-000001 | 11.10 - Abd Al Rahman Ibrahim-BILL NO.1: SEWAGE NETWORK-1.5.3-b | Dismantling joints | Approved
Qasr Rashwan - Lot B _0208 | CLI.CON-000001 |  |  | Approved
Qasr Rashwan - Lot B _0208 | CLI.CON-000001 | 11.21 - Iz. Abd Al Rahman Ibrahim - Bill No.6: Admin Building - 6.1.1 - c. | Supply, backfilling and compaction to the required grades with approved clean sand on layers not more than 25 cm thick. The layers are to be compacted by means of vibratory type equipment to obtain 95% of maximum dry density as per specifications. | Approved
Qasr Rashwan - Lot B _0208 | CLI.CON-000001 |  |  | Approved
Qasr Rashwan - Lot B _0208 | CLI.CON-000001 | 11.10 - Abd Al Rahman Ibrahim-BILL NO.1: SEWAGE NETWORK-1.6-c | Concrete encasement 25cm (300mm) | Approved
Qasr Rashwan - Lot B _0208 | CLI.CON-000001 |  |  | Approved
Qasr Rashwan - Lot B _0208 | CLI.CON-000001 | 11.10 - Abd Al Rahman Ibrahim-BILL NO.1: SEWAGE NETWORK-1.2.1-b.9 | Ditto, depth to invert between 5.51 m and 6.00 m | Approved
Qasr Rashwan - Lot B _0208 | CLI.CON-000001 |  |  | Approved
Qasr Rashwan - Lot B _0208 | CLI.CON-000001 | 11.11 - Abd Al Rahman Ibrahim-Bill No.2: Force Main Pipeline-2.5.4-c | Dismantling joint 200mm | Approved
Qasr Rashwan - Lot B _0208 | CLI.CON-000001 |  |  | Approved
Qasr Rashwan - Lot B _0208 | CLI.CON-000001 | 11.10 - Abd Al Rahman Ibrahim-BILL NO.1: SEWAGE NETWORK-1.4.1-b | HC 60*90 cm | Approved
Qasr Rashwan - Lot B _0208 | CLI.CON-000001 |  |  | Approved
Qasr Rashwan - Lot B _0208 | CLI.CON-000001 | 11.12 | BILL NO. 3.1 Civil Works - Pumping Station | Approved
Qasr Rashwan - Lot B _0208 | CLI.CON-000001 | 11.27 - Iz. Abd Al Rahman Ibrahim - Bill No.9: Site Work - 9.2.6 - b. | Type D2, 1,000 mm width x 2,500 mm height | Approved
Qasr Rashwan - Lot B _0208 | CLI.CON-000001 |  |  | Approved
Qasr Rashwan - Lot B _0208 | CLI.CON-000001 | 11.11 - Abd Al Rahman Ibrahim-Bill No.2: Force Main Pipeline--2.6 | 700 mm dia sewer pipes | Approved
Qasr Rashwan - Lot B _0208 | CLI.CON-000001 |  |  | Approved
Qasr Rashwan - Lot B _0208 | CLI.CON-000001 | 11.19 - Iz. Abd Al Rahman Ibrahim - Bill No.5: Store - 5.1.1 - b. | Extra over for excavation in rock. | Approved
Qasr Rashwan - Lot B _0208 | CLI.CON-000001 |  |  | Approved
Qasr Rashwan - Lot B _0208 | CLI.CON-000001 | 11.10 - Abd Al Rahman Ibrahim-BILL NO.1: SEWAGE NETWORK-1.1.1-c.4 | Ditto, depth to invert between 3.51 m and 4.50 m | Approved
Qasr Rashwan - Lot B _0208 | CLI.CON-000001 |  |  | Approved
Qasr Rashwan - Lot B _0208 | CLI.CON-000001 | 11.12 - Iz. Abd Al Rahman Ibrahim - Bill No.3: PUMP STATION - 3.1.6 - e | Supply, install of GRP net covers. including frames, painting, welding, jointing, all fixings and accessories. Complete as shown on drawings, specification, and recommended by the manufacturer. | Approved
Qasr Rashwan - Lot B _0208 | CLI.CON-000001 |  |  | Approved
Qasr Rashwan - Lot B _0208 | CLI.CON-000001 | 11.18 - Abd Al Rahman Ibrahim-BILL NO. 4.3: Guard room-4.3.2-d | Surface Mounted Luminaire (IP54) With 20W LED lamp. | Approved
Qasr Rashwan - Lot B _0208 | CLI.CON-000001 |  |  | Approved
Qasr Rashwan - Lot B _0208 | CLI.CON-000001 | 11.12 - Iz. Abd Al Rahman Ibrahim - Bill No.3: PUMP STATION - 3.1.5 - a | Supply and excite cement sand plaster for internal slabs, walls and beams with all metal accessories, the item includes substrate preparation, all required works of completion with the industry standards. As per Specification, Drawings and Engineer instructions. | Approved
Qasr Rashwan - Lot B _0208 | CLI.CON-000001 |  |  | Approved
Qasr Rashwan - Lot B _0208 | CLI.CON-000001 | 11.21 - Iz. Abd Al Rahman Ibrahim - Bill No.6: Admin Building - 6.1.3 - a.2 | 120 mm thick. | Approved
Qasr Rashwan - Lot B _0208 | CLI.CON-000001 |  |  | Approved
Qasr Rashwan - Lot B _0208 | CLI.CON-000001 | 11.19 - Iz. Abd Al Rahman Ibrahim - Bill No.5: Store - 5.1.7 - a.2 | cement tiling, for roof | Approved
Qasr Rashwan - Lot B _0208 | CLI.CON-000001 |  |  | Approved
Qasr Rashwan - Lot B _0208 | CLI.CON-000001 | 11.16 - Iz. Abd Al Rahman Ibrahim - Bill No.4: Guard room - 4.1.2 - b.2 | For grade slabs, 100 mm thick | Approved
Qasr Rashwan - Lot B _0208 | CLI.CON-000001 |  |  | Approved
Qasr Rashwan - Lot B _0208 | CLI.CON-000001 | 11.11 - Abd Al Rahman Ibrahim-Bill No.2: Force Main Pipeline-2.4.3-b | Wash-out valve chamber | Approved
Qasr Rashwan - Lot B _0208 | CLI.CON-000001 |  |  | Approved
Qasr Rashwan - Lot B _0208 | CLI.CON-000001 | 11.11 - Abd Al Rahman Ibrahim-Bill No.2: Force Main Pipeline-2.2-c | Air Release valve chamber | Approved
Qasr Rashwan - Lot B _0208 | CLI.CON-000001 |  |  | Approved
Qasr Rashwan - Lot B _0208 | CLI.CON-000001 | 11.21 - Iz. Abd Al Rahman Ibrahim - Bill No.6: Admin Building - 6.1.2 - b.2 | For grade slabs, 100 mm thick | Approved
Qasr Rashwan - Lot B _0208 | CLI.CON-000001 |  |  | Approved
Qasr Rashwan - Lot B _0208 | CLI.CON-000001 | 11.14 - Abd Al Rahman Ibrahim-BILL NO. 3.3: Main Pump Station-3.3.17- | Earthing system network complete with (Inspection pit, rods, bare copper conductor ...etc) and all accessories, as per Contract documents. | Approved
Qasr Rashwan - Lot B _0208 | CLI.CON-000001 |  |  | Approved
Qasr Rashwan - Lot B _0208 | CLI.CON-000001 | 11.10 - Abd Al Rahman Ibrahim-BILL NO.1: SEWAGE NETWORK--1.9 | Inspection and testing of the installed pipes by CCTV for the network pipes after trench installation, all in accordance with the technical specifications. | Approved
Qasr Rashwan - Lot B _0208 | CLI.CON-000001 |  |  | Approved
Qasr Rashwan - Lot B _0208 | CLI.CON-000001 | 11.21 - Iz. Abd Al Rahman Ibrahim - Bill No.6: Admin Building - 6.1.3 - a.1 | 250 mm thick. | Approved
Qasr Rashwan - Lot B _0208 | CLI.CON-000001 |  |  | Approved
Qasr Rashwan - Lot B _0208 | CLI.CON-000001 | 11.27 - Iz. Abd Al Rahman Ibrahim - Bill No.9: Site Work - 9.2.5 - 9.2.5 | Supply and apply external cement plastering to facades with all metal accessories,, base and finish coat, thickness 2cm striped with 2 cm groove render for facades. all required works of completion with the industry standards. As per Specification, Drawings and Engineer's instructions. | Approved
Qasr Rashwan - Lot B _0208 | CLI.CON-000001 | 12.27 - Iz. Suleiman Tadrus - Bill No.9: Site Work - 9.2.1 - c | Supply, backfilling and compaction to the required grades with approved clean sand on layers not more than 25 cm thick. The layers are to be compacted by means of vibratory type equipment to obtain 95% of maximum dry density as per specifications. | Approved
Qasr Rashwan - Lot B _0208 | CLI.CON-000001 |  |  | Approved
Qasr Rashwan - Lot B _0208 | CLI.CON-000001 | 12.21 - Iz. Suleiman Tadrus - Bill No.6: Admin Building - 6.1.6 - a.2 | Type D2, size 700mmx2,200mm | Approved
Qasr Rashwan - Lot B _0208 | CLI.CON-000001 |  |  | Approved
Qasr Rashwan - Lot B _0208 | CLI.CON-000001 | 12.18 - Iz. Suleiman Tadrus-BILL NO. 4.3: Guard room-4.3.2-b | Ditto As Above But For Maintained Electricity Duration. Provided With Emergency Unit For 3 Hours | Approved
Qasr Rashwan - Lot B _0208 | CLI.CON-000001 |  |  | Approved
Qasr Rashwan - Lot B _0208 | CLI.CON-000001 | 12.11 - Suleiman Tadrus-Bill No.2: Force Main Pipeline-2.5.3-d | Flange spigot with puddle flanged pieces 200mm | Approved
Qasr Rashwan - Lot B _0208 | CLI.CON-000001 |  |  | Approved
Qasr Rashwan - Lot B _0208 | CLI.CON-000001 | 12.19 - Iz. Suleiman Tadrus - Bill No.5: Store - 5.1.4 - c. | Supply and installation of 50 mm extruded polystyrene boards for roof heat insulation with minimum density 35 kg/cm²; the work include Polystyrene sheet 1mm layer. Sample shall be approved before execution and all required works shall be as per manufacturer's instructions, recommendations and Specification. | Approved
Qasr Rashwan - Lot B _0208 | CLI.CON-000001 |  |  | Approved
Qasr Rashwan - Lot B _0208 | CLI.CON-000001 | 12.21 - Iz. Suleiman Tadrus - Bill No.6: Admin Building - 6.1.1 - c. | Supply, backfilling and compaction to the required grades with approved clean sand on layers not more than 25 cm thick. The layers are to be compacted by means of vibratory type equipment to obtain 95% of maximum dry density as per specifications. | Approved
Qasr Rashwan - Lot B _0208 | CLI.CON-000001 |  |  | Approved
Qasr Rashwan - Lot B _0208 | CLI.CON-000001 | 12.14 - Iz. Suleiman Tadrus-BILL NO. 3.3: Main Pump Station-3.3.12- | Supply, installation, termination and testing of control cables (12 x 2 mm2) from valve actuators, water hammering system, generators, transformers, Low Voltage Main Distribution Board (LVMDB), Motor Control Centers (MCC) to the PLC panel complete with conduits, pull boxes, junction boxes, accessories, duct bank...etc. | Approved
Qasr Rashwan - Lot B _0208 | CLI.CON-000001 |  |  | Approved
Qasr Rashwan - Lot B _0208 | CLI.CON-000001 | 12.21 - Iz. Suleiman Tadrus - Bill No.6: Admin Building - 6.1.7 - a.3 | cement tiling, for roof | Approved
Qasr Rashwan - Lot B _0208 | CLI.CON-000001 |  |  | Approved
Qasr Rashwan - Lot B _0208 | CLI.CON-000001 | 12.22 - Suleiman Tadrus-Bill No.6.2: Plumbing Works – Admin Room-6.2.2-a. | 25mm dia. | Approved
Qasr Rashwan - Lot B _0208 | CLI.CON-000001 |  |  | Approved
Qasr Rashwan - Lot B _0208 | CLI.CON-000001 | 12.14 - Iz. Suleiman Tadrus-BILL NO. 3.3: Main Pump Station-3.3.10- | Supply, installation, calibration, connection and testing of Pressure gauge with a range of 0 to 10 bar and all necessary accessories required for installation and operation requirements. | Approved
Qasr Rashwan - Lot B _0208 | CLI.CON-000001 |  |  | Approved
Qasr Rashwan - Lot B _0208 | CLI.CON-000001 | 12.14 - Iz. Suleiman Tadrus-BILL NO. 3.3: Main Pump Station-3.3.5- | Supply, installation, calibration, connection and testing of the electromagnetic flow meter on the main discharge line (300mm diameter) (consists of separate sensor and transmitter with digital indicator) including all necessary accessories required for installation and operation requirements. | Approved
Qasr Rashwan - Lot B _0208 | CLI.CON-000001 |  |  | Approved
Qasr Rashwan - Lot B _0208 | CLI.CON-000001 | 12.14 - Iz. Suleiman Tadrus-BILL NO. 3.3: Main Pump Station-3.3.13- | Instrumentation and Control System Spare Parts as per specifications. | Approved
Qasr Rashwan - Lot B _0208 | CLI.CON-000001 |  |  | Approved
Qasr Rashwan - Lot B _0208 | CLI.CON-000001 | 12.12 - Iz. Suleiman Tadrus - Bill No.3: PUMP STATION - 3.1.2 - d | Supply and casting of in-place reinforced concrete (Grade C30) with Sulfate- resistant cement, including: formwork, scaffolding, expansion and construction joints, Steel bar reinforcement, joint filler and sealant, accessories, transporting, mixing, casting, finishing, compaction by vibratory, curing and testing as required by the specifications. | Approved
Qasr Rashwan - Lot B _0208 | CLI.CON-000001 |  |  | Approved
Qasr Rashwan - Lot B _0208 | CLI.CON-000001 | 12.13 - Iz. Suleiman Tadrus-BILL NO. 3.2: Main Pump Station-3.2.4-a | Single Phase Switched Socket 220v, 16A, 2-pin Type Complete With Earthing Contact. | Approved
Qasr Rashwan - Lot B _0208 | CLI.CON-000001 |  |  | Approved
Qasr Rashwan - Lot B _0208 | CLI.CON-000001 | 13.27 - Iz. Salih Shamatah - Bill No.9 - Site Works - 9.2.1 - a | Excavation from ground level to required depth and grades in all types of soil except the rock, including support system, floading with water, dewatering, compacting bottom of excavation using dynamic roller, transporting excavated materials to the approved off- Site disposal area as per drawings, specifications and geotechnical report. | Approved
Qasr Rashwan - Lot B _0208 | CLI.CON-000001 |  |  | Approved
Qasr Rashwan - Lot B _0208 | CLI.CON-000001 | 13.10 - Salih Shamatah-BILL NO.1: SEWAGE NETWORK-1.2.1-b.5 | Ditto, depth to invert between 3.51 m and 4.00 m | Approved
Qasr Rashwan - Lot B _0208 | CLI.CON-000001 |  |  | Approved
Qasr Rashwan - Lot B _0208 | CLI.CON-000001 | 13.10 - Salih Shamatah-BILL NO.1: SEWAGE NETWORK-1.5.3-b | Dismantling joints | Approved
Qasr Rashwan - Lot B _0208 | CLI.CON-000001 |  |  | Approved
Qasr Rashwan - Lot B _0208 | CLI.CON-000001 | 13.19 - Iz. Salih Shamatah - Bill No.5: Store - 5.1.6 - a.1 | Type D1, Size 2,500mmx2,500mm | Approved
Qasr Rashwan - Lot B _0208 | CLI.CON-000001 |  |  | Approved
Qasr Rashwan - Lot B _0208 | CLI.CON-000001 | 13.11 - Salih Shamatah-Bill No.2: Force Main Pipeline-2.5.1-a | Gate valve 200mm dia. | Approved
Qasr Rashwan - Lot B _0208 | CLI.CON-000001 |  |  | Approved
Qasr Rashwan - Lot B _0208 | CLI.CON-000001 | 13.11 - Salih Shamatah-Bill No.2: Force Main Pipeline--2.3.6 | Supplying, installing, connecting and testing of ductile iron pipes with diameter 150 mm for wash-out chamber and inlet pipe (in the case of chamber Type-A) , the item includes all pipes, fittings, gaskets, flexible joint, bolts, nut, washers, non-shrink mortar and all required works for completion and performance of the work item in accordance with the Contract Drawings, Specifications, the Ministerial Decree No. (277 / 2000) and its annexes No. 14 /2002) and the Engineer's instructions. | Approved
Qasr Rashwan - Lot B _0208 | CLI.CON-000001 |  |  | Approved
Qasr Rashwan - Lot B _0208 | CLI.CON-000001 | 13.10 - Salih Shamatah-BILL NO.1: SEWAGE NETWORK-1.5.3-d | Pipe coupler | Approved
Qasr Rashwan - Lot B _0208 | CLI.CON-000001 |  |  | Approved
Qasr Rashwan - Lot B _0208 | CLI.CON-000001 | 13.18 - Iz.Salih Shamatah-BILL NO. 4.3: Guard room-4.3.4-a | Single Phase Switched Socket 220v, 16A, 2-pin Type Complete With Earthing Contact. | Approved
Qasr Rashwan - Lot B _0208 | CLI.CON-000001 |  |  | Approved
Qasr Rashwan - Lot B _0208 | CLI.CON-000001 | 13.11 - Salih Shamatah-Bill No.2: Force Main Pipeline--2.1 | Deep Dewatering according to soil investigation, specification and Engineer instruction. | Approved
Qasr Rashwan - Lot B _0208 | CLI.CON-000001 |  |  | Approved
Qasr Rashwan - Lot B _0208 | CLI.CON-000001 | 13.19 - Iz. Salih Shamatah - Bill No.5: Store - 5.1.5 - a | Supply and excite cement sand plaster for internal slabs, walls and beams with all metal accessories, the item includes substrate preparation, all required works of completion with the industry standards. As per specification, drawings and the Engineer's instructions. | Approved
Qasr Rashwan - Lot B _0208 | CLI.CON-000001 |  |  | Approved
Qasr Rashwan - Lot B _0208 | CLI.CON-000001 | 13.21 - Iz. Salih Shamatah - Bill No.6: Admin Building - 6.1.1 - a. | Excavation from ground level to required depth and grades in all types of soil except the rock, including support system, floading with water, dewatering, compacting bottom of excavation using dynamic roller, transporting excavated materials to the approved off-Site disposal area as per drawings, specifications and geotechnical report. | Approved
Qasr Rashwan - Lot B _0208 | CLI.CON-000001 |  |  | Approved
Qasr Rashwan - Lot B _0208 | CLI.CON-000001 | 13.21 | BILL NO. 6.1 Civil Works - Admin Room | Approved
Qasr Rashwan - Lot B _0208 | CLI.CON-000001 |  |  | Approved
Qasr Rashwan - Lot B _0208 | CLI.CON-000001 | 13.12 - Iz. Salih Shamatah - Bill No.3: PUMP STATION - 3.1.7 - a.2 | Cement tiles for roof | Approved
Qasr Rashwan - Lot B _0208 | CLI.CON-000001 |  |  | Approved
Qasr Rashwan - Lot B _0208 | CLI.CON-000001 | 13.19 - Iz. Salih Shamatah - Bill No.5: Store - 5.1.8 - a | Supply and apply of acrylic paint for internal walls and ceiling including substrate preparation, applying three coats of paint as per required colors and all required accessories as shown on drawings, specified in the Contract documents, recommended by manufacturer and approved by the Engineer prior to installation. | Approved
Qasr Rashwan - Lot B _0208 | CLI.CON-000001 |  |  | Approved
Qasr Rashwan - Lot B _0208 | CLI.CON-000001 | 13.13 - Iz.Salih Shamatah-BILL NO. 3.2: Main Pump Station-3.2.4-b | Industrial Single Phase Switched Power Socket 220v, 25A, 2-pin Type Complete With Earthing Contact And Cover. | Approved
Qasr Rashwan - Lot B _0208 | CLI.CON-000001 |  |  | Approved
Qasr Rashwan - Lot B _0208 | CLI.CON-000001 | 13.16 - Iz. Salih Shamatah - Bill No.4: Guard room - 4.1.2 - a.1 | Under foundations | Approved
Qasr Rashwan - Lot B _0208 | CLI.CON-000001 |  |  | Approved
Qasr Rashwan - Lot B _0208 | CLI.CON-000001 | 13.21 - Iz. Salih Shamatah - Bill No.6: Admin Building - 6.1.5 - b | Supply and apply external cement plastering to facades with all metal accessories, base and finish coat, thickness 2cm striped with 2 cm groove render for facades. all required works of completion with the industry standards. As per Specification, Drawings and Engineer's instructions. | Approved
Qasr Rashwan - Lot B _0208 | CLI.CON-000001 |  |  | Approved
Qasr Rashwan - Lot B _0208 | CLI.CON-000001 | 13.25 - Iz.Salih Shamatah-BILL NO.7.2: Generator Shed-7.2.2-b | Ditto As Above But For Maintained Electricity Duration. Provided With Emergency Unit For 3 Hours | Approved
Qasr Rashwan - Lot B _0208 | CLI.CON-000001 |  |  | Approved
Qasr Rashwan - Lot B _0208 | CLI.CON-000001 | 13.16 - Iz. Salih Shamatah - Bill No.4: Guard room - 4.1.1 - a. | Excavation from ground level to required depth and grades in all types of soil except the rock, including support system, floading with water, dewatering, compacting bottom of excavation using dynamic roller, transporting excavated materials to the approved off-Site disposal area as per drawings, specifications and geotechnical report. | Approved
Qasr Rashwan - Lot B _0208 | CLI.CON-000001 |  |  | Approved
Qasr Rashwan - Lot B _0208 | CLI.CON-000001 | 13.21 - Iz. Salih Shamatah - Bill No.6: Admin Building - 6.1.8 - b | Supply and apply of Dry mix paint for facades including substrate preparation, scaffoldings, grooves, applying three coats of paint as per required colors and all required accessories as shown on the Contract Drawings, recommended by manufacturer and approved by the Engineer prior to installation. | Approved
Qasr Rashwan - Lot B _0208 | CLI.CON-000001 |  |  | Approved
Qasr Rashwan - Lot B _0208 | CLI.CON-000001 | 13.27 - Iz. Salih Shamatah - Bill No.9 - Site Works - 9.2.4 - a | Supply and apply two coats of oxidized bituminous paint insulation to reinforced concrete in contact with soil such as footings, ground beam, columns pedestal and masonry work to 15 cm upper the GL, sample shall be approved before execution and all required works shall be as per manufacturer's instructions, recommendations and Specification. | Approved
Qasr Rashwan - Lot B _0208 | CLI.CON-000001 |  |  | Approved
Qasr Rashwan - Lot B _0208 | CLI.CON-000001 | 13.16 - Iz. Salih Shamatah - Bill No.4: Guard room - 4.1.8 - c | Supply and apply of 90 cm high dry mix for skirting including substrate preparation, scaffoldings, grooves, and all required accessories as shown on Contract Drawings, recommended by manufacturer and approved by the Engineer prior to installation. | Approved
Qasr Rashwan - Lot B _0208 | CLI.CON-000001 |  |  | Approved
Qasr Rashwan - Lot B _0208 | CLI.CON-000001 | 13.10 - Salih Shamatah-BILL NO.1: SEWAGE NETWORK-1.1.1-c.3 | Ditto, depth to invert between 2.51 m and 3.50 m | Approved
Qasr Rashwan - Lot B _0208 | CLI.CON-000001 |  |  | Approved
Qasr Rashwan - Lot B _0208 | CLI.CON-000001 | 13.19 - Iz. Salih Shamatah - Bill No.5: Store - 5.1.9 - a. | 75mm dia. | Approved
Qasr Rashwan - Lot B _0208 | CLI.CON-000001 |  |  | Approved
Qasr Rashwan - Lot B _0208 | CLI.CON-000001 | 13.16 - Iz. Salih Shamatah - Bill No.4: Guard room - 4.1.7 - c | Supply and lay marble / granite steps the riser 20 mm thick and the tread 40 mm thick including skirting & anti slip braking width 3 cm, as parallel lines as per drawings, specifications and approved sample. | Approved
Qasr Rashwan - Lot B _0208 | CLI.CON-000001 |  |  | Approved
Qasr Rashwan - Lot B _0208 | CLI.CON-000001 | 13.11 - Salih Shamatah-Bill No.2: Force Main Pipeline-2.5.3-b | Flange spigot with puddle flanged pieces 200mm | Approved
Qasr Rashwan - Lot B _0208 | CLI.CON-000001 |  |  | Approved
Qasr Rashwan - Lot B _0208 | CLI.CON-000001 | 13.11 - Salih Shamatah-Bill No.2: Force Main Pipeline-2.1-a | Inner diameter DN/ID 200 mm | Approved
Qasr Rashwan - Lot B _0208 | CLI.CON-000001 |  |  | Approved
Qasr Rashwan - Lot B _0208 | CLI.CON-000001 | 13.16 - Iz. Salih Shamatah - Bill No.4: Guard room - 4.1.3 - b.1 | 250 mm thick. | Approved
Qasr Rashwan - Lot B _0208 | CLI.CON-000001 |  |  | Approved
Qasr Rashwan - Lot B _0208 | CLI.CON-000001 | 13.20 - Iz.Salih Shamatah-BILL NO. 5.2: Store-5.2.5-b | Lighting outlets. | Approved
Qasr Rashwan - Lot B _0208 | CLI.CON-000001 |  |  | Approved
Qasr Rashwan - Lot B _0208 | CLI.CON-000001 | 13.21 - Iz. Salih Shamatah - Bill No.6: Admin Building - 6.1.3 - c.1 | 250 mm thick. | Approved
Qasr Rashwan - Lot B _0208 | CLI.CON-000001 |  |  | Approved
Qasr Rashwan - Lot B _0208 | CLI.CON-000001 | 14.14 - Iz. Abou Hussein-BILL NO. 3.3: Main Pump Station-3.3.6- | Supply, installation, calibration, connection and testing of Non-contact Radar level transmitter with range from 0 to 20 meters and beam angle not more than 5 degree (consists of separate sensor and transmitter with digital indicator) including all necessary accessories required for installation and operation requirements. | Approved
Qasr Rashwan - Lot B _0208 | CLI.CON-000001 |  |  | Approved
Qasr Rashwan - Lot B _0208 | CLI.CON-000001 | 14.12 - Iz. Abou Hussein - Bill No.3: PUMP STATION - 3.1.6 - a | Type D1, size 1,500mmx2,500mm | Approved
Qasr Rashwan - Lot B _0208 | CLI.CON-000001 |  |  | Approved
Qasr Rashwan - Lot B _0208 | CLI.CON-000001 | 14.14 - Iz. Abou Hussein-BILL NO. 3.3: Main Pump Station-3.3.2- | Outdoor Kiosk power transformer package 160KVA, 11/0.4KV complete with Ring Main Unit, Bus-Bar, Breakers, Protection, Measuring, Low Voltage accumulated energy meter and all required accessories for medium voltage, as per tendered documents, and shall be supplied and erected according to the requirements of the Egyptian Electric Authority (E.E.A), the contractor shall take the approval of the (E.E.A) before supplying. | Approved
Qasr Rashwan - Lot B _0208 | CLI.CON-000001 |  |  | Approved
Qasr Rashwan - Lot B _0208 | CLI.CON-000001 | 14.22 - Iz. Abou Hussein - Bill No.6: Generator Shed - 6.1 - 6.1.b | Supplying, install and fabrication Pre-Engineered Steel Shade Structures. The price includes all the necessary steel section, bolts, C- channel and corrugated sheet , fixing, paints, fitting and accessories as required by the specifications. provided that the work is completed in full according to the Contract Drawings, Technical Specifications, industry assets and the instructions of the Engineer. | Approved
Qasr Rashwan - Lot B _0208 | CLI.CON-000001 |  |  | Approved
Qasr Rashwan - Lot B _0208 | CLI.CON-000001 | 14.19 - Iz. Abou Hussein - Bill No.5: Admin Building - 5.1.5 - b | Supply and apply external cement plastering to facades with all metal accessories, base and finish coat, thickness 2cm striped with 2 cm groove render for facades. all required works of completion with the industry standards. As per Specification, Drawings and Engineer's instructions. | Approved
Qasr Rashwan - Lot B _0208 | CLI.CON-000001 |  |  | Approved
Qasr Rashwan - Lot B _0208 | CLI.CON-000001 | 14.15 - Abou Hussein-Bill No.3.4: Mechanical Works - Pumping Station-3.4.3-a. | D.C.I, K9, flanged pipes, dia. 150 mm. | Approved
Qasr Rashwan - Lot B _0208 | CLI.CON-000001 |  |  | Approved
Qasr Rashwan - Lot B _0208 | CLI.CON-000001 | 14.15 - Abou Hussein-Bill No.3.4: Mechanical Works - Pumping Station-3.4.4-a. | D.C.I, K9, flanged pipes, dia. 200 mm. | Approved
Qasr Rashwan - Lot B _0208 | CLI.CON-000001 |  |  | Approved
Qasr Rashwan - Lot B _0208 | CLI.CON-000001 | 14.11 - Abou Hussein-BILL NO.2 : Force Main Pipeline-2.3.3-a | Flange socket with puddle flanged pieces 200mm | Approved
Qasr Rashwan - Lot B _0208 | CLI.CON-000001 |  |  | Approved
Qasr Rashwan - Lot B _0208 | CLI.CON-000001 | 14.19 - Iz. Abou Hussein - Bill No.5: Admin Building - 5.1.8 - c | Supply and apply of 90 cm high dry mix for skirting including substrate preparation, scaffoldings, grooves, and all required accessories as shown on Contract Drawings, recommended by manufacturer and approved by the Engineer prior to installation. | Approved
Qasr Rashwan - Lot B _0208 | CLI.CON-000001 |  |  | Approved
Qasr Rashwan - Lot B _0208 | CLI.CON-000001 | 14.25 - Iz. Abou Hussein - Bill No.8: Site Work - 8.2.4 - b | Supply and installation of foam Expansion joints outdoor type joint sealant Complete as shown on drawings, and recommended by the manufacturer and Specification. | Approved
Qasr Rashwan - Lot B _0208 | CLI.CON-000001 |  |  | Approved
Qasr Rashwan - Lot B _0208 | CLI.CON-000001 | 14.12 | BILL NO. 3.1 Civil Works - Pumping Station | Approved
Qasr Rashwan - Lot B _0208 | CLI.CON-000001 |  |  | Approved
Qasr Rashwan - Lot B _0208 | CLI.CON-000001 | 14.19 | BILL NO. 5.1 Civil Works - Admin Room | Approved
Qasr Rashwan - Lot B _0208 | CLI.CON-000001 |  |  | Approved
Qasr Rashwan - Lot B _0208 | CLI.CON-000001 | 14.19 - Iz. Abou Hussein - Bill No.5: Admin Building - 5.1.7 - a.1 | Ceramic floor, glazed ceramic | Approved
Qasr Rashwan - Lot B _0208 | CLI.CON-000001 |  |  | Approved
Qasr Rashwan - Lot B _0208 | CLI.CON-000001 | 14.12 - Iz. Abou Hussein - Bill No.3: PUMP STATION - 3.1.2 - c | Supply and install the steel structure for the edge of the wet well to support the concrete structure of the wet well includes the steel reinforcement for walls of the pit, steel SIB for pit floor, beam of dicophyl, bolts, plates , angles, nuts and washers as required by drawings, specifications and Engineer instructions. | Approved
Qasr Rashwan - Lot B _0208 | CLI.CON-000001 |  |  | Approved
Qasr Rashwan - Lot B _0208 | CLI.CON-000001 | 10.16 - Abd Al Azeem Al Sofy Village - Bill No.4: Guard room - 4.1.1 - b. | Extra over for excavation in rock. | Approved
Qasr Rashwan - Lot B _0208 | CLI.CON-000001 |  |  | Approved
Qasr Rashwan - Lot B _0208 | CLI.CON-000001 | 10.10 - Abd Al Azeem Al Sofy -BILL NO.1: SEWAGE NETWORK--1.8 | Excavation in rock as specified in the Contract Documents. | Approved
Qasr Rashwan - Lot B _0208 | CLI.CON-000001 |  |  | Approved
Qasr Rashwan - Lot B _0208 | CLI.CON-000001 | 10.27 - Abd Al Azeem Al Sofy Village - Bill No.9: Site Work - 9.2.1 - d. | Supplying and installing of replacement soil using clean graded sand in layers not exceeding 250 mm thickness, the layers are to be compacted by equipment to reach 95% maximum dry density determined according to the modified Proctor compaction test, all as per drawings, specifications and geotechnical report. | Approved
Qasr Rashwan - Lot B _0208 | CLI.CON-000001 |  |  | Approved
Qasr Rashwan - Lot B _0208 | CLI.CON-000001 | 10.11 - Abd Al Azeem Al Sofy -Bill No.2: Force Main Pipeline-2.2-e | Flowmeter chamber | Approved
Qasr Rashwan - Lot B _0208 | CLI.CON-000001 |  |  | Approved
Qasr Rashwan - Lot B _0208 | CLI.CON-000001 | 10.18 | BILL NO. 4.3 Electrical Works – Guard Room | Approved
Qasr Rashwan - Lot B _0208 | CLI.CON-000001 |  |  | Approved
Qasr Rashwan - Lot B _0208 | CLI.CON-000001 | 10.27 - Abd Al Azeem Al Sofy Village - Bill No.9: Site Work - 9.1 - 9.1.c | Supply and install pre-cast concrete kerbs, the price includes excavation, backfilling, mortar bed, lean concrete, concrete haunching, including ends, angles, provision of curb opening for drainage, and painting. All required works of completion with the industry standards, as per specification, drawings and Engineer instructions. | Approved
Qasr Rashwan - Lot B _0208 | CLI.CON-000001 |  |  | Approved
Qasr Rashwan - Lot B _0208 | CLI.CON-000001 | 10.21 - Abd Al Azeem Al Sofy Village - Bill No.6: Admin Building - 6.1.8 - b | Supply and apply of Dry mix paint for facades including substrate preparation, scaffoldings, grooves, applying three coats of paint as per required colors and all required accessories as shown on the Contract Drawings, recommended by manufacturer and approved by the Engineer prior to installation. | Approved
Qasr Rashwan - Lot B _0208 | CLI.CON-000001 |  |  | Approved
Qasr Rashwan - Lot B _0208 | CLI.CON-000001 | 10.13 - Abd Al Azeem Al Sofy-BILL NO. 3.2: Main Pump Station-3.2.5-a | Wall Mounted Exhaust Fan Outlet. | Approved
Qasr Rashwan - Lot B _0208 | CLI.CON-000001 |  |  | Approved
Qasr Rashwan - Lot B _0208 | CLI.CON-000001 | 10.16 - Abd Al Azeem Al Sofy Village - Bill No.4: Guard room - 4.1.3 - a.2 | 120 mm thick. | Approved
Qasr Rashwan - Lot B _0208 | CLI.CON-000001 |  |  | Approved
Qasr Rashwan - Lot B _0208 | CLI.CON-000001 | 10.16 - Abd Al Azeem Al Sofy Village - Bill No.4: Guard room - 4.1.3 - b.2 | 120 mm thick. | Approved
Qasr Rashwan - Lot B _0208 | CLI.CON-000001 |  |  | Approved
Qasr Rashwan - Lot B _0208 | CLI.CON-000001 | 10.19 - Abd Al Azeem Al Sofy Village - Bill No.5: Store - 5.1.2 - b.1 | for foundation | Approved
Qasr Rashwan - Lot B _0208 | CLI.CON-000001 |  |  | Approved
Qasr Rashwan - Lot B _0208 | CLI.CON-000001 | 10.10 - Abd Al Azeem Al Sofy -BILL NO.1: SEWAGE NETWORK-1.6.3-b | Dismantling joints | Approved
Qasr Rashwan - Lot B _0208 | CLI.CON-000001 |  |  | Approved
Qasr Rashwan - Lot B _0208 | CLI.CON-000001 | 10.19 - Abd Al Azeem Al Sofy Village - Bill No.5: Store - 5.1.2 - b.2 | For grade slabs, 100 mm thick | Approved
Qasr Rashwan - Lot B _0208 | CLI.CON-000001 |  |  | Approved
Qasr Rashwan - Lot B _0208 | CLI.CON-000001 | 10.18 - Abd Al Azeem Al Sofy-BILL NO. 4.3: Guard room-4.3.1-a | Supply, install, connect, test and commission of complete L.V. distribution boards (LP-GUR-EXT.) the price include circuit breakers, contactors, relays, timers , photocells, push buttons, selectvity study, termination, Identifications ,labling, glands, copper luggs as specified and as indicating drawings. System shall be lump sum complete in every respect with all necessary accessories and ancillary works. | Approved
Qasr Rashwan - Lot B _0208 | CLI.CON-000001 |  |  | Approved
Qasr Rashwan - Lot B _0208 | CLI.CON-000001 | 10.18 - Abd Al Azeem Al Sofy-BILL NO. 4.3: Guard room-4.3.2-b | Ditto As Above But For Maintained Electricity Duration. Provided With Emergency Unit For 3 Hours | Approved
Qasr Rashwan - Lot B _0208 | CLI.CON-000001 |  |  | Approved
Qasr Rashwan - Lot B _0208 | CLI.CON-000001 | 10.10 - Abd Al Azeem Al Sofy -BILL NO.1: SEWAGE NETWORK-1.2.2-a.3 | Ditto, depth to invert between 3.01 m and 3.50 m | Approved
Qasr Rashwan - Lot B _0208 | CLI.CON-000001 |  |  | Approved
Qasr Rashwan - Lot B _0208 | CLI.CON-000001 | 10.12 - Abd Al Azeem Al Sofy Village - Bill No.3: PUMP STATION - 3.1.2 - c | Supply and install the steel structure for the edge of the wet well to support the concrete structure of the wet well includes the steel reinforcement for walls of the pit, steel SIB for pit floor, beam of dicophyl, bolts, plates , angles, nuts and washers as required by drawings, specifications and Engineer instructions. | Approved
Qasr Rashwan - Lot B _0208 | CLI.CON-000001 |  |  | Approved
Qasr Rashwan - Lot B _0208 | CLI.CON-000001 | 10.15 | BILL NO. 3.4 Mechanical Works - Pumping Station | Approved
Qasr Rashwan - Lot B _0208 | CLI.CON-000001 |  |  | Approved
Qasr Rashwan - Lot B _0208 | CLI.CON-000001 | 10.11 - Abd Al Azeem Al Sofy -Bill No.2: Force Main Pipeline-2.3.2-b | Tee 400/100 | Approved
Qasr Rashwan - Lot B _0208 | CLI.CON-000001 |  |  | Approved
Qasr Rashwan - Lot B _0208 | CLI.CON-000001 | 10.11 - Abd Al Azeem Al Sofy -Bill No.2: Force Main Pipeline-2.8.2- | Demolishing and Construction of in-situ cast fair faced rienforced concrete (Grade C30) for Air Release valve chamber Price includes all supplies for concrete, formwork, reinforcement steel and excavation works in all types of soil except the rock, soil replacement if any,sheeting, side supports, surface dewatering, forming flexible joints and disposal of the excavated material, debris and rubble, disposal to the designated dump yard, all plain and renforced concrete works using sulfate-resistant cement, installation of precast concrete tiles that can be dismantled, internal and external protection with epoxy coating, backfilling in layers using approved soil material, compaction, cover and frame made of polymeric material such as (GRP) or alternative , epoxy coated, installation of ladder, the item includes air relief valve 100 mm dia., gate valve 100mm, gate valve 600 mm and all necessery fittings in case of an invalid the exsist fitting, The Contractor must submit the method of implementation to be approved from the Engineer. all works that are required for a complete chamber,all works shall be completed according to Technical Specifications and Engineer instructions. | Approved
Qasr Rashwan - Lot B _0208 | CLI.CON-000001 |  |  | Approved
Qasr Rashwan - Lot B _0208 | CLI.CON-000001 | 10.11 - Abd Al Azeem Al Sofy -Bill No.2: Force Main Pipeline--2.3.6 | Supplying, installing, connecting and testing of ductile iron pipes with diameter 150 mm for wash-out chamber and inlet pipe (in the case of chamber Type-A) , the item includes all pipes, fittings, gaskets, flexible joint, bolts, nut, washers, non-shrink mortar and all required works for completion and performance of the work item in accordance with the Contract Drawings, Specifications, the Ministerial Decree No. (277 / 2000) and its annexes No. 14 /2002) and the Engineer's instructions. | Approved
Qasr Rashwan - Lot B _0208 | CLI.CON-000001 |  |  | Approved
Qasr Rashwan - Lot B _0208 | CLI.CON-000001 | 10.21 - Abd Al Azeem Al Sofy Village - Bill No.6: Admin Building - 6.1.6 - b.2 | Type W2, 600 mm width x 600 mm height | Approved
Qasr Rashwan - Lot B _0208 | CLI.CON-000001 |  |  | Approved
Qasr Rashwan - Lot B _0208 | CLI.CON-000001 | 10.21 - Abd Al Azeem Al Sofy Village - Bill No.6: Admin Building - 6.1.2 - c.2 | RC protection layer | Approved
Qasr Rashwan - Lot B _0208 | CLI.CON-000001 |  |  | Approved
Qasr Rashwan - Lot B _0208 | CLI.CON-000001 | 10.21 - Abd Al Azeem Al Sofy Village - Bill No.6: Admin Building - 6.1.2 - a.2 | For roof slopes, 30 mm to 140 mm thick | Approved
Qasr Rashwan - Lot B _0208 | CLI.CON-000001 |  |  | Approved
Qasr Rashwan - Lot B _0208 | CLI.CON-000001 | 10.20 - Abd Al Azeem Al Sofy-BILL NO. 5.3: Store-5.2.5-b | Lighting outlets. | Approved
Qasr Rashwan - Lot B _0208 | CLI.CON-000001 |  |  | Approved
Qasr Rashwan - Lot B _0208 | CLI.CON-000001 | 10.21 - Abd Al Azeem Al Sofy Village - Bill No.6: Admin Building - 6.1.7 - b | Supply and installation of ceramic tiles, pattern as shown on drawings including cement mortar, setting bed, grouting, pointing, fixing, support and all required accessories. Complete as shown on drawings, specified in the Contract documents, recommended by manufacturer and approved by the Engineer prior to installation. | Approved
Qasr Rashwan - Lot B _0208 | CLI.CON-000001 |  |  | Approved
Qasr Rashwan - Lot B _0208 | CLI.CON-000001 | 10.11 - Abd Al Azeem Al Sofy -Bill No.2: Force Main Pipeline-2.3.1-e | Air Relief valve 100 mm dia.(include gate valve 100mm) | Approved
Qasr Rashwan - Lot B _0208 | CLI.CON-000001 |  |  | Approved
Qasr Rashwan - Lot B _0208 | CLI.CON-000001 | 10.11 - Abd Al Azeem Al Sofy -Bill No.2: Force Main Pipeline-2.5.2-a | Tee 400/150 | Approved
Qasr Rashwan - Lot B _0208 | CLI.CON-000001 |  |  | Approved
Qasr Rashwan - Lot B _0208 | CLI.CON-000001 | 10.19 - Abd Al Azeem Al Sofy Village - Bill No.5: Store - 5.1.2 - c.2 | RC protection layer | Approved
Qasr Rashwan - Lot B _0208 | CLI.CON-000001 |  |  | Approved
Qasr Rashwan - Lot B _0208 | CLI.CON-000001 |  |  | Approved
Qasr Rashwan - Lot B _0208 | CLI.CON-000001 | 11.25 | BILL NO. 7.2 Electrical Works - Generator Shed | Approved
Qasr Rashwan - Lot B _0208 | CLI.CON-000001 |  |  | Approved
Qasr Rashwan - Lot B _0208 | CLI.CON-000001 | 11.23 - Abd Al Rahman Ibrahim- BILL NO. 6.3: Admin Room-6.3.3-a | One Way, Two-gang Lighting Switch 10A. | Approved
Qasr Rashwan - Lot B _0208 | CLI.CON-000001 |  |  | Approved
Qasr Rashwan - Lot B _0208 | CLI.CON-000001 | 11.13 - Abd Al Rahman Ibrahim-BILL NO. 3.2: Main Pump Station-3.2.3-b | Ditto As Above Item, But Of Weatherproof Type. | Approved
Qasr Rashwan - Lot B _0208 | CLI.CON-000001 |  |  | Approved
Qasr Rashwan - Lot B _0208 | CLI.CON-000001 | 11.19 - Iz. Abd Al Rahman Ibrahim - Bill No.5: Store - 5.1.9 - a. | 75mm dia. | Approved
Qasr Rashwan - Lot B _0208 | CLI.CON-000001 |  |  | Approved
Qasr Rashwan - Lot B _0208 | CLI.CON-000001 | 11.23 - Abd Al Rahman Ibrahim- BILL NO. 6.3: Admin Room-6.3.2-d | Surface Mounted Luminaire (IP54) With 20W LED lamp. | Approved
Qasr Rashwan - Lot B _0208 | CLI.CON-000001 |  |  | Approved
Qasr Rashwan - Lot B _0208 | CLI.CON-000001 | 11.15 - Abd Al Rahman Ibrahim-Bill No.3.4: Mechanical Works - Pumping Station-3.4.4-d. | Flanged Wall piece, dia. 350 mm. | Approved
Qasr Rashwan - Lot B _0208 | CLI.CON-000001 |  |  | Approved
Qasr Rashwan - Lot B _0208 | CLI.CON-000001 | 11.19 - Iz. Abd Al Rahman Ibrahim - Bill No.5: Store - 5.1.6 - a.1 | Type D1, Size 2,500mmx2,500mm | Approved
Qasr Rashwan - Lot B _0208 | CLI.CON-000001 |  |  | Approved
Qasr Rashwan - Lot B _0208 | CLI.CON-000001 | 11.27 - Iz. Abd Al Rahman Ibrahim - Bill No.9: Site Work - 9.1 - 9.1.a | Supply and install and test Reinforced concrete pavement (20 cm thick) inside the plant including formwork and steel reinforcement mesh, 15 cm gravel as base, leveling, helicopter finish and coated by screed and all its requirement for completion the work. As per Specification, Drawings and Engineer's instructions | Approved
Qasr Rashwan - Lot B _0208 | CLI.CON-000001 |  |  | Approved
Qasr Rashwan - Lot B _0208 | CLI.CON-000001 | 11.16 - Iz. Abd Al Rahman Ibrahim - Bill No.4: Guard room - 4.1.4 - c. | Supply and installation of 50 mm extruded polystyrene boards for roof heat insulation with minimum density 35 kg/cm²; the work include Polystyrene sheet 1mm layer. Sample shall be approved before execution and all required works shall be as per manufacturer's instructions, recommendations and Specification. | Approved
Qasr Rashwan - Lot B _0208 | CLI.CON-000001 |  |  | Approved
Qasr Rashwan - Lot B _0208 | CLI.CON-000001 | 11.12 - Iz. Abd Al Rahman Ibrahim - Bill No.3: PUMP STATION - 3.1.2 - c | Supply and install the steel structure for the edge of the wet well to support the concrete structure of the wet well includes the steel reinforcement for walls of the pit, steel SIB for pit floor, beam of dicophyl, plates, angles, bolts, nuts and washers as required by drawings, specifications and Engineer instructions. | Approved
Qasr Rashwan - Lot B _0208 | CLI.CON-000001 |  |  | Approved
Qasr Rashwan - Lot B _0208 | CLI.CON-000001 | 11.21 | BILL NO. 6.1 Civil Works - Admin Room | Approved
Qasr Rashwan - Lot B _0208 | CLI.CON-000001 |  |  | Approved
Qasr Rashwan - Lot B _0208 | CLI.CON-000001 | 11.16 - Iz. Abd Al Rahman Ibrahim - Bill No.4: Guard room - 4.1.7 - a.2 | Ceramic floor, non-slip ceramic for toilet | Approved
Qasr Rashwan - Lot B _0208 | CLI.CON-000001 |  |  | Approved
Qasr Rashwan - Lot B _0208 | CLI.CON-000001 | 11.11 - Abd Al Rahman Ibrahim-Bill No.2: Force Main Pipeline-2.3.5-a | 45º (350mm) | Approved
Qasr Rashwan - Lot B _0208 | CLI.CON-000001 |  |  | Approved
Qasr Rashwan - Lot B _0208 | CLI.CON-000001 | 11.10 - Abd Al Rahman Ibrahim-BILL NO.1: SEWAGE NETWORK-1.2.1-b.6 | Ditto, depth to invert between 4.01 m and 4.50 m | Approved
Qasr Rashwan - Lot B _0208 | CLI.CON-000001 |  |  | Approved
Qasr Rashwan - Lot B _0208 | CLI.CON-000001 | 11.12 - Iz. Abd Al Rahman Ibrahim - Bill No.3: PUMP STATION - 3.1.2 - d | Supply and casting of in-place reinforced concrete (Grade C30) with Sulfate-resistant cement, including: formwork, scaffolding, expansion and construction joints, Steel bar reinforcement, joint filler and sealant, accessories, transporting, mixing, casting, finishing, compaction by vibratory, curing and testing as required by the specifications. | Approved
Qasr Rashwan - Lot B _0208 | CLI.CON-000001 |  |  | Approved
Qasr Rashwan - Lot B _0208 | CLI.CON-000001 | 11.27 - Iz. Abd Al Rahman Ibrahim - Bill No.9: Site Work - 9.3.2 - a. | DN/ID 150 mm dia | Approved
Qasr Rashwan - Lot B _0208 | CLI.CON-000001 |  |  | Approved
Qasr Rashwan - Lot B _0208 | CLI.CON-000001 | 11.10 - Abd Al Rahman Ibrahim-BILL NO.1: SEWAGE NETWORK-1.6-d | Concrete encasement 25cm (400mm) | Approved
Qasr Rashwan - Lot B _0208 | CLI.CON-000001 |  |  | Approved
Qasr Rashwan - Lot B _0208 | CLI.CON-000001 | 11.10 - Abd Al Rahman Ibrahim-BILL NO.1: SEWAGE NETWORK-1.2.1-b.5 | Ditto, depth to invert between 3.51 m and 4.00 m | Approved
Qasr Rashwan - Lot B _0208 | CLI.CON-000001 |  |  | Approved
Qasr Rashwan - Lot B _0208 | CLI.CON-000001 | 11.19 - Iz. Abd Al Rahman Ibrahim - Bill No.5: Store - 5.1.4 - b. | Supply and installation of horizontal prefabricated moisture Insulation membrane to the wet areas with 4mm thick for floor and roof, including joints, fixtures, overlaps not less than 100 mm and item include all surface preparation steps, coating with 2 layers of primer bitumen coat, metal flashing, internal angle fillets, upstand to vertical surfaces and waterproofing to all openings and around pipes and water drains, Polystyrene sheet 1mm, protection Sand- cement mortar screed, 30 mm thick as per manufacturer's instructions, Contract Drawing, recommendations and Specification. | Approved
Qasr Rashwan - Lot B _0208 | CLI.CON-000001 |  |  | Approved
Qasr Rashwan - Lot B _0208 | CLI.CON-000001 | 11.14 - Abd Al Rahman Ibrahim-BILL NO. 3.3: Main Pump Station-3.3.4- | Supply, installation, programming, connecting, commissioning and testing of the control panel (2mm thickness) including the(Conformal coated) Programmable Logic Controller (PLC) consists of: Power supply Module CPU Module Digital Input Modules Digital Output Modules Analog Input Modules Analog Output Modules (If required) Complete with programming software, electrical protection devices, input and output isolation units, industrial switch, electrical feed, insulation transformer, lighting bulb, connection with main control system and all necessary accessories and devices. | Approved
Qasr Rashwan - Lot B _0208 | CLI.CON-000001 |  |  | Approved
Qasr Rashwan - Lot B _0208 | CLI.CON-000001 | 11.19 - Iz. Abd Al Rahman Ibrahim - Bill No.5: Store - 5.1.1 - c. | Supply, backfilling and compaction to the required grades with approved clean sand on layers not more than 25 cm thick. The layers are to be compacted by means of vibratory type equipment to obtain 95% of maximum dry density as per specifications. | Approved
Qasr Rashwan - Lot B _0208 | CLI.CON-000001 |  |  | Approved
Qasr Rashwan - Lot B _0208 | CLI.CON-000001 | 11.21 - Iz. Abd Al Rahman Ibrahim - Bill No.6: Admin Building - 6.1.2 - a.2 | For roof slopes, 30 mm to 140 mm thick | Approved
Qasr Rashwan - Lot B _0208 | CLI.CON-000001 |  |  | Approved
Qasr Rashwan - Lot B _0208 | CLI.CON-000001 | 11.23 - Abd Al Rahman Ibrahim- BILL NO. 6.3: Admin Room-6.3.5-a | Wall Mounted Exhaust Fan Outlet. | Approved
Qasr Rashwan - Lot B _0208 | CLI.CON-000001 |  |  | Approved
Qasr Rashwan - Lot B _0208 | CLI.CON-000001 | 11.22 - Abd Al Rahman Ibrahim-Bill No.6.2: Plumbing Works – Admin Room-6.2.3-a. | gully trap 30 x 30 | Approved
Qasr Rashwan - Lot B _0208 | CLI.CON-000001 |  |  | Approved
Qasr Rashwan - Lot B _0208 | CLI.CON-000001 | 11.21 - Iz. Abd Al Rahman Ibrahim - Bill No.6: Admin Building - 6.1.4 - c. | Supply and installation of 50 mm extruded polystyrene boards for roof heat insulation with minimum density 35 kg/cm²; the work include Polystyrene sheet 1mm layer. Sample shall be approved before execution and all required works shall be as per manufacturer's instructions, recommendations and Specification. | Approved
Qasr Rashwan - Lot B _0208 | CLI.CON-000001 |  |  | Approved
Qasr Rashwan - Lot B _0208 | CLI.CON-000001 | 11.12 - Iz. Abd Al Rahman Ibrahim - Bill No.3: PUMP STATION - 3.1.5 - b | Supply and apply external cement plastering to facades with all metal accessories, base and finish coat, thickness 2cm striped with 2 cm groove render for facades. all required works of completion with the industry standards. As per Specification, Drawings and Engineer's instructions. | Approved
Qasr Rashwan - Lot B _0208 | CLI.CON-000001 |  |  | Approved
Qasr Rashwan - Lot B _0208 | CLI.CON-000001 | 11.10 - Abd Al Rahman Ibrahim-BILL NO.1: SEWAGE NETWORK-1.1.1-f.1 | Depth to invert between 4.51 m and 5.50 m | Approved
Qasr Rashwan - Lot B _0208 | CLI.CON-000001 |  |  | Approved
Qasr Rashwan - Lot B _0208 | CLI.CON-000001 | 11.11 - Abd Al Rahman Ibrahim-Bill No.2: Force Main Pipeline-2.5.2-a | Tee 350/150 | Approved
Qasr Rashwan - Lot B _0208 | CLI.CON-000001 |  |  | Approved
Qasr Rashwan - Lot B _0208 | CLI.CON-000001 | 11.14 - Abd Al Rahman Ibrahim-BILL NO. 3.3: Main Pump Station-3.3.6- | Supply, installation, calibration, connection and testing of Non-contact Radar level transmitter with range from 0 to 20 meters and beam angle not more than 5 degree (consists of separate sensor and transmitter with digital indicator) including all necessary accessories required for installation and operation requirements. | Approved
Qasr Rashwan - Lot B _0208 | CLI.CON-000001 |  |  | Approved
Qasr Rashwan - Lot B _0208 | CLI.CON-000001 | 12.18 - Iz. Suleiman Tadrus-BILL NO. 4.3: Guard room-4.3.2-c | Enclosed Polycarbonate, Wall Mounting Luminaire IP65 With 20 Watt LED Lamp. | Approved
Qasr Rashwan - Lot B _0208 | CLI.CON-000001 |  |  | Approved
Qasr Rashwan - Lot B _0208 | CLI.CON-000001 | 12.22 - Suleiman Tadrus-Bill No.6.2: Plumbing Works – Admin Room-6.2.4- | 75mm | Approved
Qasr Rashwan - Lot B _0208 | CLI.CON-000001 |  |  | Approved
Qasr Rashwan - Lot B _0208 | CLI.CON-000001 | 12.10 - Suleiman Tadrus-BILL NO.1: SEWAGE NETWORK-1.6.3-a | DI gate valve 500 mm, | Approved
Qasr Rashwan - Lot B _0208 | CLI.CON-000001 |  |  | Approved
Qasr Rashwan - Lot B _0208 | CLI.CON-000001 | 12.11 - Suleiman Tadrus-Bill No.2: Force Main Pipeline-2.3.4-a | Dismantling joint 300mm | Approved
Qasr Rashwan - Lot B _0208 | CLI.CON-000001 |  |  | Approved
Qasr Rashwan - Lot B _0208 | CLI.CON-000001 | 12.10 - Suleiman Tadrus-BILL NO.1: SEWAGE NETWORK-1.7.2-d | Crossing under RAHIM ROAD by pipe jacking or macro-tunneling | Approved
Qasr Rashwan - Lot B _0208 | CLI.CON-000001 |  |  | Approved
Qasr Rashwan - Lot B _0208 | CLI.CON-000001 | 12.21 - Iz. Suleiman Tadrus - Bill No.6: Admin Building - 6.1.2 - c.1 | structure | Approved
Qasr Rashwan - Lot B _0208 | CLI.CON-000001 |  |  | Approved
Qasr Rashwan - Lot B _0208 | CLI.CON-000001 | 12.15 - Suleiman Tadrus-Bill No.3.4: Mechanical Works - Pumping Station--3.4.10 | Maintenance tools as per tendered documents. | Approved
Qasr Rashwan - Lot B _0208 | CLI.CON-000001 |  |  | Approved
Qasr Rashwan - Lot B _0208 | CLI.CON-000001 | 12.15 - Suleiman Tadrus-Bill No.3.4: Mechanical Works - Pumping Station-3.4.4-d. | Flanged Wall piece, dia. 300 mm. | Approved
Qasr Rashwan - Lot B _0208 | CLI.CON-000001 |  |  | Approved
Qasr Rashwan - Lot B _0208 | CLI.CON-000001 | 12.13 | BILL NO. 3.2 Electrical Works – Pumping Station (LV and Lighting) | Approved
Qasr Rashwan - Lot B _0208 | CLI.CON-000001 |  |  | Approved
Qasr Rashwan - Lot B _0208 | CLI.CON-000001 | 12.16 - Iz. Suleiman Tadrus - Bill No.4: Guard room - 4.1.8 - a | Supply and apply of acrylic paint for internal walls and ceiling including substrate preparation, applying three coats of paint as per required colors and all required accessories as shown on drawings, specified in the Contract documents, recommended by manufacturer and approved by the Engineer prior to installation. | Approved
Qasr Rashwan - Lot B _0208 | CLI.CON-000001 |  |  | Approved
Qasr Rashwan - Lot B _0208 | CLI.CON-000001 | 12.14 - Iz. Suleiman Tadrus-BILL NO. 3.3: Main Pump Station-3.3.9- | Supply, installation, calibration, connection and testing of Pressure Switch with a range of 0 to 10 bar and all necessary accessories required for installation and operation requirements. | Approved
Qasr Rashwan - Lot B _0208 | CLI.CON-000001 |  |  | Approved
Qasr Rashwan - Lot B _0208 | CLI.CON-000001 | 12.15 - Suleiman Tadrus-Bill No.3.4: Mechanical Works - Pumping Station-3.4.3-e. | Flanged Elbow 90o, dia. 200 mm. | Approved
Qasr Rashwan - Lot B _0208 | CLI.CON-000001 |  |  | Approved
Qasr Rashwan - Lot B _0208 | CLI.CON-000001 | 12.27 - Iz. Suleiman Tadrus - Bill No.9: Site Work - 9.3.6 - 9.3.6 | Supply and Install catsh basin including all necessary fittings, the rate shall include excavation in soil, PVC pipes (SN4) with inner diameter of 150 mm for connections between storm gully and manhole, lay bedding layer under gravity pipe line, backfilling above pipe lines and surplus excavation as per specifications and drawings. | Approved
Qasr Rashwan - Lot B _0208 | CLI.CON-000001 |  |  | Approved
Qasr Rashwan - Lot B _0208 | CLI.CON-000001 | 12.16 - Iz. Suleiman Tadrus - Bill No.4: Guard room - 4.1.7 - a.3 | cement tiling, for roof | Approved
Qasr Rashwan - Lot B _0208 | CLI.CON-000001 |  |  | Approved
Qasr Rashwan - Lot B _0208 | CLI.CON-000001 | 12.15 - Suleiman Tadrus-Bill No.3.4: Mechanical Works - Pumping Station-3.4.7-a. | Rotary crane 2 ton, complete with all accessories as specified by Contract Documents. | Approved
Qasr Rashwan - Lot B _0208 | CLI.CON-000001 |  |  | Approved
Qasr Rashwan - Lot B _0208 | CLI.CON-000001 | 12.21 - Iz. Suleiman Tadrus - Bill No.6: Admin Building - 6.1.8 - b | Supply and apply of Dry mix paint for facades including substrate preparation, scaffoldings, grooves, applying three coats of paint as per required colors and all required accessories as shown on the Contract Drawings, recommended by manufacturer and approved by the Engineer prior to installation. | Approved
Qasr Rashwan - Lot B _0208 | CLI.CON-000001 |  |  | Approved
Qasr Rashwan - Lot B _0208 | CLI.CON-000001 | 13.19 - Iz. Salih Shamatah - Bill No.5: Store - 5.1.1 - c. | Supply, backfilling and compaction to the required grades with approved clean sand on layers not more than 25 cm thick. The layers are to be compacted by means of vibratory type equipment to obtain 95% of maximum dry density as per specifications. | Approved
Qasr Rashwan - Lot B _0208 | CLI.CON-000001 |  |  | Approved
Qasr Rashwan - Lot B _0208 | CLI.CON-000001 | 13.16 - Iz. Salih Shamatah - Bill No.4: Guard room - 4.1.1 - d. | Supplying and installing of replacement soil using clean graded gravel or crushed dolomitic stones, in layers not exceeding 250 mm thickness, the layers are to be compacted by equipment, all as per drawings, specifications and geotechnical report. | Approved
Qasr Rashwan - Lot B _0208 | CLI.CON-000001 |  |  | Approved
Qasr Rashwan - Lot B _0208 | CLI.CON-000001 | 13.10 - Salih Shamatah-BILL NO.1: SEWAGE NETWORK-1.5.3-a | DI gate valve 300 mm, | Approved
Qasr Rashwan - Lot B _0208 | CLI.CON-000001 |  |  | Approved
Qasr Rashwan - Lot B _0208 | CLI.CON-000001 | 13.27 - Iz. Salih Shamatah - Bill No.9 - Site Works - 9.2.2 - a | Under foundations | Approved
Qasr Rashwan - Lot B _0208 | CLI.CON-000001 |  |  | Approved
Qasr Rashwan - Lot B _0208 | CLI.CON-000001 | 13.19 - Iz. Salih Shamatah - Bill No.5: Store - 5.1.6 - b.1 | Type W1, 2,800 mm width x 1,000 mm height | Approved
Qasr Rashwan - Lot B _0208 | CLI.CON-000001 |  |  | Approved
Qasr Rashwan - Lot B _0208 | CLI.CON-000001 | 13.24 - Iz. Salih Shamatah - Bill No.7: Generator Shed - 7.1 - 7.1.b | Supplying, install and fabricating Pre-Engineered Steel Shade Structures. The price includes all the necessary steel section, bolts, C- channel and corrugated sheet , fixing, paints, fitting and accessories as required by the specifications. provided that the work is completed in full according to the Contract Drawings, Technical Specifications, industry assets and the instructions of the Engineer. | Approved
Qasr Rashwan - Lot B _0208 | CLI.CON-000001 |  |  | Approved
Qasr Rashwan - Lot B _0208 | CLI.CON-000001 | 13.10 - Salih Shamatah-BILL NO.1: SEWAGE NETWORK-1.6-a | Concrete encasement 25cm (250mm) | Approved
Qasr Rashwan - Lot B _0208 | CLI.CON-000001 |  |  | Approved
Qasr Rashwan - Lot B _0208 | CLI.CON-000001 | 13.11 - Salih Shamatah-Bill No.2: Force Main Pipeline-2.2-c | Air Release valve chamber | Approved
Qasr Rashwan - Lot B _0208 | CLI.CON-000001 |  |  | Approved
Qasr Rashwan - Lot B _0208 | CLI.CON-000001 | 13.11 - Salih Shamatah-Bill No.2: Force Main Pipeline-2.4.1-a | Crossing under BAHR AL RAFEA inside concrete encasement of 25cm thick. | Approved
Qasr Rashwan - Lot B _0208 | CLI.CON-000001 |  |  | Approved
Qasr Rashwan - Lot B _0208 | CLI.CON-000001 | 13.10 - Salih Shamatah-BILL NO.1: SEWAGE NETWORK-1.5.3-c | Puddle flanged pipe | Approved
Qasr Rashwan - Lot B _0208 | CLI.CON-000001 |  |  | Approved
Qasr Rashwan - Lot B _0208 | CLI.CON-000001 | 13.19 - Iz. Salih Shamatah - Bill No.5: Store - 5.1.3 - a. | 250 mm thick. | Approved
Qasr Rashwan - Lot B _0208 | CLI.CON-000001 |  |  | Approved
Qasr Rashwan - Lot B _0208 | CLI.CON-000001 | 13.21 - Iz. Salih Shamatah - Bill No.6: Admin Building - 6.1.7 - c | Supply and lay marble / granite steps the riser 20 mm thick and the tread 40 mm thick including skirting & anti slip braking width 3 cm, as parallel lines as per drawings, specifications and approved sample. | Approved
Qasr Rashwan - Lot B _0208 | CLI.CON-000001 |  |  | Approved
Qasr Rashwan - Lot B _0208 | CLI.CON-000001 | 13.11 - Salih Shamatah-Bill No.2: Force Main Pipeline-2.3.3-b | Flange spigot with puddle flanged pieces 200mm | Approved
Qasr Rashwan - Lot B _0208 | CLI.CON-000001 |  |  | Approved
Qasr Rashwan - Lot B _0208 | CLI.CON-000001 | 13.15 - Salih Shamatah-Bill No.3.4: Mechanical Works - Pumping Station--3.4.10 | Maintenance tools as per tendered documents. | Approved
Qasr Rashwan - Lot B _0208 | CLI.CON-000001 |  |  | Approved
Qasr Rashwan - Lot B _0208 | CLI.CON-000001 | 13.12 - Iz. Salih Shamatah - Bill No.3: PUMP STATION - 3.1.2 - c | Supply and install the steel structure for the edge of the wet well to support the concrete structure of the wet well includes the steel reinforcement for walls of the pit, steel SIB for pit floor, beam of dicophyl, plates, angles, bolts, nuts and washers as required by drawings, specifications and Engineer instructions. | Approved
Qasr Rashwan - Lot B _0208 | CLI.CON-000001 |  |  | Approved
Qasr Rashwan - Lot B _0208 | CLI.CON-000001 | 13.16 - Iz. Salih Shamatah - Bill No.4: Guard room - 4.1.2 - b.2 | For grade slabs, 100 mm thick | Approved
Qasr Rashwan - Lot B _0208 | CLI.CON-000001 |  |  | Approved
Qasr Rashwan - Lot B _0208 | CLI.CON-000001 | 13.14 - Iz.Salih Shamatah-BILL NO. 3.3: Main Pump Station-3.3.5- | Supply, installation, calibration, connection and testing of the electromagnetic flow meter on the main discharge line (200mm diameter) (consists of separate sensor and transmitter with digital indicator) including all necessary accessories required for installation and operation requirements. | Approved
Qasr Rashwan - Lot B _0208 | CLI.CON-000001 |  |  | Approved
Qasr Rashwan - Lot B _0208 | CLI.CON-000001 | 13.10 - Salih Shamatah-BILL NO.1: SEWAGE NETWORK-1.2.1-b.4 | Ditto, depth to invert between 3.01 m and 3.50 m | Approved
Qasr Rashwan - Lot B _0208 | CLI.CON-000001 |  |  | Approved
Qasr Rashwan - Lot B _0208 | CLI.CON-000001 | 13.21 - Iz. Salih Shamatah - Bill No.6: Admin Building - 6.1.3 - a.2 | 120 mm thick. | Approved
Qasr Rashwan - Lot B _0208 | CLI.CON-000001 |  |  | Approved
Qasr Rashwan - Lot B _0208 | CLI.CON-000001 | 13.18 - Iz.Salih Shamatah-BILL NO. 4.3: Guard room-4.3.1-a | Supply, install, connect, test and commission of complete L.V. distribution boards (LP-GUR-EXT.) the price include circuit breakers, contactors, relays, timers , photocells, push buttons, selectvity study, termination, Identifications ,labling, glands, copper luggs as specified and as indicating drawings. System shall be lump sum complete in every respect with all necessary accessories and ancillary works. | Approved
Qasr Rashwan - Lot B _0208 | CLI.CON-000001 |  |  | Approved
Qasr Rashwan - Lot B _0208 | CLI.CON-000001 | 13.14 - Iz.Salih Shamatah-BILL NO. 3.3: Main Pump Station-3.3.7- | Supply, installation, calibration, connection and testing of level float switch with acable length 15 meter including all necessary accessories required for installation and operation requirements. | Approved
Qasr Rashwan - Lot B _0208 | CLI.CON-000001 |  |  | Approved
Qasr Rashwan - Lot B _0208 | CLI.CON-000001 | 13.15 - Salih Shamatah-Bill No.3.4: Mechanical Works - Pumping Station--3.4.9 | Basket screen including all accessories as specified in technical specifications. | Approved
Qasr Rashwan - Lot B _0208 | CLI.CON-000001 |  |  | Approved
Qasr Rashwan - Lot B _0208 | CLI.CON-000001 | 13.12 - Iz. Salih Shamatah - Bill No.3: PUMP STATION - 3.1.6 - a | Type D1, size 2,500mmx2,500mm | Approved
Qasr Rashwan - Lot B _0208 | CLI.CON-000001 |  |  | Approved
Qasr Rashwan - Lot B _0208 | CLI.CON-000001 | 13.16 - Iz. Salih Shamatah - Bill No.4: Guard room - 4.1.7 - a.3 | cement tiling, for roof | Approved
Qasr Rashwan - Lot B _0208 | CLI.CON-000001 |  |  | Approved
Qasr Rashwan - Lot B _0208 | CLI.CON-000001 | 13.12 - Iz. Salih Shamatah - Bill No.3: PUMP STATION - 3.1.3 - a | 250 mm thick. | Approved
Qasr Rashwan - Lot B _0208 | CLI.CON-000001 |  |  | Approved
Qasr Rashwan - Lot B _0208 | CLI.CON-000001 | 13.10 - Salih Shamatah-BILL NO.1: SEWAGE NETWORK--1.8 | Deep Dewatering according to soil investigation, specification and Engineer instruction. | Approved
Qasr Rashwan - Lot B _0208 | CLI.CON-000001 |  |  | Approved
Qasr Rashwan - Lot B _0208 | CLI.CON-000001 | 13.11 - Salih Shamatah-Bill No.2: Force Main Pipeline-2.5.5-b | 90º (150mm) | Approved
Qasr Rashwan - Lot B _0208 | CLI.CON-000001 |  |  | Approved
Qasr Rashwan - Lot B _0208 | CLI.CON-000001 | 13.27 - Iz. Salih Shamatah - Bill No.9 - Site Works - 9.3.1 - b. | 100mm dia. | Approved
Qasr Rashwan - Lot B _0208 | CLI.CON-000001 |  |  | Approved
Qasr Rashwan - Lot B _0208 | CLI.CON-000001 | 13.21 - Iz. Salih Shamatah - Bill No.6: Admin Building - 6.1.4 - a. | Supply and apply two coats of oxidized bituminous paint insulation to surfaces underground contact with soil such as footings, ground beam, columns pedestal and masonry work to 15 cm upper the GL, sample shall be approved before execution and all required works shall be as per manufacturer's instructions, recommendations and Specification. | Approved
Qasr Rashwan - Lot B _0208 | CLI.CON-000001 |  |  | Approved
Qasr Rashwan - Lot B _0208 | CLI.CON-000001 | 13.12 - Iz. Salih Shamatah - Bill No.3: PUMP STATION - 3.1.8 - a | Supply and apply of Acrylic paint for internal walls and ceiling including substrate preparation, applying primer, 2 layer of plastic paint over 2 putty coats as per required colors and all required accessories as shown on drawings, recommended by manufacturer and approved by the Engineer prior to installation. | Approved
Qasr Rashwan - Lot B _0208 | CLI.CON-000001 |  |  | Approved
Qasr Rashwan - Lot B _0208 | CLI.CON-000001 | 13.27 - Iz. Salih Shamatah - Bill No.9 - Site Works - 9.1 - 9.1.a | Supply and install and test Reinforced concrete pavement (20 cm thick) inside the plant including formwork and steel reinforcement mesh, 15 cm gravel as base, leveling, helicopter finish and coated by screed and all its requirement for completion the work. As per Specification, Drawings and Engineer's instructions | Approved
Qasr Rashwan - Lot B _0208 | CLI.CON-000001 | 14.10 - Abou Hussein-BILL NO.1 : SEWAGE NETWORK-1.6.1-b | (Crossing under Road inside concrete encasement 25cm (250mm) | Approved
Qasr Rashwan - Lot B _0208 | CLI.CON-000001 |  |  | Approved
Qasr Rashwan - Lot B _0208 | CLI.CON-000001 | 14.12 - Iz. Abou Hussein - Bill No.3: PUMP STATION - 3.1.7 - b | Supply and installation of abrasion, friction, acids and shock resistant ceramic tiles for wall, pattern as shown on drawings including cement mortar, setting bed, grouting, fixing, support and all required accessories. Complete as shown on drawings, specified in the Contract documents, recommended by manufacturer and approved by the Engineer prior to installation | Approved
Qasr Rashwan - Lot B _0208 | CLI.CON-000001 |  |  | Approved
Qasr Rashwan - Lot B _0208 | CLI.CON-000001 | 14.18 - Iz. Abou Hussein-BILL NO. 4.3: Guard room-4.3.4-a | Single Phase Switched Socket 220v, 16A, 2-pin Type Complete With Earthing Contact. | Approved
Qasr Rashwan - Lot B _0208 | CLI.CON-000001 |  |  | Approved
Qasr Rashwan - Lot B _0208 | CLI.CON-000001 | 14.14 - Iz. Abou Hussein-BILL NO. 3.3: Main Pump Station-3.3.14- | Low voltage cables (0.6/1kV) complete with (UPVC Conduits, lugs, ..etc) and all accessories, as per Contract Documents. | Approved
Qasr Rashwan - Lot B _0208 | CLI.CON-000001 |  |  | Approved
Qasr Rashwan - Lot B _0208 | CLI.CON-000001 | 14.20 - Abou Hussein-BILL NO. 5.2: Plumbing Works – Admin Room-5.2.4-a. | 75mm | Approved
Qasr Rashwan - Lot B _0208 | CLI.CON-000001 |  |  | Approved
Qasr Rashwan - Lot B _0208 | CLI.CON-000001 | 14.23 - Iz. Abou Hussein-BILL NO. 6.2: Generator Shed-6.2.2-a | Surface mounted luminaire with 1x60 watt led lamps, With (IP54) | Approved
Qasr Rashwan - Lot B _0208 | CLI.CON-000001 |  |  | Approved
Qasr Rashwan - Lot B _0208 | CLI.CON-000001 | 14.16 - Iz. Abou Hussein - Bill No.4: Guard room - 4.1.6 - b.1 | Type W1, 1,000 mm width x 1,000 mm height | Approved
Qasr Rashwan - Lot B _0208 | CLI.CON-000001 |  |  | Approved
Qasr Rashwan - Lot B _0208 | CLI.CON-000001 | 14.13 - Iz. Abou Hussein-BILL NO. 3.2: Main Pump Station-3.2.2-b | Ditto As Above But For Maintained Electricity Duration. Provided With Emergency Unit For 3 Hours. | Approved
Qasr Rashwan - Lot B _0208 | CLI.CON-000001 |  |  | Approved
Qasr Rashwan - Lot B _0208 | CLI.CON-000001 | 14.25 - Iz. Abou Hussein - Bill No.8: Site Work - 8.1 - 8.1.e | Covering the drain and Paving roads in front of the pumping station site. The Contractor must submit the method of implementation to be approved from the Engineer. All required works of completion with the industry standards and Engineer instructions. | Approved
Qasr Rashwan - Lot B _0208 | CLI.CON-000001 |  |  | Approved
Qasr Rashwan - Lot B _0208 | CLI.CON-000001 | 14.14 - Iz. Abou Hussein-BILL NO. 3.3: Main Pump Station-3.3.3- | Main Low tension switchboard (0.38kV) complete with all component (C.B, contactors,Electrcal and mechanical interlock, measuring and protection devices …etc), as per Single Line Diagram and Contract Documents (to be erected in pump building). | Approved
Qasr Rashwan - Lot B _0208 | CLI.CON-000001 |  |  | Approved
Qasr Rashwan - Lot B _0208 | CLI.CON-000001 | 14.11 - Abou Hussein-BILL NO.2 : Force Main Pipeline-2.3.1-a | Non- return valve 200 mm dia. | Approved
Qasr Rashwan - Lot B _0208 | CLI.CON-000001 |  |  | Approved
Qasr Rashwan - Lot B _0208 | CLI.CON-000001 | 14.14 - Iz. Abou Hussein-BILL NO. 3.3: Main Pump Station-3.3.12- | Supply, installation, termination and testing of control cables (12 x 2 mm2) from valve actuators, water hammering system, generators, transformers, Low Voltage Main Distribution Board (LVMDB), Motor Control Centers (MCC) to the PLC panel complete with conduits, pull boxes, junction boxes, accessories, duct bank...etc. | Approved
Qasr Rashwan - Lot B _0208 | CLI.CON-000001 |  |  | Approved
Qasr Rashwan - Lot B _0208 | CLI.CON-000001 | 14.23 | BILL NO. 6.2 Electrical Works - Generator Shed | Approved
Qasr Rashwan - Lot B _0208 | CLI.CON-000001 |  |  | Approved
Qasr Rashwan - Lot B _0208 | CLI.CON-000001 | 14.11 - Abou Hussein-BILL NO.2 : Force Main Pipeline-2.3.4-b | Dismantling joint 150mm | Approved
Qasr Rashwan - Lot B _0208 | CLI.CON-000001 |  |  | Approved
Qasr Rashwan - Lot B _0208 | CLI.CON-000001 | 14.19 - Iz. Abou Hussein - Bill No.5: Admin Building - 5.1.7 - a.2 | Ceramic floor, non-slip ceramic for toilet | Approved
Qasr Rashwan - Lot B _0208 | CLI.CON-000001 |  |  | Approved
Qasr Rashwan - Lot B _0208 | CLI.CON-000001 | 14.12 - Iz. Abou Hussein - Bill No.3: PUMP STATION - 3.1.7 - a.2 | Cement tiles for roof | Approved
Qasr Rashwan - Lot B _0208 | CLI.CON-000001 |  |  | Approved
Qasr Rashwan - Lot B _0208 | CLI.CON-000001 | 10.27 - Abd Al Azeem Al Sofy Village - Bill No.9: Site Work - 9.2.6 - a. | Type D1, 4,000 mm width x 2,500 mm height | Approved
Qasr Rashwan - Lot B _0208 | CLI.CON-000001 |  |  | Approved
Qasr Rashwan - Lot B _0208 | CLI.CON-000001 | 10.13 - Abd Al Azeem Al Sofy-BILL NO. 3.2: Main Pump Station-3.2.2-a | Rated Wall Mounted luminaire IP65, with 60W LED lamp, watertight. | Approved
Qasr Rashwan - Lot B _0208 | CLI.CON-000001 |  |  | Approved
Qasr Rashwan - Lot B _0208 | CLI.CON-000001 | 10.15 - Abd Al Azeem Al Sofy -Bill No.3.4: Mechanical Works - Pumping Station-3.4.1- | Submersible Pump 82 L/s, 24 m head coupled with Electric Motor complete with (mating bend, guide rails, coupling, submersible cable, all protection items….etc) and all accessories required for a good working condition, as per Contract Documents. | Approved
Qasr Rashwan - Lot B _0208 | CLI.CON-000001 |  |  | Approved
Qasr Rashwan - Lot B _0208 | CLI.CON-000001 | 10.10 - Abd Al Azeem Al Sofy -BILL NO.1: SEWAGE NETWORK-1.2.2-a.4 | Ditto, depth to invert between 4.01 m and 4.5 m | Approved
Qasr Rashwan - Lot B _0208 | CLI.CON-000001 |  |  | Approved
Qasr Rashwan - Lot B _0208 | CLI.CON-000001 | 10.10 - Abd Al Azeem Al Sofy -BILL NO.1: SEWAGE NETWORK-1.3-a | Tank with external Dimensions (6.2*4.7*5) m | Approved
Qasr Rashwan - Lot B _0208 | CLI.CON-000001 |  |  | Approved
Qasr Rashwan - Lot B _0208 | CLI.CON-000001 | 10.18 - Abd Al Azeem Al Sofy-BILL NO. 4.3: Guard room-4.3.3-a | One Way, Two-gang Lighting Switch 10A. | Approved
Qasr Rashwan - Lot B _0208 | CLI.CON-000001 |  |  | Approved
Qasr Rashwan - Lot B _0208 | CLI.CON-000001 | 10.12 - Abd Al Azeem Al Sofy Village - Bill No.3: PUMP STATION - 3.1.2 - b | Supplying and casting unreinforced concrete (Grade C30) for dicophyl by sulfate-resistant cement below underground water and up to the required level, and it includes the supply, installation and installation of galvanized iron injection pipes as required by Drawings and Specifications. | Approved
Qasr Rashwan - Lot B _0208 | CLI.CON-000001 |  |  | Approved
Qasr Rashwan - Lot B _0208 | CLI.CON-000001 | 10.1 | BILL NO. 1 Sewage Network | Approved
Qasr Rashwan - Lot B _0208 | CLI.CON-000001 |  |  | Approved
Qasr Rashwan - Lot B _0208 | CLI.CON-000001 | 10.20 - Abd Al Azeem Al Sofy-BILL NO. 5.3: Store-5.2.4-a | Single Phase Switched Socket 220v, 16A, 2-pin Type Complete With Earthing Contact. | Approved
Qasr Rashwan - Lot B _0208 | CLI.CON-000001 |  |  | Approved
Qasr Rashwan - Lot B _0208 | CLI.CON-000001 | 10.11 - Abd Al Azeem Al Sofy -Bill No.2: Force Main Pipeline-2.7- | Connection the forcemain line to the inlet chamber of the existing WWTP, opening the necessary shanks, supplying and installing all the requirements for connecting, fitting,double flange bend, flowmeter chamber, DI pipes , making temporary transfers and grouting around the pipes and weirs with cement mortar (if necessary), price includes insulation, paintaing ,all works necessary and restoring everything to its original, all works shall be completed according to Drawings, Technical Specifications and Engineer instructions. | Approved
Qasr Rashwan - Lot B _0208 | CLI.CON-000001 |  |  | Approved
Qasr Rashwan - Lot B _0208 | CLI.CON-000001 | 10.15 - Abd Al Azeem Al Sofy -Bill No.3.4: Mechanical Works - Pumping Station-3.4.5-b. | Collar, dia. 700 mm. | Approved
Qasr Rashwan - Lot B _0208 | CLI.CON-000001 |  |  | Approved
Qasr Rashwan - Lot B _0208 | CLI.CON-000001 | 10.13 - Abd Al Azeem Al Sofy-BILL NO. 3.2: Main Pump Station-3.2.2-b | Ditto As Above But For Maintained Electricity Duration. Provided With Emergency Unit For 3 Hours. | Approved
Qasr Rashwan - Lot B _0208 | CLI.CON-000001 |  |  | Approved
Qasr Rashwan - Lot B _0208 | CLI.CON-000001 | 10.16 - Abd Al Azeem Al Sofy Village - Bill No.4: Guard room - 4.1.4 - c. | Supply and installation of 50 mm extruded polystyrene boards for roof heat insulation with minimum density 35 kg/cm²; the work include Polystyrene sheet 1mm layer. Sample shall be approved before execution and all required works shall be as per manufacturer's instructions, recommendations and Specification. | Approved
Qasr Rashwan - Lot B _0208 | CLI.CON-000001 |  |  | Approved
Qasr Rashwan - Lot B _0208 | CLI.CON-000001 | 10.10 - Abd Al Azeem Al Sofy -BILL NO.1: SEWAGE NETWORK-1.1.1-c.2 | Ditto, depth to invert between 1.51 m and 2.50 m | Approved
Qasr Rashwan - Lot B _0208 | CLI.CON-000001 |  |  | Approved
Qasr Rashwan - Lot B _0208 | CLI.CON-000001 | 10.10 - Abd Al Azeem Al Sofy -BILL NO.1: SEWAGE NETWORK-1.1.2-a.3 | Ditto, depth to invert between 3.51 m and 4.50 m | Approved
Qasr Rashwan - Lot B _0208 | CLI.CON-000001 |  |  | Approved
Qasr Rashwan - Lot B _0208 | CLI.CON-000001 | 10.23 - Abd Al Azeem Al Sofy- BILL NO. 6.3: Admin Room-6.3.4-b | Single Phase Switched waterproof Socket, 220V, 16A, 3 Pin Complete With Cover (IP55) | Approved
Qasr Rashwan - Lot B _0208 | CLI.CON-000001 |  |  | Approved
Qasr Rashwan - Lot B _0208 | CLI.CON-000001 | 10.13 - Abd Al Azeem Al Sofy-BILL NO. 3.2: Main Pump Station-3.2.3-b | Ditto As Above Item, But Of Weatherproof Type. | Approved
Qasr Rashwan - Lot B _0208 | CLI.CON-000001 |  |  | Approved
Qasr Rashwan - Lot B _0208 | CLI.CON-000001 | 10.11 - Abd Al Azeem Al Sofy -Bill No.2: Force Main Pipeline-2.4.1-a | Crossing under COVERED WATERWAY inside concrete encasement of 25cm thick. | Approved
Qasr Rashwan - Lot B _0208 | CLI.CON-000001 |  |  | Approved
Qasr Rashwan - Lot B _0208 | CLI.CON-000001 | 10.11 - Abd Al Azeem Al Sofy -Bill No.2: Force Main Pipeline-2.3.2-d | Tee 250/100 | Approved
Qasr Rashwan - Lot B _0208 | CLI.CON-000001 |  |  | Approved
Qasr Rashwan - Lot B _0208 | CLI.CON-000001 | 10.27 - Abd Al Azeem Al Sofy Village - Bill No.9: Site Work - 9.2.5 - a. | Supply and apply external cement plastering to facades with all metal accessories,, base and finish coat, thickness 2cm striped with 2 cm groove render for facades. all required works of completion with the industry standards. As per Specification, Drawings and Engineer's instructions. | Approved
Qasr Rashwan - Lot B _0208 | CLI.CON-000001 |  |  | Approved
Qasr Rashwan - Lot B _0208 | CLI.CON-000001 | 10.12 - Abd Al Azeem Al Sofy Village - Bill No.3: PUMP STATION - 3.1.6 - e | Supply, install of GRP net covers. including frames, painting, welding, jointing, all fixings and accessories. Complete as shown on drawings, specification, and recommended by the manufacturer. | Approved
Qasr Rashwan - Lot B _0208 | CLI.CON-000001 |  |  | Approved
Qasr Rashwan - Lot B _0208 | CLI.CON-000001 | 10.21 - Abd Al Azeem Al Sofy Village - Bill No.6: Admin Building - 6.1.4 - a. | Supply and apply two coats of oxidized bituminous paint insulation to surfaces under ground contact with soil such as footings, ground beam, columns pedestal and masonry work to 15 cm upper the GL, sample shall be approved before execution and all required works shall be as per manufacturer's instructions, recommendations and Specification. | Approved
Qasr Rashwan - Lot B _0208 | CLI.CON-000001 |  |  | Approved
Qasr Rashwan - Lot B _0208 | CLI.CON-000001 | 10.11 - Abd Al Azeem Al Sofy -Bill No.2: Force Main Pipeline-2.3.1-d | washout 150 mm dia. | Approved
Qasr Rashwan - Lot B _0208 | CLI.CON-000001 |  |  | Approved
Qasr Rashwan - Lot B _0208 | CLI.CON-000001 | 10.17 | BILL NO. 4.2 Plumbing Works – Guard Room | Approved
Qasr Rashwan - Lot B _0208 | CLI.CON-000001 |  |  | Approved
Qasr Rashwan - Lot B _0208 | CLI.CON-000001 | 10.10 - Abd Al Azeem Al Sofy -BILL NO.1: SEWAGE NETWORK--1.9 | Deep Dewatering according to soil investigation, specification and Engineer instruction. | Approved
Qasr Rashwan - Lot B _0208 | CLI.CON-000001 |  |  | Approved
Qasr Rashwan - Lot B _0208 | CLI.CON-000001 | 10.21 - Abd Al Azeem Al Sofy Village - Bill No.6: Admin Building - 6.1.8 - a | Supply and apply of acrylic paint for internal walls and ceiling including substrate preparation, applying three coats of paint as per required colors and all required accessories as shown on drawings, specified in the Contract documents, recommended by manufacturer and approved by the Engineer prior to installation. | Approved
Qasr Rashwan - Lot B _0208 | CLI.CON-000001 |  |  | Approved
Qasr Rashwan - Lot B _0208 | CLI.CON-000001 | 10.22 - Abd Al Azeem Al Sofy -Bill No.6.2: Plumbing Works – Admin Room-4.2.5- | 75mm dia 2- Abd Al Rahman Ibrahim BILL NO.1: SEWAGE NETWORK | Approved
Qasr Rashwan - Lot B _0208 | CLI.CON-000001 |  |  | Approved
Qasr Rashwan - Lot B _0208 | CLI.CON-000001 | 10.13 - Abd Al Azeem Al Sofy-BILL NO. 3.2: Main Pump Station-3.2.2-f | Enclosed Polycarbonate, Wall Mounting Luminaire IP65 With 20 Watt LED Lamp. | Approved
Qasr Rashwan - Lot B _0208 | CLI.CON-000001 |  |  | Approved
Qasr Rashwan - Lot B _0208 | CLI.CON-000001 | 10.12 - Abd Al Azeem Al Sofy Village - Bill No.3: PUMP STATION - 3.1.7 - c | Supply and lay marble / granite steps the riser 20 mm thick and the tread 40 mm thick including skirting & anti slip braking width 3 cm, as parallel lines as per drawings, specifications and approved sample. | Approved
Qasr Rashwan - Lot B _0208 | CLI.CON-000001 |  |  | Approved
Qasr Rashwan - Lot B _0208 | CLI.CON-000001 | 10.11 - Abd Al Azeem Al Sofy -Bill No.2: Force Main Pipeline-2.9- | Excavation in rock according to soil and as specified in the Contract Documents. | Approved
Qasr Rashwan - Lot B _0208 | CLI.CON-000001 |  |  | Approved
Qasr Rashwan - Lot B _0208 | CLI.CON-000001 |  |  | Approved
Qasr Rashwan - Lot B _0208 | CLI.CON-000001 | 11.14 - Abd Al Rahman Ibrahim-BILL NO. 3.3: Main Pump Station-3.3.10- | Supply, installation, calibration, connection and testing of Pressure gauge with a range of 0 to 10 bar and all necessary accessories required for installation and operation requirements. | Approved
Qasr Rashwan - Lot B _0208 | CLI.CON-000001 |  |  | Approved
Qasr Rashwan - Lot B _0208 | CLI.CON-000001 | 11.27 - Iz. Abd Al Rahman Ibrahim - Bill No.9: Site Work - 9.2.3 - a. | 250 mm thick. | Approved
Qasr Rashwan - Lot B _0208 | CLI.CON-000001 |  |  | Approved
Qasr Rashwan - Lot B _0208 | CLI.CON-000001 | 11.15 - Abd Al Rahman Ibrahim-Bill No.3.4: Mechanical Works - Pumping Station-3.4.4-c. | Tee, 350/200 mm. | Approved
Qasr Rashwan - Lot B _0208 | CLI.CON-000001 |  |  | Approved
Qasr Rashwan - Lot B _0208 | CLI.CON-000001 | 11.12 - Iz. Abd Al Rahman Ibrahim - Bill No.3: PUMP STATION - 3.1.6 - a | Type D1, size 2,500mmx2,500mm | Approved
Qasr Rashwan - Lot B _0208 | CLI.CON-000001 |  |  | Approved
Qasr Rashwan - Lot B _0208 | CLI.CON-000001 | 11.12 - Iz. Abd Al Rahman Ibrahim - Bill No.3: PUMP STATION - 3.1.3 - b | 250 mm thick. | Approved
Qasr Rashwan - Lot B _0208 | CLI.CON-000001 |  |  | Approved
Qasr Rashwan - Lot B _0208 | CLI.CON-000001 | 11.20 - Abd Al Rahman Ibrahim-BILL NO. 5.2: Store-5.2.2-c | Enclosed Polycarbonate, Wall Mounting Luminaire IP65 With 20 Watt LED Lamp. | Approved
Qasr Rashwan - Lot B _0208 | CLI.CON-000001 |  |  | Approved
Qasr Rashwan - Lot B _0208 | CLI.CON-000001 | 11.10 - Abd Al Rahman Ibrahim-BILL NO.1: SEWAGE NETWORK-1.1.1-a.1 | Depth to invert not exceeding 1.2 m | Approved
Qasr Rashwan - Lot B _0208 | CLI.CON-000001 |  |  | Approved
Qasr Rashwan - Lot B _0208 | CLI.CON-000001 | 11.11 - Abd Al Rahman Ibrahim-Bill No.2: Force Main Pipeline-2.4.1-c | Crossing under ABD AL AZIM DRAIN inside concrete encasement of 25cm thick | Approved
Qasr Rashwan - Lot B _0208 | CLI.CON-000001 |  |  | Approved
Qasr Rashwan - Lot B _0208 | CLI.CON-000001 | 11.15 - Abd Al Rahman Ibrahim-Bill No.3.4: Mechanical Works - Pumping Station-3.4.4-b. | Dismantling joint, dia. 350 mm. | Approved
Qasr Rashwan - Lot B _0208 | CLI.CON-000001 |  |  | Approved
Qasr Rashwan - Lot B _0208 | CLI.CON-000001 | 11.16 - Iz. Abd Al Rahman Ibrahim - Bill No.4: Guard room - 4.1.3 - b.2 | 120 mm thick. | Approved
Qasr Rashwan - Lot B _0208 | CLI.CON-000001 |  |  | Approved
Qasr Rashwan - Lot B _0208 | CLI.CON-000001 | 11.22 - Abd Al Rahman Ibrahim-Bill No.6.2: Plumbing Works – Admin Room-6.2.2-a. | 25mm dia. | Approved
Qasr Rashwan - Lot B _0208 | CLI.CON-000001 |  |  | Approved
Qasr Rashwan - Lot B _0208 | CLI.CON-000001 | 11.16 - Iz. Abd Al Rahman Ibrahim - Bill No.4: Guard room - 4.1.1 - c. | Supply, backfilling and compaction to the required grades with approved clean sand on layers not more than 25 cm thick. The layers are to be compacted by means of vibratory type equipment to obtain 95% of maximum dry density as per specifications. | Approved
Qasr Rashwan - Lot B _0208 | CLI.CON-000001 |  |  | Approved
Qasr Rashwan - Lot B _0208 | CLI.CON-000001 | 11.11 - Abd Al Rahman Ibrahim-Bill No.2: Force Main Pipeline-2.4.2-b | Crossing under ABU HARAWA DRAIN inside concrete encasement of 25cm thick | Approved
Qasr Rashwan - Lot B _0208 | CLI.CON-000001 |  |  | Approved
Qasr Rashwan - Lot B _0208 | CLI.CON-000001 | 11.27 - Iz. Abd Al Rahman Ibrahim - Bill No.9: Site Work - 9.2.2 - b | Supply and casting of in-place reinforced concrete Grade C25 with Sulfate- resistant cement for footing, column pedestal and grade beams including: formwork, scaffolding, expansion and construction joints, Steel bar reinforcement, joint filler and sealant, accessories, transporting, mixing, casting, finishing, compaction by vibratory, spraying, curing, and testing as required by the specifications. | Approved
Qasr Rashwan - Lot B _0208 | CLI.CON-000001 |  |  | Approved
Qasr Rashwan - Lot B _0208 | CLI.CON-000001 | 11.13 - Abd Al Rahman Ibrahim-BILL NO. 3.2: Main Pump Station-3.2.4-c | Industrial Three Phase Switched Socket 380v, 32A, 4-pin Type Complete With Earthing Contact And Plug, Totally Enclosed (IP54). | Approved
Qasr Rashwan - Lot B _0208 | CLI.CON-000001 |  |  | Approved
Qasr Rashwan - Lot B _0208 | CLI.CON-000001 | 11.19 - Iz. Abd Al Rahman Ibrahim - Bill No.5: Store - 5.1.2 - a.2 | For roof slopes, 30 mm to 140 mm thick | Approved
Qasr Rashwan - Lot B _0208 | CLI.CON-000001 |  |  | Approved
Qasr Rashwan - Lot B _0208 | CLI.CON-000001 | 11.19 - Iz. Abd Al Rahman Ibrahim - Bill No.5: Store - 5.1.4 - c. | Supply and installation of 50 mm extruded polystyrene boards for roof heat insulation with minimum density 35 kg/cm²; the work include Polystyrene sheet 1mm layer. Sample shall be approved before execution and all required works shall be as per manufacturer's instructions, recommendations and Specification. | Approved
Qasr Rashwan - Lot B _0208 | CLI.CON-000001 |  |  | Approved
Qasr Rashwan - Lot B _0208 | CLI.CON-000001 | 11.11 - Abd Al Rahman Ibrahim-Bill No.2: Force Main Pipeline-2.4.1-b | Crossing under ABU HARAWA DRAIN inside concrete encasement of 25cm thick | Approved
Qasr Rashwan - Lot B _0208 | CLI.CON-000001 |  |  | Approved
Qasr Rashwan - Lot B _0208 | CLI.CON-000001 | 11.21 - Iz. Abd Al Rahman Ibrahim - Bill No.6: Admin Building - 6.1.2 - c.2 | RC protection layer | Approved
Qasr Rashwan - Lot B _0208 | CLI.CON-000001 |  |  | Approved
Qasr Rashwan - Lot B _0208 | CLI.CON-000001 | 11.11 - Abd Al Rahman Ibrahim-Bill No.2: Force Main Pipeline-2.3.3-c | Flange spigot with puddle flanged pieces 300mm | Approved
Qasr Rashwan - Lot B _0208 | CLI.CON-000001 |  |  | Approved
Qasr Rashwan - Lot B _0208 | CLI.CON-000001 | 11.11 - Abd Al Rahman Ibrahim-Bill No.2: Force Main Pipeline-2.3.1-d | Air Relief valve 100 mm dia.(include gate valve 100mm) | Approved
Qasr Rashwan - Lot B _0208 | CLI.CON-000001 |  |  | Approved
Qasr Rashwan - Lot B _0208 | CLI.CON-000001 | 11.15 - Abd Al Rahman Ibrahim-Bill No.3.4: Mechanical Works - Pumping Station-3.4.5-a. | D.C.I, Socket and spigot Wall piece, dia. 500 mm. | Approved
Qasr Rashwan - Lot B _0208 | CLI.CON-000001 |  |  | Approved
Qasr Rashwan - Lot B _0208 | CLI.CON-000001 | 11.13 - Abd Al Rahman Ibrahim-BILL NO. 3.2: Main Pump Station-3.2.2-f | Enclosed Polycarbonate, Wall Mounting Luminaire IP65 With 20 Watt LED Lamp. | Approved
Qasr Rashwan - Lot B _0208 | CLI.CON-000001 |  |  | Approved
Qasr Rashwan - Lot B _0208 | CLI.CON-000001 | 11.11 - Abd Al Rahman Ibrahim-Bill No.2: Force Main Pipeline-2.5.3-b | Flange spigot with puddle flanged pieces 350mm | Approved
Qasr Rashwan - Lot B _0208 | CLI.CON-000001 |  |  | Approved
Qasr Rashwan - Lot B _0208 | CLI.CON-000001 | 11.15 - Abd Al Rahman Ibrahim-Bill No.3.4: Mechanical Works - Pumping Station-3.4.5-b. | Collar, dia. 500 mm. | Approved
Qasr Rashwan - Lot B _0208 | CLI.CON-000001 |  |  | Approved
Qasr Rashwan - Lot B _0208 | CLI.CON-000001 | 11.11 - Abd Al Rahman Ibrahim-Bill No.2: Force Main Pipeline-2.4.2-e | Double Crossing under UNDER BAHR AL WATY inside concrete encasement of 25cm thick.(350 mm & 300 mm) | Approved
Qasr Rashwan - Lot B _0208 | CLI.CON-000001 |  |  | Approved
Qasr Rashwan - Lot B _0208 | CLI.CON-000001 | 11.27 - Iz. Abd Al Rahman Ibrahim - Bill No.9: Site Work - 9.2.7 - a. | Supply and apply of Dry mix paint for facades including substrate preparation, scaffoldings, grooves, applying three coats of paint as per required colors and all required accessories as shown on the Contract Drawings, recommended by manufacturer and approved by the Engineer prior to installation. | Approved
Qasr Rashwan - Lot B _0208 | CLI.CON-000001 |  |  | Approved
Qasr Rashwan - Lot B _0208 | CLI.CON-000001 | 11.16 - Iz. Abd Al Rahman Ibrahim - Bill No.4: Guard room - 4.1.8 - a | Supply and apply of acrylic paint for internal walls and ceiling including substrate preparation, applying three coats of paint as per required colors and all required accessories as shown on drawings, specified in the Contract documents, recommended by manufacturer and approved by the Engineer prior to installation. | Approved
Qasr Rashwan - Lot B _0208 | CLI.CON-000001 |  |  | Approved
Qasr Rashwan - Lot B _0208 | CLI.CON-000001 | 11.13 - Abd Al Rahman Ibrahim-BILL NO. 3.2: Main Pump Station-3.2.3-a | One Way, One-gang Lighting Switch 10A. | Approved
Qasr Rashwan - Lot B _0208 | CLI.CON-000001 |  |  | Approved
Qasr Rashwan - Lot B _0208 | CLI.CON-000001 | 11.21 - Iz. Abd Al Rahman Ibrahim - Bill No.6: Admin Building - 6.1.4 - a. | Supply and apply two coats of oxidized bituminous paint insulation to surfaces under ground contact with soil such as footings, ground beam, columns pedestal and masonry work to 15 cm upper the GL, sample shall be approved before execution and all required works shall be as per manufacturer's instructions, recommendations and Specification. | Approved
Qasr Rashwan - Lot B _0208 | CLI.CON-000001 |  |  | Approved
Qasr Rashwan - Lot B _0208 | CLI.CON-000001 | 12.12 | BILL NO. 3.1 Civil Works - Pumping Station | Approved
Qasr Rashwan - Lot B _0208 | CLI.CON-000001 |  |  | Approved
Qasr Rashwan - Lot B _0208 | CLI.CON-000001 | 12.20 - Iz. Suleiman Tadrus-BILL NO. 5.2: Store-5.2.5-a | Wall Mounted Exhaust Fan Outlet. | Approved
Qasr Rashwan - Lot B _0208 | CLI.CON-000001 |  |  | Approved
Qasr Rashwan - Lot B _0208 | CLI.CON-000001 | 12.10 - Suleiman Tadrus-BILL NO.1: SEWAGE NETWORK--1.8 | Excavation in rock as specified in the Contract Documents. | Approved
Qasr Rashwan - Lot B _0208 | CLI.CON-000001 |  |  | Approved
Qasr Rashwan - Lot B _0208 | CLI.CON-000001 | 12.18 - Iz. Suleiman Tadrus-BILL NO. 4.3: Guard room-4.3.2-d | Surface Mounted Luminaire (IP54) With 20W LED lamp. | Approved
Qasr Rashwan - Lot B _0208 | CLI.CON-000001 |  |  | Approved
Qasr Rashwan - Lot B _0208 | CLI.CON-000001 | 12.25 - Iz. Suleiman Tadrus-BILL NO.7.2: Generator Shed-7.2.2-b | Ditto As Above But For Maintained Electricity Duration. Provided With Emergency Unit For 3 Hours | Approved
Qasr Rashwan - Lot B _0208 | CLI.CON-000001 |  |  | Approved
Qasr Rashwan - Lot B _0208 | CLI.CON-000001 | 12.2 | BILL NO. 5.2 Electrical Works – Store Building | Approved
Qasr Rashwan - Lot B _0208 | CLI.CON-000001 |  |  | Approved
Qasr Rashwan - Lot B _0208 | CLI.CON-000001 | 12.11 - Suleiman Tadrus-Bill No.2: Force Main Pipeline--2.8 | Excavation in rock according to soil and as specified in the Contract Documents. | Approved
Qasr Rashwan - Lot B _0208 | CLI.CON-000001 |  |  | Approved
Qasr Rashwan - Lot B _0208 | CLI.CON-000001 | 12.11 - Suleiman Tadrus-Bill No.2: Force Main Pipeline-2.3.3-c | Flange socket with puddle flanged pieces 200mm | Approved
Qasr Rashwan - Lot B _0208 | CLI.CON-000001 |  |  | Approved
Qasr Rashwan - Lot B _0208 | CLI.CON-000001 | 12.12 - Iz. Suleiman Tadrus - Bill No.3: PUMP STATION - 3.1.6 - c | Supply, fabrication and erection of Stainless Steel 316L handrail including all required steel members, welding, jointing, all fixings, fittings, painting and accessories. all required works of completion with the industry standards. As per Specification, Drawings and Engineer's instructions. | Approved
Qasr Rashwan - Lot B _0208 | CLI.CON-000001 |  |  | Approved
Qasr Rashwan - Lot B _0208 | CLI.CON-000001 | 12.12 - Iz. Suleiman Tadrus - Bill No.3: PUMP STATION - 3.1.5 - a | Supply and excite cement sand plaster for internal slabs, walls and beams with all metal accessories, the item includes substrate preparation, all required works of completion with the industry standards. As per Specification, Drawings and Engineer instructions. | Approved
Qasr Rashwan - Lot B _0208 | CLI.CON-000001 |  |  | Approved
Qasr Rashwan - Lot B _0208 | CLI.CON-000001 | 12.26 - Iz. Suleiman Tadrus - Bill No.8: Transformar - 7.2.4 - 8.1 | Supplying and casting in-place of transformer base and the price includes all the necessary excavation and backfilling works, the removal and disposal of the excavated material to the designated dump, the supply and work of plain concrete Grade C20, reinforced concrete Grade C25, insulation works for the base and all that comes into contact with the soil, including formwork, transporting, mixing, casting, finishing, curing and testing as required by the specifications. provided that the work is completed in full according to the Contract drawings, technical specifications, industry assets and the instructions of the Engineer. | Approved
Qasr Rashwan - Lot B _0208 | CLI.CON-000001 |  |  | Approved
Qasr Rashwan - Lot B _0208 | CLI.CON-000001 | 12.22 - Suleiman Tadrus-Bill No.6.2: Plumbing Works – Admin Room-6.2.1-b. | Supply and install hand wash sink with soap dish and holder, with all its required accessories, water mixer, faucets, floor and siphon chrome 1.5 inch, include cold and hot water supply connections, sewage pipes with 2 corner stopcocks with approved sample. All required works of completion with the industry standards. | Approved
Qasr Rashwan - Lot B _0208 | CLI.CON-000001 |  |  | Approved
Qasr Rashwan - Lot B _0208 | CLI.CON-000001 | 12.27 - Iz. Suleiman Tadrus - Bill No.9: Site Work - 9.1 - 9.1.c | Supply and install pre-cast concrete kerbs, the price includes excavation, backfilling, mortar bed, lean concrete, concrete haunching, including ends, angles, provision of curb opening for drainage, and painting. All required works of completion with the industry standards, as per specification, drawings and Engineer instructions. | Approved
Qasr Rashwan - Lot B _0208 | CLI.CON-000001 |  |  | Approved
Qasr Rashwan - Lot B _0208 | CLI.CON-000001 | 12.21 - Iz. Suleiman Tadrus - Bill No.6: Admin Building - 6.1.2 - a.2 | For roof slopes, 30 mm to 140 mm thick | Approved
Qasr Rashwan - Lot B _0208 | CLI.CON-000001 |  |  | Approved
Qasr Rashwan - Lot B _0208 | CLI.CON-000001 | 12.10 - Suleiman Tadrus-BILL NO.1: SEWAGE NETWORK-1.1.1-c.6 | Ditto, depth to invert between 5.51 m and 6.50 m | Approved
Qasr Rashwan - Lot B _0208 | CLI.CON-000001 | 13.11 - Salih Shamatah-Bill No.2: Force Main Pipeline--2.5.6 | Supplying, installing, connecting and testing of ductile iron pipes with diamter 150 mm for wash-out chamber and inlet pipe (in the case of chamber Type-A) , the item includes all pipes, fittings ,flexible joint, gaskets, bolts, nut, washers, non-shrink mortar and all required works for completion and performance of the work item in accordance with the Contract Drawings, Specifications, the Ministerial Decree No. (277 / 2000) and its annexes No. 14 /2002) and the Engineer's instructions. | Approved
Qasr Rashwan - Lot B _0208 | CLI.CON-000001 |  |  | Approved
Qasr Rashwan - Lot B _0208 | CLI.CON-000001 | 13.24 - Iz. Salih Shamatah - Bill No.7: Generator Shed - 7.1 - 7.1.a | Supplying and casting in-place of generator base and the price includes all the necessary excavation and backfilling works, the removal and disposal of the excavated material to the designated dump, the supply and work of plain concrete Grade C20, reinforced concrete Grade C25, insulation works for the base and all that comes into contact with the soil, including formwork, transporting, mixing, casting, finishing, curing and testing as required by the specifications. provided that the work is completed in full according to the Contract drawings, technical specifications, industry assets and the instructions of the Engineer. | Approved
Qasr Rashwan - Lot B _0208 | CLI.CON-000001 |  |  | Approved
Qasr Rashwan - Lot B _0208 | CLI.CON-000001 | 13.10 - Salih Shamatah-BILL NO.1: SEWAGE NETWORK-1.2.1-b.3 | Ditto, depth to invert between 2.51 m and 3.00 m | Approved
Qasr Rashwan - Lot B _0208 | CLI.CON-000001 |  |  | Approved
Qasr Rashwan - Lot B _0208 | CLI.CON-000001 | 13.19 - Iz. Salih Shamatah - Bill No.5: Store - 5.1.1 - b. | Extra over for excavation in rock. | Approved
Qasr Rashwan - Lot B _0208 | CLI.CON-000001 |  |  | Approved
Qasr Rashwan - Lot B _0208 | CLI.CON-000001 | 13.12 - Iz. Salih Shamatah - Bill No.3: PUMP STATION - 3.1.2 - a.2 | PC Slope concrete for floor with hardener | Approved
Qasr Rashwan - Lot B _0208 | CLI.CON-000001 |  |  | Approved
Qasr Rashwan - Lot B _0208 | CLI.CON-000001 | 13.25 | BILL NO. 7.2 Electrical Works - Generator Shed | Approved
Qasr Rashwan - Lot B _0208 | CLI.CON-000001 |  |  | Approved
Qasr Rashwan - Lot B _0208 | CLI.CON-000001 | 13.16 - Iz. Salih Shamatah - Bill No.4: Guard room - 4.1.2 - b.1 | for foundation | Approved
Qasr Rashwan - Lot B _0208 | CLI.CON-000001 |  |  | Approved
Qasr Rashwan - Lot B _0208 | CLI.CON-000001 | 13.16 - Iz. Salih Shamatah - Bill No.4: Guard room - 4.1.7 - b | Supply and installation of ceramic tiles, pattern as shown on drawings including cement mortar, setting bed, grouting, pointing, fixing, support and all required accessories. Complete as shown on drawings, specified in the Contract documents, recommended by manufacturer and approved by the Engineer prior to installation. | Approved
Qasr Rashwan - Lot B _0208 | CLI.CON-000001 |  |  | Approved
Qasr Rashwan - Lot B _0208 | CLI.CON-000001 | 13.11 - Salih Shamatah-Bill No.2: Force Main Pipeline-2.3.3-a | Flange socket with puddle flanged pieces 200mm | Approved
Qasr Rashwan - Lot B _0208 | CLI.CON-000001 |  |  | Approved
Qasr Rashwan - Lot B _0208 | CLI.CON-000001 | 13.20 - Iz.Salih Shamatah-BILL NO. 5.2: Store-5.2.3- | One Way, Three-gang Lighting Switch 10A. | Approved
Qasr Rashwan - Lot B _0208 | CLI.CON-000001 |  |  | Approved
Qasr Rashwan - Lot B _0208 | CLI.CON-000001 | 13.16 - Iz. Salih Shamatah - Bill No.4: Guard room - 4.1.7 - a.2 | Ceramic floor, non-slip ceramic for toilet | Approved
Qasr Rashwan - Lot B _0208 | CLI.CON-000001 |  |  | Approved
Qasr Rashwan - Lot B _0208 | CLI.CON-000001 | 13.23 | BILL NO. 6.3 Electrical Works – Admin Room | Approved
Qasr Rashwan - Lot B _0208 | CLI.CON-000001 |  |  | Approved
Qasr Rashwan - Lot B _0208 | CLI.CON-000001 | 13.10 - Salih Shamatah-BILL NO.1: SEWAGE NETWORK-1.1.1-d.1 | Depth to invert between 2.51 m and 3.50 m | Approved
Qasr Rashwan - Lot B _0208 | CLI.CON-000001 |  |  | Approved
Qasr Rashwan - Lot B _0208 | CLI.CON-000001 | 13.10 - Salih Shamatah-BILL NO.1: SEWAGE NETWORK-1.1.1-b.3 | Ditto, depth to invert between 2.51 m and 3.50 m | Approved
Qasr Rashwan - Lot B _0208 | CLI.CON-000001 |  |  | Approved
Qasr Rashwan - Lot B _0208 | CLI.CON-000001 | 13.27 - Iz. Salih Shamatah - Bill No.9 - Site Works - 9.2.3 - b. | 250 mm thick. | Approved
Qasr Rashwan - Lot B _0208 | CLI.CON-000001 |  |  | Approved
Qasr Rashwan - Lot B _0208 | CLI.CON-000001 | 13.27 - Iz. Salih Shamatah - Bill No.9 - Site Works - 9.3.3 - a. | Inspection Chamber 600 x 600 with cover and frame | Approved
Qasr Rashwan - Lot B _0208 | CLI.CON-000001 |  |  | Approved
Qasr Rashwan - Lot B _0208 | CLI.CON-000001 |  |  | Approved
Qasr Rashwan - Lot B _0208 | CLI.CON-000001 | 13.19 - Iz. Salih Shamatah - Bill No.5: Store - 5.1.2 - b.1 | for foundation | Approved
Qasr Rashwan - Lot B _0208 | CLI.CON-000001 |  |  | Approved
Qasr Rashwan - Lot B _0208 | CLI.CON-000001 | 13.27 - Iz. Salih Shamatah - Bill No.9 - Site Works - 9.2.1 - c | Supply, backfilling and compaction to the required grades with approved clean sand on layers not more than 25 cm thick. The layers are to be compacted by means of vibratory type equipment to obtain 95% of maximum dry density as per specifications. | Approved
Qasr Rashwan - Lot B _0208 | CLI.CON-000001 |  |  | Approved
Qasr Rashwan - Lot B _0208 | CLI.CON-000001 | 13.16 - Iz. Salih Shamatah - Bill No.4: Guard room - 4.1.3 - a.2 | 120 mm thick. | Approved
Qasr Rashwan - Lot B _0208 | CLI.CON-000001 |  |  | Approved
Qasr Rashwan - Lot B _0208 | CLI.CON-000001 | 13.18 - Iz.Salih Shamatah-BILL NO. 4.3: Guard room-4.3.3-a | One Way, Two-gang Lighting Switch 10A. | Approved
Qasr Rashwan - Lot B _0208 | CLI.CON-000001 |  |  | Approved
Qasr Rashwan - Lot B _0208 | CLI.CON-000001 | 13.11 - Salih Shamatah-Bill No.2: Force Main Pipeline-2.5.4-b | Dismantling joint 150mm | Approved
Qasr Rashwan - Lot B _0208 | CLI.CON-000001 |  |  | Approved
Qasr Rashwan - Lot B _0208 | CLI.CON-000001 | 13.23 - Iz.Salih Shamatah- BILL NO. 6.3: Admin Room-6.3.4-b | Single Phase Switched waterproof Socket, 220V, 16A, 3 Pin Complete With Cover (IP55) | Approved
Qasr Rashwan - Lot B _0208 | CLI.CON-000001 |  |  | Approved
Qasr Rashwan - Lot B _0208 | CLI.CON-000001 | 13.12 - Iz. Salih Shamatah - Bill No.3: PUMP STATION - 3.1.7 - a.1 | Abrasion, friction, acids and shock resistant ceramic | Approved
Qasr Rashwan - Lot B _0208 | CLI.CON-000001 |  |  | Approved
Qasr Rashwan - Lot B _0208 | CLI.CON-000001 | 13.21 - Iz. Salih Shamatah - Bill No.6: Admin Building - 6.1.2 - b.2 | For grade slabs, 100 mm thick | Approved
Qasr Rashwan - Lot B _0208 | CLI.CON-000001 |  |  | Approved
Qasr Rashwan - Lot B _0208 | CLI.CON-000001 | 13.16 - Iz. Salih Shamatah - Bill No.4: Guard room - 4.1.2 - c.1 | structure | Approved
Qasr Rashwan - Lot B _0208 | CLI.CON-000001 |  |  | Approved
Qasr Rashwan - Lot B _0208 | CLI.CON-000001 | 13.27 - Iz. Salih Shamatah - Bill No.9 - Site Works - 9.2.4 - b | Supply and installation of foam Expansion joints outdoor type joint sealant Complete as shown on drawings, and recommended by the manufacturer and Specification. | Approved
Qasr Rashwan - Lot B _0208 | CLI.CON-000001 |  |  | Approved
Qasr Rashwan - Lot B _0208 | CLI.CON-000001 | 13.11 - Salih Shamatah-Bill No.2: Force Main Pipeline-2.3.2-b | Tee 200/100 | Approved
Qasr Rashwan - Lot B _0208 | CLI.CON-000001 |  |  | Approved
Qasr Rashwan - Lot B _0208 | CLI.CON-000001 | 13.10 - Salih Shamatah-BILL NO.1: SEWAGE NETWORK-1.5.1-a | Inlet chamber on300mm diameter sewage pipe line | Approved
Qasr Rashwan - Lot B _0208 | CLI.CON-000001 |  |  | Approved
Qasr Rashwan - Lot B _0208 | CLI.CON-000001 | 13.16 - Iz. Salih Shamatah - Bill No.4: Guard room - 4.1.4 - b. | Supply and installation of horizontal prefabricated moisture Insulation membrane to the wet areas with 4mm thick for floor and roof, including joints, fixtures, overlaps not less than 100 mm and item include all surface preparation steps, coating with 2 layers of primer bitumen coat, metal flashing, internal angle fillets, upstand to vertical surfaces and waterproofing to all openings and around pipes and water drains, Polystyrene sheet 1mm, protection Sand-cement mortar screed, 30 mm thick as per manufacturer's instructions, Contract Drawing, recommendations and Specification. | Approved
Qasr Rashwan - Lot B _0208 | CLI.CON-000001 |  |  | Approved
Qasr Rashwan - Lot B _0208 | CLI.CON-000001 | 13.15 - Salih Shamatah-Bill No.3.4: Mechanical Works - Pumping Station-3.4.4-e. | Flexible joint, dia. 200 mm | Approved
Qasr Rashwan - Lot B _0208 | CLI.CON-000001 |  |  | Approved
Qasr Rashwan - Lot B _0208 | CLI.CON-000001 | 13.10 - Salih Shamatah-BILL NO.1: SEWAGE NETWORK-1.3-a | IC 60*60 cm | Approved
Qasr Rashwan - Lot B _0208 | CLI.CON-000001 |  |  | Approved
Qasr Rashwan - Lot B _0208 | CLI.CON-000001 | 13.19 - Iz. Salih Shamatah - Bill No.5: Store - 5.1.1 - d. | Supplying and installing of replacement soil using clean graded gravel or crushed dolomitic stones, in layers not exceeding 250 mm thickness, the layers are to be compacted by equipment, all as per drawings, specifications | Approved
Qasr Rashwan - Lot B _0208 | CLI.CON-000001 |  |  | Approved
Qasr Rashwan - Lot B _0208 | CLI.CON-000001 | 14.11 - Abou Hussein-BILL NO.2 : Force Main Pipeline-2.5.4-b | Dismantling joint 150mm | Approved
Qasr Rashwan - Lot B _0208 | CLI.CON-000001 | 14.16 - Iz. Abou Hussein - Bill No.4: Guard room - 4.1.2 - b.2 | For grade slabs, 100 mm thick | Approved
Qasr Rashwan - Lot B _0208 | CLI.CON-000001 |  |  | Approved
Qasr Rashwan - Lot B _0208 | CLI.CON-000001 | 14.25 - Iz. Abou Hussein - Bill No.8: Site Work - 8.3.3 - a. | Inspection Chamber 600 x 600 with cover and frame | Approved
Qasr Rashwan - Lot B _0208 | CLI.CON-000001 |  |  | Approved
Qasr Rashwan - Lot B _0208 | CLI.CON-000001 | 14.12 - Iz. Abou Hussein - Bill No.3: PUMP STATION - 3.1.2 - a.2 | PC Slope concrete for floor with hardener | Approved
Qasr Rashwan - Lot B _0208 | CLI.CON-000001 |  |  | Approved
Qasr Rashwan - Lot B _0208 | CLI.CON-000001 | 14.20 - Abou Hussein-BILL NO. 5.2: Plumbing Works – Admin Room-5.2.2-a. | 25mm dia. | Approved
Qasr Rashwan - Lot B _0208 | CLI.CON-000001 |  |  | Approved
Qasr Rashwan - Lot B _0208 | CLI.CON-000001 | 14.19 - Iz. Abou Hussein - Bill No.5: Admin Building - 5.1.2 - b.2 | For grade slabs, 100 mm thick | Approved
Qasr Rashwan - Lot B _0208 | CLI.CON-000001 |  |  | Approved
Qasr Rashwan - Lot B _0208 | CLI.CON-000001 | 14.21 - Iz. Abou Hussein-BILL NO. 5.3: Admin Room-6.3.2-a | Surface mounted luminaire with 1x60 watt led lamps, With (IP20) | Approved
Qasr Rashwan - Lot B _0208 | CLI.CON-000001 |  |  | Approved
Qasr Rashwan - Lot B _0208 | CLI.CON-000001 | 14.15 - Abou Hussein-Bill No.3.4: Mechanical Works - Pumping Station--3.4.1 | Submersible Pump 15 L/s, 20 m head coupled with Electric Motor complete with (mating bend, guide rails, coupling, submersible cable, all protection items….etc) and all accessories required for a good working condition, as per Contract Documents. | Approved
Qasr Rashwan - Lot B _0208 | CLI.CON-000001 |  |  | Approved
Qasr Rashwan - Lot B _0208 | CLI.CON-000001 | 14.24 | BILL NO. 7 Civil Works – Transformer Kiosk | Approved
Qasr Rashwan - Lot B _0208 | CLI.CON-000001 |  |  | Approved
Qasr Rashwan - Lot B _0208 | CLI.CON-000001 | 14.10 - Abou Hussein-BILL NO.1 : SEWAGE NETWORK-1.3-a | IC 60*60 cm | Approved
Qasr Rashwan - Lot B _0208 | CLI.CON-000001 |  |  | Approved
Qasr Rashwan - Lot B _0208 | CLI.CON-000001 | 14.19 - Iz. Abou Hussein - Bill No.5: Admin Building - 5.1.4 - b. | Supply and installation of horizontal prefabricated moisture Insulation membrane to the wet areas with 4mm thick for floor and roof, including joints, fixtures, overlaps not less than 100 mm and item include all surface preparation steps, coating with 2 layers of primer bitumen coat, metal flashing, internal angle fillets, upstand to vertical surfaces and waterproofing to all openings and around pipes and water drains, Polystyrene sheet 1mm, protection Sand- cement mortar screed, 30 mm thick as per manufacturer's instructions, Contract Drawing, recommendations and Specification. | Approved
Qasr Rashwan - Lot B _0208 | CLI.CON-000001 |  |  | Approved
Qasr Rashwan - Lot B _0208 | CLI.CON-000001 | 14.20 - Abou Hussein-BILL NO. 5.2: Plumbing Works – Admin Room-5.2.1-a. | Water closet with flush tank floor mounted water closet with flush tank (European type) shall be provided with a toilet paper holder and all its required accessories and fittings with approved sample. All required works of completion with the industry standards. | Approved
Qasr Rashwan - Lot B _0208 | CLI.CON-000001 |  |  | Approved
Qasr Rashwan - Lot B _0208 | CLI.CON-000001 | 14.10 - Abou Hussein-BILL NO.1 : SEWAGE NETWORK-1.6.2-b | Concrete encasement 25cm (250mm) | Approved
Qasr Rashwan - Lot B _0208 | CLI.CON-000001 |  |  | Approved
Qasr Rashwan - Lot B _0208 | CLI.CON-000001 | 14.10 - Abou Hussein-BILL NO.1 : SEWAGE NETWORK-1.6.2-c | Concrete encasement 25cm (300mm) | Approved
Qasr Rashwan - Lot B _0208 | CLI.CON-000001 |  |  | Approved
Qasr Rashwan - Lot B _0208 | CLI.CON-000001 | 14.19 - Iz. Abou Hussein - Bill No.5: Admin Building - 5.1.2 - a.2 | For roof slopes, 30 mm to 140 mm thick | Approved
Qasr Rashwan - Lot B _0208 | CLI.CON-000001 |  |  | Approved
Qasr Rashwan - Lot B _0208 | CLI.CON-000001 | 14.16 - Iz. Abou Hussein - Bill No.4: Guard room - 4.1.4 - b. | Supply and installation of horizontal prefabricated moisture Insulation membrane to the wet areas with 4mm thick for floor and roof, including joints, fixtures, overlaps not less than 100 mm and item include all surface preparation steps, coating with 2 layers of primer bitumen coat, metal flashing, internal angle fillets, upstand to vertical surfaces and waterproofing to all openings and around pipes and water drains, Polystyrene sheet 1mm, protection Sand-cement mortar screed, 30 mm thick as per manufacturer's instructions, Contract Drawing, recommendations and Specification. | Approved
Qasr Rashwan - Lot B _0208 | CLI.CON-000001 | 10.18 - Abd Al Azeem Al Sofy-BILL NO. 4.3: Guard room-4.3.4-a | Single Phase Switched Socket 220v, 16A, 2-pin Type Complete With Earthing Contact. | Approved
Qasr Rashwan - Lot B _0208 | CLI.CON-000001 |  |  | Approved
Qasr Rashwan - Lot B _0208 | CLI.CON-000001 | 10.14 - Abd Al Azeem Al Sofy-BILL NO. 3.3: Main Pump Station-3.3.2- | Outdoor Kiosk power transformer package 500 KVA, 11/0.4KV complete with Ring Main Unit, Bus-Bar, Breakers, Protection, Measuring, Low Voltage accumulated energy meter and all required accessories for medium voltage, as per tendered documents, and shall be supplied and erected according to the requirements of the Egyptian Electric Authority (E.E.A), the contractor shall take the approval of the (E.E.A) before supplying. | Approved
Qasr Rashwan - Lot B _0208 | CLI.CON-000001 |  |  | Approved
Qasr Rashwan - Lot B _0208 | CLI.CON-000001 | 10.21 - Abd Al Azeem Al Sofy Village - Bill No.6: Admin Building - 6.1.4 - b. | Supply and installation of horizontal prefabricated moisture Insulation membrane to the wet areas with 4mm thick for floor and roof, including joints, fixtures, overlaps not less than 100 mm and item include all surface preparation steps, coating with 2 layers of primer bitumen coat, metal flashing, internal angle fillets, upstand to vertical surfaces and waterproofing to all openings and around pipes and water drains, Polystyrene sheet 1mm, protection Sand-cement mortar screed, 30 mm thick as per manufacturer's instructions, Contract Drawing, recommendations and Specification. | Approved
Qasr Rashwan - Lot B _0208 | CLI.CON-000001 |  |  | Approved
Qasr Rashwan - Lot B _0208 | CLI.CON-000001 | 10.12 - Abd Al Azeem Al Sofy Village - Bill No.3: PUMP STATION - 3.1.1 - d | Supply, backfilling and compaction to the required grades with approved clean sand on layers not more than 25 cm thick. The layers are to be compacted by means of vibratory type equipment to obtain 95% of maximum dry density as per specifications. | Approved
Qasr Rashwan - Lot B _0208 | CLI.CON-000001 |  |  | Approved
Qasr Rashwan - Lot B _0208 | CLI.CON-000001 | 10.25 - Abd Al Azeem Al Sofy-BILL NO.7.2: Generator Shed-7.2.4-a | Lighting outlets. | Approved
Qasr Rashwan - Lot B _0208 | CLI.CON-000001 |  |  | Approved
Qasr Rashwan - Lot B _0208 | CLI.CON-000001 | 10.19 - Abd Al Azeem Al Sofy Village - Bill No.5: Store - 5.1.6 - b.1 | Type W1, 2,800 mm width x 1,000 mm height | Approved
Qasr Rashwan - Lot B _0208 | CLI.CON-000001 |  |  | Approved
Qasr Rashwan - Lot B _0208 | CLI.CON-000001 | 10.14 - Abd Al Azeem Al Sofy-BILL NO. 3.3: Main Pump Station-3.3.20- | Supply and Delivery spare parts of the following equipment as per tendered documents: - Pump unit. - Main Low-Tension Switchboard. - Generator unit. | Approved
Qasr Rashwan - Lot B _0208 | CLI.CON-000001 |  |  | Approved
Qasr Rashwan - Lot B _0208 | CLI.CON-000001 | 10.10 - Abd Al Azeem Al Sofy -BILL NO.1: SEWAGE NETWORK-1.1.1-d.4 | Ditto, depth to invert between 4.51 m and 5.50 m | Approved
Qasr Rashwan - Lot B _0208 | CLI.CON-000001 |  |  | Approved
Qasr Rashwan - Lot B _0208 | CLI.CON-000001 | 10.21 - Abd Al Azeem Al Sofy Village - Bill No.6: Admin Building - 6.1.6 - a.1 | Type D1, size 800mmx2,200mm | Approved
Qasr Rashwan - Lot B _0208 | CLI.CON-000001 |  |  | Approved
Qasr Rashwan - Lot B _0208 | CLI.CON-000001 | 10.27 | BILL NO.9 Site Works – Pumping Station | Approved
Qasr Rashwan - Lot B _0208 | CLI.CON-000001 |  |  | Approved
Qasr Rashwan - Lot B _0208 | CLI.CON-000001 | 10.10 - Abd Al Azeem Al Sofy -BILL NO.1: SEWAGE NETWORK--1.1 | Inspection and testing of the installed pipes by CCTV for the network pipes after trench installation, all in accordance with the technical specifications. | Approved
Qasr Rashwan - Lot B _0208 | CLI.CON-000001 |  |  | Approved
Qasr Rashwan - Lot B _0208 | CLI.CON-000001 | 10.11 - Abd Al Azeem Al Sofy -Bill No.2: Force Main Pipeline-2.5.3-d | Flange spigot with puddle flanged pieces 250mm | Approved
Qasr Rashwan - Lot B _0208 | CLI.CON-000001 |  |  | Approved
Qasr Rashwan - Lot B _0208 | CLI.CON-000001 | 10.21 - Abd Al Azeem Al Sofy Village - Bill No.6: Admin Building - 6.1.4 - c. | Supply and installation of 50 mm extruded polystyrene boards for roof heat insulation with minimum density 35 kg/cm²; the work include Polystyrene sheet 1mm layer. Sample shall be approved before execution and all required works shall be as per manufacturer's instructions, recommendations and Specification. | Approved
Qasr Rashwan - Lot B _0208 | CLI.CON-000001 |  |  | Approved
Qasr Rashwan - Lot B _0208 | CLI.CON-000001 | 10.10 - Abd Al Azeem Al Sofy -BILL NO.1: SEWAGE NETWORK-1.2.1-b.2 | Ditto, depth to invert between 2.01 m and 2.50 m | Approved
Qasr Rashwan - Lot B _0208 | CLI.CON-000001 |  |  | Approved
Qasr Rashwan - Lot B _0208 | CLI.CON-000001 | 10.11 - Abd Al Azeem Al Sofy -Bill No.2: Force Main Pipeline-2.4.3-a | Crossing under CAIRO FAYOUM ROAD inside jacking pipe 1.5 m | Approved
Qasr Rashwan - Lot B _0208 | CLI.CON-000001 |  |  | Approved
Qasr Rashwan - Lot B _0208 | CLI.CON-000001 | 10.2 | BILL NO. 5.3 Electrical Works – Store Room | Approved
Qasr Rashwan - Lot B _0208 | CLI.CON-000001 |  |  | Approved
Qasr Rashwan - Lot B _0208 | CLI.CON-000001 | 10.14 - Abd Al Azeem Al Sofy-BILL NO. 3.3: Main Pump Station-3.3.11- | Supply, installation, termination and testing of instrumentation shielded cables (2 x 1.5 mm2) from field instrumentation to control panel complete with conduits, pull boxes, junction boxes, accessories, duct bank...etc. | Approved
Qasr Rashwan - Lot B _0208 | CLI.CON-000001 |  |  | Approved
Qasr Rashwan - Lot B _0208 | CLI.CON-000001 | 10.10 - Abd Al Azeem Al Sofy -BILL NO.1: SEWAGE NETWORK-1.7.2-b | Crossing under BAHR AL WATY by pipe jacking/Macro-tunneling | Approved
Qasr Rashwan - Lot B _0208 | CLI.CON-000001 |  |  | Approved
Qasr Rashwan - Lot B _0208 | CLI.CON-000001 | 10.11 - Abd Al Azeem Al Sofy -Bill No.2: Force Main Pipeline-2.5.4-c | Dismantling joint 150mm | Approved
Qasr Rashwan - Lot B _0208 | CLI.CON-000001 |  |  | Approved
Qasr Rashwan - Lot B _0208 | CLI.CON-000001 | 10.16 - Abd Al Azeem Al Sofy Village - Bill No.4: Guard room - 4.1.7 - a.3 | cement tiling, for roof | Approved
Qasr Rashwan - Lot B _0208 | CLI.CON-000001 |  |  | Approved
Qasr Rashwan - Lot B _0208 | CLI.CON-000001 | 10.10 - Abd Al Azeem Al Sofy -BILL NO.1: SEWAGE NETWORK-1.2.2-a.1 | Ditto, depth to invert between 2.01 m and 2.50 m | Approved
Qasr Rashwan - Lot B _0208 | CLI.CON-000001 |  |  | Approved
Qasr Rashwan - Lot B _0208 | CLI.CON-000001 | 10.14 - Abd Al Azeem Al Sofy-BILL NO. 3.3: Main Pump Station-3.3.8- | Supply, installation, calibration, connection and testing of Pressure Transmitter with a range of 0 to 10 bar including all necessary accessories required for installation and operation requirements. | Approved
Qasr Rashwan - Lot B _0208 | CLI.CON-000001 |  |  | Approved
Qasr Rashwan - Lot B _0208 | CLI.CON-000001 | 10.12 - Abd Al Azeem Al Sofy Village - Bill No.3: PUMP STATION - 3.1.9 - a | 75mm dia. | Approved
Qasr Rashwan - Lot B _0208 | CLI.CON-000001 |  |  | Approved
Qasr Rashwan - Lot B _0208 | CLI.CON-000001 | 10.10 - Abd Al Azeem Al Sofy -BILL NO.1: SEWAGE NETWORK-1.7.3-b | Concrete encasement 25cm (400mm) | Approved
Qasr Rashwan - Lot B _0208 | CLI.CON-000001 |  |  | Approved
Qasr Rashwan - Lot B _0208 | CLI.CON-000001 | 10.11 - Abd Al Azeem Al Sofy -Bill No.2: Force Main Pipeline-2.5.1-b | Gate valve 250mm dia. | Approved
Qasr Rashwan - Lot B _0208 | CLI.CON-000001 |  |  | Approved
Qasr Rashwan - Lot B _0208 | CLI.CON-000001 | 10.18 - Abd Al Azeem Al Sofy-BILL NO. 4.3: Guard room-4.3.2-a | Surface mounted luminaire with 1x60 watt led lamps, With (IP20) | Approved
Qasr Rashwan - Lot B _0208 | CLI.CON-000001 |  |  | Approved
Qasr Rashwan - Lot B _0208 | CLI.CON-000001 | 10.10 - Abd Al Azeem Al Sofy -BILL NO.1: SEWAGE NETWORK-1.1.1-d.2 | Ditto, depth to invert between 2.51 m and 3.50 m | Approved
Qasr Rashwan - Lot B _0208 | CLI.CON-000001 |  |  | Approved
Qasr Rashwan - Lot B _0208 | CLI.CON-000001 | 10.10 - Abd Al Azeem Al Sofy -BILL NO.1: SEWAGE NETWORK-1.2.1-a.1 | Depth to invert not exceeding 1.5 m | Approved
Qasr Rashwan - Lot B _0208 | CLI.CON-000001 |  |  | Approved
Qasr Rashwan - Lot B _0208 | CLI.CON-000001 | 10.13 | BILL NO. 3.2 Electrical Works – Pumping Station (LV and Lighting) | Approved
Qasr Rashwan - Lot B _0208 | CLI.CON-000001 |  |  | Approved
Qasr Rashwan - Lot B _0208 | CLI.CON-000001 | 10.16 - Abd Al Azeem Al Sofy Village - Bill No.4: Guard room - 4.1.2 - c.2 | RC protection layer | Approved
Qasr Rashwan - Lot B _0208 | CLI.CON-000001 |  |  | Approved
Qasr Rashwan - Lot B _0208 | CLI.CON-000001 | 10.14 - Abd Al Azeem Al Sofy-BILL NO. 3.3: Main Pump Station-3.3.10- | Supply, installation, calibration, connection and testing of Pressure gauge with a range of 0 to 10 bar and all necessary accessories required for installation and operation requirements. | Approved
Qasr Rashwan - Lot B _0208 | CLI.CON-000001 |  |  | Approved
Qasr Rashwan - Lot B _0208 | CLI.CON-000001 | 11.14 - Abd Al Rahman Ibrahim-BILL NO. 3.3: Main Pump Station-3.3.18- | Fire alarm system complete with Conventional fire alarm control panel, smoke detectors, heat detectors, manual call point, bell, fire alarm siren and wire and all necessary components (internal wires and outlets, etc) required to complete the system in perfect case, the fire alarm control panel shall be erected in pump operating room. | Approved
Qasr Rashwan - Lot B _0208 | CLI.CON-000001 |  |  | Approved
Qasr Rashwan - Lot B _0208 | CLI.CON-000001 | 11.12 - Iz. Abd Al Rahman Ibrahim - Bill No.3: PUMP STATION - 3.1.2 - e. | Supply and casting of in-place reinforced concrete in super structure, including: formwork, scaffolding, expansion, construction joints, Steel bar reinforcement, joint filler, sealant, transporting, fixation, mixing, pouring, leveling, finishing, compaction by vibratory, curing of reinforced concrete and testing as set out in the specifications. | Approved
Qasr Rashwan - Lot B _0208 | CLI.CON-000001 |  |  | Approved
Qasr Rashwan - Lot B _0208 | CLI.CON-000001 | 11.11 - Abd Al Rahman Ibrahim-Bill No.2: Force Main Pipeline-2.2-e | Flowmeter chamber | Approved
Qasr Rashwan - Lot B _0208 | CLI.CON-000001 |  |  | Approved
Qasr Rashwan - Lot B _0208 | CLI.CON-000001 | 11.11 - Abd Al Rahman Ibrahim-Bill No.2: Force Main Pipeline-2.4.2-d | Crossing under Road inside concrete encasement of 25cm thick | Approved
Qasr Rashwan - Lot B _0208 | CLI.CON-000001 |  |  | Approved
Qasr Rashwan - Lot B _0208 | CLI.CON-000001 | 11.10 - Abd Al Rahman Ibrahim-BILL NO.1: SEWAGE NETWORK-1.1.1-b.4 | Ditto, depth to invert between 3.51 m and 4.50 m | Approved
Qasr Rashwan - Lot B _0208 | CLI.CON-000001 |  |  | Approved
Qasr Rashwan - Lot B _0208 | CLI.CON-000001 | 11.21 - Iz. Abd Al Rahman Ibrahim - Bill No.6: Admin Building - 6.1.3 - b.1 | 250 mm thick. | Approved
Qasr Rashwan - Lot B _0208 | CLI.CON-000001 |  |  | Approved
Qasr Rashwan - Lot B _0208 | CLI.CON-000001 | 11.25 - Abd Al Rahman Ibrahim-BILL NO.7.2: Generator Shed-7.2.2-a | Surface mounted luminaire with 1x60 watt led lamps, With (IP54) | Approved
Qasr Rashwan - Lot B _0208 | CLI.CON-000001 |  |  | Approved
Qasr Rashwan - Lot B _0208 | CLI.CON-000001 | 11.16 - Iz. Abd Al Rahman Ibrahim - Bill No.4: Guard room - 4.1.7 - a.1 | Ceramic floor, glazed ceramic | Approved
Qasr Rashwan - Lot B _0208 | CLI.CON-000001 |  |  | Approved
Qasr Rashwan - Lot B _0208 | CLI.CON-000001 | 11.10 - Abd Al Rahman Ibrahim-BILL NO.1: SEWAGE NETWORK-1.1.1-d.3 | Ditto, depth to invert between 4.51 m and 5.50 m | Approved
Qasr Rashwan - Lot B _0208 | CLI.CON-000001 |  |  | Approved
Qasr Rashwan - Lot B _0208 | CLI.CON-000001 | 11.27 - Iz. Abd Al Rahman Ibrahim - Bill No.9: Site Work - 9.3.1 - a. | 25mm dia. | Approved
Qasr Rashwan - Lot B _0208 | CLI.CON-000001 |  |  | Approved
Qasr Rashwan - Lot B _0208 | CLI.CON-000001 | 11.25 - Abd Al Rahman Ibrahim-BILL NO.7.2: Generator Shed-7.2.4-a | Lighting outlets. | Approved
Qasr Rashwan - Lot B _0208 | CLI.CON-000001 |  |  | Approved
Qasr Rashwan - Lot B _0208 | CLI.CON-000001 | 11.22 - Abd Al Rahman Ibrahim-Bill No.6.2: Plumbing Works – Admin Room-6.2.1-b. | Supply and install hand wash sink with soap dish and holder, with all its required accessories, water mixer, faucets, floor and siphon chrome 1.5 inch, include cold and hot water supply connections, sewage pipes with 2 corner stopcocks with approved sample. All required works of completion with the industry standards. | Approved
Qasr Rashwan - Lot B _0208 | CLI.CON-000001 |  |  | Approved
Qasr Rashwan - Lot B _0208 | CLI.CON-000001 | 11.16 - Iz. Abd Al Rahman Ibrahim - Bill No.4: Guard room - 4.1.6 - a.1 | Type D1, size 800mmx2,200mm | Approved
Qasr Rashwan - Lot B _0208 | CLI.CON-000001 |  |  | Approved
Qasr Rashwan - Lot B _0208 | CLI.CON-000001 | 11.12 - Iz. Abd Al Rahman Ibrahim - Bill No.3: PUMP STATION - 3.1.2 - a.2 | PC Slope concrete for floor with hardener | Approved
Qasr Rashwan - Lot B _0208 | CLI.CON-000001 |  |  | Approved
Qasr Rashwan - Lot B _0208 | CLI.CON-000001 | 11.10 - Abd Al Rahman Ibrahim-BILL NO.1: SEWAGE NETWORK-1.5.1-a | Inlet chamber on 500mm diameter sewage pipe line | Approved
Qasr Rashwan - Lot B _0208 | CLI.CON-000001 |  |  | Approved
Qasr Rashwan - Lot B _0208 | CLI.CON-000001 | 11.13 - Abd Al Rahman Ibrahim-BILL NO. 3.2: Main Pump Station-3.2.4-b | Industrial Single Phase Switched Power Socket 220v, 25A, 2-pin Type Complete With Earthing Contact And Cover. | Approved
Qasr Rashwan - Lot B _0208 | CLI.CON-000001 |  |  | Approved
Qasr Rashwan - Lot B _0208 | CLI.CON-000001 | 11.10 - Abd Al Rahman Ibrahim-BILL NO.1: SEWAGE NETWORK-1.1.1-b.3 | Ditto, depth to invert between 2.51 m and 3.50 m | Approved
Qasr Rashwan - Lot B _0208 | CLI.CON-000001 |  |  | Approved
Qasr Rashwan - Lot B _0208 | CLI.CON-000001 | 11.21 - Iz. Abd Al Rahman Ibrahim - Bill No.6: Admin Building - 6.1.2 - c.1 | structure | Approved
Qasr Rashwan - Lot B _0208 | CLI.CON-000001 |  |  | Approved
Qasr Rashwan - Lot B _0208 | CLI.CON-000001 | 11.24 | BILL NO. 7.1 Civil Works – Generator Shed | Approved
Qasr Rashwan - Lot B _0208 | CLI.CON-000001 |  |  | Approved
Qasr Rashwan - Lot B _0208 | CLI.CON-000001 | 11.11 - Abd Al Rahman Ibrahim-Bill No.2: Force Main Pipeline-2.5.2-c | Tee 200/150 | Approved
Qasr Rashwan - Lot B _0208 | CLI.CON-000001 |  |  | Approved
Qasr Rashwan - Lot B _0208 | CLI.CON-000001 | 11.11 - Abd Al Rahman Ibrahim-Bill No.2: Force Main Pipeline-2.2-b | Wash-out valve chamber | Approved
Qasr Rashwan - Lot B _0208 | CLI.CON-000001 |  |  | Approved
Qasr Rashwan - Lot B _0208 | CLI.CON-000001 | 11.11 - Abd Al Rahman Ibrahim-Bill No.2: Force Main Pipeline-2.3.5-c | 90º (150mm) | Approved
Qasr Rashwan - Lot B _0208 | CLI.CON-000001 |  |  | Approved
Qasr Rashwan - Lot B _0208 | CLI.CON-000001 | 11.27 - Iz. Abd Al Rahman Ibrahim - Bill No.9: Site Work - 9.3.2 - b. | DN/ID 200 mm dia | Approved
Qasr Rashwan - Lot B _0208 | CLI.CON-000001 |  |  | Approved
Qasr Rashwan - Lot B _0208 | CLI.CON-000001 | 11.11 - Abd Al Rahman Ibrahim-Bill No.2: Force Main Pipeline-2.3.2-b | Tee 350/100 | Approved
Qasr Rashwan - Lot B _0208 | CLI.CON-000001 |  |  | Approved
Qasr Rashwan - Lot B _0208 | CLI.CON-000001 | 11.11 - Abd Al Rahman Ibrahim-Bill No.2: Force Main Pipeline-2.5.5-d | 90º (200mm) | Approved
Qasr Rashwan - Lot B _0208 | CLI.CON-000001 |  |  | Approved
Qasr Rashwan - Lot B _0208 | CLI.CON-000001 | 11.17 - Abd Al Rahman Ibrahim-BILL NO. 4.2: Plumbing Works – Guard Room-4.2.3-a. | gully trap 30 x 30 | Approved
Qasr Rashwan - Lot B _0208 | CLI.CON-000001 |  |  | Approved
Qasr Rashwan - Lot B _0208 | CLI.CON-000001 | 11.19 | BILL NO. 5.1 Civil Works - Store Building | Approved
Qasr Rashwan - Lot B _0208 | CLI.CON-000001 |  |  | Approved
Qasr Rashwan - Lot B _0208 | CLI.CON-000001 | 12 | Suleiman Tadrus | Approved
Qasr Rashwan - Lot B _0208 | CLI.CON-000001 |  |  | Approved
Qasr Rashwan - Lot B _0208 | CLI.CON-000001 | 12.10 - Suleiman Tadrus-BILL NO.1: SEWAGE NETWORK-1.7.3-b | Concrete encasement 25cm (200mm) | Approved
Qasr Rashwan - Lot B _0208 | CLI.CON-000001 |  |  | Approved
Qasr Rashwan - Lot B _0208 | CLI.CON-000001 | 12.10 - Suleiman Tadrus-BILL NO.1: SEWAGE NETWORK-1.1.1-e.2 | Ditto, depth to invert between 1.51 m and 2.50 m | Approved
Qasr Rashwan - Lot B _0208 | CLI.CON-000001 |  |  | Approved
Qasr Rashwan - Lot B _0208 | CLI.CON-000001 | 12.14 - Iz. Suleiman Tadrus-BILL NO. 3.3: Main Pump Station-3.3.15- | Prime Power Diesel Generator 100 KVA (at least) (Canopy Type - Under Shed) complete with outgoing circuit breaker (MCCB) and fully equipped with all accessories as per Contract Documents and complete with all accessories required for erection and good working conditions. | Approved
Qasr Rashwan - Lot B _0208 | CLI.CON-000001 |  |  | Approved
Qasr Rashwan - Lot B _0208 | CLI.CON-000001 | 12.21 | BILL NO. 6.1 Civil Works - Admin Room | Approved
Qasr Rashwan - Lot B _0208 | CLI.CON-000001 |  |  | Approved
Qasr Rashwan - Lot B _0208 | CLI.CON-000001 | 12.16 - Iz. Suleiman Tadrus - Bill No.4: Guard room - 4.1.2 - b.1 | for foundation | Approved
Qasr Rashwan - Lot B _0208 | CLI.CON-000001 |  |  | Approved
Qasr Rashwan - Lot B _0208 | CLI.CON-000001 | 12.21 - Iz. Suleiman Tadrus - Bill No.6: Admin Building - 6.1.6 - b.1 | Type W1, 1,000 mm width x 1,000 mm height | Approved
Qasr Rashwan - Lot B _0208 | CLI.CON-000001 |  |  | Approved
Qasr Rashwan - Lot B _0208 | CLI.CON-000001 |  |  | Approved
Qasr Rashwan - Lot B _0208 | CLI.CON-000001 | 12.14 - Iz. Suleiman Tadrus-BILL NO. 3.3: Main Pump Station-3.3.14- | Low voltage cables (0.6/1kV) complete with (UPVC Conduits, lugs, ..etc) and all accessories, as per Contract Documents. | Approved
Qasr Rashwan - Lot B _0208 | CLI.CON-000001 |  |  | Approved
Qasr Rashwan - Lot B _0208 | CLI.CON-000001 | 12.24 - Iz. Suleiman Tadrus - Bill No.7: Generator Shed - 7.1 - 7.1.a | Supplying and casting in-place of generator base and the price includes all the necessary excavation and backfilling works, the removal and disposal of the excavated material to the designated dump, the supply and work of plain concrete Grade C20, reinforced concrete Grade C25, insulation works for the base and all that comes into contact with the soil, including formwork, transporting, mixing, casting, finishing, curing and testing as required by the specifications. provided that the work is completed in full according to the Contract drawings, technical specifications, industry assets and the instructions of the Engineer. | Approved
Qasr Rashwan - Lot B _0208 | CLI.CON-000001 |  |  | Approved
Qasr Rashwan - Lot B _0208 | CLI.CON-000001 | 12.11 - Suleiman Tadrus-Bill No.2: Force Main Pipeline-2.5.4-a | Dismantling joint 300mm | Approved
Qasr Rashwan - Lot B _0208 | CLI.CON-000001 |  |  | Approved
Qasr Rashwan - Lot B _0208 | CLI.CON-000001 | 12.14 - Iz. Suleiman Tadrus-BILL NO. 3.3: Main Pump Station-3.3.6- | Supply, installation, calibration, connection and testing of Non-contact Radar level transmitter with range from 0 to 20 meters and beam angle not more than 5 degree (consists of separate sensor and transmitter with digital indicator) including all necessary accessories required for installation and operation requirements. | Approved
Qasr Rashwan - Lot B _0208 | CLI.CON-000001 |  |  | Approved
Qasr Rashwan - Lot B _0208 | CLI.CON-000001 | 12.16 - Iz. Suleiman Tadrus - Bill No.4: Guard room - 4.1.2 - c.2 | RC protection layer | Approved
Qasr Rashwan - Lot B _0208 | CLI.CON-000001 |  |  | Approved
Qasr Rashwan - Lot B _0208 | CLI.CON-000001 | 12.16 - Iz. Suleiman Tadrus - Bill No.4: Guard room - 4.1.4 - a. | Supply and apply two coats of oxidized bituminous paint insulation to surfaces under ground contact with soil such as footings, ground beam, columns pedestal and masonry work to 15 cm upper the GL, sample shall be approved before execution and all required works shall be as per manufacturer's instructions, recommendations and Specification. | Approved
Qasr Rashwan - Lot B _0208 | CLI.CON-000001 |  |  | Approved
Qasr Rashwan - Lot B _0208 | CLI.CON-000001 | 12.13 - Iz. Suleiman Tadrus-BILL NO. 3.2: Main Pump Station-3.2.5-a | Wall Mounted Exhaust Fan Outlet. | Approved
Qasr Rashwan - Lot B _0208 | CLI.CON-000001 |  |  | Approved
Qasr Rashwan - Lot B _0208 | CLI.CON-000001 | 12.13 - Iz. Suleiman Tadrus-BILL NO. 3.2: Main Pump Station-3.2.2-b | Ditto As Above But For Maintained Electricity Duration. Provided With Emergency Unit For 3 Hours. | Approved
Qasr Rashwan - Lot B _0208 | CLI.CON-000001 |  |  | Approved
Qasr Rashwan - Lot B _0208 | CLI.CON-000001 | 12.14 - Iz. Suleiman Tadrus-BILL NO. 3.3: Main Pump Station-3.3.18- | Fire alarm system complete with Conventional fire alarm control panel, smoke detectors, heat detectors, manual call point, bell, fire alarm siren and wire and all necessary components (internal wires and outlets, etc) required to complete the system in perfect case, the fire alarm control panel shall be erected in pump operating room. | Approved
Qasr Rashwan - Lot B _0208 | CLI.CON-000001 |  |  | Approved
Qasr Rashwan - Lot B _0208 | CLI.CON-000001 | 12.27 - Iz. Suleiman Tadrus - Bill No.9: Site Work - 9.2.7 - b. | Supply and apply of 50 cm high dry mix for skirting including substrate preparation, scaffoldings, grooves, and all required accessories as shown on Contract Drawings, recommended by manufacturer and approved by the Engineer prior to installation. | Approved
Qasr Rashwan - Lot B _0208 | CLI.CON-000001 |  |  | Approved
Qasr Rashwan - Lot B _0208 | CLI.CON-000001 | 12.25 - Iz. Suleiman Tadrus-BILL NO.7.2: Generator Shed-7.2.3-a | One Way, One-gang Lighting Switch 10A. | Approved
Qasr Rashwan - Lot B _0208 | CLI.CON-000001 |  |  | Approved
Qasr Rashwan - Lot B _0208 | CLI.CON-000001 | 12.27 - Iz. Suleiman Tadrus - Bill No.9: Site Work - 9.3.3 - a. | Inspection Chamber 600 x 600 with cover and frame | Approved
Qasr Rashwan - Lot B _0208 | CLI.CON-000001 |  |  | Approved
Qasr Rashwan - Lot B _0208 | CLI.CON-000001 | 12.12 - Iz. Suleiman Tadrus - Bill No.3: PUMP STATION - 3.1.2 - b | Supplying and casting unreinforced concrete (Grade C30) for dicophyl by sulfate-resistant cement below underground water and up to the required level, and it includes the supply, installation and installation of galvanized iron injection pipes as required by Drawings and Specifications. | Approved
Qasr Rashwan - Lot B _0208 | CLI.CON-000001 |  |  | Approved
Qasr Rashwan - Lot B _0208 | CLI.CON-000001 | 13.11 - Salih Shamatah-Bill No.2: Force Main Pipeline-2.5.5-a | 90º (200mm) | Approved
Qasr Rashwan - Lot B _0208 | CLI.CON-000001 |  |  | Approved
Qasr Rashwan - Lot B _0208 | CLI.CON-000001 | 13.16 - Iz. Salih Shamatah - Bill No.4: Guard room - 4.1.3 - b.2 | 120 mm thick. | Approved
Qasr Rashwan - Lot B _0208 | CLI.CON-000001 |  |  | Approved
Qasr Rashwan - Lot B _0208 | CLI.CON-000001 | 13.19 - Iz. Salih Shamatah - Bill No.5: Store - 5.1.3 - c | 250 mm thick. | Approved
Qasr Rashwan - Lot B _0208 | CLI.CON-000001 |  |  | Approved
Qasr Rashwan - Lot B _0208 | CLI.CON-000001 | 13.15 - Salih Shamatah-Bill No.3.4: Mechanical Works - Pumping Station-3.4.4-b. | Dismantling joint, dia. 200 mm. | Approved
Qasr Rashwan - Lot B _0208 | CLI.CON-000001 |  |  | Approved
Qasr Rashwan - Lot B _0208 | CLI.CON-000001 | 13.21 - Iz. Salih Shamatah - Bill No.6: Admin Building - 6.1.2 - a.1 | Under foundations | Approved
Qasr Rashwan - Lot B _0208 | CLI.CON-000001 |  |  | Approved
Qasr Rashwan - Lot B _0208 | CLI.CON-000001 | 13.10 - Salih Shamatah-BILL NO.1: SEWAGE NETWORK--1.1 | Wooden formwork left in their places after the construction and backfilling works completed as approved and instructed by the Engineer | Approved
Qasr Rashwan - Lot B _0208 | CLI.CON-000001 |  |  | Approved
Qasr Rashwan - Lot B _0208 | CLI.CON-000001 | 13.23 - Iz.Salih Shamatah- BILL NO. 6.3: Admin Room-6.3.2-a | Surface mounted luminaire with 1x60 watt led lamps, With (IP20) | Approved
Qasr Rashwan - Lot B _0208 | CLI.CON-000001 |  |  | Approved
Qasr Rashwan - Lot B _0208 | CLI.CON-000001 | 13.21 - Iz. Salih Shamatah - Bill No.6: Admin Building - 6.1.7 - b | Supply and installation of ceramic tiles, pattern as shown on drawings including cement mortar, setting bed, grouting, pointing, fixing, support and all required accessories. Complete as shown on drawings, specified in the Contract documents, recommended by manufacturer and approved by the Engineer prior to installation. | Approved
Qasr Rashwan - Lot B _0208 | CLI.CON-000001 |  |  | Approved
Qasr Rashwan - Lot B _0208 | CLI.CON-000001 | 13.23 - Iz.Salih Shamatah- BILL NO. 6.3: Admin Room-6.3.4-a | Single Phase Switched Socket 220v, 16A, 2-pin Type Complete With Earthing Contact. | Approved
Qasr Rashwan - Lot B _0208 | CLI.CON-000001 |  |  | Approved
Qasr Rashwan - Lot B _0208 | CLI.CON-000001 | 13.16 | BILL NO. 4.1 Civil Works - Guard Room | Approved
Qasr Rashwan - Lot B _0208 | CLI.CON-000001 |  |  | Approved
Qasr Rashwan - Lot B _0208 | CLI.CON-000001 | 13.18 - Iz.Salih Shamatah-BILL NO. 4.3: Guard room-4.3.5-b | Lighting outlets. | Approved
Qasr Rashwan - Lot B _0208 | CLI.CON-000001 |  |  | Approved
Qasr Rashwan - Lot B _0208 | CLI.CON-000001 | 13.14 - Iz.Salih Shamatah-BILL NO. 3.3: Main Pump Station-3.3.19- | Supply, install, connect and test a complete closed circuit surveillance TV (CCTV) system complete with Weatherproof fixed camera HD, Weatherproof Motorized cameras HD, DVR, Rack, UPS, Joystick, remote controller, color photos printer, conduits, Coaxial cables, control cables, LED screen, boxes between devices, UPS....etc. and all necessary works to complete works as per specifications and contract documents. | Approved
Qasr Rashwan - Lot B _0208 | CLI.CON-000001 |  |  | Approved
Qasr Rashwan - Lot B _0208 | CLI.CON-000001 | 13.22 - Salih Shamatah-Bill No.6.2: Plumbing Works – Admin Room-6.2.1-b. | Supply and install hand wash sink with soap dish and holder, with all its required accessories, water mixer, faucets, floor and siphon chrome 1.5 inch, include cold and hot water supply connections, sewage pipes with 2 corner stopcocks with approved sample. All required works of completion with the industry standards. | Approved
Qasr Rashwan - Lot B _0208 | CLI.CON-000001 |  |  | Approved
Qasr Rashwan - Lot B _0208 | CLI.CON-000001 | 13.15 - Salih Shamatah-Bill No.3.4: Mechanical Works - Pumping Station-3.4.3-b. | Flanged manually gate valve, dia. 150 mm. | Approved
Qasr Rashwan - Lot B _0208 | CLI.CON-000001 |  |  | Approved
Qasr Rashwan - Lot B _0208 | CLI.CON-000001 | 13.12 - Iz. Salih Shamatah - Bill No.3: PUMP STATION - 3.1.2 - d | Supply and casting of in-place reinforced concrete (Grade C30) with Sulfate-resistant cement, including: formwork, scaffolding, expansion and construction joints, Steel bar reinforcement, joint filler and sealant, accessories, transporting, mixing, casting, finishing, compaction by vibratory, curing and testing as required by the specifications. | Approved
Qasr Rashwan - Lot B _0208 | CLI.CON-000001 |  |  | Approved
Qasr Rashwan - Lot B _0208 | CLI.CON-000001 | 13.27 - Iz. Salih Shamatah - Bill No.9 - Site Works - 9.3.2 - a. | DN/ID 150 mm dia | Approved
Qasr Rashwan - Lot B _0208 | CLI.CON-000001 | 13.11 - Salih Shamatah-Bill No.2: Force Main Pipeline-2.3.5-b | 90º (150mm) | Approved
Qasr Rashwan - Lot B _0208 | CLI.CON-000001 |  |  | Approved
Qasr Rashwan - Lot B _0208 | CLI.CON-000001 | 13.11 - Salih Shamatah-Bill No.2: Force Main Pipeline-2.3.1-b | Gate valve 200 mm dia. | Approved
Qasr Rashwan - Lot B _0208 | CLI.CON-000001 |  |  | Approved
Qasr Rashwan - Lot B _0208 | CLI.CON-000001 | 13.18 - Iz.Salih Shamatah-BILL NO. 4.3: Guard room-4.3.2-a | Surface mounted luminaire with 1x60 watt led lamps, With (IP20) | Approved
Qasr Rashwan - Lot B _0208 | CLI.CON-000001 |  |  | Approved
Qasr Rashwan - Lot B _0208 | CLI.CON-000001 | 13.14 - Iz.Salih Shamatah-BILL NO. 3.3: Main Pump Station-3.3.12- | Supply, installation, termination and testing of control cables (12 x 2 mm2) from valve actuators, water hammering system, generators, transformers, Low Voltage Main Distribution Board (LVMDB), Motor Control Centers (MCC) to the PLC panel complete with conduits, pull boxes, junction boxes, accessories, duct bank...etc. | Approved
Qasr Rashwan - Lot B _0208 | CLI.CON-000001 |  |  | Approved
Qasr Rashwan - Lot B _0208 | CLI.CON-000001 | 13.25 - Iz.Salih Shamatah-BILL NO.7.2: Generator Shed-7.2.3-a | One Way, One-gang Lighting Switch 10A. | Approved
Qasr Rashwan - Lot B _0208 | CLI.CON-000001 |  |  | Approved
Qasr Rashwan - Lot B _0208 | CLI.CON-000001 | 14 | Abou Hussein | Approved
Qasr Rashwan - Lot B _0208 | CLI.CON-000001 |  |  | Approved
Qasr Rashwan - Lot B _0208 | CLI.CON-000001 | 14.25 - Iz. Abou Hussein - Bill No.8: Site Work - 8.2.6 - b. | Type D2, 1,000 mm width x 2,500 mm height | Approved
Qasr Rashwan - Lot B _0208 | CLI.CON-000001 |  |  | Approved
Qasr Rashwan - Lot B _0208 | CLI.CON-000001 | 14.17 - Abou Hussein-BILL NO. 4.2: Plumbing Works – Guard Room-4.2.2-a. | 25mm dia. | Approved
Qasr Rashwan - Lot B _0208 | CLI.CON-000001 |  |  | Approved
Qasr Rashwan - Lot B _0208 | CLI.CON-000001 | 14.10 - Abou Hussein-BILL NO.1 : SEWAGE NETWORK-1.1.1-d.2 | Ditto, depth to invert between 3.51 m and 4.50 m | Approved
Qasr Rashwan - Lot B _0208 | CLI.CON-000001 |  |  | Approved
Qasr Rashwan - Lot B _0208 | CLI.CON-000001 | 14.14 - Iz. Abou Hussein-BILL NO. 3.3: Main Pump Station-3.3.7- | Supply, installation, calibration, connection and testing of level float switch with acable length 15 meter including all necessary accessories required for installation and operation requirements. | Approved
Qasr Rashwan - Lot B _0208 | CLI.CON-000001 |  |  | Approved
Qasr Rashwan - Lot B _0208 | CLI.CON-000001 | 14.17 - Abou Hussein-BILL NO. 4.2: Plumbing Works – Guard Room-4.2.1-b. | Supply and install hand wash sink with soap dish and holder, with all its required accessories, water mixer, faucets, floor and siphon chrome 1.5 inch, include cold and hot water supply connections, sewage pipes with 2 corner stopcocks with approved sample. All required works of completion with the industry standards. | Approved
Qasr Rashwan - Lot B _0208 | CLI.CON-000001 |  |  | Approved
Qasr Rashwan - Lot B _0208 | CLI.CON-000001 | 14.15 - Abou Hussein-Bill No.3.4: Mechanical Works - Pumping Station-3.4.3-b. | Flanged manually gate valve, dia. 150 mm. | Approved
Qasr Rashwan - Lot B _0208 | CLI.CON-000001 |  |  | Approved
Qasr Rashwan - Lot B _0208 | CLI.CON-000001 | 14.13 - Iz. Abou Hussein-BILL NO. 3.2: Main Pump Station-3.2.2-e | Enclosed Polycarbonate, Wall Mounting Luminaire IP65 With 40 Watt LED Lamp. | Approved
Qasr Rashwan - Lot B _0208 | CLI.CON-000001 |  |  | Approved
Qasr Rashwan - Lot B _0208 | CLI.CON-000001 | 14.19 - Iz. Abou Hussein - Bill No.5: Admin Building - 5.1.3 - b.2 | 120 mm thick. | Approved
Qasr Rashwan - Lot B _0208 | CLI.CON-000001 |  |  | Approved
Qasr Rashwan - Lot B _0208 | CLI.CON-000001 | 14.13 - Iz. Abou Hussein-BILL NO. 3.2: Main Pump Station-3.2.3-b | Ditto As Above Item, But Of Weatherproof Type. | Approved
Qasr Rashwan - Lot B _0208 | CLI.CON-000001 |  |  | Approved
Qasr Rashwan - Lot B _0208 | CLI.CON-000001 | 14.23 - Iz. Abou Hussein-BILL NO. 6.2: Generator Shed-6.2.4-a | Lighting outlets. | Approved
Qasr Rashwan - Lot B _0208 | CLI.CON-000001 |  |  | Approved
Qasr Rashwan - Lot B _0208 | CLI.CON-000001 | 14.12 - Iz. Abou Hussein - Bill No.3: PUMP STATION - 3.1.3 - b | 250 mm thick. | Approved
Qasr Rashwan - Lot B _0208 | CLI.CON-000001 |  |  | Approved
Qasr Rashwan - Lot B _0208 | CLI.CON-000001 | 14.11 - Abou Hussein-BILL NO.2 : Force Main Pipeline-2.3.1-b | Gate valve 200 mm dia. | Approved
Qasr Rashwan - Lot B _0208 | CLI.CON-000001 |  |  | Approved
Qasr Rashwan - Lot B _0208 | CLI.CON-000001 | 14.10 - Abou Hussein-BILL NO.1 : SEWAGE NETWORK-1.3-b | IC 60*90 cm | Approved
Qasr Rashwan - Lot B _0208 | CLI.CON-000001 |  |  | Approved
Qasr Rashwan - Lot B _0208 | CLI.CON-000001 | 14.18 - Iz. Abou Hussein-BILL NO. 4.3: Guard room-4.3.1-a | Supply, install, connect, test and commission of complete L.V. distribution boards (LP-GUR-EXT.) the price include circuit breakers, contactors, relays, timers , photocells, push buttons, selectvity study, termination, Identifications ,labling, glands, copper luggs as specified and as indicating drawings. System shall be lump sum complete in every respect with all necessary accessories and ancillary works. | Approved
Qasr Rashwan - Lot B _0208 | CLI.CON-000001 |  |  | Approved
Qasr Rashwan - Lot B _0208 | CLI.CON-000001 | 14.1 | BILL NO. 1 Sewage Network | Approved
Qasr Rashwan - Lot B _0208 | CLI.CON-000001 |  |  | Approved
Qasr Rashwan - Lot B _0208 | CLI.CON-000001 | 14.12 - Iz. Abou Hussein - Bill No.3: PUMP STATION - 3.1.2 - e. | Supply and casting of in-place reinforced concrete in super structure, including: formwork, scaffolding, expansion, construction joints, Steel bar reinforcement, joint filler, sealant, transporting, fixation, mixing, pouring, leveling, finishing, compaction by vibratory, curing of reinforced concrete and testing as set out in the specifications. | Approved
Qasr Rashwan - Lot B _0208 | CLI.CON-000001 |  |  | Approved
Qasr Rashwan - Lot B _0208 | CLI.CON-000001 | 14.10 - Abou Hussein-BILL NO.1 : SEWAGE NETWORK-2.4.2-a | Crossing under ROAD by pipe jacking or macro-tunneling | Approved
Qasr Rashwan - Lot B _0208 | CLI.CON-000001 |  |  | Approved
Qasr Rashwan - Lot B _0208 | CLI.CON-000001 | 14.14 - Iz. Abou Hussein-BILL NO. 3.3: Main Pump Station-3.3.8- | Supply, installation, calibration, connection and testing of Pressure Transmitter with a range of 0 to 10 bar including all necessary accessories required for installation and operation requirements. | Approved
Qasr Rashwan - Lot B _0208 | CLI.CON-000001 |  |  | Approved
Qasr Rashwan - Lot B _0208 | CLI.CON-000001 | 14.25 - Iz. Abou Hussein - Bill No.8: Site Work - 8.2.2 - a | Under foundations | Approved
Qasr Rashwan - Lot B _0208 | CLI.CON-000001 |  |  | Approved
Qasr Rashwan - Lot B _0208 | CLI.CON-000001 | 14.10 - Abou Hussein-BILL NO.1 : SEWAGE NETWORK-1.5.3-a | DI gate valve 300 mm, | Approved
Qasr Rashwan - Lot B _0208 | CLI.CON-000001 |  |  | Approved
Qasr Rashwan - Lot B _0208 | CLI.CON-000001 | 14.19 - Iz. Abou Hussein - Bill No.5: Admin Building - 5.1.4 - c. | Supply and installation of 50 mm extruded polystyrene boards for roof heat insulation with minimum density 35 kg/cm²; the work include Polystyrene sheet 1mm layer. Sample shall be approved before execution and all required works shall be as per manufacturer's instructions, recommendations and Specification. | Approved
Qasr Rashwan - Lot B _0208 | CLI.CON-000001 |  |  | Approved
Qasr Rashwan - Lot B _0208 | CLI.CON-000001 | 14.16 - Iz. Abou Hussein - Bill No.4: Guard room - 4.1.8 - b | Supply and apply of Dry mix paint for facades including substrate preparation, scaffoldings, grooves, applying three coats of paint as per required colors and all required accessories as shown on the Contract Drawings, recommended by manufacturer and approved by the Engineer prior to installation. | Approved
Qasr Rashwan - Lot B _0208 | CLI.CON-000001 |  |  | Approved
Qasr Rashwan - Lot B _0208 | CLI.CON-000001 | 14.14 - Iz. Abou Hussein-BILL NO. 3.3: Main Pump Station-3.3.15- | Prime Power Diesel Generator 65KVA (at least) (Canopy Type - Under Shed) complete with outgoing circuit breaker (MCCB) and fully equipped with all accessories as per Contract Documents and complete with all accessories required for erection and good working conditions. | Approved
Qasr Rashwan - Lot B _0208 | CLI.CON-000001 |  |  | Approved
Qasr Rashwan - Lot B _0208 | CLI.CON-000001 | 14.15 - Abou Hussein-Bill No.3.4: Mechanical Works - Pumping Station-3.4.4-f. | Blind flange, dia. 200 mm. | Approved
Qasr Rashwan - Lot B _0208 | CLI.CON-000001 |  |  | Approved
Qasr Rashwan - Lot B _0208 | CLI.CON-000001 | 14.11 - Abou Hussein-BILL NO.2 : Force Main Pipeline--2.1 | Deep Dewatering according to soil investigation, specification and Engineer instruction. | Approved
Qasr Rashwan - Lot B _0208 | CLI.CON-000001 |  |  | Approved
Qasr Rashwan - Lot B _0208 | CLI.CON-000001 | 14.16 - Iz. Abou Hussein - Bill No.4: Guard room - 4.1.7 - a.1 | Ceramic floor, glazed ceramic | Approved
Qasr Rashwan - Lot B _0208 | CLI.CON-000001 |  |  | Approved
Qasr Rashwan - Lot B _0208 | CLI.CON-000001 | 10.25 - Abd Al Azeem Al Sofy-BILL NO.7.2: Generator Shed-7.2.2-b | Ditto As Above But For Maintained Electricity Duration. Provided With Emergency Unit For 3 Hours | Approved
Qasr Rashwan - Lot B _0208 | CLI.CON-000001 |  |  | Approved
Qasr Rashwan - Lot B _0208 | CLI.CON-000001 | 10.12 - Abd Al Azeem Al Sofy Village - Bill No.3: PUMP STATION - 3.1.1 - b | Submersible Excavation | Approved
Qasr Rashwan - Lot B _0208 | CLI.CON-000001 |  |  | Approved
Qasr Rashwan - Lot B _0208 | CLI.CON-000001 | 10.10 - Abd Al Azeem Al Sofy -BILL NO.1: SEWAGE NETWORK-1.7.2-c | Crossing under BAHR AL WATY by pipe jacking/Macro-tunneling | Approved
Qasr Rashwan - Lot B _0208 | CLI.CON-000001 |  |  | Approved
Qasr Rashwan - Lot B _0208 | CLI.CON-000001 | 10.27 - Abd Al Azeem Al Sofy Village - Bill No.9: Site Work - 9.3.2 - a. | DN/ID 150 mm dia | Approved
Qasr Rashwan - Lot B _0208 | CLI.CON-000001 |  |  | Approved
Qasr Rashwan - Lot B _0208 | CLI.CON-000001 | 10.25 | BILL NO. 7.2 Electrical Works - Generator Shed | Approved
Qasr Rashwan - Lot B _0208 | CLI.CON-000001 |  |  | Approved
Qasr Rashwan - Lot B _0208 | CLI.CON-000001 | 10.27 - Abd Al Azeem Al Sofy Village - Bill No.9: Site Work - 9.2.7 - b. | Supply and apply of 50 cm high dry mix for skirting including substrate preparation, scaffoldings, grooves, and all required accessories as shown on Contract Drawings, recommended by manufacturer and approved by the Engineer prior to installation. | Approved
Qasr Rashwan - Lot B _0208 | CLI.CON-000001 |  |  | Approved
Qasr Rashwan - Lot B _0208 | CLI.CON-000001 | 10.10 - Abd Al Azeem Al Sofy -BILL NO.1: SEWAGE NETWORK-1.1.1-c.1 | Depth to invert not exceeding 1.5 m | Approved
Qasr Rashwan - Lot B _0208 | CLI.CON-000001 |  |  | Approved
Qasr Rashwan - Lot B _0208 | CLI.CON-000001 | 10.21 - Abd Al Azeem Al Sofy Village - Bill No.6: Admin Building - 6.1.2 - c.1 | structure | Approved
Qasr Rashwan - Lot B _0208 | CLI.CON-000001 |  |  | Approved
Qasr Rashwan - Lot B _0208 | CLI.CON-000001 | 10.20 - Abd Al Azeem Al Sofy-BILL NO. 5.3: Store-5.2.1- | Supply, install, connect, test and commission of complete L.V. distribution boards (LP-ST) the price include selectvity study, termination, Identifications, labling, glands, copper luggs as specified and as indicating drawings. System shall be lump sum complete in every respect with all necessary accessories and ancillary works. | Approved
Qasr Rashwan - Lot B _0208 | CLI.CON-000001 |  |  | Approved
Qasr Rashwan - Lot B _0208 | CLI.CON-000001 | 10.14 - Abd Al Azeem Al Sofy-BILL NO. 3.3: Main Pump Station-3.3.9- | Supply, installation, calibration, connection and testing of Pressure Switch with a range of 0 to 10 bar and all necessary accessories required for installation and operation requirements. | Approved
Qasr Rashwan - Lot B _0208 | CLI.CON-000001 |  |  | Approved
Qasr Rashwan - Lot B _0208 | CLI.CON-000001 | 10.19 | BILL NO. 5.1 Civil Works - Store Room | Approved
Qasr Rashwan - Lot B _0208 | CLI.CON-000001 |  |  | Approved
Qasr Rashwan - Lot B _0208 | CLI.CON-000001 | 10.12 - Abd Al Azeem Al Sofy Village - Bill No.3: PUMP STATION - 3.1.4 - c | Supply and apply of waterproofing for the internal surfaces resistant to acids for internal surfaces of the pump structure (floors, walls, ceilings, etc.) including epoxy paints, screed, hardener and all required accessories all necessary works (contractor should submit samples for approval by the engineer) . according to drawings, specifications and recommended by the manufacturer and approved by the Engineer prior to installation. | Approved
Qasr Rashwan - Lot B _0208 | CLI.CON-000001 |  |  | Approved
Qasr Rashwan - Lot B _0208 | CLI.CON-000001 | 10.16 - Abd Al Azeem Al Sofy Village - Bill No.4: Guard room - 4.1.7 - b | Supply and installation of ceramic tiles, pattern as shown on drawings including cement mortar, setting bed, grouting, pointing, fixing, support and all required accessories. Complete as shown on drawings, specified in the Contract documents, recommended by manufacturer and approved by the Engineer prior to installation. | Approved
Qasr Rashwan - Lot B _0208 | CLI.CON-000001 |  |  | Approved
Qasr Rashwan - Lot B _0208 | CLI.CON-000001 | 10.27 - Abd Al Azeem Al Sofy Village - Bill No.9: Site Work - 9.2.4 - b | Supply and installation of foam Expansion joints outdoor type joint sealant Complete as shown on drawings, and recommended by the manufacturer and Specification. | Approved
Qasr Rashwan - Lot B _0208 | CLI.CON-000001 |  |  | Approved
Qasr Rashwan - Lot B _0208 | CLI.CON-000001 | 10.15 - Abd Al Azeem Al Sofy -Bill No.3.4: Mechanical Works - Pumping Station-3.4.9- | Basket screen including all accessories as specified in technical specifications. | Approved
Qasr Rashwan - Lot B _0208 | CLI.CON-000001 |  |  | Approved
Qasr Rashwan - Lot B _0208 | CLI.CON-000001 | 10.12 - Abd Al Azeem Al Sofy Village - Bill No.3: PUMP STATION - 3.1.6 - c | Supply, fabrication and erection of Stainless Steel 316L handrail including all required steel members, welding, jointing, all fixings, fittings, painting and accessories. all required works of completion with the industry standards. As per Specification, Drawings and Engineer's instructions. | Approved
Qasr Rashwan - Lot B _0208 | CLI.CON-000001 |  |  | Approved
Qasr Rashwan - Lot B _0208 | CLI.CON-000001 | 10.22 - Abd Al Azeem Al Sofy -Bill No.6.2: Plumbing Works – Admin Room-4.2.4- | 75mm | Approved
Qasr Rashwan - Lot B _0208 | CLI.CON-000001 |  |  | Approved
Qasr Rashwan - Lot B _0208 | CLI.CON-000001 | 10.16 - Abd Al Azeem Al Sofy Village - Bill No.4: Guard room - 4.1.6 - b.1 | Type W1, 1,000 mm width x 1,000 mm height | Approved
Qasr Rashwan - Lot B _0208 | CLI.CON-000001 |  |  | Approved
Qasr Rashwan - Lot B _0208 | CLI.CON-000001 | 10.16 - Abd Al Azeem Al Sofy Village - Bill No.4: Guard room - 4.1.3 - b.1 | 250 mm thick. | Approved
Qasr Rashwan - Lot B _0208 | CLI.CON-000001 |  |  | Approved
Qasr Rashwan - Lot B _0208 | CLI.CON-000001 | 10.23 - Abd Al Azeem Al Sofy- BILL NO. 6.3: Admin Room-6.3.1-a | Supply, install, connect, test and commission of complete L.V. distribution boards (LP-ADMIN.) the price include selectvity study, termination, Identifications, labling, glands, copper luggs as specified and as indicating drawings. System shall be lump sum complete in every respect with all necessary accessories and ancillary works. | Approved
Qasr Rashwan - Lot B _0208 | CLI.CON-000001 |  |  | Approved
Qasr Rashwan - Lot B _0208 | CLI.CON-000001 | 10.27 - Abd Al Azeem Al Sofy Village - Bill No.9: Site Work - 9.3.2 - b. | DN/ID 200 mm dia | Approved
Qasr Rashwan - Lot B _0208 | CLI.CON-000001 |  |  | Approved
Qasr Rashwan - Lot B _0208 | CLI.CON-000001 | 10.15 - Abd Al Azeem Al Sofy -Bill No.3.4: Mechanical Works - Pumping Station-3.4.3-e. | Flanged Elbow 90o, dia. 300 mm. | Approved
Qasr Rashwan - Lot B _0208 | CLI.CON-000001 |  |  | Approved
Qasr Rashwan - Lot B _0208 | CLI.CON-000001 | 10.27 - Abd Al Azeem Al Sofy Village - Bill No.9: Site Work - 9.3.3 - 9.3.4 | Circular Manholes: Construction of in-situ cast fair faced plain concrete (Grade C30) manholes. Price includes all supplies, excavation in all types of soil except the rock, removal and disposal of the excavated material, debris and rubble disposal to the designated dump yard, trench shoring and supports, soil replacement if any,sheeting, surface dewatering, forming flexible joints at manhole entrances, including short pieces, benching at the manhole base, internal and external protection, backfilling in compacted layers using approved soil material and testing, reinstatement of ground surface and road pavements of every kind and restoring every thing to their original conditions including asphalt and other paved areas, manhole cover and frame D400 made of polymeric material such as (GRP) or alternative, epoxy coated non-slip finish manhole steps and all other accessories and fittings that are required for a complete manhole all as shown and detailed in the Contract Drawings and Specifications | Approved
Qasr Rashwan - Lot B _0208 | CLI.CON-000001 |  |  | Approved
Qasr Rashwan - Lot B _0208 | CLI.CON-000001 | 10.22 - Abd Al Azeem Al Sofy -Bill No.6.2: Plumbing Works – Admin Room-4.2.3-a. | gully trap 30 x 30 | Approved
Qasr Rashwan - Lot B _0208 | CLI.CON-000001 |  |  | Approved
Qasr Rashwan - Lot B _0208 | CLI.CON-000001 | 10.14 | BILL NO. 3.3 Electrical Works – Pumping Station (MV, Generator and Control System) | Approved
Qasr Rashwan - Lot B _0208 | CLI.CON-000001 |  |  | Approved
Qasr Rashwan - Lot B _0208 | CLI.CON-000001 | 10.27 - Abd Al Azeem Al Sofy Village - Bill No.9: Site Work - 9.2.6 - b. | Type D2, 1,000 mm width x 2,500 mm height | Approved
Qasr Rashwan - Lot B _0208 | CLI.CON-000001 |  |  | Approved
Qasr Rashwan - Lot B _0208 | CLI.CON-000001 | 10.21 - Abd Al Azeem Al Sofy Village - Bill No.6: Admin Building - 6.1.1 - c. | Supply, backfilling and compaction to the required grades with approved clean sand on layers not more than 25 cm thick. The layers are to be compacted by means of vibratory type equipment to obtain 95% of maximum dry density as per specifications. | Approved
Qasr Rashwan - Lot B _0208 | CLI.CON-000001 |  |  | Approved
Qasr Rashwan - Lot B _0208 | CLI.CON-000001 | 10.11 - Abd Al Azeem Al Sofy -Bill No.2: Force Main Pipeline-2.3.5-a | 90º (150mm) | Approved
Qasr Rashwan - Lot B _0208 | CLI.CON-000001 |  |  | Approved
Qasr Rashwan - Lot B _0208 | CLI.CON-000001 | 10.10 - Abd Al Azeem Al Sofy -BILL NO.1: SEWAGE NETWORK-1.1.1-a.1 | Depth to invert not exceeding 1.2 m | Approved
Qasr Rashwan - Lot B _0208 | CLI.CON-000001 |  |  | Approved
Qasr Rashwan - Lot B _0208 | CLI.CON-000001 | 10.23 - Abd Al Azeem Al Sofy- BILL NO. 6.3: Admin Room-6.3.5-a | Wall Mounted Exhaust Fan Outlet. | Approved
Qasr Rashwan - Lot B _0208 | CLI.CON-000001 | 11.14 - Abd Al Rahman Ibrahim-BILL NO. 3.3: Main Pump Station-3.3.2- | Outdoor Kiosk power transformer package 315 KVA, 11/0.4KV complete with Ring Main Unit, Bus-Bar, Breakers, Protection, Measuring, Low Voltage accumulated energy meter and all required accessories for medium voltage, as per tendered documents, and shall be supplied and erected according to the requirements of the Egyptian Electric Authority (E.E.A), the contractor shall take the approval of the (E.E.A) before supplying. | Approved
Qasr Rashwan - Lot B _0208 | CLI.CON-000001 |  |  | Approved
Qasr Rashwan - Lot B _0208 | CLI.CON-000001 | 11.16 | BILL NO. 4.1 Civil Works - Guard Room | Approved
Qasr Rashwan - Lot B _0208 | CLI.CON-000001 |  |  | Approved
Qasr Rashwan - Lot B _0208 | CLI.CON-000001 | 11.21 - Iz. Abd Al Rahman Ibrahim - Bill No.6: Admin Building - 6.1.5 - b | Supply and apply external cement plastering to facades with all metal accessories, base and finish coat, thickness 2cm striped with 2 cm groove render for facades. all required works of completion with the industry standards. As per Specification, Drawings and Engineer's instructions. | Approved
Qasr Rashwan - Lot B _0208 | CLI.CON-000001 |  |  | Approved
Qasr Rashwan - Lot B _0208 | CLI.CON-000001 | 11.10 - Abd Al Rahman Ibrahim-BILL NO.1: SEWAGE NETWORK--1.1 | Wooden formwork left in their places after the construction and backfilling works completed as approved and instructed by the Engineer Bill No.2: Force Main Pipeline | Approved
Qasr Rashwan - Lot B _0208 | CLI.CON-000001 |  |  | Approved
Qasr Rashwan - Lot B _0208 | CLI.CON-000001 | 11.27 - Iz. Abd Al Rahman Ibrahim - Bill No.9: Site Work - 9.1 - 9.1.b | Furnish and install of Interlock tiles for walkways including preparation and compaction of bed, 150mm thick aggregate base course, sand for leveling and accessories. All required works of completion with the industry standards, as per specification, drawings and Engineer instructions. | Approved
Qasr Rashwan - Lot B _0208 | CLI.CON-000001 |  |  | Approved
Qasr Rashwan - Lot B _0208 | CLI.CON-000001 | 11.14 - Abd Al Rahman Ibrahim-BILL NO. 3.3: Main Pump Station-3.3.20- | Supply and Delivery spare parts of the following equipment as per tendered documents: - Pump unit. - Main Low-Tension Switchboard. - Generator unit. | Approved
Qasr Rashwan - Lot B _0208 | CLI.CON-000001 |  |  | Approved
Qasr Rashwan - Lot B _0208 | CLI.CON-000001 | 11.16 - Iz. Abd Al Rahman Ibrahim - Bill No.4: Guard room - 4.1.3 - c.1 | 250 mm thick. | Approved
Qasr Rashwan - Lot B _0208 | CLI.CON-000001 |  |  | Approved
Qasr Rashwan - Lot B _0208 | CLI.CON-000001 | 11.16 - Iz. Abd Al Rahman Ibrahim - Bill No.4: Guard room - 4.1.7 - c | Supply and lay marble / granite steps the riser 20 mm thick and the tread 40 mm thick including skirting & anti slip braking width 3 cm, as parallel lines as per drawings, specifications and approved sample. | Approved
Qasr Rashwan - Lot B _0208 | CLI.CON-000001 |  |  | Approved
Qasr Rashwan - Lot B _0208 | CLI.CON-000001 | 11.19 - Iz. Abd Al Rahman Ibrahim - Bill No.5: Store - 5.1.8 - a | Supply and apply of acrylic paint for internal walls and ceiling including substrate preparation, applying three coats of paint as per required colors and all required accessories as shown on drawings, specified in the Contract documents, recommended by manufacturer and approved by the Engineer prior to installation. | Approved
Qasr Rashwan - Lot B _0208 | CLI.CON-000001 |  |  | Approved
Qasr Rashwan - Lot B _0208 | CLI.CON-000001 | 11.21 - Iz. Abd Al Rahman Ibrahim - Bill No.6: Admin Building - 6.1.5 - a | Supply and excite cement sand plaster for internal slabs, walls and beams with all metal accessories, the item includes substrate preparation, all required works of completion with the industry standards. As per Specification, Drawings and Engineer instructions. | Approved
Qasr Rashwan - Lot B _0208 | CLI.CON-000001 |  |  | Approved
Qasr Rashwan - Lot B _0208 | CLI.CON-000001 | 11.25 - Abd Al Rahman Ibrahim-BILL NO.7.2: Generator Shed-7.2.1-a | Supply, install, connect, test and commission of complete L.V. distribution boards (LP-GEN. SHED) the price include selectvity study, termination, Identifications, labling, glands, copper luggs as specified and as indicating drawings. System shall be lump sum complete in every respect with all necessary accessories and ancillary works. | Approved
Qasr Rashwan - Lot B _0208 | CLI.CON-000001 |  |  | Approved
Qasr Rashwan - Lot B _0208 | CLI.CON-000001 | 11.15 - Abd Al Rahman Ibrahim-Bill No.3.4: Mechanical Works - Pumping Station--3.4.9 | Basket screen including all accessories as specified in technical specifications. | Approved
Qasr Rashwan - Lot B _0208 | CLI.CON-000001 |  |  | Approved
Qasr Rashwan - Lot B _0208 | CLI.CON-000001 | 11.11 - Abd Al Rahman Ibrahim-Bill No.2: Force Main Pipeline-2.1-a | Inner diameter DN/ID 350 mm | Approved
Qasr Rashwan - Lot B _0208 | CLI.CON-000001 |  |  | Approved
Qasr Rashwan - Lot B _0208 | CLI.CON-000001 | 12.25 - Iz. Suleiman Tadrus-BILL NO.7.2: Generator Shed-7.2.1-a | Supply, install, connect, test and commission of complete L.V. distribution boards (LP-GEN. SHED) the price include selectvity study, termination, Identifications, labling, glands, copper luggs as specified and as indicating drawings. System shall be lump sum complete in every respect with all necessary accessories and ancillary works. | Approved
Qasr Rashwan - Lot B _0208 | CLI.CON-000001 |  |  | Approved
Qasr Rashwan - Lot B _0208 | CLI.CON-000001 | 12.11 - Suleiman Tadrus-Bill No.2: Force Main Pipeline-2.5.3-b | Flange spigot with puddle flanged pieces 300mm | Approved
Qasr Rashwan - Lot B _0208 | CLI.CON-000001 |  |  | Approved
Qasr Rashwan - Lot B _0208 | CLI.CON-000001 | 12.10 - Suleiman Tadrus-BILL NO.1: SEWAGE NETWORK-1.2.2-a. | drops for pipe 500mm dia. | Approved
Qasr Rashwan - Lot B _0208 | CLI.CON-000001 |  |  | Approved
Qasr Rashwan - Lot B _0208 | CLI.CON-000001 | 12.11 - Suleiman Tadrus-Bill No.2: Force Main Pipeline-2.4.2 rate-c | Double Inception chamber | Approved
Qasr Rashwan - Lot B _0208 | CLI.CON-000001 |  |  | Approved
Qasr Rashwan - Lot B _0208 | CLI.CON-000001 | 12.12 - Iz. Suleiman Tadrus - Bill No.3: PUMP STATION - 3.1.4 - e | Supply and installation of 50 mm extruded polystyrene boards for roof heat insulation with minimum density 35 kg/cm²; the work include Polystyrene sheet 1mm layer. Sample shall be approved before execution and all required works shall be as per manufacturer's instructions, recommendations and Specification. | Approved
Qasr Rashwan - Lot B _0208 | CLI.CON-000001 |  |  | Approved
Qasr Rashwan - Lot B _0208 | CLI.CON-000001 | 12.21 - Iz. Suleiman Tadrus - Bill No.6: Admin Building - 6.1.3 - a.2 | 120 mm thick. | Approved
Qasr Rashwan - Lot B _0208 | CLI.CON-000001 |  |  | Approved
Qasr Rashwan - Lot B _0208 | CLI.CON-000001 | 12.13 - Iz. Suleiman Tadrus-BILL NO. 3.2: Main Pump Station-3.2.4-b | Industrial Single Phase Switched Power Socket 220v, 25A, 2-pin Type Complete With Earthing Contact And Cover. | Approved
Qasr Rashwan - Lot B _0208 | CLI.CON-000001 |  |  | Approved
Qasr Rashwan - Lot B _0208 | CLI.CON-000001 | 12.10 - Suleiman Tadrus-BILL NO.1: SEWAGE NETWORK-1.6.3-b | Dismantling joints | Approved
Qasr Rashwan - Lot B _0208 | CLI.CON-000001 |  |  | Approved
Qasr Rashwan - Lot B _0208 | CLI.CON-000001 | 12.12 - Iz. Suleiman Tadrus - Bill No.3: PUMP STATION - 3.1.1 - d | Supply, backfilling and compaction to the required grades with approved clean sand on layers not more than 25 cm thick. The layers are to be compacted by means of vibratory type equipment to obtain 95% of maximum dry density as per specifications. | Approved
Qasr Rashwan - Lot B _0208 | CLI.CON-000001 |  |  | Approved
Qasr Rashwan - Lot B _0208 | CLI.CON-000001 | 12.11 - Suleiman Tadrus-Bill No.2: Force Main Pipeline--2.3.6 | Supplying, installing, connecting and testing of ductile iron pipes with diameter 150 mm for wash-out chamber and inlet pipe (in the case of chamber Type-A) , the item includes all pipes, fittings, gaskets, flexible joint, bolts, nut, washers, non-shrink mortar and all required works for completion and performance of the work item in accordance with the Contract Drawings, Specifications, the Ministerial Decree No. (277 / 2000) and its annexes No. 14 /2002) and the Engineer's instructions. | Approved
Qasr Rashwan - Lot B _0208 | CLI.CON-000001 |  |  | Approved
Qasr Rashwan - Lot B _0208 | CLI.CON-000001 | 12.13 - Iz. Suleiman Tadrus-BILL NO. 3.2: Main Pump Station-3.2.5-b | Lighting outlets. Supply, Test, Delivery, Erection, Commissioning and putting into Operation of the following items (including all accessories) as per Contract Documents: | Approved
Qasr Rashwan - Lot B _0208 | CLI.CON-000001 |  |  | Approved
Qasr Rashwan - Lot B _0208 | CLI.CON-000001 | 12.1 | BILL NO. 1 Sewage Network | Approved
Qasr Rashwan - Lot B _0208 | CLI.CON-000001 |  |  | Approved
Qasr Rashwan - Lot B _0208 | CLI.CON-000001 | 12.11 - Suleiman Tadrus-Bill No.2: Force Main Pipeline-2.2-c | Air Release valve chamber | Approved
Qasr Rashwan - Lot B _0208 | CLI.CON-000001 |  |  | Approved
Qasr Rashwan - Lot B _0208 | CLI.CON-000001 | 12.16 - Iz. Suleiman Tadrus - Bill No.4: Guard room - 4.1.2 - a.2 | For roof slopes, 30 mm to 140 mm thick | Approved
Qasr Rashwan - Lot B _0208 | CLI.CON-000001 |  |  | Approved
Qasr Rashwan - Lot B _0208 | CLI.CON-000001 | 12.10 - Suleiman Tadrus-BILL NO.1: SEWAGE NETWORK--1.1 | Inspection and testing of the installed pipes by CCTV for the network pipes after trench installation, all in accordance with the technical specifications. | Approved
Qasr Rashwan - Lot B _0208 | CLI.CON-000001 |  |  | Approved
Qasr Rashwan - Lot B _0208 | CLI.CON-000001 | 12.27 - Iz. Suleiman Tadrus - Bill No.9: Site Work - 9.2.2 - c | Supply and casting of in-place reinforced concrete Grade C25 in super structure for column and capping, including: formwork, scaffolding, expansion and construction joints, Steel bar reinforcement, joint filler and sealant, accessories, transporting, mixing, casting, finishing, compaction by vibratory, spraying, curing, and testing as required by the specifications. | Approved
Qasr Rashwan - Lot B _0208 | CLI.CON-000001 |  |  | Approved
Qasr Rashwan - Lot B _0208 | CLI.CON-000001 | 12.15 - Suleiman Tadrus-Bill No.3.4: Mechanical Works - Pumping Station--3.4.1 | Submersible Pump 30 L/s, 18 m head coupled with Electric Motor complete with (mating bend, guide rails, coupling, submersible cable, all protection items….etc) and all accessories required for a good working condition, as per Contract Documents. | Approved
Qasr Rashwan - Lot B _0208 | CLI.CON-000001 |  |  | Approved
Qasr Rashwan - Lot B _0208 | CLI.CON-000001 | 12.15 - Suleiman Tadrus-Bill No.3.4: Mechanical Works - Pumping Station-3.4.3-g. | Flanged Reducer, dia 200/Pump outlet diameter | Approved
Qasr Rashwan - Lot B _0208 | CLI.CON-000001 |  |  | Approved
Qasr Rashwan - Lot B _0208 | CLI.CON-000001 | 12.11 - Suleiman Tadrus-Bill No.2: Force Main Pipeline-2.5.1-c | washout 150mm dia. | Approved
Qasr Rashwan - Lot B _0208 | CLI.CON-000001 |  |  | Approved
Qasr Rashwan - Lot B _0208 | CLI.CON-000001 | 12.10 - Suleiman Tadrus-BILL NO.1: SEWAGE NETWORK-1.2.1-b.7 | Ditto, depth to invert between 4.51 m and 5.00 m | Approved
Qasr Rashwan - Lot B _0208 | CLI.CON-000001 |  |  | Approved
Qasr Rashwan - Lot B _0208 | CLI.CON-000001 | 12.27 - Iz. Suleiman Tadrus - Bill No.9: Site Work - 9.1 - 9.1.b | Furnish and install of Interlock tiles for walkways including preparation and compaction of bed, 150mm thick aggregate base course, sand for leveling and accessories. All required works of completion with the industry standards, as per specification, drawings and Engineer instructions. | Approved
Qasr Rashwan - Lot B _0208 | CLI.CON-000001 |  |  | Approved
Qasr Rashwan - Lot B _0208 | CLI.CON-000001 | 12.10 - Suleiman Tadrus-BILL NO.1: SEWAGE NETWORK-1.5-b | HC 60*90 cm | Approved
Qasr Rashwan - Lot B _0208 | CLI.CON-000001 |  |  | Approved
Qasr Rashwan - Lot B _0208 | CLI.CON-000001 | 12.15 - Suleiman Tadrus-Bill No.3.4: Mechanical Works - Pumping Station-3.4.4-a. | D.C.I, K9, flanged pipes, dia. 300 mm. | Approved
Qasr Rashwan - Lot B _0208 | CLI.CON-000001 |  |  | Approved
Qasr Rashwan - Lot B _0208 | CLI.CON-000001 | 12.11 - Suleiman Tadrus-Bill No.2: Force Main Pipeline-2.4.2-b | Double Crossing under ABD AL AZIM DRAIN by pipe jacking or macro- | Approved
Qasr Rashwan - Lot B _0208 | CLI.CON-000001 |  |  | Approved
Qasr Rashwan - Lot B _0208 | CLI.CON-000001 | 12.10 - Suleiman Tadrus-BILL NO.1: SEWAGE NETWORK-1.7.1-c | (Crossing under RAHIM ROAD inside concrete encasement 25cm (200mm) | Approved
Qasr Rashwan - Lot B _0208 | CLI.CON-000001 |  |  | Approved
Qasr Rashwan - Lot B _0208 | CLI.CON-000001 | 12.14 - Iz. Suleiman Tadrus-BILL NO. 3.3: Main Pump Station-3.3.19- | Supply, install, connect and test a complete closed circuit surveillance TV (CCTV) system complete with Weatherproof fixed camera HD, Weatherproof Motorized cameras HD, DVR, Rack, UPS, Joystick, remote controller, color photos printer, conduits, Coaxial cables, control cables, LED screen, boxes between devices, UPS....etc. and all necessary works to complete works as per specifications and contract documents. | Approved
Qasr Rashwan - Lot B _0208 | CLI.CON-000001 |  |  | Approved
Qasr Rashwan - Lot B _0208 | CLI.CON-000001 | 12.17 - Suleiman Tadrus-Bill No.4.2: Plumbing Works – Guard Room-4.2.2-a. | 25mm dia. | Approved
Qasr Rashwan - Lot B _0208 | CLI.CON-000001 |  |  | Approved
Qasr Rashwan - Lot B _0208 | CLI.CON-000001 | 12.10 - Suleiman Tadrus-BILL NO.1: SEWAGE NETWORK-1.2.1-b.5 | Ditto, depth to invert between 3.51 m and 4.00 m | Approved
Qasr Rashwan - Lot B _0208 | CLI.CON-000001 |  |  | Approved
Qasr Rashwan - Lot B _0208 | CLI.CON-000001 | 12.10 - Suleiman Tadrus-BILL NO.1: SEWAGE NETWORK-1.1.1-b.4 | Ditto, depth to invert between 3.51 m and 4.50 m | Approved
Qasr Rashwan - Lot B _0208 | CLI.CON-000001 |  |  | Approved
Qasr Rashwan - Lot B _0208 | CLI.CON-000001 | 12.12 - Iz. Suleiman Tadrus - Bill No.3: PUMP STATION - 3.1.2 - c | Supply and install the steel structure for the edge of the wet well to support the concrete structure of the wet well includes the steel reinforcement for walls of the pit, steel SIB for pit floor, beam of dicophyl, plates, angles, bolts, nuts and washers as required by drawings, specifications and Engineer instructions. | Approved
Qasr Rashwan - Lot B _0208 | CLI.CON-000001 |  |  | Approved
Qasr Rashwan - Lot B _0208 | CLI.CON-000001 |  |  | Approved
Qasr Rashwan - Lot B _0208 | CLI.CON-000001 | 13.15 - Salih Shamatah-Bill No.3.4: Mechanical Works - Pumping Station-3.4.3-f. | Flanged Wall piece, dia. 150 mm. | Approved
Qasr Rashwan - Lot B _0208 | CLI.CON-000001 |  |  | Approved
Qasr Rashwan - Lot B _0208 | CLI.CON-000001 | 13.27 - Iz. Salih Shamatah - Bill No.9 - Site Works - 9.3.1 - a. | 25mm dia. | Approved
Qasr Rashwan - Lot B _0208 | CLI.CON-000001 |  |  | Approved
Qasr Rashwan - Lot B _0208 | CLI.CON-000001 | 13.23 - Iz.Salih Shamatah- BILL NO. 6.3: Admin Room-6.3.3-a | One Way, Two-gang Lighting Switch 10A. | Approved
Qasr Rashwan - Lot B _0208 | CLI.CON-000001 |  |  | Approved
Qasr Rashwan - Lot B _0208 | CLI.CON-000001 | 13.15 - Salih Shamatah-Bill No.3.4: Mechanical Works - Pumping Station-3.4.4-f. | Blind flange, dia. 200 mm. | Approved
Qasr Rashwan - Lot B _0208 | CLI.CON-000001 |  |  | Approved
Qasr Rashwan - Lot B _0208 | CLI.CON-000001 | 13.27 - Iz. Salih Shamatah - Bill No.9 - Site Works - 9.2.2 - c | Supply and casting of in-place reinforced concrete Grade C25 in super structure for column and capping, including: formwork, scaffolding, expansion and construction joints, Steel bar reinforcement, joint filler and sealant, accessories, transporting, mixing, casting, finishing, compaction by vibratory, spraying, curing, and testing as required by the specifications. | Approved
Qasr Rashwan - Lot B _0208 | CLI.CON-000001 |  |  | Approved
Qasr Rashwan - Lot B _0208 | CLI.CON-000001 | 13.21 - Iz. Salih Shamatah - Bill No.6: Admin Building - 6.1.3 - b.1 | 250 mm thick. | Approved
Qasr Rashwan - Lot B _0208 | CLI.CON-000001 |  |  | Approved
Qasr Rashwan - Lot B _0208 | CLI.CON-000001 | 13.11 - Salih Shamatah-Bill No.2: Force Main Pipeline-2.4.3-b | Wash-out valve chamber | Approved
Qasr Rashwan - Lot B _0208 | CLI.CON-000001 |  |  | Approved
Qasr Rashwan - Lot B _0208 | CLI.CON-000001 | 13.1 | BILL NO. 1 Sewage Network | Approved
Qasr Rashwan - Lot B _0208 | CLI.CON-000001 |  |  | Approved
Qasr Rashwan - Lot B _0208 | CLI.CON-000001 | 13.11 - Salih Shamatah-Bill No.2: Force Main Pipeline-2.3.4-a | Dismantling joint 200mm | Approved
Qasr Rashwan - Lot B _0208 | CLI.CON-000001 |  |  | Approved
Qasr Rashwan - Lot B _0208 | CLI.CON-000001 | 13.13 - Iz.Salih Shamatah-BILL NO. 3.2: Main Pump Station-3.2.2-c | Surface mounted luminaire with 1x60 watt led lamps, With (IP20) | Approved
Qasr Rashwan - Lot B _0208 | CLI.CON-000001 |  |  | Approved
Qasr Rashwan - Lot B _0208 | CLI.CON-000001 | 13.10 - Salih Shamatah-BILL NO.1: SEWAGE NETWORK-1.1.1-c.2 | Ditto, depth to invert between 1.51 m and 2.50 m | Approved
Qasr Rashwan - Lot B _0208 | CLI.CON-000001 |  |  | Approved
Qasr Rashwan - Lot B _0208 | CLI.CON-000001 | 13.12 - Iz. Salih Shamatah - Bill No.3: PUMP STATION - 3.1.7 - b | Supply and installation of abrasion, friction, acids and shock resistant ceramic tiles for wall, pattern as shown on drawings including cement mortar, setting bed, grouting, fixing, support and all required accessories. Complete as shown on drawings, specified in the Contract documents, recommended by manufacturer and approved by the Engineer prior to installation | Approved
Qasr Rashwan - Lot B _0208 | CLI.CON-000001 |  |  | Approved
Qasr Rashwan - Lot B _0208 | CLI.CON-000001 | 13.21 - Iz. Salih Shamatah - Bill No.6: Admin Building - 6.1.4 - c. | Supply and installation of 50 mm extruded polystyrene boards for roof heat insulation with minimum density 35 kg/cm²; the work include Polystyrene sheet 1mm layer. Sample shall be approved before execution and all required works shall be as per manufacturer's instructions, recommendations and Specification. | Approved
Qasr Rashwan - Lot B _0208 | CLI.CON-000001 |  |  | Approved
Qasr Rashwan - Lot B _0208 | CLI.CON-000001 | 13.11 - Salih Shamatah-Bill No.2: Force Main Pipeline--2.8 | Supply and filling by clean sand between the existing covered waterways and the forcemain pipe covered by concrete encasement | Approved
Qasr Rashwan - Lot B _0208 | CLI.CON-000001 |  |  | Approved
Qasr Rashwan - Lot B _0208 | CLI.CON-000001 | 13.12 - Iz. Salih Shamatah - Bill No.3: PUMP STATION - 3.1.1 - a | Structural excavation | Approved
Qasr Rashwan - Lot B _0208 | CLI.CON-000001 |  |  | Approved
Qasr Rashwan - Lot B _0208 | CLI.CON-000001 | 13.19 - Iz. Salih Shamatah - Bill No.5: Store - 5.1.2 - c.1 | structure | Approved
Qasr Rashwan - Lot B _0208 | CLI.CON-000001 |  |  | Approved
Qasr Rashwan - Lot B _0208 | CLI.CON-000001 | 13.19 - Iz. Salih Shamatah - Bill No.5: Store - 5.1.3 - b | 250 mm thick. | Approved
Qasr Rashwan - Lot B _0208 | CLI.CON-000001 |  |  | Approved
Qasr Rashwan - Lot B _0208 | CLI.CON-000001 | 14.11 - Abou Hussein-BILL NO.2 : Force Main Pipeline-2.4.2-a | Crossing under BAHR AL WATI by pipe jacking or macro-tunneling | Approved
Qasr Rashwan - Lot B _0208 | CLI.CON-000001 |  |  | Approved
Qasr Rashwan - Lot B _0208 | CLI.CON-000001 | 14.12 - Iz. Abou Hussein - Bill No.3: PUMP STATION - 3.1.8 - c | Supply and apply of 60 cm high dry mix for skirting including substrate preparation, scaffoldings, grooves, and all required accessories as shown on Contract Drawings, recommended by manufacturer and approved by the Engineer prior to installation. | Approved
Qasr Rashwan - Lot B _0208 | CLI.CON-000001 |  |  | Approved
Qasr Rashwan - Lot B _0208 | CLI.CON-000001 | 14.25 | BILL NO. 8 Site Works – Pumping Station | Approved
Qasr Rashwan - Lot B _0208 | CLI.CON-000001 |  |  | Approved
Qasr Rashwan - Lot B _0208 | CLI.CON-000001 | 14.13 - Iz. Abou Hussein-BILL NO. 3.2: Main Pump Station-3.2.2-c | Surface mounted luminaire with 1x60 watt led lamps, With (IP20) | Approved
Qasr Rashwan - Lot B _0208 | CLI.CON-000001 |  |  | Approved
Qasr Rashwan - Lot B _0208 | CLI.CON-000001 | 14.14 - Iz. Abou Hussein-BILL NO. 3.3: Main Pump Station-3.3.16- | Layout external lighting complete with (Solar lighting poles (solar panels, battery, LED light, charger), boundary wall lighting, wires, UPVC and PVC Conduits,…..etc) and all accessories as per Contract documents. | Approved
Qasr Rashwan - Lot B _0208 | CLI.CON-000001 |  |  | Approved
Qasr Rashwan - Lot B _0208 | CLI.CON-000001 | 14.17 - Abou Hussein-BILL NO. 4.2: Plumbing Works – Guard Room-4.2.1-a. | Water closet with flush tank floor mounted water closet with flush tank (European type) shall be provided with a toilet paper holder and all its required accessories and fittings with approved sample. All required works of completion with the industry standards. | Approved
Qasr Rashwan - Lot B _0208 | CLI.CON-000001 |  |  | Approved
Qasr Rashwan - Lot B _0208 | CLI.CON-000001 | 14.12 - Iz. Abou Hussein - Bill No.3: PUMP STATION - 3.1.6 - b | Type W1, 4.000 mm width x 1,500 mm height | Approved
Qasr Rashwan - Lot B _0208 | CLI.CON-000001 |  |  | Approved
Qasr Rashwan - Lot B _0208 | CLI.CON-000001 | 14.12 - Iz. Abou Hussein - Bill No.3: PUMP STATION - 3.1.5 - a | Supply and excite cement sand plaster for internal slabs, walls and beams with all metal accessories, the item includes substrate preparation, all required works of completion with the industry standards. As per Specification, Drawings and Engineer instructions. | Approved
Qasr Rashwan - Lot B _0208 | CLI.CON-000001 |  |  | Approved
Qasr Rashwan - Lot B _0208 | CLI.CON-000001 | 14.11 - Abou Hussein-BILL NO.2 : Force Main Pipeline-2.3.1-c | washout 150 mm dia. | Approved
Qasr Rashwan - Lot B _0208 | CLI.CON-000001 |  |  | Approved
Qasr Rashwan - Lot B _0208 | CLI.CON-000001 | 14.11 | BILL NO. 2 Force Main Pipeline | Approved
Qasr Rashwan - Lot B _0208 | CLI.CON-000001 |  |  | Approved
Qasr Rashwan - Lot B _0208 | CLI.CON-000001 | 14.11 - Abou Hussein-BILL NO.2 : Force Main Pipeline-2.3.2-b | Tee 200/100 | Approved
Qasr Rashwan - Lot B _0208 | CLI.CON-000001 |  |  | Approved
Qasr Rashwan - Lot B _0208 | CLI.CON-000001 | 14.16 - Iz. Abou Hussein - Bill No.4: Guard room - 4.1.6 - a.1 | Type D1, size 800mmx2,200mm | Approved
Qasr Rashwan - Lot B _0208 | CLI.CON-000001 |  |  | Approved
Qasr Rashwan - Lot B _0208 | CLI.CON-000001 | 14.13 - Iz. Abou Hussein-BILL NO. 3.2: Main Pump Station-3.2.2-d | Ditto As Above But For Maintained Electricity Duration. Provided With Emergency Unit For 3 Hours | Approved
Qasr Rashwan - Lot B _0208 | CLI.CON-000001 |  |  | Approved
Qasr Rashwan - Lot B _0208 | CLI.CON-000001 | 14.11 - Abou Hussein-BILL NO.2 : Force Main Pipeline-2.4.3-b | Wash-out valve chamber | Approved
Qasr Rashwan - Lot B _0208 | CLI.CON-000001 |  |  | Approved
Qasr Rashwan - Lot B _0208 | CLI.CON-000001 | 14.25 - Iz. Abou Hussein - Bill No.8: Site Work - 8.3.1 - b. | 100mm dia. | Approved
Qasr Rashwan - Lot B _0208 | CLI.CON-000001 |  |  | Approved
Qasr Rashwan - Lot B _0208 | CLI.CON-000001 | 14.12 - Iz. Abou Hussein - Bill No.3: PUMP STATION - 3.1.2 - a.1 | Un-reinforced lean concrete for sub-structure | Approved
Qasr Rashwan - Lot B _0208 | CLI.CON-000001 |  |  | Approved
Qasr Rashwan - Lot B _0208 | CLI.CON-000001 | 14.21 | BILL NO. 5.3 Electrical Works – Admin Room | Approved
Qasr Rashwan - Lot B _0208 | CLI.CON-000001 |  |  | Approved
Qasr Rashwan - Lot B _0208 | CLI.CON-000001 |  |  | Approved
Qasr Rashwan - Lot B _0208 | CLI.CON-000001 | 14.11 - Abou Hussein-BILL NO.2 : Force Main Pipeline--2.7 | supplying and installing concrete encasement of 25cm around pipe under waterway to protect the pipe. All works required to complete the crossing with concrete encasement in accordance with Specifications 2.2.7.7 Concrete Encasement (Bedding and Surrounding), Contract Drawings and the Engineer's instructions | Approved
Qasr Rashwan - Lot B _0208 | CLI.CON-000001 |  |  | Approved
Qasr Rashwan - Lot B _0208 | CLI.CON-000001 | 14.25 - Iz. Abou Hussein - Bill No.8: Site Work - 8.3.2 - b. | DN/ID 200 mm dia | Approved
Qasr Rashwan - Lot B _0208 | CLI.CON-000001 |  |  | Approved
Qasr Rashwan - Lot B _0208 | CLI.CON-000001 | 14.18 - Iz. Abou Hussein-BILL NO. 4.3: Guard room-4.3.5-a | Wall Mounted Exhaust Fan Outlet. | Approved
Qasr Rashwan - Lot B _0208 | CLI.CON-000001 |  |  | Approved
Qasr Rashwan - Lot B _0208 | CLI.CON-000001 | 14.19 - Iz. Abou Hussein - Bill No.5: Admin Building - 5.1.6 - b.2 | Type W2, 600 mm width x 600 mm height | Approved
Qasr Rashwan - Lot B _0208 | CLI.CON-000001 |  |  | Approved
Qasr Rashwan - Lot B _0208 | CLI.CON-000001 | 14.19 - Iz. Abou Hussein - Bill No.5: Admin Building - 5.1.2 - a.1 | Under foundations | Approved
Qasr Rashwan - Lot B _0208 | CLI.CON-000001 |  |  | Approved
Qasr Rashwan - Lot B _0208 | CLI.CON-000001 | 14.10 - Abou Hussein-BILL NO.1 : SEWAGE NETWORK-1.1.1-c.1 | Depth to invert not exceeding 1.5 m | Approved
Qasr Rashwan - Lot B _0208 | CLI.CON-000001 |  |  | Approved
Qasr Rashwan - Lot B _0208 | CLI.CON-000001 | 14.19 - Iz. Abou Hussein - Bill No.5: Admin Building - 5.1.8 - b | Supply and apply of Dry mix paint for facades including substrate preparation, scaffoldings, grooves, applying three coats of paint as per required colors and all required accessories as shown on the Contract Drawings, recommended by manufacturer and approved by the Engineer prior to installation. | Approved
Qasr Rashwan - Lot B _0208 | CLI.CON-000001 |  |  | Approved
Qasr Rashwan - Lot B _0208 | CLI.CON-000001 | 14.10 - Abou Hussein-BILL NO.1 : SEWAGE NETWORK-1.4.1-a | HC 60*60 cm | Approved
Qasr Rashwan - Lot B _0208 | CLI.CON-000001 |  |  | Approved
Qasr Rashwan - Lot B _0208 | CLI.CON-000001 | 14.25 - Iz. Abou Hussein - Bill No.8: Site Work - 8.2.1 - b | Extra over for excavation in rock. | Approved
Qasr Rashwan - Lot B _0208 | CLI.CON-000001 |  |  | Approved
Qasr Rashwan - Lot B _0208 | CLI.CON-000001 | 14.22 | BILL NO. 6.1 Civil Works – Generator Shed | Approved
Qasr Rashwan - Lot B _0208 | CLI.CON-000001 |  |  | Approved
Qasr Rashwan - Lot B _0208 | CLI.CON-000001 | 14.21 - Iz. Abou Hussein-BILL NO. 5.3: Admin Room-6.3.1-a | Supply, install, connect, test and commission of complete L.V. distribution boards (LP-ADMIN.) the price include selectvity study, termination, Identifications, labling, glands, copper luggs as specified and as indicating drawings. System shall be lump sum complete in every respect with all necessary accessories and ancillary works. | Approved
Qasr Rashwan - Lot B _0208 | CLI.CON-000001 |  |  | Approved
Qasr Rashwan - Lot B _0208 | CLI.CON-000001 | 14.16 - Iz. Abou Hussein - Bill No.4: Guard room - 4.1.7 - a.3 | cement tiling, for roof | Approved
Qasr Rashwan - Lot B _0208 | CLI.CON-000001 |  |  | Approved
Qasr Rashwan - Lot B _0208 | CLI.CON-000001 | 14.17 - Abou Hussein-BILL NO. 4.2: Plumbing Works – Guard Room-4.2.5-a. | 75mm dia BILL NO. 5.2: Plumbing Works – Admin Room | Approved
Qasr Rashwan - Lot B _0208 | CLI.CON-000001 |  |  | Approved
Qasr Rashwan - Lot B _0208 | CLI.CON-000001 | 14.12 - Iz. Abou Hussein - Bill No.3: PUMP STATION - 3.1.5 - b | Supply and apply external cement plastering to facades with all metal accessories, base and finish coat, thickness 2cm striped with 2 cm groove render for facades. all required works of completion with the industry standards. As per Specification, Drawings and Engineer's instructions. | Approved
Qasr Rashwan - Lot B _0208 | CLI.CON-000001 |  |  | Approved
Qasr Rashwan - Lot B _0208 | CLI.CON-000001 | 14.12 - Iz. Abou Hussein - Bill No.3: PUMP STATION - 3.1.7 - a.1 | Abrasion, friction, acids and shock resistant ceramic | Approved
Qasr Rashwan - Lot B _0208 | CLI.CON-000001 |  |  | Approved
Qasr Rashwan - Lot B _0208 | CLI.CON-000001 | 14.18 - Iz. Abou Hussein-BILL NO. 4.3: Guard room-4.3.4-b | Single Phase Switched waterproof Socket, 220V, 16A, 3 Pin Complete With Cover (IP55) | Approved
Qasr Rashwan - Lot B _0208 | CLI.CON-000001 |  |  | Approved
Qasr Rashwan - Lot B _0208 | CLI.CON-000001 | 10.14 - Abd Al Azeem Al Sofy-BILL NO. 3.3: Main Pump Station-3.3.15- | Prime Power Diesel Generator 250 KVA (at least) (Canopy Type - Under Shed) complete with outgoing circuit breaker (MCCB) and fully equipped with all accessories as per Contract Documents and complete with all accessories required for erection and good working conditions. | Approved
Qasr Rashwan - Lot B _0208 | CLI.CON-000001 |  |  | Approved
Qasr Rashwan - Lot B _0208 | CLI.CON-000001 | 10.14 - Abd Al Azeem Al Sofy-BILL NO. 3.3: Main Pump Station-3.3.18- | Fire alarm system complete with Conventional fire alarm control panel, smoke detectors, heat detectors, manual call point, bell, fire alarm siren and wire and all necessary components (internal wires and outlets, etc) required to complete the system in perfect case, the fire alarm control panel shall be erected in pump operating room. | Approved
Qasr Rashwan - Lot B _0208 | CLI.CON-000001 |  |  | Approved
Qasr Rashwan - Lot B _0208 | CLI.CON-000001 | 10.11 - Abd Al Azeem Al Sofy -Bill No.2: Force Main Pipeline-2.5.1-c | washout 150mm dia. | Approved
Qasr Rashwan - Lot B _0208 | CLI.CON-000001 |  |  | Approved
Qasr Rashwan - Lot B _0208 | CLI.CON-000001 | 10.10 - Abd Al Azeem Al Sofy -BILL NO.1: SEWAGE NETWORK--1.11 | Wooden formwork left in their places after the construction and backfilling works completed as approved and instructed by the Engineer | Approved
Qasr Rashwan - Lot B _0208 | CLI.CON-000001 |  |  | Approved
Qasr Rashwan - Lot B _0208 | CLI.CON-000001 | 10.10 - Abd Al Azeem Al Sofy -BILL NO.1: SEWAGE NETWORK-1.2.1-b.1 | Ditto, depth to invert between 1.51 m and 2.00 m | Approved
Qasr Rashwan - Lot B _0208 | CLI.CON-000001 |  |  | Approved
Qasr Rashwan - Lot B _0208 | CLI.CON-000001 | 10.20 - Abd Al Azeem Al Sofy-BILL NO. 5.3: Store-5.2.3- | One Way, Three-gang Lighting Switch 10A. | Approved
Qasr Rashwan - Lot B _0208 | CLI.CON-000001 |  |  | Approved
Qasr Rashwan - Lot B _0208 | CLI.CON-000001 | 10.24 - Abd Al Azeem Al Sofy Village - Bill No.7: Generator Shed - 7.1 - 7.1.b | Supplying, install and fabrication Pre-Engineered Steel Shade Structures. The price includes all the necessary steel section, bolts, C- channel and corrugated sheet , fixing, paints, fitting and accessories as required by the specifications. provided that the work is completed in full according to the Contract Drawings, Technical Specifications, industry assets and the instructions of the Engineer. | Approved
Qasr Rashwan - Lot B _0208 | CLI.CON-000001 |  |  | Approved
Qasr Rashwan - Lot B _0208 | CLI.CON-000001 | 10.15 - Abd Al Azeem Al Sofy -Bill No.3.4: Mechanical Works - Pumping Station-3.4.4-d. | Flanged Wall piece, dia. 400 mm. | Approved
Qasr Rashwan - Lot B _0208 | CLI.CON-000001 |  |  | Approved
Qasr Rashwan - Lot B _0208 | CLI.CON-000001 | 10.14 - Abd Al Azeem Al Sofy-BILL NO. 3.3: Main Pump Station-3.3.14- | Low voltage cables (0.6/1kV) complete with (UPVC Conduits, lugs, ..etc) and all accessories, as per Contract Documents. | Approved
Qasr Rashwan - Lot B _0208 | CLI.CON-000001 |  |  | Approved
Qasr Rashwan - Lot B _0208 | CLI.CON-000001 | 10.10 - Abd Al Azeem Al Sofy -BILL NO.1: SEWAGE NETWORK-1.6.3-a | DI gate valve 700 mm, | Approved
Qasr Rashwan - Lot B _0208 | CLI.CON-000001 |  |  | Approved
Qasr Rashwan - Lot B _0208 | CLI.CON-000001 | 10.18 - Abd Al Azeem Al Sofy-BILL NO. 4.3: Guard room-4.3.4-b | Single Phase Switched waterproof Socket, 220V, 16A, 3 Pin Complete With Cover (IP55) | Approved
Qasr Rashwan - Lot B _0208 | CLI.CON-000001 |  |  | Approved
Qasr Rashwan - Lot B _0208 | CLI.CON-000001 | 10.11 - Abd Al Azeem Al Sofy -Bill No.2: Force Main Pipeline-2.8.3- | Covering waterways on both sides of the FM path The Contractor must submit the method of implementation to be approved from the Engineer. All required works of completion with the industry standards and Engineer instructions and the contractor must get the approval of the concerned authorities before starting the implementation. | Approved
Qasr Rashwan - Lot B _0208 | CLI.CON-000001 |  |  | Approved
Qasr Rashwan - Lot B _0208 | CLI.CON-000001 | 10.19 - Abd Al Azeem Al Sofy Village - Bill No.5: Store - 5.1.3 - b | 250 mm thick. | Approved
Qasr Rashwan - Lot B _0208 | CLI.CON-000001 |  |  | Approved
Qasr Rashwan - Lot B _0208 | CLI.CON-000001 | 10.23 - Abd Al Azeem Al Sofy- BILL NO. 6.3: Admin Room-6.3.2-b | Ditto As Above But For Maintained Electricity Duration. Provided With Emergency Unit For 3 Hours | Approved
Qasr Rashwan - Lot B _0208 | CLI.CON-000001 |  |  | Approved
Qasr Rashwan - Lot B _0208 | CLI.CON-000001 | 10.11 - Abd Al Azeem Al Sofy -Bill No.2: Force Main Pipeline-2.1-a | Inner diameter DN/ID 400 mm | Approved
Qasr Rashwan - Lot B _0208 | CLI.CON-000001 |  |  | Approved
Qasr Rashwan - Lot B _0208 | CLI.CON-000001 |  |  | Approved
Qasr Rashwan - Lot B _0208 | CLI.CON-000001 | 10.12 - Abd Al Azeem Al Sofy Village - Bill No.3: PUMP STATION - 3.1.6 - d | Supply, fabrication and erection of galvanized steel ladder wall mounted with safety cage including all required steel members, galvanizing, formulation, painting, welding, jointing, all fixings and accessories. Complete as shown on drawings, Detailed shop drawings must be submitted by the contractor and approved by the Engineer prior to fabrication. | Approved
Qasr Rashwan - Lot B _0208 | CLI.CON-000001 |  |  | Approved
Qasr Rashwan - Lot B _0208 | CLI.CON-000001 | 10.21 - Abd Al Azeem Al Sofy Village - Bill No.6: Admin Building - 6.1.1 - d | Supplying and installing of replacement soil using clean graded sand in layers not exceeding 250 mm thickness, the layers are to be compacted by equipment to reach 95% maximum dry density determined according to the modified Proctor compaction test, all as per drawings, specifications and geotechnical report. | Approved
Qasr Rashwan - Lot B _0208 | CLI.CON-000001 |  |  | Approved
Qasr Rashwan - Lot B _0208 | CLI.CON-000001 | 10.21 - Abd Al Azeem Al Sofy Village - Bill No.6: Admin Building - 6.1.2 - a.1 | Under foundations | Approved
Qasr Rashwan - Lot B _0208 | CLI.CON-000001 |  |  | Approved
Qasr Rashwan - Lot B _0208 | CLI.CON-000001 | 10.14 - Abd Al Azeem Al Sofy-BILL NO. 3.3: Main Pump Station-3.3.13- | Instrumentation and Control System Spare Parts as per specifications. | Approved
Qasr Rashwan - Lot B _0208 | CLI.CON-000001 |  |  | Approved
Qasr Rashwan - Lot B _0208 | CLI.CON-000001 | 10.11 - Abd Al Azeem Al Sofy -Bill No.2: Force Main Pipeline-2.5.1-a | Gate valve 400 mm dia. | Approved
Qasr Rashwan - Lot B _0208 | CLI.CON-000001 |  |  | Approved
Qasr Rashwan - Lot B _0208 | CLI.CON-000001 | 10.16 - Abd Al Azeem Al Sofy Village - Bill No.4: Guard room - 4.1.5 - a | Supply and excite cement sand plaster for internal slabs, walls and beams with all metal accessories, the item includes substrate preparation, all required works of completion with the industry standards. As per Specification, Drawings and Engineer instructions. | Approved
Qasr Rashwan - Lot B _0208 | CLI.CON-000001 |  |  | Approved
Qasr Rashwan - Lot B _0208 | CLI.CON-000001 | 10.11 - Abd Al Azeem Al Sofy -Bill No.2: Force Main Pipeline-2.4.4-a | Inception chamber | Approved
Qasr Rashwan - Lot B _0208 | CLI.CON-000001 |  |  | Approved
Qasr Rashwan - Lot B _0208 | CLI.CON-000001 | 10.26 | BILL NO. 8 Civil Works – Transformer Kiosk | Approved
Qasr Rashwan - Lot B _0208 | CLI.CON-000001 |  |  | Approved
Qasr Rashwan - Lot B _0208 | CLI.CON-000001 | 10.22 | BILL NO. 6.2 Plumbing Works – Admin Room | Approved
Qasr Rashwan - Lot B _0208 | CLI.CON-000001 |  |  | Approved
Qasr Rashwan - Lot B _0208 | CLI.CON-000001 | 10.27 - Abd Al Azeem Al Sofy Village - Bill No.9: Site Work - 9.2.1 - c | Supply, backfilling and compaction to the required grades with approved clean sand on layers not more than 25 cm thick. The layers are to be compacted by means of vibratory type equipment to obtain 95% of maximum dry density as per specifications. | Approved
Qasr Rashwan - Lot B _0208 | CLI.CON-000001 |  |  | Approved
Qasr Rashwan - Lot B _0208 | CLI.CON-000001 | 10.12 - Abd Al Azeem Al Sofy Village - Bill No.3: PUMP STATION - 3.1.1 - a | Structural excavation | Approved
Qasr Rashwan - Lot B _0208 | CLI.CON-000001 |  |  | Approved
Qasr Rashwan - Lot B _0208 | CLI.CON-000001 | 10.20 - Abd Al Azeem Al Sofy-BILL NO. 5.3: Store-5.2.2-c | Enclosed Polycarbonate, Wall Mounting Luminaire IP65 With 20 Watt LED Lamp. | Approved
Qasr Rashwan - Lot B _0208 | CLI.CON-000001 |  |  | Approved
Qasr Rashwan - Lot B _0208 | CLI.CON-000001 | 10.23 - Abd Al Azeem Al Sofy- BILL NO. 6.3: Admin Room-6.3.3-a | One Way, Two-gang Lighting Switch 10A. | Approved
Qasr Rashwan - Lot B _0208 | CLI.CON-000001 |  |  | Approved
Qasr Rashwan - Lot B _0208 | CLI.CON-000001 | 10.11 - Abd Al Azeem Al Sofy -Bill No.2: Force Main Pipeline-2.3.3-e | Flange spigot with puddle flanged pieces 150mm | Approved
Qasr Rashwan - Lot B _0208 | CLI.CON-000001 |  |  | Approved
Qasr Rashwan - Lot B _0208 | CLI.CON-000001 | 10.19 - Abd Al Azeem Al Sofy Village - Bill No.5: Store - 5.1.4 - b. | Supply and installation of horizontal prefabricated moisture Insulation membrane to the wet areas with 4mm thick for floor and roof, including joints, fixtures, overlaps not less than 100 mm and item include all surface preparation steps, coating with 2 layers of primer bitumen coat, metal flashing, internal angle fillets, upstand to vertical surfaces and waterproofing to all openings and around pipes and water drains, Polystyrene sheet 1mm, protection Sand-cement mortar screed, 30 mm thick as per manufacturer's instructions, Contract Drawing, recommendations and Specification. | Approved
Qasr Rashwan - Lot B _0208 | CLI.CON-000001 | 11.12 - Iz. Abd Al Rahman Ibrahim - Bill No.3: PUMP STATION - 3.1.9 - a | 75mm dia. | Approved
Qasr Rashwan - Lot B _0208 | CLI.CON-000001 |  |  | Approved
Qasr Rashwan - Lot B _0208 | CLI.CON-000001 | 11.18 - Abd Al Rahman Ibrahim-BILL NO. 4.3: Guard room-4.3.5-b | Lighting outlets. | Approved
Qasr Rashwan - Lot B _0208 | CLI.CON-000001 |  |  | Approved
Qasr Rashwan - Lot B _0208 | CLI.CON-000001 | 11.10 - Abd Al Rahman Ibrahim-BILL NO.1: SEWAGE NETWORK-1.4.1-a | HC 60*60 cm | Approved
Qasr Rashwan - Lot B _0208 | CLI.CON-000001 |  |  | Approved
Qasr Rashwan - Lot B _0208 | CLI.CON-000001 | 11.11 - Abd Al Rahman Ibrahim-Bill No.2: Force Main Pipeline--2.3.6 | Supplying, installing, connecting and testing of ductile iron pipes with diameter 150 mm for wash-out chamber and inlet pipe (in the case of chamber Type-A) , the item includes all pipes, fittings, gaskets, flexible joint, bolts, nut, washers, non-shrink mortar and all required works for completion and performance of the work item in accordance with the Contract Drawings, Specifications, the Ministerial Decree No. (277 / 2000) and its annexes No. 14 /2002) and the Engineer's instructions. | Approved
Qasr Rashwan - Lot B _0208 | CLI.CON-000001 |  |  | Approved
Qasr Rashwan - Lot B _0208 | CLI.CON-000001 | 11.16 - Iz. Abd Al Rahman Ibrahim - Bill No.4: Guard room - 4.1.7 - a.3 | cement tiling, for roof | Approved
Qasr Rashwan - Lot B _0208 | CLI.CON-000001 |  |  | Approved
Qasr Rashwan - Lot B _0208 | CLI.CON-000001 | 11.10 - Abd Al Rahman Ibrahim-BILL NO.1: SEWAGE NETWORK-1.2.1-b.2 | Ditto, depth to invert between 2.01 m and 2.50 m | Approved
Qasr Rashwan - Lot B _0208 | CLI.CON-000001 |  |  | Approved
Qasr Rashwan - Lot B _0208 | CLI.CON-000001 | 11.27 - Iz. Abd Al Rahman Ibrahim - Bill No.9: Site Work - 9.2.4 - a | Supply and apply two coats of oxidized bituminous paint insulation to reinforced concrete in contact with soil such as footings, ground beam, columns pedestal and masonry work to 15 cm upper the GL, sample shall be approved before execution and all required works shall be as per manufacturer's instructions, recommendations and Specification. | Approved
Qasr Rashwan - Lot B _0208 | CLI.CON-000001 |  |  | Approved
Qasr Rashwan - Lot B _0208 | CLI.CON-000001 | 11.14 - Abd Al Rahman Ibrahim-BILL NO. 3.3: Main Pump Station-3.3.1- | Medium voltage cables feeding the pumping station, this cables include the cables connection from the the Egyptian Electrical Authority (EEA) substation (outside puming station) up to the Ring Main Units (RMUs) inside pumping station. The contractor shall be responsible to coordinate with the EEA for identifying the cable route, size, laying, ..etc. | Approved
Qasr Rashwan - Lot B _0208 | CLI.CON-000001 |  |  | Approved
Qasr Rashwan - Lot B _0208 | CLI.CON-000001 | 11.19 - Iz. Abd Al Rahman Ibrahim - Bill No.5: Store - 5.1.2 - b.1 | for foundation | Approved
Qasr Rashwan - Lot B _0208 | CLI.CON-000001 |  |  | Approved
Qasr Rashwan - Lot B _0208 | CLI.CON-000001 | 11.16 - Iz. Abd Al Rahman Ibrahim - Bill No.4: Guard room - 4.1.2 - a.1 | Under foundations | Approved
Qasr Rashwan - Lot B _0208 | CLI.CON-000001 |  |  | Approved
Qasr Rashwan - Lot B _0208 | CLI.CON-000001 | 11.16 - Iz. Abd Al Rahman Ibrahim - Bill No.4: Guard room - 4.1.3 - a.2 | 120 mm thick. | Approved
Qasr Rashwan - Lot B _0208 | CLI.CON-000001 |  |  | Approved
Qasr Rashwan - Lot B _0208 | CLI.CON-000001 | 11.15 - Abd Al Rahman Ibrahim-Bill No.3.4: Mechanical Works - Pumping Station-3.4.3-g. | Flanged Reducer, dia 200/Pump outlet diameter | Approved
Qasr Rashwan - Lot B _0208 | CLI.CON-000001 |  |  | Approved
Qasr Rashwan - Lot B _0208 | CLI.CON-000001 | 11.18 - Abd Al Rahman Ibrahim-BILL NO. 4.3: Guard room-4.3.2-a | Surface mounted luminaire with 1x60 watt led lamps, With (IP20) | Approved
Qasr Rashwan - Lot B _0208 | CLI.CON-000001 |  |  | Approved
Qasr Rashwan - Lot B _0208 | CLI.CON-000001 | 11.12 - Iz. Abd Al Rahman Ibrahim - Bill No.3: PUMP STATION - 3.1.6 - d | Supply, fabrication and erection of galvanized steel ladder wall mounted with safety cage including all required steel members, galvanizing, formulation, painting, welding, jointing, all fixings and accessories. Complete as shown on drawings, Detailed shop drawings must be submitted by the contractor and approved by the Engineer prior to fabrication. | Approved
Qasr Rashwan - Lot B _0208 | CLI.CON-000001 |  |  | Approved
Qasr Rashwan - Lot B _0208 | CLI.CON-000001 | 11.26 | BILL NO. 8 Civil Works – Transformer Kiosk | Approved
Qasr Rashwan - Lot B _0208 | CLI.CON-000001 |  |  | Approved
Qasr Rashwan - Lot B _0208 | CLI.CON-000001 | 11.13 - Abd Al Rahman Ibrahim-BILL NO. 3.2: Main Pump Station-3.2.3-c | One Way, Two-gang Lighting Switch 10A. | Approved
Qasr Rashwan - Lot B _0208 | CLI.CON-000001 | 12.13 - Iz. Suleiman Tadrus-BILL NO. 3.2: Main Pump Station-3.2.2-f | Enclosed Polycarbonate, Wall Mounting Luminaire IP65 With 20 Watt LED Lamp. | Approved
Qasr Rashwan - Lot B _0208 | CLI.CON-000001 |  |  | Approved
Qasr Rashwan - Lot B _0208 | CLI.CON-000001 | 12.19 - Iz. Suleiman Tadrus - Bill No.5: Store - 5.1.8 - a | Supply and apply of acrylic paint for internal walls and ceiling including substrate preparation, applying three coats of paint as per required colors and all required accessories as shown on drawings, specified in the Contract documents, recommended by manufacturer and approved by the Engineer prior to installation. | Approved
Qasr Rashwan - Lot B _0208 | CLI.CON-000001 |  |  | Approved
Qasr Rashwan - Lot B _0208 | CLI.CON-000001 | 12.18 | BILL NO. 4.3 Electrical Works – Guard Room | Approved
Qasr Rashwan - Lot B _0208 | CLI.CON-000001 |  |  | Approved
Qasr Rashwan - Lot B _0208 | CLI.CON-000001 | 12.11 - Suleiman Tadrus-Bill No.2: Force Main Pipeline-2.4.2-a | Crossing under ABU HARAWA by pipe jacking or macro-tunneling , | Approved
Qasr Rashwan - Lot B _0208 | CLI.CON-000001 |  |  | Approved
Qasr Rashwan - Lot B _0208 | CLI.CON-000001 | 12.16 - Iz. Suleiman Tadrus - Bill No.4: Guard room - 4.1.5 - b | Supply and apply external cement plastering to facades with all metal accessories, base and finish coat, thickness 2cm striped with 2 cm groove render for facades. all required works of completion with the industry standards. As per Specification, Drawings and Engineer's instructions. | Approved
Qasr Rashwan - Lot B _0208 | CLI.CON-000001 |  |  | Approved
Qasr Rashwan - Lot B _0208 | CLI.CON-000001 | 12.21 - Iz. Suleiman Tadrus - Bill No.6: Admin Building - 6.1.1 - a. | Excavation from ground level to required depth and grades in all types of soil except the rock, including support system, floading with water, dewatering, compacting bottom of excavation using dynamic roller, transporting excavated materials to the approved off-Site disposal area as per drawings, specifications and geotechnical report. | Approved
Qasr Rashwan - Lot B _0208 | CLI.CON-000001 |  |  | Approved
Qasr Rashwan - Lot B _0208 | CLI.CON-000001 | 12.10 - Suleiman Tadrus-BILL NO.1: SEWAGE NETWORK-1.1.1-e.5 | Ditto, depth to invert between 4.51 m and 5.50 m | Approved
Qasr Rashwan - Lot B _0208 | CLI.CON-000001 |  |  | Approved
Qasr Rashwan - Lot B _0208 | CLI.CON-000001 | 12.12 - Iz. Suleiman Tadrus - Bill No.3: PUMP STATION - 3.1.8 - c | Supply and apply of 60 cm high dry mix for skirting including substrate preparation, scaffoldings, grooves, and all required accessories as shown on Contract Drawings, recommended by manufacturer and approved by the Engineer prior to installation. | Approved
Qasr Rashwan - Lot B _0208 | CLI.CON-000001 |  |  | Approved
Qasr Rashwan - Lot B _0208 | CLI.CON-000001 | 12.12 - Iz. Suleiman Tadrus - Bill No.3: PUMP STATION - 3.1.6 - d | Supply, fabrication and erection of galvanized steel ladder wall mounted with safety cage including all required steel members, galvanizing, formulation, painting, welding, jointing, all fixings and accessories. Complete as shown on drawings, Detailed shop drawings must be submitted by the contractor and approved by the Engineer prior to fabrication. | Approved
Qasr Rashwan - Lot B _0208 | CLI.CON-000001 |  |  | Approved
Qasr Rashwan - Lot B _0208 | CLI.CON-000001 | 12.11 - Suleiman Tadrus-Bill No.2: Force Main Pipeline-2.2-b | Wash-out valve chamber | Approved
Qasr Rashwan - Lot B _0208 | CLI.CON-000001 |  |  | Approved
Qasr Rashwan - Lot B _0208 | CLI.CON-000001 | 12.19 - Iz. Suleiman Tadrus - Bill No.5: Store - 5.1.3 - a. | 250 mm thick. | Approved
Qasr Rashwan - Lot B _0208 | CLI.CON-000001 |  |  | Approved
Qasr Rashwan - Lot B _0208 | CLI.CON-000001 | 12.27 - Iz. Suleiman Tadrus - Bill No.9: Site Work - 9.1 - 9.1.e | Covering the drain and Paving roads in front of the pumping station site. The Contractor must submit the method of implementation to be approved from the Engineer. All required works of completion with the industry standards and Engineer instructions. | Approved
Qasr Rashwan - Lot B _0208 | CLI.CON-000001 |  |  | Approved
Qasr Rashwan - Lot B _0208 | CLI.CON-000001 | 12.22 - Suleiman Tadrus-Bill No.6.2: Plumbing Works – Admin Room-6.2.5- | 75mm dia | Approved
Qasr Rashwan - Lot B _0208 | CLI.CON-000001 |  |  | Approved
Qasr Rashwan - Lot B _0208 | CLI.CON-000001 | 12.18 - Iz. Suleiman Tadrus-BILL NO. 4.3: Guard room-4.3.3-a | One Way, Two-gang Lighting Switch 10A. | Approved
Qasr Rashwan - Lot B _0208 | CLI.CON-000001 |  |  | Approved
Qasr Rashwan - Lot B _0208 | CLI.CON-000001 | 12.11 - Suleiman Tadrus-Bill No.2: Force Main Pipeline-2.4.1-a | Crossing under ABU HARAWA nside concrete encasement of 25cm thick. | Approved
Qasr Rashwan - Lot B _0208 | CLI.CON-000001 |  |  | Approved
Qasr Rashwan - Lot B _0208 | CLI.CON-000001 | 12.23 - Iz. Suleiman Tadrus- BILL NO. 6.3: Admin Room-6.3.2-a | Surface mounted luminaire with 1x60 watt led lamps, With (IP20) | Approved
Qasr Rashwan - Lot B _0208 | CLI.CON-000001 |  |  | Approved
Qasr Rashwan - Lot B _0208 | CLI.CON-000001 | 12.15 - Suleiman Tadrus-Bill No.3.4: Mechanical Works - Pumping Station-3.4.6-a. | Supply, Test, Delivery, Erection of Hammering control systems, complete with all accessories as per Contract documents, the Contractor is responsible for the anti-hammer system .protection system comprises of the following components:- - Hybrid surge vessel 5 m3 ( d: 1.5 m - 3 m height ) | Approved
Qasr Rashwan - Lot B _0208 | CLI.CON-000001 |  |  | Approved
Qasr Rashwan - Lot B _0208 | CLI.CON-000001 | 12.15 - Suleiman Tadrus-Bill No.3.4: Mechanical Works - Pumping Station-3.4.8-a. | Ventilation system complete comprising of Fans with capacity of 1000 m3/hr., outlets, conduits, wires….etc for pump building, complete with all accessories As per Contract Documents | Approved
Qasr Rashwan - Lot B _0208 | CLI.CON-000001 |  |  | Approved
Qasr Rashwan - Lot B _0208 | CLI.CON-000001 | 12.13 - Iz. Suleiman Tadrus-BILL NO. 3.2: Main Pump Station-3.2.4-c | Industrial Three Phase Switched Socket 380v, 32A, 4-pin Type Complete With Earthing Contact And Plug, Totally Enclosed (IP54). | Approved
Qasr Rashwan - Lot B _0208 | CLI.CON-000001 |  |  | Approved
Qasr Rashwan - Lot B _0208 | CLI.CON-000001 | 12.23 - Iz. Suleiman Tadrus- BILL NO. 6.3: Admin Room-6.3.2-d | Surface Mounted Luminaire (IP54) With 20W LED lamp. | Approved
Qasr Rashwan - Lot B _0208 | CLI.CON-000001 |  |  | Approved
Qasr Rashwan - Lot B _0208 | CLI.CON-000001 | 12.21 - Iz. Suleiman Tadrus - Bill No.6: Admin Building - 6.1.4 - b. | Supply and installation of horizontal prefabricated moisture Insulation membrane to the wet areas with 4mm thick for floor and roof, including joints, fixtures, overlaps not less than 100 mm and item include all surface preparation steps, coating with 2 layers of primer bitumen coat, metal flashing, internal angle fillets, upstand to vertical surfaces and waterproofing to all openings and around pipes and water drains, Polystyrene sheet 1mm, protection Sand-cement mortar screed, 30 mm thick as per manufacturer's instructions, Contract Drawing, recommendations and Specification. | Approved
Qasr Rashwan - Lot B _0208 | CLI.CON-000001 |  |  | Approved
Qasr Rashwan - Lot B _0208 | CLI.CON-000001 | 12.13 - Iz. Suleiman Tadrus-BILL NO. 3.2: Main Pump Station-3.2.2-c | Surface mounted luminaire with 1x60 watt led lamps, With (IP20) | Approved
Qasr Rashwan - Lot B _0208 | CLI.CON-000001 |  |  | Approved
Qasr Rashwan - Lot B _0208 | CLI.CON-000001 | 12.22 | BILL NO. 6.2 Plumbing Works – Admin Room | Approved
Qasr Rashwan - Lot B _0208 | CLI.CON-000001 |  |  | Approved
Qasr Rashwan - Lot B _0208 | CLI.CON-000001 | 12.11 | BILL NO. 2 Force Main Pipeline | Approved
Qasr Rashwan - Lot B _0208 | CLI.CON-000001 |  |  | Approved
Qasr Rashwan - Lot B _0208 | CLI.CON-000001 | 12.16 - Iz. Suleiman Tadrus - Bill No.4: Guard room - 4.1.1 - c. | Supply, backfilling and compaction to the required grades with approved clean sand on layers not more than 25 cm thick. The layers are to be compacted by means of vibratory type equipment to obtain 95% of maximum dry density as per specifications. | Approved
Qasr Rashwan - Lot B _0208 | CLI.CON-000001 |  |  | Approved
Qasr Rashwan - Lot B _0208 | CLI.CON-000001 | 12.21 - Iz. Suleiman Tadrus - Bill No.6: Admin Building - 6.1.5 - a | Supply and excite cement sand plaster for internal slabs, walls and beams with all metal accessories, the item includes substrate preparation, all required works of completion with the industry standards. As per Specification, Drawings and Engineer instructions. | Approved
Qasr Rashwan - Lot B _0208 | CLI.CON-000001 |  |  | Approved
Qasr Rashwan - Lot B _0208 | CLI.CON-000001 | 12.15 - Suleiman Tadrus-Bill No.3.4: Mechanical Works - Pumping Station-3.4.5-b. | Collar, dia. 500 mm. | Approved
Qasr Rashwan - Lot B _0208 | CLI.CON-000001 |  |  | Approved
Qasr Rashwan - Lot B _0208 | CLI.CON-000001 | 12.21 - Iz. Suleiman Tadrus - Bill No.6: Admin Building - 6.1.7 - c | Supply and lay marble / granite steps the riser 20 mm thick and the tread 40 mm thick including skirting & anti slip braking width 3 cm, as parallel lines as per drawings, specifications and approved sample. | Approved
Qasr Rashwan - Lot B _0208 | CLI.CON-000001 |  |  | Approved
Qasr Rashwan - Lot B _0208 | CLI.CON-000001 | 12.27 - Iz. Suleiman Tadrus - Bill No.9: Site Work - 9.2.2 - a | Under foundations | Approved
Qasr Rashwan - Lot B _0208 | CLI.CON-000001 |  |  | Approved
Qasr Rashwan - Lot B _0208 | CLI.CON-000001 | 12.10 - Suleiman Tadrus-BILL NO.1: SEWAGE NETWORK-1.7.1-d | (Crossing under RAHIM ROAD inside concrete encasement 25cm (250mm) | Approved
Qasr Rashwan - Lot B _0208 | CLI.CON-000001 |  |  | Approved
Qasr Rashwan - Lot B _0208 | CLI.CON-000001 | 13.14 - Iz.Salih Shamatah-BILL NO. 3.3: Main Pump Station-3.3.3- | Main Low tension switchboard (0.38kV) complete with all component (C.B, contactors,Electrcal and mechanical interlock, measuring and protection devices …etc), as per Single Line Diagram and Contract Documents (to be erected in pump building). | Approved
Qasr Rashwan - Lot B _0208 | CLI.CON-000001 |  |  | Approved
Qasr Rashwan - Lot B _0208 | CLI.CON-000001 | 13.11 - Salih Shamatah-Bill No.2: Force Main Pipeline-2.3.1-c | washout 150 mm dia. | Approved
Qasr Rashwan - Lot B _0208 | CLI.CON-000001 |  |  | Approved
Qasr Rashwan - Lot B _0208 | CLI.CON-000001 | 13.14 - Iz.Salih Shamatah-BILL NO. 3.3: Main Pump Station-3.3.1- | Medium voltage cables feeding the pumping station, this cables include the cables connection from the the Egyptian Electrical Authority (EEA) substation (outside puming station) up to the Ring Main Units (RMUs) inside pumping station. The contractor shall be responsible to coordinate with the EEA for identifying the cable route, size, laying, ..etc. | Approved
Qasr Rashwan - Lot B _0208 | CLI.CON-000001 |  |  | Approved
Qasr Rashwan - Lot B _0208 | CLI.CON-000001 | 13.15 - Salih Shamatah-Bill No.3.4: Mechanical Works - Pumping Station-3.4.4-d. | Flanged Wall piece, dia. 200 mm. | Approved
Qasr Rashwan - Lot B _0208 | CLI.CON-000001 |  |  | Approved
Qasr Rashwan - Lot B _0208 | CLI.CON-000001 | 13.21 - Iz. Salih Shamatah - Bill No.6: Admin Building - 6.1.7 - a.3 | cement tiling, for roof | Approved
Qasr Rashwan - Lot B _0208 | CLI.CON-000001 |  |  | Approved
Qasr Rashwan - Lot B _0208 | CLI.CON-000001 | 13.14 - Iz.Salih Shamatah-BILL NO. 3.3: Main Pump Station-3.3.10- | Supply, installation, calibration, connection and testing of Pressure gauge with a range of 0 to 10 bar and all necessary accessories required for installation and operation requirements. | Approved
Qasr Rashwan - Lot B _0208 | CLI.CON-000001 |  |  | Approved
Qasr Rashwan - Lot B _0208 | CLI.CON-000001 | 13.17 | BILL NO. 4.2 Plumbing Works – Guard Room | Approved
Qasr Rashwan - Lot B _0208 | CLI.CON-000001 |  |  | Approved
Qasr Rashwan - Lot B _0208 | CLI.CON-000001 | 13.27 - Iz. Salih Shamatah - Bill No.9 - Site Works - 9.2.3 - a. | 250 mm thick. | Approved
Qasr Rashwan - Lot B _0208 | CLI.CON-000001 |  |  | Approved
Qasr Rashwan - Lot B _0208 | CLI.CON-000001 | 13.11 - Salih Shamatah-Bill No.2: Force Main Pipeline-2.3.5-a | 45º (200mm) | Approved
Qasr Rashwan - Lot B _0208 | CLI.CON-000001 |  |  | Approved
Qasr Rashwan - Lot B _0208 | CLI.CON-000001 | 13.10 - Salih Shamatah-BILL NO.1: SEWAGE NETWORK-1.2.1-b.1 | Ditto, depth to invert between 1.51 m and 2.00 m | Approved
Qasr Rashwan - Lot B _0208 | CLI.CON-000001 |  |  | Approved
Qasr Rashwan - Lot B _0208 | CLI.CON-000001 | 13.14 - Iz.Salih Shamatah-BILL NO. 3.3: Main Pump Station-3.3.14- | Low voltage cables (0.6/1kV) complete with (UPVC Conduits, lugs, ..etc) and all accessories, as per Contract Documents. | Approved
Qasr Rashwan - Lot B _0208 | CLI.CON-000001 |  |  | Approved
Qasr Rashwan - Lot B _0208 | CLI.CON-000001 | 13.27 - Iz. Salih Shamatah - Bill No.9 - Site Works - 9.2.2 - b | Supply and casting of in-place reinforced concrete Grade C25 with Sulfate-resistant cement for footing, column pedestal and grade beams including: formwork, scaffolding, expansion and construction joints, Steel bar reinforcement, joint filler and sealant, accessories, transporting, mixing, casting, finishing, compaction by vibratory, spraying, curing, and testing as required by the specifications. | Approved
Qasr Rashwan - Lot B _0208 | CLI.CON-000001 |  |  | Approved
Qasr Rashwan - Lot B _0208 | CLI.CON-000001 | 13.26 | BILL NO. 8 Civil Works – Transformer Kiosk | Approved
Qasr Rashwan - Lot B _0208 | CLI.CON-000001 |  |  | Approved
Qasr Rashwan - Lot B _0208 | CLI.CON-000001 | 13.27 - Iz. Salih Shamatah - Bill No.9 - Site Works - 9.2.1 - d. | Supplying and installing of replacement soil using clean graded gravel or crushed dolomitic stones, in layers not exceeding 250 mm thickness, the layers are to be compacted by equipment, all as per drawings, specifications and geotechnical report. | Approved
Qasr Rashwan - Lot B _0208 | CLI.CON-000001 |  |  | Approved
Qasr Rashwan - Lot B _0208 | CLI.CON-000001 | 13.22 | BILL NO. 6.2 Plumbing Works – Admin Room | Approved
Qasr Rashwan - Lot B _0208 | CLI.CON-000001 |  |  | Approved
Qasr Rashwan - Lot B _0208 | CLI.CON-000001 | 13.23 - Iz.Salih Shamatah- BILL NO. 6.3: Admin Room-6.3.2-c | Enclosed Polycarbonate, Wall Mounting Luminaire IP65 With 20 Watt LED Lamp. | Approved
Qasr Rashwan - Lot B _0208 | CLI.CON-000001 | 14.19 - Iz. Abou Hussein - Bill No.5: Admin Building - 5.1.6 - a.1 | Type D1, size 800mmx2,200mm | Approved
Qasr Rashwan - Lot B _0208 | CLI.CON-000001 |  |  | Approved
Qasr Rashwan - Lot B _0208 | CLI.CON-000001 | 14.10 - Abou Hussein-BILL NO.1 : SEWAGE NETWORK--1.9 | Inspection and testing of the installed pipes by CCTV for the network pipes after trench installation, all in accordance with the technical specifications. | Approved
Qasr Rashwan - Lot B _0208 | CLI.CON-000001 |  |  | Approved
Qasr Rashwan - Lot B _0208 | CLI.CON-000001 | 14.15 - Abou Hussein-Bill No.3.4: Mechanical Works - Pumping Station-3.4.5-a. | D.C.I, Socket and spigot Wall piece, dia. 300 mm. | Approved
Qasr Rashwan - Lot B _0208 | CLI.CON-000001 |  |  | Approved
Qasr Rashwan - Lot B _0208 | CLI.CON-000001 | 14.15 - Abou Hussein-Bill No.3.4: Mechanical Works - Pumping Station-3.4.8-a. | Ventilation system complete comprising of Fans with capacity of 1000 m3/hr., outlets, conduits, wires….etc for pump building, complete with all accessories As per Contract Documents | Approved
Qasr Rashwan - Lot B _0208 | CLI.CON-000001 |  |  | Approved
Qasr Rashwan - Lot B _0208 | CLI.CON-000001 | 14.11 - Abou Hussein-BILL NO.2 : Force Main Pipeline-2.3.2-a | Tee 200/150 | Approved
Qasr Rashwan - Lot B _0208 | CLI.CON-000001 |  |  | Approved
Qasr Rashwan - Lot B _0208 | CLI.CON-000001 | 14.25 - Iz. Abou Hussein - Bill No.8: Site Work - 8.3.6 - 8.3.6 | Supply and Install catsh basin including all necessary fittings, the rate shall include excavation in soil, PVC pipes (SN4) with inner diameter of 150 mm for connections between storm gully and manhole, lay bedding layer under gravity pipe line, backfilling above pipe lines and surplus excavation as per specifications and drawings. | Approved
Qasr Rashwan - Lot B _0208 | CLI.CON-000001 |  |  | Approved
Qasr Rashwan - Lot B _0208 | CLI.CON-000001 | 14.22 - Iz. Abou Hussein - Bill No.6: Generator Shed - 6.1 - 6.1.a | Supplying and casting in-place of generator base and the price includes all the necessary excavation and backfilling works, the removal and disposal of the excavated material to the designated dump, the supply and work of plain concrete Grade C20, reinforced concrete Grade C25, insulation works for the base and all that comes into contact with the soil, including formwork, transporting, mixing, casting, finishing, curing and testing as required by the specifications. provided that the work is completed in full according to the Contract drawings, technical specifications, industry assets and the instructions of the Engineer. | Approved
Qasr Rashwan - Lot B _0208 | CLI.CON-000001 |  |  | Approved
Qasr Rashwan - Lot B _0208 | CLI.CON-000001 | 14.25 - Iz. Abou Hussein - Bill No.8: Site Work - 8.3.3 - 8.3.4 | Circular Manholes: Construction of in-situ cast fair faced plain concrete (Grade C30) manholes. Price includes all supplies, excavation in all types of soil except the rock, removal and disposal of the excavated material, debris and rubble disposal to the designated dump yard, trench shoring and supports,soil replacement if any sheeting, surface dewatering, forming flexible joints at manhole entrances, including short pieces, benching at the manhole base, internal and external protection, backfilling in compacted layers using approved soil material and testing, reinstatement of ground surface and road pavements of every kind and restoring everything to their original conditions including asphalt and other paved areas, manhole cover and frame D400 made of polymeric material such as (GRP) or alternative, epoxy coated non-slip finish manhole steps and all other accessories and fittings that are required for a complete manhole all as shown and detailed in the Contract Drawings and Specifications | Approved
Qasr Rashwan - Lot B _0208 | CLI.CON-000001 |  |  | Approved
Qasr Rashwan - Lot B _0208 | CLI.CON-000001 | 14.25 - Iz. Abou Hussein - Bill No.8: Site Work - 8.2.5 - 8.2.5 | Supply and apply external cement plastering to facades with all metal accessories, base and finish coat, thickness 2cm striped with 2 cm groove render for facades. all required works of completion with the industry standards. As per Specification, Drawings and Engineer's instructions. | Approved
Qasr Rashwan - Lot B _0208 | CLI.CON-000001 |  |  | Approved
Qasr Rashwan - Lot B _0208 | CLI.CON-000001 | 14.12 - Iz. Abou Hussein - Bill No.3: PUMP STATION - 3.1.4 - d | Supply and installation of horizontal prefabricated moisture Insulation membrane to the wet areas with 4mm thick for floor and roof, including joints, fixtures, overlaps not less than 100 mm and item include all surface preparation steps, coating with 2 layers of primer bitumen coat, metal flashing, internal angle fillets, upstand to vertical surfaces and waterproofing to all openings and around pipes and water drains, Polystyrene sheet 1mm, protection Sand-cement mortar screed, 30 mm thick as per manufacturer's instructions, Contract Drawing, recommendations and Specification. | Approved
Qasr Rashwan - Lot B _0208 | CLI.CON-000001 |  |  | Approved
Qasr Rashwan - Lot B _0208 | CLI.CON-000001 | 14.10 - Abou Hussein-BILL NO.1 : SEWAGE NETWORK-1.1.1-c.4 | Ditto, depth to invert between 3.51 m and 4.50 m | Approved
Qasr Rashwan - Lot B _0208 | CLI.CON-000001 |  |  | Approved
Qasr Rashwan - Lot B _0208 | CLI.CON-000001 | 10.10 - Abd Al Azeem Al Sofy -BILL NO.1: SEWAGE NETWORK-1.1.2-a.1 | Ditto, depth to invert between 1.51 m and 2.50 m | Approved
Qasr Rashwan - Lot B _0208 | CLI.CON-000001 |  |  | Approved
Qasr Rashwan - Lot B _0208 | CLI.CON-000001 | 10.11 - Abd Al Azeem Al Sofy -Bill No.2: Force Main Pipeline-2.3.3-b | Flange spigot with puddle flanged pieces 400mm | Approved
Qasr Rashwan - Lot B _0208 | CLI.CON-000001 |  |  | Approved
Qasr Rashwan - Lot B _0208 | CLI.CON-000001 | 10.11 - Abd Al Azeem Al Sofy -Bill No.2: Force Main Pipeline-2.3.3-d | Flange spigot with puddle flanged pieces 250mm | Approved
Qasr Rashwan - Lot B _0208 | CLI.CON-000001 |  |  | Approved
Qasr Rashwan - Lot B _0208 | CLI.CON-000001 | 10.18 - Abd Al Azeem Al Sofy-BILL NO. 4.3: Guard room-4.3.2-d | Surface Mounted Luminaire (IP54) With 20W LED lamp. | Approved
Qasr Rashwan - Lot B _0208 | CLI.CON-000001 |  |  | Approved
Qasr Rashwan - Lot B _0208 | CLI.CON-000001 | 10.13 - Abd Al Azeem Al Sofy-BILL NO. 3.2: Main Pump Station-3.2.2-e | Enclosed Polycarbonate, Wall Mounting Luminaire IP65 With 40 Watt LED Lamp. | Approved
Qasr Rashwan - Lot B _0208 | CLI.CON-000001 |  |  | Approved
Qasr Rashwan - Lot B _0208 | CLI.CON-000001 | 10.16 - Abd Al Azeem Al Sofy Village - Bill No.4: Guard room - 4.1.4 - a. | Supply and apply two coats of oxidized bituminous paint insulation to surfaces under ground contact with soil such as footings, ground beam, columns pedestal and masonry work to 15 cm upper the GL, sample shall be approved before execution and all required works shall be as per manufacturer's instructions, recommendations and Specification. | Approved
Qasr Rashwan - Lot B _0208 | CLI.CON-000001 |  |  | Approved
Qasr Rashwan - Lot B _0208 | CLI.CON-000001 | 10.14 - Abd Al Azeem Al Sofy-BILL NO. 3.3: Main Pump Station-3.3.17- | Earthing system network complete with (Inspection pit, rods, bare copper conductor ...etc) and all accessories, as per Contract documents. | Approved
Qasr Rashwan - Lot B _0208 | CLI.CON-000001 |  |  | Approved
Qasr Rashwan - Lot B _0208 | CLI.CON-000001 | 10.10 - Abd Al Azeem Al Sofy -BILL NO.1: SEWAGE NETWORK-1.3-b | Tank with external Dimensions (6.2*4.7*5.5) m | Approved
Qasr Rashwan - Lot B _0208 | CLI.CON-000001 |  |  | Approved
Qasr Rashwan - Lot B _0208 | CLI.CON-000001 | 10.27 - Abd Al Azeem Al Sofy Village - Bill No.9: Site Work - 9.2.3 - b. | 250 mm thick. | Approved
Qasr Rashwan - Lot B _0208 | CLI.CON-000001 |  |  | Approved
Qasr Rashwan - Lot B _0208 | CLI.CON-000001 | 10.27 - Abd Al Azeem Al Sofy Village - Bill No.9: Site Work - 9.3.5 - 9.3.5 | Supply, install and test Fire hydrant including cast iron hydrant, stop valve, etc.all accordance with specification and drawings: | Approved
Qasr Rashwan - Lot B _0208 | CLI.CON-000001 |  |  | Approved
Qasr Rashwan - Lot B _0208 | CLI.CON-000001 | 10.11 - Abd Al Azeem Al Sofy -Bill No.2: Force Main Pipeline-2.11- | Wooden formwork are left in their places after the excavation, construction and backfilling works over them, as approved from the Engineer Bill No.3.4: Mechanical Works - Pumping Station | Approved
Qasr Rashwan - Lot B _0208 | CLI.CON-000001 |  |  | Approved
Qasr Rashwan - Lot B _0208 | CLI.CON-000001 | 10.12 - Abd Al Azeem Al Sofy Village - Bill No.3: PUMP STATION - 3.1.8 - a | Supply and apply of Acrylic paint for internal walls and ceiling including substrate preparation, applying primer, 2 layer of plastic paint over 2 putty coats as per required colors and all required accessories as shown on drawings, recommended by manufacturer and approved by the Engineer prior to installation. | Approved
Qasr Rashwan - Lot B _0208 | CLI.CON-000001 |  |  | Approved
Qasr Rashwan - Lot B _0208 | CLI.CON-000001 | 10.10 - Abd Al Azeem Al Sofy -BILL NO.1: SEWAGE NETWORK-1.2.1-b.3 | Ditto, depth to invert between 2.51 m and 3.00 m | Approved
Qasr Rashwan - Lot B _0208 | CLI.CON-000001 |  |  | Approved
Qasr Rashwan - Lot B _0208 | CLI.CON-000001 | 10.11 - Abd Al Azeem Al Sofy -Bill No.2: Force Main Pipeline-2.3.1-c | Gate valve 250 mm dia. | Approved
Qasr Rashwan - Lot B _0208 | CLI.CON-000001 |  |  | Approved
Qasr Rashwan - Lot B _0208 | CLI.CON-000001 | 10.12 - Abd Al Azeem Al Sofy Village - Bill No.3: PUMP STATION - 3.1.7 - a.2 | Cement tiles for roof | Approved
Qasr Rashwan - Lot B _0208 | CLI.CON-000001 |  |  | Approved
Qasr Rashwan - Lot B _0208 | CLI.CON-000001 | 10.13 - Abd Al Azeem Al Sofy-BILL NO. 3.2: Main Pump Station-3.2.4-b | Industrial Single Phase Switched Power Socket 220v, 25A, 2-pin Type Complete With Earthing Contact And Cover. | Approved
Qasr Rashwan - Lot B _0208 | CLI.CON-000001 |  |  | Approved
Qasr Rashwan - Lot B _0208 | CLI.CON-000001 |  |  | Approved
Qasr Rashwan - Lot B _0208 | CLI.CON-000001 | 10.17 - Abd Al Azeem Al Sofy -BILL NO. 4.2: Plumbing Works – Guard Room-4.2.4- | 75mm | Approved
Qasr Rashwan - Lot B _0208 | CLI.CON-000001 |  |  | Approved
Qasr Rashwan - Lot B _0208 | CLI.CON-000001 | 10.17 - Abd Al Azeem Al Sofy -BILL NO. 4.2: Plumbing Works – Guard Room-4.2.2-a. | 25mm dia. | Approved
Qasr Rashwan - Lot B _0208 | CLI.CON-000001 |  |  | Approved
Qasr Rashwan - Lot B _0208 | CLI.CON-000001 | 10.17 - Abd Al Azeem Al Sofy -BILL NO. 4.2: Plumbing Works – Guard Room-4.2.1-b. | Supply and install hand wash sink with soap dish and holder, with all its required accessories, water mixer, faucets, floor and siphon chrome 1.5 inch, include cold and hot water supply connections, sewage pipes with 2 corner stopcocks with approved sample. All required works of completion with the industry standards. | Approved
Qasr Rashwan - Lot B _0208 | CLI.CON-000001 |  |  | Approved
Qasr Rashwan - Lot B _0208 | CLI.CON-000001 | 10.27 - Abd Al Azeem Al Sofy Village - Bill No.9: Site Work - 9.3.6 - 9.3.6 | Supply and Install catsh basin including all necessary fittings, the rate shall include excavation in soil, PVC pipes (SN4) with inner diameter of 150 mm for connections between storm gully and manhole, lay bedding layer under gravity pipe line, backfilling above pipe lines and surplus excavation as per specifications and drawings. | Approved
Qasr Rashwan - Lot B _0208 | CLI.CON-000001 |  |  | Approved
Qasr Rashwan - Lot B _0208 | CLI.CON-000001 | 10.11 - Abd Al Azeem Al Sofy -Bill No.2: Force Main Pipeline-2.1- | Deep Dewatering according to soil investigation, specification and Engineer instruction. | Approved
Qasr Rashwan - Lot B _0208 | CLI.CON-000001 |  |  | Approved
Qasr Rashwan - Lot B _0208 | CLI.CON-000001 | 10.11 - Abd Al Azeem Al Sofy -Bill No.2: Force Main Pipeline-2.5.3-c | Flange socket with puddle flanged pieces 250mm | Approved
Qasr Rashwan - Lot B _0208 | CLI.CON-000001 |  |  | Approved
Qasr Rashwan - Lot B _0208 | CLI.CON-000001 | 10.15 - Abd Al Azeem Al Sofy -Bill No.3.4: Mechanical Works - Pumping Station-3.4.4-f. | Blind flange, dia. 400 mm. | Approved
Qasr Rashwan - Lot B _0208 | CLI.CON-000001 |  |  | Approved
Qasr Rashwan - Lot B _0208 | CLI.CON-000001 | 10.27 - Abd Al Azeem Al Sofy Village - Bill No.9: Site Work - 9.2.7 - a. | Supply and apply of Dry mix paint for facades including substrate preparation, scaffoldings, grooves, applying three coats of paint as per required colors and all required accessories as shown on the Contract Drawings, recommended by manufacturer and approved by the Engineer prior to installation. | Approved
Qasr Rashwan - Lot B _0208 | CLI.CON-000001 |  |  | Approved
Qasr Rashwan - Lot B _0208 | CLI.CON-000001 | 10.11 - Abd Al Azeem Al Sofy -Bill No.2: Force Main Pipeline-2.5.3-b | Flange spigot with puddle flanged pieces 400mm | Approved
Qasr Rashwan - Lot B _0208 | CLI.CON-000001 |  |  | Approved
Qasr Rashwan - Lot B _0208 | CLI.CON-000001 | 10.10 - Abd Al Azeem Al Sofy -BILL NO.1: SEWAGE NETWORK-1.1.2-a.2 | Ditto, depth to invert between 2.51 m and 3.50 m | Approved
Qasr Rashwan - Lot B _0208 | CLI.CON-000001 |  |  | Approved
Qasr Rashwan - Lot B _0208 | CLI.CON-000001 | 10.10 - Abd Al Azeem Al Sofy -BILL NO.1: SEWAGE NETWORK-1.1.1-c.4 | Ditto, depth to invert between 3.51 m and 4.50 m | Approved
Qasr Rashwan - Lot B _0208 | CLI.CON-000001 |  |  | Approved
Qasr Rashwan - Lot B _0208 | CLI.CON-000001 | 10.15 - Abd Al Azeem Al Sofy -Bill No.3.4: Mechanical Works - Pumping Station-3.4.3-g. | Flanged Reducer, dia 300/Pump outlet diameter | Approved
Qasr Rashwan - Lot B _0208 | CLI.CON-000001 |  |  | Approved
Qasr Rashwan - Lot B _0208 | CLI.CON-000001 | 10.19 - Abd Al Azeem Al Sofy Village - Bill No.5: Store - 5.1.4 - a. | Supply and apply two coats of oxidized bituminous paint insulation to reinforced concrete in contact with soil such as footings, ground beam, columns pedestal and masonry work to 15 cm upper the GL, sample shall be approved before execution and all required works shall be as per manufacturer's instructions, recommendations and Specification. | Approved
Qasr Rashwan - Lot B _0208 | CLI.CON-000001 |  |  | Approved
Qasr Rashwan - Lot B _0208 | CLI.CON-000001 | 10.14 - Abd Al Azeem Al Sofy-BILL NO. 3.3: Main Pump Station-3.3.1- | Medium voltage cables feeding the pumping station, this cables include the cables connection from the the Egyptian Electrical Authority (EEA) substation (outside puming station) up to the Ring Main Units (RMUs) inside pumping station. The contractor shall be responsible to coordinate with the EEA for identifying the cable route, size, laying, ..etc. | Approved
Qasr Rashwan - Lot B _0208 | CLI.CON-000001 |  |  | Approved
Qasr Rashwan - Lot B _0208 | CLI.CON-000001 |  |  | Approved
Qasr Rashwan - Lot B _0208 | CLI.CON-000001 | 11.15 - Abd Al Rahman Ibrahim-Bill No.3.4: Mechanical Works - Pumping Station--3.4.2 | Supply only Submersible Pump in store 46 L/s, 22 m head coupled with Electric Motor complete with submersible cable, all protection items….etc) and all accessories required for a good working condition, as per Contract Documents. | Approved
Qasr Rashwan - Lot B _0208 | CLI.CON-000001 |  |  | Approved
Qasr Rashwan - Lot B _0208 | CLI.CON-000001 | 11.2 | BILL NO. 5.2 Electrical Works – Store Building | Approved
Qasr Rashwan - Lot B _0208 | CLI.CON-000001 |  |  | Approved
Qasr Rashwan - Lot B _0208 | CLI.CON-000001 | 11.23 - Abd Al Rahman Ibrahim- BILL NO. 6.3: Admin Room-6.3.4-b | Single Phase Switched waterproof Socket, 220V, 16A, 3 Pin Complete With Cover (IP55) | Approved
Qasr Rashwan - Lot B _0208 | CLI.CON-000001 |  |  | Approved
Qasr Rashwan - Lot B _0208 | CLI.CON-000001 | 11.25 - Abd Al Rahman Ibrahim-BILL NO.7.2: Generator Shed-7.2.3-a | One Way, One-gang Lighting Switch 10A. | Approved
Qasr Rashwan - Lot B _0208 | CLI.CON-000001 |  |  | Approved
Qasr Rashwan - Lot B _0208 | CLI.CON-000001 | 11.15 - Abd Al Rahman Ibrahim-Bill No.3.4: Mechanical Works - Pumping Station-3.4.3-a. | D.C.I, K9, flanged pipes, dia. 200 mm. | Approved
Qasr Rashwan - Lot B _0208 | CLI.CON-000001 |  |  | Approved
Qasr Rashwan - Lot B _0208 | CLI.CON-000001 | 11.10 - Abd Al Rahman Ibrahim-BILL NO.1: SEWAGE NETWORK-1.5.2-a | DN 500mm, DI pipe, K9 | Approved
Qasr Rashwan - Lot B _0208 | CLI.CON-000001 |  |  | Approved
Qasr Rashwan - Lot B _0208 | CLI.CON-000001 | 11.11 - Abd Al Rahman Ibrahim-Bill No.2: Force Main Pipeline-2.3.5-b | 45º (300mm) | Approved
Qasr Rashwan - Lot B _0208 | CLI.CON-000001 |  |  | Approved
Qasr Rashwan - Lot B _0208 | CLI.CON-000001 | 11.21 - Iz. Abd Al Rahman Ibrahim - Bill No.6: Admin Building - 6.1.6 - a.2 | Type D2, size 700mmx2,200mm | Approved
Qasr Rashwan - Lot B _0208 | CLI.CON-000001 |  |  | Approved
Qasr Rashwan - Lot B _0208 | CLI.CON-000001 | 11.13 - Abd Al Rahman Ibrahim-BILL NO. 3.2: Main Pump Station-3.2.1- | Supply, install, connect, test and commission of complete L.V. distribution boards (LP-PS) the price include selectvity study, termination, Identifications, labling, glands, copper luggs as specified and as indicating drawings. System shall be lump sum complete in every respect with all necessary accessories and ancillary works. | Approved
Qasr Rashwan - Lot B _0208 | CLI.CON-000001 |  |  | Approved
Qasr Rashwan - Lot B _0208 | CLI.CON-000001 | 11.19 - Iz. Abd Al Rahman Ibrahim - Bill No.5: Store - 5.1.1 - a. | Excavation from ground level to required depth and grades in all types of soil except the rock, including support system, floading with water, dewatering, compacting bottom of excavation using dynamic roller, transporting excavated materials to the approved off-Site disposal area as per drawings, specifications and geotechnical report. | Approved
Qasr Rashwan - Lot B _0208 | CLI.CON-000001 |  |  | Approved
Qasr Rashwan - Lot B _0208 | CLI.CON-000001 | 11.11 - Abd Al Rahman Ibrahim-Bill No.2: Force Main Pipeline-2.5.3-a | Flange socket with puddle flanged pieces 350mm | Approved
Qasr Rashwan - Lot B _0208 | CLI.CON-000001 |  |  | Approved
Qasr Rashwan - Lot B _0208 | CLI.CON-000001 | 11.27 | BILL NO. 9 Site Works – Pumping Station | Approved
Qasr Rashwan - Lot B _0208 | CLI.CON-000001 |  |  | Approved
Qasr Rashwan - Lot B _0208 | CLI.CON-000001 | 11.15 - Abd Al Rahman Ibrahim-Bill No.3.4: Mechanical Works - Pumping Station-3.4.4-a. | D.C.I, K9, flanged pipes, dia. 350 mm. | Approved
Qasr Rashwan - Lot B _0208 | CLI.CON-000001 |  |  | Approved
Qasr Rashwan - Lot B _0208 | CLI.CON-000001 | 11.27 - Iz. Abd Al Rahman Ibrahim - Bill No.9: Site Work - 9.1 - 9.1.c | Supply and install pre-cast concrete kerbs, the price includes excavation, backfilling, mortar bed, lean concrete, concrete haunching, including ends, angles, provision of curb opening for drainage, and painting. All required works of completion with the industry standards, as per specification, drawings and Engineer instructions. | Approved
Qasr Rashwan - Lot B _0208 | CLI.CON-000001 |  |  | Approved
Qasr Rashwan - Lot B _0208 | CLI.CON-000001 | 11.19 - Iz. Abd Al Rahman Ibrahim - Bill No.5: Store - 5.1.7 - a.1 | Abrasion, friction and shock resistant ceramic | Approved
Qasr Rashwan - Lot B _0208 | CLI.CON-000001 |  |  | Approved
Qasr Rashwan - Lot B _0208 | CLI.CON-000001 | 11.20 - Abd Al Rahman Ibrahim-BILL NO. 5.2: Store-5.2.2-b | Ditto As Above But For Maintained Electricity Duration. Provided With Emergency Unit For 3 Hours | Approved
Qasr Rashwan - Lot B _0208 | CLI.CON-000001 | 12.27 - Iz. Suleiman Tadrus - Bill No.9: Site Work - 9.2.7 - a. | Supply and apply of Dry mix paint for facades including substrate preparation, scaffoldings, grooves, applying three coats of paint as per required colors and all required accessories as shown on the Contract Drawings, recommended by manufacturer and approved by the Engineer prior to installation. | Approved
Qasr Rashwan - Lot B _0208 | CLI.CON-000001 |  |  | Approved
Qasr Rashwan - Lot B _0208 | CLI.CON-000001 | 12.11 - Suleiman Tadrus-Bill No.2: Force Main Pipeline--2.7 | Supply and filling by clean sand between the existing covered waterways and the forcemain pipe covered by concrete encasement | Approved
Qasr Rashwan - Lot B _0208 | CLI.CON-000001 |  |  | Approved
Qasr Rashwan - Lot B _0208 | CLI.CON-000001 | 12.27 | BILL NO. 9 Site Works – Pumping Station | Approved
Qasr Rashwan - Lot B _0208 | CLI.CON-000001 |  |  | Approved
Qasr Rashwan - Lot B _0208 | CLI.CON-000001 | 12.18 - Iz. Suleiman Tadrus-BILL NO. 4.3: Guard room-4.3.4-b | Single Phase Switched waterproof Socket, 220V, 16A, 3 Pin Complete With Cover (IP55) | Approved
Qasr Rashwan - Lot B _0208 | CLI.CON-000001 |  |  | Approved
Qasr Rashwan - Lot B _0208 | CLI.CON-000001 | 12.11 - Suleiman Tadrus-Bill No.2: Force Main Pipeline-2.5.4-c | Dismantling joint 150mm | Approved
Qasr Rashwan - Lot B _0208 | CLI.CON-000001 |  |  | Approved
Qasr Rashwan - Lot B _0208 | CLI.CON-000001 | 12.17 - Suleiman Tadrus-Bill No.4.2: Plumbing Works – Guard Room-4.2.3-a. | gully trap 30 x 30 | Approved
Qasr Rashwan - Lot B _0208 | CLI.CON-000001 |  |  | Approved
Qasr Rashwan - Lot B _0208 | CLI.CON-000001 | 12.11 - Suleiman Tadrus-Bill No.2: Force Main Pipeline-2.3.2-b | Tee 300/100 | Approved
Qasr Rashwan - Lot B _0208 | CLI.CON-000001 |  |  | Approved
Qasr Rashwan - Lot B _0208 | CLI.CON-000001 | 12.21 - Iz. Suleiman Tadrus - Bill No.6: Admin Building - 6.1.7 - a.2 | Ceramic floor, non-slip ceramic for toilet | Approved
Qasr Rashwan - Lot B _0208 | CLI.CON-000001 |  |  | Approved
Qasr Rashwan - Lot B _0208 | CLI.CON-000001 | 12.10 - Suleiman Tadrus-BILL NO.1: SEWAGE NETWORK-1.2.2-b. | drops for pipe 400mm dia. | Approved
Qasr Rashwan - Lot B _0208 | CLI.CON-000001 |  |  | Approved
Qasr Rashwan - Lot B _0208 | CLI.CON-000001 | 12.10 - Suleiman Tadrus-BILL NO.1: SEWAGE NETWORK-1.7.2-b | Crossing under RAHIM ROAD by pipe jacking or macro-tunneling | Approved
Qasr Rashwan - Lot B _0208 | CLI.CON-000001 |  |  | Approved
Qasr Rashwan - Lot B _0208 | CLI.CON-000001 | 12.21 - Iz. Suleiman Tadrus - Bill No.6: Admin Building - 6.1.4 - a. | Supply and apply two coats of oxidized bituminous paint insulation to surfaces under ground contact with soil such as footings, ground beam, columns pedestal and masonry work to 15 cm upper the GL, sample shall be approved before execution and all required works shall be as per manufacturer's instructions, recommendations and Specification. | Approved
Qasr Rashwan - Lot B _0208 | CLI.CON-000001 |  |  | Approved
Qasr Rashwan - Lot B _0208 | CLI.CON-000001 | 12.27 - Iz. Suleiman Tadrus - Bill No.9: Site Work - 9.3.1 - b. | 100mm dia. | Approved
Qasr Rashwan - Lot B _0208 | CLI.CON-000001 |  |  | Approved
Qasr Rashwan - Lot B _0208 | CLI.CON-000001 | 12.10 - Suleiman Tadrus-BILL NO.1: SEWAGE NETWORK-1.1.1-e.3 | Ditto, depth to invert between 2.51 m and 3.50 m | Approved
Qasr Rashwan - Lot B _0208 | CLI.CON-000001 |  |  | Approved
Qasr Rashwan - Lot B _0208 | CLI.CON-000001 | 12.10 - Suleiman Tadrus-BILL NO.1: SEWAGE NETWORK-1.1.1-f.2 | Ditto, depth to invert between 5.51 m and 6.50 m | Approved
Qasr Rashwan - Lot B _0208 | CLI.CON-000001 |  |  | Approved
Qasr Rashwan - Lot B _0208 | CLI.CON-000001 | 12.11 - Suleiman Tadrus-Bill No.2: Force Main Pipeline-2.3.1-b | Gate valve 300 mm dia. | Approved
Qasr Rashwan - Lot B _0208 | CLI.CON-000001 |  |  | Approved
Qasr Rashwan - Lot B _0208 | CLI.CON-000001 | 12.27 - Iz. Suleiman Tadrus - Bill No.9: Site Work - 9.2.4 - a | Supply and apply two coats of oxidized bituminous paint insulation to reinforced concrete in contact with soil such as footings, ground beam, columns pedestal and masonry work to 15 cm upper the GL, sample shall be approved before execution and all required works shall be as per manufacturer's instructions, recommendations and Specification. | Approved
Qasr Rashwan - Lot B _0208 | CLI.CON-000001 |  |  | Approved
Qasr Rashwan - Lot B _0208 | CLI.CON-000001 | 12.25 | BILL NO. 7.2 Electrical Works - Generator Shed | Approved
Qasr Rashwan - Lot B _0208 | CLI.CON-000001 |  |  | Approved
Qasr Rashwan - Lot B _0208 | CLI.CON-000001 |  |  | Approved
Qasr Rashwan - Lot B _0208 | CLI.CON-000001 | 12.11 - Suleiman Tadrus-Bill No.2: Force Main Pipeline-2.5.3-c | Flange socket with puddle flanged pieces 200mm | Approved
Qasr Rashwan - Lot B _0208 | CLI.CON-000001 |  |  | Approved
Qasr Rashwan - Lot B _0208 | CLI.CON-000001 | 12.10 - Suleiman Tadrus-BILL NO.1: SEWAGE NETWORK-1.3-b. | Tank with external Dimensions (5.25*3*5.4) m | Approved
Qasr Rashwan - Lot B _0208 | CLI.CON-000001 |  |  | Approved
Qasr Rashwan - Lot B _0208 | CLI.CON-000001 | 12.27 - Iz. Suleiman Tadrus - Bill No.9: Site Work - 9.1 - 9.1.d | Supply and install and planting of grass including base, supbase and irrigation system include irrigation hydrant, valves and pipes. All required works of completion with the industry standards, as per specification and Engineer instructions. | Approved
Qasr Rashwan - Lot B _0208 | CLI.CON-000001 |  |  | Approved
Qasr Rashwan - Lot B _0208 | CLI.CON-000001 | 12.21 - Iz. Suleiman Tadrus - Bill No.6: Admin Building - 6.1.2 - b.1 | for foundation | Approved
Qasr Rashwan - Lot B _0208 | CLI.CON-000001 |  |  | Approved
Qasr Rashwan - Lot B _0208 | CLI.CON-000001 | 12.16 - Iz. Suleiman Tadrus - Bill No.4: Guard room - 4.1.3 - a.2 | 120 mm thick. | Approved
Qasr Rashwan - Lot B _0208 | CLI.CON-000001 |  |  | Approved
Qasr Rashwan - Lot B _0208 | CLI.CON-000001 | 12.23 - Iz. Suleiman Tadrus- BILL NO. 6.3: Admin Room-6.3.2-b | Ditto As Above But For Maintained Electricity Duration. Provided With Emergency Unit For 3 Hours | Approved
Qasr Rashwan - Lot B _0208 | CLI.CON-000001 |  |  | Approved
Qasr Rashwan - Lot B _0208 | CLI.CON-000001 | 12.11 - Suleiman Tadrus-Bill No.2: Force Main Pipeline-2.5.1-b | Gate valve 200mm dia. | Approved
Qasr Rashwan - Lot B _0208 | CLI.CON-000001 |  |  | Approved
Qasr Rashwan - Lot B _0208 | CLI.CON-000001 | 12.19 - Iz. Suleiman Tadrus - Bill No.5: Store - 5.1.5 - b | Supply and apply external cement plastering to facades with all metal accessories, base and finish coat, thickness 2cm striped with 2 cm groove render for facades. all required works of completion with the industry standards. As per Specification, Drawings and the Engineer's instructions. | Approved
Qasr Rashwan - Lot B _0208 | CLI.CON-000001 |  |  | Approved
Qasr Rashwan - Lot B _0208 | CLI.CON-000001 | 12.15 - Suleiman Tadrus-Bill No.3.4: Mechanical Works - Pumping Station-3.4.4-f. | Blind flange, dia. 300 mm. | Approved
Qasr Rashwan - Lot B _0208 | CLI.CON-000001 |  |  | Approved
Qasr Rashwan - Lot B _0208 | CLI.CON-000001 | 12.11 - Suleiman Tadrus-Bill No.2: Force Main Pipeline-2.4.2 rate-d | Double Wash-out valve chamber | Approved
Qasr Rashwan - Lot B _0208 | CLI.CON-000001 |  |  | Approved
Qasr Rashwan - Lot B _0208 | CLI.CON-000001 | 12.19 - Iz. Suleiman Tadrus - Bill No.5: Store - 5.1.8 - b | Supply and apply of Dry mix paint for facades including substrate preparation, scaffoldings, grooves, applying three coats of paint as per required colors and all required accessories as shown on the Contract Drawings, recommended by manufacturer and approved by the Engineer prior to installation. | Approved
Qasr Rashwan - Lot B _0208 | CLI.CON-000001 |  |  | Approved
Qasr Rashwan - Lot B _0208 | CLI.CON-000001 | 12.11 - Suleiman Tadrus-Bill No.2: Force Main Pipeline--2.5.6 | Supplying, installing, connecting and testing of ductile iron pipes with diamter 150 mm for wash-out chamber and inlet pipe (in the case of chamber Type-A) , the item includes all pipes, fittings ,flexible joint, gaskets, bolts, nut, washers, non-shrink mortar and all required works for completion and performance of the work item in accordance with the Contract Drawings, Specifications, the Ministerial Decree No. (277 / 2000) and its annexes No. 14 /2002) and the Engineer's instructions. | Approved
Qasr Rashwan - Lot B _0208 | CLI.CON-000001 |  |  | Approved
Qasr Rashwan - Lot B _0208 | CLI.CON-000001 | 12.10 - Suleiman Tadrus-BILL NO.1: SEWAGE NETWORK-1.1.1-a.1 | Depth to invert not exceeding 1.2 m | Approved
Qasr Rashwan - Lot B _0208 | CLI.CON-000001 |  |  | Approved
Qasr Rashwan - Lot B _0208 | CLI.CON-000001 | 12.21 - Iz. Suleiman Tadrus - Bill No.6: Admin Building - 6.1.3 - b.2 | 120 mm thick. | Approved
Qasr Rashwan - Lot B _0208 | CLI.CON-000001 |  |  | Approved
Qasr Rashwan - Lot B _0208 | CLI.CON-000001 | 12.21 - Iz. Suleiman Tadrus - Bill No.6: Admin Building - 6.1.6 - b.2 | Type W2, 600 mm width x 600 mm height | Approved
Qasr Rashwan - Lot B _0208 | CLI.CON-000001 |  |  | Approved
Qasr Rashwan - Lot B _0208 | CLI.CON-000001 | 12.10 - Suleiman Tadrus-BILL NO.1: SEWAGE NETWORK-1.7.1-a | (Crossing under RAHIM ROAD inside concrete encasement 25cm (400mm) | Approved
Qasr Rashwan - Lot B _0208 | CLI.CON-000001 |  |  | Approved
Qasr Rashwan - Lot B _0208 | CLI.CON-000001 | 13.20 - Iz.Salih Shamatah-BILL NO. 5.2: Store-5.2.1- | Supply, install, connect, test and commission of complete L.V. distribution boards (LP-ST) the price include selectvity study, termination, Identifications, labling, glands, copper luggs as specified and as indicating drawings. System shall be lump sum complete in every respect with all necessary accessories and ancillary works. | Approved
Qasr Rashwan - Lot B _0208 | CLI.CON-000001 |  |  | Approved
Qasr Rashwan - Lot B _0208 | CLI.CON-000001 | 13.11 - Salih Shamatah-Bill No.2: Force Main Pipeline-2.3.3-d | Flange spigot with puddle flanged pieces 150mm | Approved
Qasr Rashwan - Lot B _0208 | CLI.CON-000001 |  |  | Approved
Qasr Rashwan - Lot B _0208 | CLI.CON-000001 | 13.13 - Iz.Salih Shamatah-BILL NO. 3.2: Main Pump Station-3.2.5-a | Wall Mounted Exhaust Fan Outlet. | Approved
Qasr Rashwan - Lot B _0208 | CLI.CON-000001 |  |  | Approved
Qasr Rashwan - Lot B _0208 | CLI.CON-000001 | 13.21 - Iz. Salih Shamatah - Bill No.6: Admin Building - 6.1.3 - a.1 | 250 mm thick. | Approved
Qasr Rashwan - Lot B _0208 | CLI.CON-000001 |  |  | Approved
Qasr Rashwan - Lot B _0208 | CLI.CON-000001 | 13.21 - Iz. Salih Shamatah - Bill No.6: Admin Building - 6.1.8 - a | Supply and apply of acrylic paint for internal walls and ceiling including substrate preparation, applying three coats of paint as per required colors and all required accessories as shown on drawings, specified in the Contract documents, recommended by manufacturer and approved by the Engineer prior to installation. | Approved
Qasr Rashwan - Lot B _0208 | CLI.CON-000001 |  |  | Approved
Qasr Rashwan - Lot B _0208 | CLI.CON-000001 | 13.15 - Salih Shamatah-Bill No.3.4: Mechanical Works - Pumping Station-3.4.4-c. | Tee, 200/150 mm. | Approved
Qasr Rashwan - Lot B _0208 | CLI.CON-000001 |  |  | Approved
Qasr Rashwan - Lot B _0208 | CLI.CON-000001 | 13.10 - Salih Shamatah-BILL NO.1: SEWAGE NETWORK-1.1.1-c.1 | Depth to invert not exceeding 1.5 m | Approved
Qasr Rashwan - Lot B _0208 | CLI.CON-000001 |  |  | Approved
Qasr Rashwan - Lot B _0208 | CLI.CON-000001 | 13.19 - Iz. Salih Shamatah - Bill No.5: Store - 5.1.5 - b | Supply and apply external cement plastering to facades with all metal accessories, base and finish coat, thickness 2cm striped with 2 cm groove render for facades. all required works of completion with the industry standards. As per Specification, Drawings and the Engineer's instructions. | Approved
Qasr Rashwan - Lot B _0208 | CLI.CON-000001 |  |  | Approved
Qasr Rashwan - Lot B _0208 | CLI.CON-000001 | 13.15 | BILL NO. 3.4 Mechanical Works - Pumping Station | Approved
Qasr Rashwan - Lot B _0208 | CLI.CON-000001 |  |  | Approved
Qasr Rashwan - Lot B _0208 | CLI.CON-000001 | 13.23 - Iz.Salih Shamatah- BILL NO. 6.3: Admin Room-6.3.2-d | Surface Mounted Luminaire (IP54) With 20W LED lamp. | Approved
Qasr Rashwan - Lot B _0208 | CLI.CON-000001 |  |  | Approved
Qasr Rashwan - Lot B _0208 | CLI.CON-000001 | 13.21 - Iz. Salih Shamatah - Bill No.6: Admin Building - 6.1.7 - a.2 | Ceramic floor, non-slip ceramic for toilet | Approved
Qasr Rashwan - Lot B _0208 | CLI.CON-000001 |  |  | Approved
Qasr Rashwan - Lot B _0208 | CLI.CON-000001 | 13.14 - Iz.Salih Shamatah-BILL NO. 3.3: Main Pump Station-3.3.16- | Layout external lighting complete with (Solar lighting poles (solar panels, battery, LED light, charger), boundary wall lighting, wires, UPVC and PVC Conduits,…..etc) and all accessories as per Contract documents. | Approved
Qasr Rashwan - Lot B _0208 | CLI.CON-000001 |  |  | Approved
Qasr Rashwan - Lot B _0208 | CLI.CON-000001 | 13.27 - Iz. Salih Shamatah - Bill No.9 - Site Works - 9.3.6 - 9.3.6 | Supply and Install catsh basin including all necessary fittings, the rate shall include excavation in soil, PVC pipes (SN4) with a inner diameter of 150 mm for connections between storm gully and manhole, lay bedding layer under gravity pipe line, backfilling above pipe lines and surplus excavation as per specifications and drawings. | Approved
Qasr Rashwan - Lot B _0208 | CLI.CON-000001 |  |  | Approved
Qasr Rashwan - Lot B _0208 | CLI.CON-000001 | 13.12 - Iz. Salih Shamatah - Bill No.3: PUMP STATION - 3.1.9 - a | 75mm dia. | Approved
Qasr Rashwan - Lot B _0208 | CLI.CON-000001 |  |  | Approved
Qasr Rashwan - Lot B _0208 | CLI.CON-000001 | 13.11 - Salih Shamatah-Bill No.2: Force Main Pipeline-2.3.2-a | Tee 200/150 | Approved
Qasr Rashwan - Lot B _0208 | CLI.CON-000001 |  |  | Approved
Qasr Rashwan - Lot B _0208 | CLI.CON-000001 | 13.11 - Salih Shamatah-Bill No.2: Force Main Pipeline-2.5.2-a | Tee 200/150 | Approved
Qasr Rashwan - Lot B _0208 | CLI.CON-000001 | 14.25 - Iz. Abou Hussein - Bill No.8: Site Work - 8.1 - 8.1.a | Supply and install and test Reinforced concrete pavement (20 cm thick) inside the plant including formwork and steel reinforcement mesh, 15 cm gravel as base, leveling, helicopter finish and coated by screed and all its requirement for completion the work. As per Specification, Drawings and Engineer's instructions | Approved
Qasr Rashwan - Lot B _0208 | CLI.CON-000001 |  |  | Approved
Qasr Rashwan - Lot B _0208 | CLI.CON-000001 | 14.12 - Iz. Abou Hussein - Bill No.3: PUMP STATION - 3.1.2 - b | Supplying and casting unreinforced concrete (Grade C30) for dicophyl by sulfate-resistant cement below underground water and up to the required level, and it includes the supply, installation and installation of galvanized iron injection pipes as required by Drawings and Specifications. | Approved
Qasr Rashwan - Lot B _0208 | CLI.CON-000001 |  |  | Approved
Qasr Rashwan - Lot B _0208 | CLI.CON-000001 | 14.14 - Iz. Abou Hussein-BILL NO. 3.3: Main Pump Station-3.3.11- | Supply, installation, termination and testing of instrumentation shielded cables (2 x 1.5 mm2) from field instrumentation to control panel complete with conduits, pull boxes, junction boxes, accessories, duct bank...etc. | Approved
Qasr Rashwan - Lot B _0208 | CLI.CON-000001 |  |  | Approved
Qasr Rashwan - Lot B _0208 | CLI.CON-000001 | 14.10 - Abou Hussein-BILL NO.1 : SEWAGE NETWORK-1.5.3-d | Pipe coupler | Approved
Qasr Rashwan - Lot B _0208 | CLI.CON-000001 |  |  | Approved
Qasr Rashwan - Lot B _0208 | CLI.CON-000001 | 14.11 - Abou Hussein-BILL NO.2 : Force Main Pipeline-2.2-a | Valve chamber type (A) | Approved
Qasr Rashwan - Lot B _0208 | CLI.CON-000001 |  |  | Approved
Qasr Rashwan - Lot B _0208 | CLI.CON-000001 | 14.15 - Abou Hussein-Bill No.3.4: Mechanical Works - Pumping Station--3.4.10 | Maintenance tools as per tendered documents. | Approved
Qasr Rashwan - Lot B _0208 | CLI.CON-000001 |  |  | Approved
Qasr Rashwan - Lot B _0208 | CLI.CON-000001 | 14.11 - Abou Hussein-BILL NO.2 : Force Main Pipeline-2.2-d | Flowmeter chamber | Approved
Qasr Rashwan - Lot B _0208 | CLI.CON-000001 |  |  | Approved
Qasr Rashwan - Lot B _0208 | CLI.CON-000001 | 14.10 - Abou Hussein-BILL NO.1 : SEWAGE NETWORK-1.1.1-a.1 | Depth to invert not exceeding 1.2 m | Approved
Qasr Rashwan - Lot B _0208 | CLI.CON-000001 |  |  | Approved
Qasr Rashwan - Lot B _0208 | CLI.CON-000001 | 14.10 - Abou Hussein-BILL NO.1 : SEWAGE NETWORK-1.5.3-b | Dismantling joints | Approved
Qasr Rashwan - Lot B _0208 | CLI.CON-000001 |  |  | Approved
Qasr Rashwan - Lot B _0208 | CLI.CON-000001 | 14.19 - Iz. Abou Hussein - Bill No.5: Admin Building - 5.1.6 - a.2 | Type D2, size 700mmx2,200mm | Approved
Qasr Rashwan - Lot B _0208 | CLI.CON-000001 |  |  | Approved
Qasr Rashwan - Lot B _0208 | CLI.CON-000001 | 14.18 - Iz. Abou Hussein-BILL NO. 4.3: Guard room-4.3.3-a | One Way, Two-gang Lighting Switch 10A. | Approved
Qasr Rashwan - Lot B _0208 | CLI.CON-000001 |  |  | Approved
Qasr Rashwan - Lot B _0208 | CLI.CON-000001 | 14.16 - Iz. Abou Hussein - Bill No.4: Guard room - 4.1.7 - c | Supply and lay marble / granite steps the riser 20 mm thick and the tread 40 mm thick including skirting & anti slip braking width 3 cm, as parallel lines as per drawings, specifications and approved sample. | Approved
Qasr Rashwan - Lot B _0208 | CLI.CON-000001 |  |  | Approved
Qasr Rashwan - Lot B _0208 | CLI.CON-000001 | 14.10 - Abou Hussein-BILL NO.1 : SEWAGE NETWORK-1.6.1-a | (Crossing under Road inside concrete encasement 25cm (250mm) | Approved
Qasr Rashwan - Lot B _0208 | CLI.CON-000001 |  |  | Approved
Qasr Rashwan - Lot B _0208 | CLI.CON-000001 | 14.15 - Abou Hussein-Bill No.3.4: Mechanical Works - Pumping Station-3.4.4-c. | Tee, 200/150 mm. | Approved
Qasr Rashwan - Lot B _0208 | CLI.CON-000001 |  |  | Approved
Qasr Rashwan - Lot B _0208 | CLI.CON-000001 | 14.12 - Iz. Abou Hussein - Bill No.3: PUMP STATION - 3.1.9 - a | 75mm dia. | Approved
Qasr Rashwan - Lot B _0208 | CLI.CON-000001 |  |  | Approved
Qasr Rashwan - Lot B _0208 | CLI.CON-000001 | 14.15 | BILL NO. 3.4 Mechanical Works - Pumping Station | Approved
Qasr Rashwan - Lot B _0208 | CLI.CON-000001 |  |  | Approved
Qasr Rashwan - Lot B _0208 | CLI.CON-000001 | 14.10 - Abou Hussein-BILL NO.1 : SEWAGE NETWORK-1.1.1-c.2 | Ditto, depth to invert between 1.51 m and 2.50 m | Approved
Qasr Rashwan - Lot B _0208 | CLI.CON-000001 |  |  | Approved
Qasr Rashwan - Lot B _0208 | CLI.CON-000001 | 10.10 - Abd Al Azeem Al Sofy -BILL NO.1: SEWAGE NETWORK-1.6.3-d | Pipe coupler | Approved
Qasr Rashwan - Lot B _0208 | CLI.CON-000001 |  |  | Approved
Qasr Rashwan - Lot B _0208 | CLI.CON-000001 | 10.19 - Abd Al Azeem Al Sofy Village - Bill No.5: Store - 5.1.7 - a.2 | cement tiling, for roof | Approved
Qasr Rashwan - Lot B _0208 | CLI.CON-000001 |  |  | Approved
Qasr Rashwan - Lot B _0208 | CLI.CON-000001 | 10.11 - Abd Al Azeem Al Sofy -Bill No.2: Force Main Pipeline-2.8.1- | Transfer the forcemain line for Qasr Rashwan village with 600 mm diameter with changing the damaged pipes according to the pipes used on the nature and the item includes excavation, backfill, dewatering and supporting the sides of the excavation with changing the damaged and completing the missing fitting with the same type of pipes used, the item including making the necessary transfers for the water line with 150 mm diameter and any facilities obstructing implementation and returning the thing to its original state, and include connection the new line to the valve chamber and the inlet chamber of the existing WWTP with all necessary fittings, all works shall be completed according to Drawings, Technical Specifications and Engineer instructions. the contractor must coordinate with Fayoum water and wastewater company befroe implementation. | Approved
Qasr Rashwan - Lot B _0208 | CLI.CON-000001 |  |  | Approved
Qasr Rashwan - Lot B _0208 | CLI.CON-000001 | 10.21 | BILL NO. 6.1 Civil Works - Admin Room | Approved
Qasr Rashwan - Lot B _0208 | CLI.CON-000001 |  |  | Approved
Qasr Rashwan - Lot B _0208 | CLI.CON-000001 | 10.11 - Abd Al Azeem Al Sofy -Bill No.2: Force Main Pipeline-2.3.1-b | Gate valve 400 mm dia. | Approved
Qasr Rashwan - Lot B _0208 | CLI.CON-000001 |  |  | Approved
Qasr Rashwan - Lot B _0208 | CLI.CON-000001 | 10.12 - Abd Al Azeem Al Sofy Village - Bill No.3: PUMP STATION - 3.1.2 - a.3 | For roof slopes, 30 mm to 140 mm thick | Approved
Qasr Rashwan - Lot B _0208 | CLI.CON-000001 |  |  | Approved
Qasr Rashwan - Lot B _0208 | CLI.CON-000001 | 10.16 - Abd Al Azeem Al Sofy Village - Bill No.4: Guard room - 4.1.6 - a.2 | Type D2, size 700mmx2,200mm | Approved
Qasr Rashwan - Lot B _0208 | CLI.CON-000001 |  |  | Approved
Qasr Rashwan - Lot B _0208 | CLI.CON-000001 | 10.23 | BILL NO. 6.3 Electrical Works – Admin Room | Approved
Qasr Rashwan - Lot B _0208 | CLI.CON-000001 |  |  | Approved
Qasr Rashwan - Lot B _0208 | CLI.CON-000001 | 10.11 - Abd Al Azeem Al Sofy -Bill No.2: Force Main Pipeline-2.5.5-c | 90º (150mm) | Approved
Qasr Rashwan - Lot B _0208 | CLI.CON-000001 |  |  | Approved
Qasr Rashwan - Lot B _0208 | CLI.CON-000001 | 10.19 - Abd Al Azeem Al Sofy Village - Bill No.5: Store - 5.1.1 - a. | Excavation from ground level to required depth and grades in all types of soil except the rock, including support system, floading with water, dewatering, compacting bottom of excavation using dynamic roller, transporting excavated materials to the approved off-Site disposal area as per drawings, specifications and geotechnical report. | Approved
Qasr Rashwan - Lot B _0208 | CLI.CON-000001 |  |  | Approved
Qasr Rashwan - Lot B _0208 | CLI.CON-000001 | 10.16 - Abd Al Azeem Al Sofy Village - Bill No.4: Guard room - 4.1.6 - b.2 | Type W2, 600 mm width x 600 mm height | Approved
Qasr Rashwan - Lot B _0208 | CLI.CON-000001 |  |  | Approved
Qasr Rashwan - Lot B _0208 | CLI.CON-000001 | 10.21 - Abd Al Azeem Al Sofy Village - Bill No.6: Admin Building - 6.1.3 - b.1 | 250 mm thick. | Approved
Qasr Rashwan - Lot B _0208 | CLI.CON-000001 |  |  | Approved
Qasr Rashwan - Lot B _0208 | CLI.CON-000001 | 10.21 - Abd Al Azeem Al Sofy Village - Bill No.6: Admin Building - 6.1.7 - a.3 | cement tiling, for roof | Approved
Qasr Rashwan - Lot B _0208 | CLI.CON-000001 |  |  | Approved
Qasr Rashwan - Lot B _0208 | CLI.CON-000001 | 10.12 - Abd Al Azeem Al Sofy Village - Bill No.3: PUMP STATION - 3.1.8 - b | Supply and apply of Dry mix paint for facades including substrate preparation, scaffoldings, grooves, applying three coats of paint as per required colors and all required accessories as shown on the Contract Drawings, recommended by manufacturer and approved by the Engineer prior to installation. | Approved
Qasr Rashwan - Lot B _0208 | CLI.CON-000001 |  |  | Approved
Qasr Rashwan - Lot B _0208 | CLI.CON-000001 | 10.21 - Abd Al Azeem Al Sofy Village - Bill No.6: Admin Building - 6.1.1 - a. | Excavation from ground level to required depth and grades in all types of soil except the rock, including support system, floading with water, dewatering, compacting bottom of excavation using dynamic roller, transporting excavated materials to the approved off-Site disposal area as per drawings, specifications and geotechnical report. | Approved
Qasr Rashwan - Lot B _0208 | CLI.CON-000001 |  |  | Approved
Qasr Rashwan - Lot B _0208 | CLI.CON-000001 | 10.16 - Abd Al Azeem Al Sofy Village - Bill No.4: Guard room - 4.1.8 - a | Supply and apply of acrylic paint for internal walls and ceiling including substrate preparation, applying three coats of paint as per required colors and all required accessories as shown on drawings, specified in the Contract documents, recommended by manufacturer and approved by the Engineer prior to installation. | Approved
Qasr Rashwan - Lot B _0208 | CLI.CON-000001 |  |  | Approved
Qasr Rashwan - Lot B _0208 | CLI.CON-000001 | 10.15 - Abd Al Azeem Al Sofy -Bill No.3.4: Mechanical Works - Pumping Station-3.4.11- | Fire fighting equipment as per tendered documents. BILL NO. 4.2: Plumbing Works – Guard Room | Approved
Qasr Rashwan - Lot B _0208 | CLI.CON-000001 |  |  | Approved
Qasr Rashwan - Lot B _0208 | CLI.CON-000001 | 10.11 - Abd Al Azeem Al Sofy -Bill No.2: Force Main Pipeline-2.6- | supplying and installing concrete encasement of 25cm around pipe under waterway to protect the pipe. All works required to complete the crossing with concrete encasement in accordance with Specifications 2.2.7.7 Concrete Encasement (Bedding and Surrounding), Contract Drawings and the Engineer's instructions | Approved
Qasr Rashwan - Lot B _0208 | CLI.CON-000001 |  |  | Approved
Qasr Rashwan - Lot B _0208 | CLI.CON-000001 | 10.10 - Abd Al Azeem Al Sofy -BILL NO.1: SEWAGE NETWORK-1.4-b | IC 60*90 cm | Approved
Qasr Rashwan - Lot B _0208 | CLI.CON-000001 |  |  | Approved
Qasr Rashwan - Lot B _0208 | CLI.CON-000001 | 10.15 - Abd Al Azeem Al Sofy -Bill No.3.4: Mechanical Works - Pumping Station-3.4.3-c. | Flanged non-return valve, dia. 300 mm. | Approved
Qasr Rashwan - Lot B _0208 | CLI.CON-000001 |  |  | Approved
Qasr Rashwan - Lot B _0208 | CLI.CON-000001 | 10.12 - Abd Al Azeem Al Sofy Village - Bill No.3: PUMP STATION - 3.1.4 - a | Supply and apply two coats of oxidized bituminous paint insulation to reinforced concrete in contact with soil such as footings, ground beam, columns necks and masonry work to 15 cm upper the GL, sample shall be approved before execution and all required works shall be as per manufacturer's instructions, recommendations and Specification. | Approved
Qasr Rashwan - Lot B _0208 | CLI.CON-000001 |  |  | Approved
Qasr Rashwan - Lot B _0208 | CLI.CON-000001 | 10.13 - Abd Al Azeem Al Sofy-BILL NO. 3.2: Main Pump Station-3.2.3-c | One Way, Two-gang Lighting Switch 10A. | Approved
Qasr Rashwan - Lot B _0208 | CLI.CON-000001 |  |  | Approved
Qasr Rashwan - Lot B _0208 | CLI.CON-000001 | 10.15 - Abd Al Azeem Al Sofy -Bill No.3.4: Mechanical Works - Pumping Station-3.4.7-b. | Rotary crane 2 ton, complete with all accessories as specified by Contract Documents. | Approved
Qasr Rashwan - Lot B _0208 | CLI.CON-000001 |  |  | Approved
Qasr Rashwan - Lot B _0208 | CLI.CON-000001 | 10.16 - Abd Al Azeem Al Sofy Village - Bill No.4: Guard room - 4.1.2 - b.2 | For grade slabs, 100 mm thick | Approved
Qasr Rashwan - Lot B _0208 | CLI.CON-000001 |  |  | Approved
Qasr Rashwan - Lot B _0208 | CLI.CON-000001 | 10.11 - Abd Al Azeem Al Sofy -Bill No.2: Force Main Pipeline-2.3.4-c | Dismantling joint 150mm | Approved
Qasr Rashwan - Lot B _0208 | CLI.CON-000001 |  |  | Approved
Qasr Rashwan - Lot B _0208 | CLI.CON-000001 | 10.10 - Abd Al Azeem Al Sofy -BILL NO.1: SEWAGE NETWORK-1.2.1-b.5 | Ditto, depth to invert between 3.51 m and 4.00 m | Approved
Qasr Rashwan - Lot B _0208 | CLI.CON-000001 |  |  | Approved
Qasr Rashwan - Lot B _0208 | CLI.CON-000001 | 10.10 - Abd Al Azeem Al Sofy -BILL NO.1: SEWAGE NETWORK-1.1.1-c.3 | Ditto, depth to invert between 2.51 m and 3.50 m | Approved
Qasr Rashwan - Lot B _0208 | CLI.CON-000001 |  |  | Approved
Qasr Rashwan - Lot B _0208 | CLI.CON-000001 | 10.25 - Abd Al Azeem Al Sofy-BILL NO.7.2: Generator Shed-7.2.2-a | Surface mounted luminaire with 1x60 watt led lamps, With (IP54) | Approved
Qasr Rashwan - Lot B _0208 | CLI.CON-000001 |  |  | Approved
Qasr Rashwan - Lot B _0208 | CLI.CON-000001 | 10.15 - Abd Al Azeem Al Sofy -Bill No.3.4: Mechanical Works - Pumping Station-3.4.3-f. | Flanged Wall piece, dia. 300 mm. | Approved
Qasr Rashwan - Lot B _0208 | CLI.CON-000001 |  |  | Approved
Qasr Rashwan - Lot B _0208 | CLI.CON-000001 | 10.16 - Abd Al Azeem Al Sofy Village - Bill No.4: Guard room - 4.1.6 - a.1 | Type D1, size 800mmx2,200mm | Approved
Qasr Rashwan - Lot B _0208 | CLI.CON-000001 |  |  | Approved
Qasr Rashwan - Lot B _0208 | CLI.CON-000001 |  |  | Approved
Qasr Rashwan - Lot B _0208 | CLI.CON-000001 | 11.16 - Iz. Abd Al Rahman Ibrahim - Bill No.4: Guard room - 4.1.2 - a.2 | For roof slopes, 30 mm to 140 mm thick | Approved
Qasr Rashwan - Lot B _0208 | CLI.CON-000001 |  |  | Approved
Qasr Rashwan - Lot B _0208 | CLI.CON-000001 | 11.12 - Iz. Abd Al Rahman Ibrahim - Bill No.3: PUMP STATION - 3.1.6 - c | Supply, fabrication and erection of Stainless Steel 316L handrail including all required steel members, welding, jointing, all fixings, fittings, painting and accessories. all required works of completion with the industry standards. As per Specification, Drawings and Engineer's instructions. | Approved
Qasr Rashwan - Lot B _0208 | CLI.CON-000001 |  |  | Approved
Qasr Rashwan - Lot B _0208 | CLI.CON-000001 | 11.19 - Iz. Abd Al Rahman Ibrahim - Bill No.5: Store - 5.1.3 - c | 250 mm thick. | Approved
Qasr Rashwan - Lot B _0208 | CLI.CON-000001 |  |  | Approved
Qasr Rashwan - Lot B _0208 | CLI.CON-000001 | 11.20 - Abd Al Rahman Ibrahim-BILL NO. 5.2: Store-5.2.5-a | Wall Mounted Exhaust Fan Outlet. | Approved
Qasr Rashwan - Lot B _0208 | CLI.CON-000001 |  |  | Approved
Qasr Rashwan - Lot B _0208 | CLI.CON-000001 | 11.11 - Abd Al Rahman Ibrahim-Bill No.2: Force Main Pipeline-2.4.1-d | Crossing under Road inside concrete encasement of 25cm thick | Approved
Qasr Rashwan - Lot B _0208 | CLI.CON-000001 |  |  | Approved
Qasr Rashwan - Lot B _0208 | CLI.CON-000001 | 11.21 - Iz. Abd Al Rahman Ibrahim - Bill No.6: Admin Building - 6.1.2 - a.1 | Under foundations | Approved
Qasr Rashwan - Lot B _0208 | CLI.CON-000001 |  |  | Approved
Qasr Rashwan - Lot B _0208 | CLI.CON-000001 | 11.15 - Abd Al Rahman Ibrahim-Bill No.3.4: Mechanical Works - Pumping Station-3.4.6-a. | Supply, Test, Delivery, Erection of Hammering control systems, complete with all accessories as per Contract documents, the Contractor is responsible for the anti-hammer system .protection system comprises of the following components:- - Hybrid Surge vessel 6 m3 ( d: 1.5 m - 3.5 m height ) | Approved
Qasr Rashwan - Lot B _0208 | CLI.CON-000001 |  |  | Approved
Qasr Rashwan - Lot B _0208 | CLI.CON-000001 | 11.16 - Iz. Abd Al Rahman Ibrahim - Bill No.4: Guard room - 4.1.3 - b.1 | 250 mm thick. | Approved
Qasr Rashwan - Lot B _0208 | CLI.CON-000001 |  |  | Approved
Qasr Rashwan - Lot B _0208 | CLI.CON-000001 | 11.11 - Abd Al Rahman Ibrahim-Bill No.2: Force Main Pipeline-2.3.3-e | Flange spigot with puddle flanged pieces 150mm | Approved
Qasr Rashwan - Lot B _0208 | CLI.CON-000001 |  |  | Approved
Qasr Rashwan - Lot B _0208 | CLI.CON-000001 | 11.14 | BILL NO. 3.3 Electrical Works – Pumping Station (MV, Generator and Control System) | Approved
Qasr Rashwan - Lot B _0208 | CLI.CON-000001 |  |  | Approved
Qasr Rashwan - Lot B _0208 | CLI.CON-000001 | 11.19 - Iz. Abd Al Rahman Ibrahim - Bill No.5: Store - 5.1.2 - b.2 | For grade slabs, 100 mm thick | Approved
Qasr Rashwan - Lot B _0208 | CLI.CON-000001 |  |  | Approved
Qasr Rashwan - Lot B _0208 | CLI.CON-000001 | 11.11 - Abd Al Rahman Ibrahim-Bill No.2: Force Main Pipeline-2.5.4-a | Dismantling joint 350mm | Approved
Qasr Rashwan - Lot B _0208 | CLI.CON-000001 |  |  | Approved
Qasr Rashwan - Lot B _0208 | CLI.CON-000001 | 11.10 - Abd Al Rahman Ibrahim-BILL NO.1: SEWAGE NETWORK-1.1.1-b.2 | Ditto, depth to invert between 1.51 m and 2.50 m | Approved
Qasr Rashwan - Lot B _0208 | CLI.CON-000001 |  |  | Approved
Qasr Rashwan - Lot B _0208 | CLI.CON-000001 | 11.15 - Abd Al Rahman Ibrahim-Bill No.3.4: Mechanical Works - Pumping Station-3.4.3-e. | Flanged Elbow 90o, dia. 200 mm. | Approved
Qasr Rashwan - Lot B _0208 | CLI.CON-000001 |  |  | Approved
Qasr Rashwan - Lot B _0208 | CLI.CON-000001 | 11.10 - Abd Al Rahman Ibrahim-BILL NO.1: SEWAGE NETWORK-1.2.1-b.7 | Ditto, depth to invert between 4.51 m and 5.00 m | Approved
Qasr Rashwan - Lot B _0208 | CLI.CON-000001 |  |  | Approved
Qasr Rashwan - Lot B _0208 | CLI.CON-000001 | 11.13 - Abd Al Rahman Ibrahim-BILL NO. 3.2: Main Pump Station-3.2.5-a | Wall Mounted Exhaust Fan Outlet. | Approved
Qasr Rashwan - Lot B _0208 | CLI.CON-000001 |  |  | Approved
Qasr Rashwan - Lot B _0208 | CLI.CON-000001 | 11.11 - Abd Al Rahman Ibrahim-Bill No.2: Force Main Pipeline-2.3.1-a | Non- return valve 350 mm dia. | Approved
Qasr Rashwan - Lot B _0208 | CLI.CON-000001 |  |  | Approved
Qasr Rashwan - Lot B _0208 | CLI.CON-000001 | 12.19 - Iz. Suleiman Tadrus - Bill No.5: Store - 5.1.2 - b.2 | For grade slabs, 100 mm thick | Approved
Qasr Rashwan - Lot B _0208 | CLI.CON-000001 |  |  | Approved
Qasr Rashwan - Lot B _0208 | CLI.CON-000001 | 12.12 - Iz. Suleiman Tadrus - Bill No.3: PUMP STATION - 3.1.3 - a | 250 mm thick. | Approved
Qasr Rashwan - Lot B _0208 | CLI.CON-000001 |  |  | Approved
Qasr Rashwan - Lot B _0208 | CLI.CON-000001 | 12.12 - Iz. Suleiman Tadrus - Bill No.3: PUMP STATION - 3.1.6 - e | Supply, install of GRP net covers. including frames, painting, welding, jointing, all fixings and accessories. Complete as shown on drawings, specification, and recommended by the manufacturer. | Approved
Qasr Rashwan - Lot B _0208 | CLI.CON-000001 |  |  | Approved
Qasr Rashwan - Lot B _0208 | CLI.CON-000001 | 12.16 - Iz. Suleiman Tadrus - Bill No.4: Guard room - 4.1.7 - a.1 | Ceramic floor, glazed ceramic | Approved
Qasr Rashwan - Lot B _0208 | CLI.CON-000001 |  |  | Approved
Qasr Rashwan - Lot B _0208 | CLI.CON-000001 | 12.12 - Iz. Suleiman Tadrus - Bill No.3: PUMP STATION - 3.1.4 - b | Supply and installation of PVC water stop 25 cm width including fixing, fittings, jointing and accessories. Complete as shown on Contract Drawings and all required works shall be as per manufacturer's instructions, recommendations and Specification. | Approved
Qasr Rashwan - Lot B _0208 | CLI.CON-000001 |  |  | Approved
Qasr Rashwan - Lot B _0208 | CLI.CON-000001 | 12.12 - Iz. Suleiman Tadrus - Bill No.3: PUMP STATION - 3.1.4 - c | Supply and apply of waterproofing for the internal surfaces resistant to acids for internal surfaces of the pump structure (floors, walls, ceilings, etc.) including epoxy paints, screed, hardener and all required accessories all necessary works (contractor should submit samples for approval by the engineer) . according to drawings, specifications and recommended by the manufacturer and approved by the Engineer prior | Approved
Qasr Rashwan - Lot B _0208 | CLI.CON-000001 |  |  | Approved
Qasr Rashwan - Lot B _0208 | CLI.CON-000001 | 12.24 - Iz. Suleiman Tadrus - Bill No.7: Generator Shed - 7.1 - 7.1.b | Supplying, install and fabrication Pre-Engineered Steel Shade Structures. The price includes all the necessary steel section, bolts, C- channel and corrugated sheet , fixing, paints, fitting and accessories as required by the specifications. provided that the work is completed in full according to the Contract Drawings, Technical Specifications, industry assets and the instructions of the Engineer. | Approved
Qasr Rashwan - Lot B _0208 | CLI.CON-000001 |  |  | Approved
Qasr Rashwan - Lot B _0208 | CLI.CON-000001 | 12.10 - Suleiman Tadrus-BILL NO.1: SEWAGE NETWORK-1.5-a | HC 60*60 cm | Approved
Qasr Rashwan - Lot B _0208 | CLI.CON-000001 |  |  | Approved
Qasr Rashwan - Lot B _0208 | CLI.CON-000001 | 12.11 - Suleiman Tadrus-Bill No.2: Force Main Pipeline-2.3.2-c | Tee 200/100 | Approved
Qasr Rashwan - Lot B _0208 | CLI.CON-000001 |  |  | Approved
Qasr Rashwan - Lot B _0208 | CLI.CON-000001 | 12.17 - Suleiman Tadrus-Bill No.4.2: Plumbing Works – Guard Room-4.2.1-a. | Water closet with flush tank floor mounted water closet with flush tank (European type) shall be provided with a toilet paper holder and all its required accessories and fittings with approved sample. All required works of completion with the industry standards. | Approved
Qasr Rashwan - Lot B _0208 | CLI.CON-000001 |  |  | Approved
Qasr Rashwan - Lot B _0208 | CLI.CON-000001 | 12.14 - Iz. Suleiman Tadrus-BILL NO. 3.3: Main Pump Station-3.3.4- | Supply, installation, programming, connecting, commissioning and testing of the control panel (2mm thickness) including the(Conformal coated) Programmable Logic Controller (PLC) consists of: Power supply Module CPU Module Digital Input Modules Digital Output Modules Analog Input Modules Analog Output Modules (If required) Complete with programming software, electrical protection devices, input and output isolation units, industrial switch, electrical feed, insulation transformer, lighting bulb, connection with main control system and all necessary accessories and devices. | Approved
Qasr Rashwan - Lot B _0208 | CLI.CON-000001 |  |  | Approved
Qasr Rashwan - Lot B _0208 | CLI.CON-000001 | 12.11 - Suleiman Tadrus-Bill No.2: Force Main Pipeline--2.6 | supplying and installing concrete encasement of 25cm around pipe under waterway to protect the pipe. All works required to complete the crossing with concrete encasement in accordance with Specifications 2.2.7.7 Concrete Encasement (Bedding and Surrounding), Contract Drawings and the Engineer's instructions | Approved
Qasr Rashwan - Lot B _0208 | CLI.CON-000001 |  |  | Approved
Qasr Rashwan - Lot B _0208 | CLI.CON-000001 | 12.16 - Iz. Suleiman Tadrus - Bill No.4: Guard room - 4.1.7 - c | Supply and lay marble / granite steps the riser 20 mm thick and the tread 40 mm thick including skirting & anti slip braking width 3 cm, as parallel lines as per drawings, specifications and approved sample. | Approved
Qasr Rashwan - Lot B _0208 | CLI.CON-000001 |  |  | Approved
Qasr Rashwan - Lot B _0208 | CLI.CON-000001 |  |  | Approved
Qasr Rashwan - Lot B _0208 | CLI.CON-000001 | 12.20 - Iz. Suleiman Tadrus-BILL NO. 5.2: Store-5.2.2-b | Ditto As Above But For Maintained Electricity Duration. Provided With Emergency Unit For 3 Hours | Approved
Qasr Rashwan - Lot B _0208 | CLI.CON-000001 |  |  | Approved
Qasr Rashwan - Lot B _0208 | CLI.CON-000001 | 12.21 - Iz. Suleiman Tadrus - Bill No.6: Admin Building - 6.1.8 - a | Supply and apply of acrylic paint for internal walls and ceiling including substrate preparation, applying three coats of paint as per required colors and all required accessories as shown on drawings, specified in the Contract documents, recommended by manufacturer and approved by the Engineer prior to installation. | Approved
Qasr Rashwan - Lot B _0208 | CLI.CON-000001 |  |  | Approved
Qasr Rashwan - Lot B _0208 | CLI.CON-000001 | 12.19 - Iz. Suleiman Tadrus - Bill No.5: Store - 5.1.9 - a. | 75mm dia. | Approved
Qasr Rashwan - Lot B _0208 | CLI.CON-000001 |  |  | Approved
Qasr Rashwan - Lot B _0208 | CLI.CON-000001 | 12.20 - Iz. Suleiman Tadrus-BILL NO. 5.2: Store-5.2.2-a | Surface mounted luminaire with 1x60 watt led lamps, With (IP20) | Approved
Qasr Rashwan - Lot B _0208 | CLI.CON-000001 |  |  | Approved
Qasr Rashwan - Lot B _0208 | CLI.CON-000001 | 12.19 - Iz. Suleiman Tadrus - Bill No.5: Store - 5.1.5 - a | Supply and excite cement sand plaster for internal slabs, walls and beams with all metal accessories, the item includes substrate preparation, all required works of completion with the industry standards. As per specification, drawings and the Engineer's instructions. | Approved
Qasr Rashwan - Lot B _0208 | CLI.CON-000001 |  |  | Approved
Qasr Rashwan - Lot B _0208 | CLI.CON-000001 | 12.10 - Suleiman Tadrus-BILL NO.1: SEWAGE NETWORK-1.1.1-c.5 | Ditto, depth to invert between 4.51 m and 5.50 m | Approved
Qasr Rashwan - Lot B _0208 | CLI.CON-000001 |  |  | Approved
Qasr Rashwan - Lot B _0208 | CLI.CON-000001 | 12.12 - Iz. Suleiman Tadrus - Bill No.3: PUMP STATION - 3.1.8 - a | Supply and apply of Acrylic paint for internal walls and ceiling including substrate preparation, applying primer, 2 layer of plastic paint over 2 putty coats as per required colors and all required accessories as shown on drawings, recommended by manufacturer and approved by the Engineer prior to installation. | Approved
Qasr Rashwan - Lot B _0208 | CLI.CON-000001 |  |  | Approved
Qasr Rashwan - Lot B _0208 | CLI.CON-000001 | 12.12 - Iz. Suleiman Tadrus - Bill No.3: PUMP STATION - 3.1.1 - b | Submersible Excavation | Approved
Qasr Rashwan - Lot B _0208 | CLI.CON-000001 |  |  | Approved
Qasr Rashwan - Lot B _0208 | CLI.CON-000001 | 12.21 - Iz. Suleiman Tadrus - Bill No.6: Admin Building - 6.1.2 - c.2 | RC protection layer | Approved
Qasr Rashwan - Lot B _0208 | CLI.CON-000001 |  |  | Approved
Qasr Rashwan - Lot B _0208 | CLI.CON-000001 | 12.10 - Suleiman Tadrus-BILL NO.1: SEWAGE NETWORK-1.4-b. | IC 60*90 cm | Approved
Qasr Rashwan - Lot B _0208 | CLI.CON-000001 |  |  | Approved
Qasr Rashwan - Lot B _0208 | CLI.CON-000001 | 12.16 - Iz. Suleiman Tadrus - Bill No.4: Guard room - 4.1.1 - b. | Extra over for excavation in rock. | Approved
Qasr Rashwan - Lot B _0208 | CLI.CON-000001 |  |  | Approved
Qasr Rashwan - Lot B _0208 | CLI.CON-000001 | 12.12 - Iz. Suleiman Tadrus - Bill No.3: PUMP STATION - 3.1.2 - a.1 | Un-reinforced lean concrete for sub-structure | Approved
Qasr Rashwan - Lot B _0208 | CLI.CON-000001 |  |  | Approved
Qasr Rashwan - Lot B _0208 | CLI.CON-000001 | 12.19 - Iz. Suleiman Tadrus - Bill No.5: Store - 5.1.7 - a.1 | Abrasion, friction and shock resistant ceramic | Approved
Qasr Rashwan - Lot B _0208 | CLI.CON-000001 |  |  | Approved
Qasr Rashwan - Lot B _0208 | CLI.CON-000001 | 12.11 - Suleiman Tadrus-Bill No.2: Force Main Pipeline-2.1-a | Inner diameter DN/ID 300 mm | Approved
Qasr Rashwan - Lot B _0208 | CLI.CON-000001 |  |  | Approved
Qasr Rashwan - Lot B _0208 | CLI.CON-000001 | 12.11 - Suleiman Tadrus-Bill No.2: Force Main Pipeline-2.3.3-a | Flange socket with puddle flanged pieces 300mm | Approved
Qasr Rashwan - Lot B _0208 | CLI.CON-000001 |  |  | Approved
Qasr Rashwan - Lot B _0208 | CLI.CON-000001 | 12.27 - Iz. Suleiman Tadrus - Bill No.9: Site Work - 9.3.2 - a. | DN/ID 150 mm dia | Approved
Qasr Rashwan - Lot B _0208 | CLI.CON-000001 |  |  | Approved
Qasr Rashwan - Lot B _0208 | CLI.CON-000001 | 12.11 - Suleiman Tadrus-Bill No.2: Force Main Pipeline--2.9 | Deep Dewatering according to soil investigation, specification and Engineer instruction. | Approved
Qasr Rashwan - Lot B _0208 | CLI.CON-000001 |  |  | Approved
Qasr Rashwan - Lot B _0208 | CLI.CON-000001 | 13.27 - Iz. Salih Shamatah - Bill No.9 - Site Works - 9.2.6 - b. | Type D2, 1,000 mm width x 2,500 mm height | Approved
Qasr Rashwan - Lot B _0208 | CLI.CON-000001 |  |  | Approved
Qasr Rashwan - Lot B _0208 | CLI.CON-000001 | 13.11 - Salih Shamatah-Bill No.2: Force Main Pipeline-2.2-b | Wash-out valve chamber | Approved
Qasr Rashwan - Lot B _0208 | CLI.CON-000001 |  |  | Approved
Qasr Rashwan - Lot B _0208 | CLI.CON-000001 | 13.15 - Salih Shamatah-Bill No.3.4: Mechanical Works - Pumping Station-3.4.3-e. | Flanged Elbow 90o, dia. 150 mm. | Approved
Qasr Rashwan - Lot B _0208 | CLI.CON-000001 |  |  | Approved
Qasr Rashwan - Lot B _0208 | CLI.CON-000001 | 13.19 - Iz. Salih Shamatah - Bill No.5: Store - 5.1.7 - a.2 | cement tiling, for roof | Approved
Qasr Rashwan - Lot B _0208 | CLI.CON-000001 |  |  | Approved
Qasr Rashwan - Lot B _0208 | CLI.CON-000001 | 13.23 - Iz.Salih Shamatah- BILL NO. 6.3: Admin Room-6.3.5-b | Lighting outlets. | Approved
Qasr Rashwan - Lot B _0208 | CLI.CON-000001 |  |  | Approved
Qasr Rashwan - Lot B _0208 | CLI.CON-000001 | 13.16 - Iz. Salih Shamatah - Bill No.4: Guard room - 4.1.2 - c.2 | RC protection layer | Approved
Qasr Rashwan - Lot B _0208 | CLI.CON-000001 |  |  | Approved
Qasr Rashwan - Lot B _0208 | CLI.CON-000001 | 13.15 - Salih Shamatah-Bill No.3.4: Mechanical Works - Pumping Station--3.4.2 | Supply only Submersible Pump in store 10 L/s, 14 m head coupled with Electric Motor complete with submersible cable, all protection items….etc) and all accessories required for a good working condition, as per Contract Documents. | Approved
Qasr Rashwan - Lot B _0208 | CLI.CON-000001 |  |  | Approved
Qasr Rashwan - Lot B _0208 | CLI.CON-000001 | 13.15 - Salih Shamatah-Bill No.3.4: Mechanical Works - Pumping Station-3.4.3-g. | Flanged Reducer, dia 150/Pump outlet diameter | Approved
Qasr Rashwan - Lot B _0208 | CLI.CON-000001 |  |  | Approved
Qasr Rashwan - Lot B _0208 | CLI.CON-000001 | 13.14 - Iz.Salih Shamatah-BILL NO. 3.3: Main Pump Station-3.3.15- | Prime Power Diesel Generator 60KVA (at least) (Canopy Type - Under Shed) complete with outgoing circuit breaker (MCCB) and fully equipped with all accessories as per Contract Documents and complete with all accessories required for erection and good working conditions. | Approved
Qasr Rashwan - Lot B _0208 | CLI.CON-000001 |  |  | Approved
Qasr Rashwan - Lot B _0208 | CLI.CON-000001 | 13.27 - Iz. Salih Shamatah - Bill No.9 - Site Works - 9.1 - 9.1.b | Furnish and install of Interlock tiles for walkways including preparation and compaction of bed, 150mm thick aggregate base course, sand for leveling and accessories. All required works of completion with the industry standards, as per specification, drawings and Engineer instructions. | Approved
Qasr Rashwan - Lot B _0208 | CLI.CON-000001 |  |  | Approved
Qasr Rashwan - Lot B _0208 | CLI.CON-000001 | 13.2 | BILL NO. 5.2 Electrical Works – Store Building | Approved
Qasr Rashwan - Lot B _0208 | CLI.CON-000001 |  |  | Approved
Qasr Rashwan - Lot B _0208 | CLI.CON-000001 | 13.13 - Iz.Salih Shamatah-BILL NO. 3.2: Main Pump Station-3.2.3-b | Ditto As Above Item, But Of Weatherproof Type. | Approved
Qasr Rashwan - Lot B _0208 | CLI.CON-000001 |  |  | Approved
Qasr Rashwan - Lot B _0208 | CLI.CON-000001 | 13.11 - Salih Shamatah-Bill No.2: Force Main Pipeline-2.4.2-a | Crossing under BAHR AL RAFEA by pipe jacking or macro-tunneling | Approved
Qasr Rashwan - Lot B _0208 | CLI.CON-000001 |  |  | Approved
Qasr Rashwan - Lot B _0208 | CLI.CON-000001 | 13.17 - Salih Shamatah-Bill No.4.2: Plumbing Works – Guard Room-4.2.3-a. | gully trap 30 x 30 | Approved
Qasr Rashwan - Lot B _0208 | CLI.CON-000001 |  |  | Approved
Qasr Rashwan - Lot B _0208 | CLI.CON-000001 | 13.14 | BILL NO. 3.3 Electrical Works – Pumping Station (MV, Generator and Control System) | Approved
Qasr Rashwan - Lot B _0208 | CLI.CON-000001 |  |  | Approved
Qasr Rashwan - Lot B _0208 | CLI.CON-000001 | 13.12 - Iz. Salih Shamatah - Bill No.3: PUMP STATION - 3.1.5 - b | Supply and apply external cement plastering to facades with all metal accessories, base and finish coat, thickness 2cm striped with 2 cm groove render for facades. all required works of completion with the industry standards. As per Specification, Drawings and Engineer's instructions. | Approved
Qasr Rashwan - Lot B _0208 | CLI.CON-000001 |  |  | Approved
Qasr Rashwan - Lot B _0208 | CLI.CON-000001 | 14.25 - Iz. Abou Hussein - Bill No.8: Site Work - 8.2.1 - c | Supply, backfilling and compaction to the required grades with approved clean sand on layers not more than 25 cm thick. The layers are to be compacted by means of vibratory type equipment to obtain 95% of maximum dry density as per specifications. | Approved
Qasr Rashwan - Lot B _0208 | CLI.CON-000001 |  |  | Approved
Qasr Rashwan - Lot B _0208 | CLI.CON-000001 | 14.12 - Iz. Abou Hussein - Bill No.3: PUMP STATION - 3.1.4 - e | Supply and installation of 50 mm extruded polystyrene boards for roof heat insulation with minimum density 35 kg/cm²; the work include Polystyrene sheet 1mm layer. Sample shall be approved before execution and all required works shall be as per manufacturer's instructions, recommendations and Specification. | Approved
Qasr Rashwan - Lot B _0208 | CLI.CON-000001 |  |  | Approved
Qasr Rashwan - Lot B _0208 | CLI.CON-000001 | 14.15 - Abou Hussein-Bill No.3.4: Mechanical Works - Pumping Station-3.4.4-d. | Flanged Wall piece, dia. 200 mm. | Approved
Qasr Rashwan - Lot B _0208 | CLI.CON-000001 |  |  | Approved
Qasr Rashwan - Lot B _0208 | CLI.CON-000001 | 14.12 - Iz. Abou Hussein - Bill No.3: PUMP STATION - 3.1.8 - a | Supply and apply of Acrylic paint for internal walls and ceiling including substrate preparation, applying primer, 2 layer of plastic paint over 2 putty coats as per required colors and all required accessories as shown on drawings, recommended by manufacturer and approved by the Engineer prior to installation. | Approved
Qasr Rashwan - Lot B _0208 | CLI.CON-000001 |  |  | Approved
Qasr Rashwan - Lot B _0208 | CLI.CON-000001 | 14.14 - Iz. Abou Hussein-BILL NO. 3.3: Main Pump Station-3.3.10- | Supply, installation, calibration, connection and testing of Pressure gauge with a range of 0 to 10 bar and all necessary accessories required for installation and operation requirements. | Approved
Qasr Rashwan - Lot B _0208 | CLI.CON-000001 |  |  | Approved
Qasr Rashwan - Lot B _0208 | CLI.CON-000001 | 14.25 - Iz. Abou Hussein - Bill No.8: Site Work - 8.3.2 - a. | DN/ID 150 mm dia | Approved
Qasr Rashwan - Lot B _0208 | CLI.CON-000001 |  |  | Approved
Qasr Rashwan - Lot B _0208 | CLI.CON-000001 | 14.18 - Iz. Abou Hussein-BILL NO. 4.3: Guard room-4.3.2-d | Surface Mounted Luminaire (IP54) With 20W LED lamp. | Approved
Qasr Rashwan - Lot B _0208 | CLI.CON-000001 |  |  | Approved
Qasr Rashwan - Lot B _0208 | CLI.CON-000001 | 14.19 - Iz. Abou Hussein - Bill No.5: Admin Building - 5.1.2 - b.1 | for foundation | Approved
Qasr Rashwan - Lot B _0208 | CLI.CON-000001 |  |  | Approved
Qasr Rashwan - Lot B _0208 | CLI.CON-000001 | 14.11 - Abou Hussein-BILL NO.2 : Force Main Pipeline-2.5.4-a | Dismantling joint 200mm | Approved
Qasr Rashwan - Lot B _0208 | CLI.CON-000001 |  |  | Approved
Qasr Rashwan - Lot B _0208 | CLI.CON-000001 | 14.12 - Iz. Abou Hussein - Bill No.3: PUMP STATION - 3.1.6 - e | Supply, install of GRP net covers. including frames, painting, welding, jointing, all fixings and accessories. Complete as shown on drawings, specification, and recommended by the manufacturer. | Approved
Qasr Rashwan - Lot B _0208 | CLI.CON-000001 |  |  | Approved
Qasr Rashwan - Lot B _0208 | CLI.CON-000001 | 14.2 | BILL NO. 5.2 Plumbing Works – Admin Room | Approved
Qasr Rashwan - Lot B _0208 | CLI.CON-000001 |  |  | Approved
Qasr Rashwan - Lot B _0208 | CLI.CON-000001 | 14.18 - Iz. Abou Hussein-BILL NO. 4.3: Guard room-4.3.2-c | Enclosed Polycarbonate, Wall Mounting Luminaire IP65 With 20 Watt LED Lamp. | Approved
Qasr Rashwan - Lot B _0208 | CLI.CON-000001 |  |  | Approved
Qasr Rashwan - Lot B _0208 | CLI.CON-000001 | 14.16 - Iz. Abou Hussein - Bill No.4: Guard room - 4.1.1 - c. | Supply, backfilling and compaction to the required grades with approved clean sand on layers not more than 25 cm thick. The layers are to be compacted by means of vibratory type equipment to obtain 95% of maximum dry density as per specifications. | Approved
Qasr Rashwan - Lot B _0208 | CLI.CON-000001 |  |  | Approved
Qasr Rashwan - Lot B _0208 | CLI.CON-000001 | 14.19 - Iz. Abou Hussein - Bill No.5: Admin Building - 5.1.2 - c.1 | structure | Approved
Qasr Rashwan - Lot B _0208 | CLI.CON-000001 |  |  | Approved
Qasr Rashwan - Lot B _0208 | CLI.CON-000001 | 14.12 - Iz. Abou Hussein - Bill No.3: PUMP STATION - 3.1.2 - d | Supply and casting of in-place reinforced concrete (Grade C30) with Sulfate-resistant cement, including: formwork, scaffolding, expansion and construction joints, Steel bar reinforcement, joint filler and sealant, accessories, transporting, mixing, casting, finishing, compaction by vibratory, curing and testing as required by the specifications. | Approved
Qasr Rashwan - Lot B _0208 | CLI.CON-000001 |  |  | Approved
Qasr Rashwan - Lot B _0208 | CLI.CON-000001 | 10.11 | BILL NO. 2 Force Main Pipeline | Approved
Qasr Rashwan - Lot B _0208 | CLI.CON-000001 |  |  | Approved
Qasr Rashwan - Lot B _0208 | CLI.CON-000001 | 10.27 - Abd Al Azeem Al Sofy Village - Bill No.9: Site Work - 9.3.1 - b. | 100mm dia. | Approved
Qasr Rashwan - Lot B _0208 | CLI.CON-000001 |  |  | Approved
Qasr Rashwan - Lot B _0208 | CLI.CON-000001 | 10.12 | BILL NO. 3.1 Civil Works - Pumping Station | Approved
Qasr Rashwan - Lot B _0208 | CLI.CON-000001 |  |  | Approved
Qasr Rashwan - Lot B _0208 | CLI.CON-000001 | 10.27 - Abd Al Azeem Al Sofy Village - Bill No.9: Site Work - 9.3.1 - a. | 25mm dia. | Approved
Qasr Rashwan - Lot B _0208 | CLI.CON-000001 |  |  | Approved
Qasr Rashwan - Lot B _0208 | CLI.CON-000001 | 10.14 - Abd Al Azeem Al Sofy-BILL NO. 3.3: Main Pump Station-3.3.7- | Supply, installation, calibration, connection and testing of level float switch with acable length 15 meter including all necessary accessories required for installation and operation requirements. | Approved
Qasr Rashwan - Lot B _0208 | CLI.CON-000001 |  |  | Approved
Qasr Rashwan - Lot B _0208 | CLI.CON-000001 | 10.16 | BILL NO. 4.1 Civil Works - Guard Room | Approved
Qasr Rashwan - Lot B _0208 | CLI.CON-000001 |  |  | Approved
Qasr Rashwan - Lot B _0208 | CLI.CON-000001 | 10.16 - Abd Al Azeem Al Sofy Village - Bill No.4: Guard room - 4.1.8 - b | Supply and apply of Dry mix paint for facades including substrate preparation, scaffoldings, grooves, applying three coats of paint as per required colors and all required accessories as shown on the Contract Drawings, recommended by manufacturer and approved by the Engineer prior to installation. | Approved
Qasr Rashwan - Lot B _0208 | CLI.CON-000001 |  |  | Approved
Qasr Rashwan - Lot B _0208 | CLI.CON-000001 | 10.11 - Abd Al Azeem Al Sofy -Bill No.2: Force Main Pipeline-2.5.5-a | 90º (400mm) | Approved
Qasr Rashwan - Lot B _0208 | CLI.CON-000001 |  |  | Approved
Qasr Rashwan - Lot B _0208 | CLI.CON-000001 | 10.11 - Abd Al Azeem Al Sofy -Bill No.2: Force Main Pipeline-2.2-a | Valve chamber type (A) | Approved
Qasr Rashwan - Lot B _0208 | CLI.CON-000001 |  |  | Approved
Qasr Rashwan - Lot B _0208 | CLI.CON-000001 | 10.10 - Abd Al Azeem Al Sofy -BILL NO.1: SEWAGE NETWORK-1.1.1-c.5 | Ditto, depth to invert between 4.51 m and 5.50 m | Approved
Qasr Rashwan - Lot B _0208 | CLI.CON-000001 |  |  | Approved
Qasr Rashwan - Lot B _0208 | CLI.CON-000001 | 10.27 - Abd Al Azeem Al Sofy Village - Bill No.9: Site Work - 9.1 - 9.1.a | Supply and install and test Reinforced concrete pavement (20 cm thick) inside the plant including formwork and steel reinforcement mesh, 15 cm gravel as base, leveling, helicopter finish and coated by screed and all its requirement for completion the work. As per Specification, Drawings and Engineer's instructions | Approved
Qasr Rashwan - Lot B _0208 | CLI.CON-000001 |  |  | Approved
Qasr Rashwan - Lot B _0208 | CLI.CON-000001 | 10.10 - Abd Al Azeem Al Sofy -BILL NO.1: SEWAGE NETWORK-1.2.2-a.3 | Ditto, depth to invert between 3.51 m and 4.00 m | Approved
Qasr Rashwan - Lot B _0208 | CLI.CON-000001 |  |  | Approved
Qasr Rashwan - Lot B _0208 | CLI.CON-000001 | 10.21 - Abd Al Azeem Al Sofy Village - Bill No.6: Admin Building - 6.1.7 - a.2 | Ceramic floor, non-slip ceramic for toilet | Approved
Qasr Rashwan - Lot B _0208 | CLI.CON-000001 |  |  | Approved
Qasr Rashwan - Lot B _0208 | CLI.CON-000001 | 10.10 - Abd Al Azeem Al Sofy -BILL NO.1: SEWAGE NETWORK-1.1.1-b.2 | Ditto, depth to invert between 1.51 m and 2.50 m | Approved
Qasr Rashwan - Lot B _0208 | CLI.CON-000001 |  |  | Approved
Qasr Rashwan - Lot B _0208 | CLI.CON-000001 | 10.27 - Abd Al Azeem Al Sofy Village - Bill No.9: Site Work - 9.2.2 - b | Supply and casting of in-place reinforced concrete Grade C25 with Sulfate-resistant cement for footing, column pedestal and grade beams including: formwork, scaffolding, expansion and construction joints, Steel bar reinforcement, joint filler and sealant, accessories, transporting, mixing, casting, finishing, compaction by vibratory, spraying, curing, and testing as required by the specifications. | Approved
Qasr Rashwan - Lot B _0208 | CLI.CON-000001 |  |  | Approved
Qasr Rashwan - Lot B _0208 | CLI.CON-000001 | 10.11 - Abd Al Azeem Al Sofy -Bill No.2: Force Main Pipeline-2.3.4-b | Dismantling joint 250mm | Approved
Qasr Rashwan - Lot B _0208 | CLI.CON-000001 |  |  | Approved
Qasr Rashwan - Lot B _0208 | CLI.CON-000001 | 10.19 - Abd Al Azeem Al Sofy Village - Bill No.5: Store - 5.1.8 - b | Supply and apply of Dry mix paint for facades including substrate preparation, scaffoldings, grooves, applying three coats of paint as per required colors and all required accessories as shown on the Contract Drawings, recommended by manufacturer and approved by the Engineer prior to installation. | Approved
Qasr Rashwan - Lot B _0208 | CLI.CON-000001 |  |  | Approved
Qasr Rashwan - Lot B _0208 | CLI.CON-000001 | 10.16 - Abd Al Azeem Al Sofy Village - Bill No.4: Guard room - 4.1.2 - b.1 | for foundation | Approved
Qasr Rashwan - Lot B _0208 | CLI.CON-000001 |  |  | Approved
Qasr Rashwan - Lot B _0208 | CLI.CON-000001 | 10.14 - Abd Al Azeem Al Sofy-BILL NO. 3.3: Main Pump Station-3.3.16- | Layout external lighting complete with (Solar lighting poles (solar panels, battery, LED light, charger), boundary wall lighting, wires, UPVC and PVC Conduits,…..etc) and all accessories as per Contract documents. | Approved
Qasr Rashwan - Lot B _0208 | CLI.CON-000001 |  |  | Approved
Qasr Rashwan - Lot B _0208 | CLI.CON-000001 | 10.11 - Abd Al Azeem Al Sofy -Bill No.2: Force Main Pipeline-2.3.2-a | Tee 400/150 | Approved
Qasr Rashwan - Lot B _0208 | CLI.CON-000001 |  |  | Approved
Qasr Rashwan - Lot B _0208 | CLI.CON-000001 | 10.10 - Abd Al Azeem Al Sofy -BILL NO.1: SEWAGE NETWORK-1.7.1-b | (Crossing under BAHR AL WATY inside concrete encasement 25cm (200mm) | Approved
Qasr Rashwan - Lot B _0208 | CLI.CON-000001 |  |  | Approved
Qasr Rashwan - Lot B _0208 | CLI.CON-000001 | 10.19 - Abd Al Azeem Al Sofy Village - Bill No.5: Store - 5.1.8 - a | Supply and apply of acrylic paint for internal walls and ceiling including substrate preparation, applying three coats of paint as per required colors and all required accessories as shown on drawings, specified in the Contract documents, recommended by manufacturer and approved by the Engineer prior to installation. | Approved
Qasr Rashwan - Lot B _0208 | CLI.CON-000001 |  |  | Approved
Qasr Rashwan - Lot B _0208 | CLI.CON-000001 | 10.18 - Abd Al Azeem Al Sofy-BILL NO. 4.3: Guard room-4.3.5-b | Lighting outlets. | Approved
Qasr Rashwan - Lot B _0208 | CLI.CON-000001 |  |  | Approved
Qasr Rashwan - Lot B _0208 | CLI.CON-000001 | 10.11 - Abd Al Azeem Al Sofy -Bill No.2: Force Main Pipeline--b | Double Crossing under UNDER AL BATS DRAIN inside jacking pipe 2.2 m | Approved
Qasr Rashwan - Lot B _0208 | CLI.CON-000001 |  |  | Approved
Qasr Rashwan - Lot B _0208 | CLI.CON-000001 | 10.15 - Abd Al Azeem Al Sofy -Bill No.3.4: Mechanical Works - Pumping Station-3.4.7-a. | Monorail crane 3 ton, complete with all accessories as specified by Contract Documents. | Approved
Qasr Rashwan - Lot B _0208 | CLI.CON-000001 |  |  | Approved
Qasr Rashwan - Lot B _0208 | CLI.CON-000001 | 10.15 - Abd Al Azeem Al Sofy -Bill No.3.4: Mechanical Works - Pumping Station-3.4.3-b. | Flanged manually gate valve, dia. 300 mm. | Approved
Qasr Rashwan - Lot B _0208 | CLI.CON-000001 |  |  | Approved
Qasr Rashwan - Lot B _0208 | CLI.CON-000001 | 10.14 - Abd Al Azeem Al Sofy-BILL NO. 3.3: Main Pump Station-3.3.4- | Supply, installation, programming, connecting, commissioning and testing of the control panel (2mm thickness) including the(Conformal coated) Programmable Logic Controller (PLC) consists of: Power supply Module CPU Module Digital Input Modules Digital Output Modules Analog Input Modules Analog Output Modules (If required) Complete with programming software, electrical protection devices, input and output isolation units, industrial switch, electrical feed, insulation transformer, lighting bulb, connection with main control system and all necessary accessories and devices. | Approved
Qasr Rashwan - Lot B _0208 | CLI.CON-000001 |  |  | Approved
Qasr Rashwan - Lot B _0208 | CLI.CON-000001 | 10.19 - Abd Al Azeem Al Sofy Village - Bill No.5: Store - 5.1.2 - a.1 | Under foundations | Approved
Qasr Rashwan - Lot B _0208 | CLI.CON-000001 |  |  | Approved
Qasr Rashwan - Lot B _0208 | CLI.CON-000001 | 10.17 - Abd Al Azeem Al Sofy -BILL NO. 4.2: Plumbing Works – Guard Room-4.2.5- | 75mm dia Bill No.6.2: Plumbing Works – Admin Room | Approved
Qasr Rashwan - Lot B _0208 | CLI.CON-000001 |  |  | Approved
Qasr Rashwan - Lot B _0208 | CLI.CON-000001 | 10.10 - Abd Al Azeem Al Sofy -BILL NO.1: SEWAGE NETWORK-1.6.3-c | Puddle flanged pipe | Approved
Qasr Rashwan - Lot B _0208 | CLI.CON-000001 |  |  | Approved
Qasr Rashwan - Lot B _0208 | CLI.CON-000001 | 11.11 - Abd Al Rahman Ibrahim-Bill No.2: Force Main Pipeline-2.5.5-e | 90º (150mm) | Approved
Qasr Rashwan - Lot B _0208 | CLI.CON-000001 |  |  | Approved
Qasr Rashwan - Lot B _0208 | CLI.CON-000001 | 11.18 - Abd Al Rahman Ibrahim-BILL NO. 4.3: Guard room-4.3.1-a | Supply, install, connect, test and commission of complete L.V. distribution boards (LP-GUR-EXT.) the price include circuit breakers, contactors, relays, timers , photocells, push buttons, selectvity study, termination, Identifications ,labling, glands, copper luggs as specified and as indicating drawings. System shall be lump sum complete in every respect with all necessary accessories and ancillary works. | Approved
Qasr Rashwan - Lot B _0208 | CLI.CON-000001 |  |  | Approved
Qasr Rashwan - Lot B _0208 | CLI.CON-000001 | 11.18 - Abd Al Rahman Ibrahim-BILL NO. 4.3: Guard room-4.3.4-a | Single Phase Switched Socket 220v, 16A, 2-pin Type Complete With Earthing Contact. | Approved
Qasr Rashwan - Lot B _0208 | CLI.CON-000001 |  |  | Approved
Qasr Rashwan - Lot B _0208 | CLI.CON-000001 | 11.11 - Abd Al Rahman Ibrahim-Bill No.2: Force Main Pipeline-2.5.3-c | Flange socket with puddle flanged pieces 300mm | Approved
Qasr Rashwan - Lot B _0208 | CLI.CON-000001 |  |  | Approved
Qasr Rashwan - Lot B _0208 | CLI.CON-000001 | 11.20 - Abd Al Rahman Ibrahim-BILL NO. 5.2: Store-5.2.4-a | Single Phase Switched Socket 220v, 16A, 2-pin Type Complete With Earthing Contact. | Approved
Qasr Rashwan - Lot B _0208 | CLI.CON-000001 |  |  | Approved
Qasr Rashwan - Lot B _0208 | CLI.CON-000001 | 11.13 - Abd Al Rahman Ibrahim-BILL NO. 3.2: Main Pump Station-3.2.2-a | Rated Wall Mounted luminaire IP65, with 60W LED lamp, watertight. | Approved
Qasr Rashwan - Lot B _0208 | CLI.CON-000001 |  |  | Approved
Qasr Rashwan - Lot B _0208 | CLI.CON-000001 | 11.19 - Iz. Abd Al Rahman Ibrahim - Bill No.5: Store - 5.1.4 - a. | Supply and apply two coats of oxidized bituminous paint insulation to reinforced concrete in contact with soil such as footings, ground beam, columns pedestal and masonry work to 15 cm upper the GL, sample shall be approved before execution and all required works shall be as per manufacturer's instructions, recommendations and Specification. | Approved
Qasr Rashwan - Lot B _0208 | CLI.CON-000001 |  |  | Approved
Qasr Rashwan - Lot B _0208 | CLI.CON-000001 | 11.12 - Iz. Abd Al Rahman Ibrahim - Bill No.3: PUMP STATION - 3.1.2 - b | Supplying and casting unreinforced concrete (Grade C30) for dicophyl by sulfate-resistant cement below underground water and up to the required level, and it includes the supply, installation and installation of galvanized iron injection pipes as required by Drawings and Specifications. | Approved
Qasr Rashwan - Lot B _0208 | CLI.CON-000001 |  |  | Approved
Qasr Rashwan - Lot B _0208 | CLI.CON-000001 | 11.10 - Abd Al Rahman Ibrahim-BILL NO.1: SEWAGE NETWORK-1.2.1-b.8 | Ditto, depth to invert between 5.01 m and 5.50 m | Approved
Qasr Rashwan - Lot B _0208 | CLI.CON-000001 |  |  | Approved
Qasr Rashwan - Lot B _0208 | CLI.CON-000001 | 11.11 - Abd Al Rahman Ibrahim-Bill No.2: Force Main Pipeline-2.5.1-c | Gate valve 200mm dia. | Approved
Qasr Rashwan - Lot B _0208 | CLI.CON-000001 |  |  | Approved
Qasr Rashwan - Lot B _0208 | CLI.CON-000001 | 11.10 - Abd Al Rahman Ibrahim-BILL NO.1: SEWAGE NETWORK-1.2.1-a.1 | Depth to invert not exceeding 1.5 m | Approved
Qasr Rashwan - Lot B _0208 | CLI.CON-000001 |  |  | Approved
Qasr Rashwan - Lot B _0208 | CLI.CON-000001 | 11.11 - Abd Al Rahman Ibrahim-Bill No.2: Force Main Pipeline--2.7 | supplying and installing concrete encasement of 25cm around pipe under waterway to protect the pipe. All works required to complete the crossing with concrete encasement in accordance with Specifications 2.2.7.7 Concrete Encasement (Bedding and Surrounding), Contract Drawings and the Engineer's instructions | Approved
Qasr Rashwan - Lot B _0208 | CLI.CON-000001 |  |  | Approved
Qasr Rashwan - Lot B _0208 | CLI.CON-000001 | 11.17 - Abd Al Rahman Ibrahim-BILL NO. 4.2: Plumbing Works – Guard Room-4.2.4- | 75mm | Approved
Qasr Rashwan - Lot B _0208 | CLI.CON-000001 |  |  | Approved
Qasr Rashwan - Lot B _0208 | CLI.CON-000001 | 11.19 - Iz. Abd Al Rahman Ibrahim - Bill No.5: Store - 5.1.2 - c.1 | structure | Approved
Qasr Rashwan - Lot B _0208 | CLI.CON-000001 |  |  | Approved
Qasr Rashwan - Lot B _0208 | CLI.CON-000001 | 11.22 - Abd Al Rahman Ibrahim-Bill No.6.2: Plumbing Works – Admin Room-6.2.1-a. | Water closet with flush tank floor mounted water closet with flush tank (European type) shall be provided with a toilet paper holder and all its required accessories and fittings with approved sample. All required works of completion with the industry standards. | Approved
Qasr Rashwan - Lot B _0208 | CLI.CON-000001 |  |  | Approved
Qasr Rashwan - Lot B _0208 | CLI.CON-000001 | 12.27 - Iz. Suleiman Tadrus - Bill No.9: Site Work - 9.3.3 - 9.3.4 | Circular Manholes: Construction of in-situ cast fair faced plain concrete (Grade C30) manholes. Price includes all supplies, excavation in all types of soil except the rock, removal and disposal of the excavated material, debris and rubble disposal to the designated dump yard, trench shoring and supports, soil replacement if any,sheeting, surface dewatering, forming flexible joints at manhole entrances, including short pieces, benching at the manhole base, internal and external protection, backfilling in compacted layers using approved soil material and testing, reinstatement of ground surface and road pavements of every kind and restoring every thing to their original conditions including asphalt and other paved areas, manhole cover and frame D400 made of polymeric material such as (GRP) or alternative, epoxy coated non-slip finish manhole steps and all other accessories and fittings that are required for a complete manhole all as shown and detailed in the Contract Drawings and Specifications | Approved
Qasr Rashwan - Lot B _0208 | CLI.CON-000001 |  |  | Approved
Qasr Rashwan - Lot B _0208 | CLI.CON-000001 | 12.19 - Iz. Suleiman Tadrus - Bill No.5: Store - 5.1.2 - c.2 | RC protection layer | Approved
Qasr Rashwan - Lot B _0208 | CLI.CON-000001 |  |  | Approved
Qasr Rashwan - Lot B _0208 | CLI.CON-000001 | 12.12 - Iz. Suleiman Tadrus - Bill No.3: PUMP STATION - 3.1.4 - d | Supply and installation of horizontal prefabricated moisture Insulation membrane to the wet areas with 4mm thick for floor and roof, including joints, fixtures, overlaps not less than 100 mm and item include all surface preparation steps, coating with 2 layers of primer bitumen coat, metal flashing, internal angle fillets, upstand to vertical surfaces and waterproofing to all openings and around pipes and water drains, Polystyrene sheet 1mm, protection Sand-cement mortar screed, 30 mm thick as per manufacturer's instructions, Contract Drawing, recommendations and Specification. | Approved
Qasr Rashwan - Lot B _0208 | CLI.CON-000001 |  |  | Approved
Qasr Rashwan - Lot B _0208 | CLI.CON-000001 | 12.12 - Iz. Suleiman Tadrus - Bill No.3: PUMP STATION - 3.1.7 - a.1 | Abrasion, friction, acids and shock resistant ceramic | Approved
Qasr Rashwan - Lot B _0208 | CLI.CON-000001 |  |  | Approved
Qasr Rashwan - Lot B _0208 | CLI.CON-000001 | 12.19 - Iz. Suleiman Tadrus - Bill No.5: Store - 5.1.6 - b.1 | Type W1, 2,800 mm width x 1,000 mm height | Approved
Qasr Rashwan - Lot B _0208 | CLI.CON-000001 |  |  | Approved
Qasr Rashwan - Lot B _0208 | CLI.CON-000001 | 12.11 - Suleiman Tadrus-Bill No.2: Force Main Pipeline-2.3.3-e | Flange spigot with puddle flanged pieces 150mm | Approved
Qasr Rashwan - Lot B _0208 | CLI.CON-000001 |  |  | Approved
Qasr Rashwan - Lot B _0208 | CLI.CON-000001 | 12.21 - Iz. Suleiman Tadrus - Bill No.6: Admin Building - 6.1.3 - b.1 | 250 mm thick. | Approved
Qasr Rashwan - Lot B _0208 | CLI.CON-000001 |  |  | Approved
Qasr Rashwan - Lot B _0208 | CLI.CON-000001 | 12.11 - Suleiman Tadrus-Bill No.2: Force Main Pipeline-2.3.4-b | Dismantling joint 150mm | Approved
Qasr Rashwan - Lot B _0208 | CLI.CON-000001 |  |  | Approved
Qasr Rashwan - Lot B _0208 | CLI.CON-000001 | 12.20 - Iz. Suleiman Tadrus-BILL NO. 5.2: Store-5.2.1- | Supply, install, connect, test and commission of complete L.V. distribution boards (LP-ST) the price include selectvity study, termination, Identifications, labling, glands, copper luggs as specified and as indicating drawings. System shall be lump sum complete in every respect with all necessary accessories and ancillary works. | Approved
Qasr Rashwan - Lot B _0208 | CLI.CON-000001 |  |  | Approved
Qasr Rashwan - Lot B _0208 | CLI.CON-000001 | 12.10 - Suleiman Tadrus-BILL NO.1: SEWAGE NETWORK-1.2.1-b.3 | Ditto, depth to invert between 2.51 m and 3.00 m | Approved
Qasr Rashwan - Lot B _0208 | CLI.CON-000001 |  |  | Approved
Qasr Rashwan - Lot B _0208 | CLI.CON-000001 | 12.15 - Suleiman Tadrus-Bill No.3.4: Mechanical Works - Pumping Station--3.4.11 | Fire fighting equipment as per tendered documents. Bill No.4.2: Plumbing Works – Guard Room | Approved
Qasr Rashwan - Lot B _0208 | CLI.CON-000001 |  |  | Approved
Qasr Rashwan - Lot B _0208 | CLI.CON-000001 | 12.19 - Iz. Suleiman Tadrus - Bill No.5: Store - 5.1.2 - a.2 | For roof slopes, 30 mm to 140 mm thick | Approved
Qasr Rashwan - Lot B _0208 | CLI.CON-000001 |  |  | Approved
Qasr Rashwan - Lot B _0208 | CLI.CON-000001 | 12.19 - Iz. Suleiman Tadrus - Bill No.5: Store - 5.1.4 - a. | Supply and apply two coats of oxidized bituminous paint insulation to reinforced concrete in contact with soil such as footings, ground beam, columns pedestal and masonry work to 15 cm upper the GL, sample shall be approved before execution and all required works shall be as per manufacturer's instructions, recommendations and Specification. | Approved
Qasr Rashwan - Lot B _0208 | CLI.CON-000001 |  |  | Approved
Qasr Rashwan - Lot B _0208 | CLI.CON-000001 |  |  | Approved
Qasr Rashwan - Lot B _0208 | CLI.CON-000001 | 12.16 - Iz. Suleiman Tadrus - Bill No.4: Guard room - 4.1.3 - b.1 | 250 mm thick. | Approved
Qasr Rashwan - Lot B _0208 | CLI.CON-000001 |  |  | Approved
Qasr Rashwan - Lot B _0208 | CLI.CON-000001 | 12.12 - Iz. Suleiman Tadrus - Bill No.3: PUMP STATION - 3.1.5 - b | Supply and apply external cement plastering to facades with all metal accessories, base and finish coat, thickness 2cm striped with 2 cm groove render for facades. all required works of completion with the industry standards. As per Specification, Drawings and Engineer's instructions. | Approved
Qasr Rashwan - Lot B _0208 | CLI.CON-000001 |  |  | Approved
Qasr Rashwan - Lot B _0208 | CLI.CON-000001 | 12.14 - Iz. Suleiman Tadrus-BILL NO. 3.3: Main Pump Station-3.3.17- | Earthing system network complete with (Inspection pit, rods, bare copper conductor ...etc) and all accessories, as per Contract documents. | Approved
Qasr Rashwan - Lot B _0208 | CLI.CON-000001 |  |  | Approved
Qasr Rashwan - Lot B _0208 | CLI.CON-000001 | 12.16 - Iz. Suleiman Tadrus - Bill No.4: Guard room - 4.1.2 - c.1 | structure | Approved
Qasr Rashwan - Lot B _0208 | CLI.CON-000001 |  |  | Approved
Qasr Rashwan - Lot B _0208 | CLI.CON-000001 | 12.13 - Iz. Suleiman Tadrus-BILL NO. 3.2: Main Pump Station-3.2.3-a | One Way, One-gang Lighting Switch 10A. | Approved
Qasr Rashwan - Lot B _0208 | CLI.CON-000001 |  |  | Approved
Qasr Rashwan - Lot B _0208 | CLI.CON-000001 | 12.10 - Suleiman Tadrus-BILL NO.1: SEWAGE NETWORK-1.7.1-b | (Crossing under RAHIM ROAD inside concrete encasement 25cm (250mm) | Approved
Qasr Rashwan - Lot B _0208 | CLI.CON-000001 |  |  | Approved
Qasr Rashwan - Lot B _0208 | CLI.CON-000001 | 12.19 - Iz. Suleiman Tadrus - Bill No.5: Store - 5.1.6 - a.1 | Type D1, Size 2,500mmx2,500mm | Approved
Qasr Rashwan - Lot B _0208 | CLI.CON-000001 |  |  | Approved
Qasr Rashwan - Lot B _0208 | CLI.CON-000001 | 12.12 - Iz. Suleiman Tadrus - Bill No.3: PUMP STATION - 3.1.2 - a.2 | PC Slope concrete for floor with hardener | Approved
Qasr Rashwan - Lot B _0208 | CLI.CON-000001 |  |  | Approved
Qasr Rashwan - Lot B _0208 | CLI.CON-000001 | 12.14 | BILL NO. 3.3 Electrical Works – Pumping Station (MV, Generator and Control System) | Approved
Qasr Rashwan - Lot B _0208 | CLI.CON-000001 |  |  | Approved
Qasr Rashwan - Lot B _0208 | CLI.CON-000001 | 12.23 - Iz. Suleiman Tadrus- BILL NO. 6.3: Admin Room-6.3.5-a | Wall Mounted Exhaust Fan Outlet. | Approved
Qasr Rashwan - Lot B _0208 | CLI.CON-000001 |  |  | Approved
Qasr Rashwan - Lot B _0208 | CLI.CON-000001 | 12.16 - Iz. Suleiman Tadrus - Bill No.4: Guard room - 4.1.8 - c | Supply and apply of 90 cm high dry mix for skirting including substrate preparation, scaffoldings, grooves, and all required accessories as shown on Contract Drawings, recommended by manufacturer and approved by the Engineer prior to installation. | Approved
Qasr Rashwan - Lot B _0208 | CLI.CON-000001 |  |  | Approved
Qasr Rashwan - Lot B _0208 | CLI.CON-000001 | 12.18 - Iz. Suleiman Tadrus-BILL NO. 4.3: Guard room-4.3.1-a | Supply, install, connect, test and commission of complete L.V. distribution boards (LP-GUR-EXT.) the price include circuit breakers, contactors, relays, timers , photocells, push buttons, selectvity study, termination, Identifications ,labling, glands, copper luggs as specified and as indicating drawings. System shall be lump sum complete in every respect with all necessary accessories and ancillary works. | Approved
Qasr Rashwan - Lot B _0208 | CLI.CON-000001 |  |  | Approved
Qasr Rashwan - Lot B _0208 | CLI.CON-000001 | 12.12 - Iz. Suleiman Tadrus - Bill No.3: PUMP STATION - 3.1.2 - e. | Supply and casting of in-place reinforced concrete in super structure, including: formwork, scaffolding, expansion, construction joints, Steel bar reinforcement, joint filler, sealant, transporting, fixation, mixing, pouring, leveling, finishing, compaction by vibratory, curing of reinforced concrete and testing as set out in the specifications. | Approved
Qasr Rashwan - Lot B _0208 | CLI.CON-000001 |  |  | Approved
Qasr Rashwan - Lot B _0208 | CLI.CON-000001 | 12.16 - Iz. Suleiman Tadrus - Bill No.4: Guard room - 4.1.7 - a.2 | Ceramic floor, non-slip ceramic for toilet | Approved
Qasr Rashwan - Lot B _0208 | CLI.CON-000001 |  |  | Approved
Qasr Rashwan - Lot B _0208 | CLI.CON-000001 | 12.10 - Suleiman Tadrus-BILL NO.1: SEWAGE NETWORK-1.6.2-a | DN 500mm, DI pipe, K9 | Approved
Qasr Rashwan - Lot B _0208 | CLI.CON-000001 |  |  | Approved
Qasr Rashwan - Lot B _0208 | CLI.CON-000001 | 12.10 - Suleiman Tadrus-BILL NO.1: SEWAGE NETWORK-1.6.3-c | Puddle flanged pipe | Approved
Qasr Rashwan - Lot B _0208 | CLI.CON-000001 | 13.12 - Iz. Salih Shamatah - Bill No.3: PUMP STATION - 3.1.1 - d | Supply, backfilling and compaction to the required grades with approved clean sand on layers not more than 25 cm thick. The layers are to be compacted by means of vibratory type equipment to obtain 95% of maximum dry density as per specifications. | Approved
Qasr Rashwan - Lot B _0208 | CLI.CON-000001 |  |  | Approved
Qasr Rashwan - Lot B _0208 | CLI.CON-000001 | 13.17 - Salih Shamatah-Bill No.4.2: Plumbing Works – Guard Room-4.2.4-a. | 75mm | Approved
Qasr Rashwan - Lot B _0208 | CLI.CON-000001 |  |  | Approved
Qasr Rashwan - Lot B _0208 | CLI.CON-000001 | 13.27 - Iz. Salih Shamatah - Bill No.9 - Site Works - 9.2.6 - a. | Type D1, 4,000 mm width x 2,500 mm height | Approved
Qasr Rashwan - Lot B _0208 | CLI.CON-000001 |  |  | Approved
Qasr Rashwan - Lot B _0208 | CLI.CON-000001 | 13.17 - Salih Shamatah-Bill No.4.2: Plumbing Works – Guard Room-4.2.5-a. | 75mm dia Bill No.6.2: Plumbing Works – Admin Room | Approved
Qasr Rashwan - Lot B _0208 | CLI.CON-000001 |  |  | Approved
Qasr Rashwan - Lot B _0208 | CLI.CON-000001 | 13.12 - Iz. Salih Shamatah - Bill No.3: PUMP STATION - 3.1.2 - b | Supplying and casting unreinforced concrete (Grade C30) for dicophyl by sulfate-resistant cement below underground water and up to the required level, and it includes the supply, installation and installation of galvanized iron injection pipes as required by Drawings and Specifications. | Approved
Qasr Rashwan - Lot B _0208 | CLI.CON-000001 |  |  | Approved
Qasr Rashwan - Lot B _0208 | CLI.CON-000001 | 13.15 - Salih Shamatah-Bill No.3.4: Mechanical Works - Pumping Station-3.4.3-a. | D.C.I, K9, flanged pipes, dia. 150 mm. | Approved
Qasr Rashwan - Lot B _0208 | CLI.CON-000001 |  |  | Approved
Qasr Rashwan - Lot B _0208 | CLI.CON-000001 | 13.20 - Iz.Salih Shamatah-BILL NO. 5.2: Store-5.2.2-a | Surface mounted luminaire with 1x60 watt led lamps, With (IP20) | Approved
Qasr Rashwan - Lot B _0208 | CLI.CON-000001 |  |  | Approved
Qasr Rashwan - Lot B _0208 | CLI.CON-000001 | 13.12 - Iz. Salih Shamatah - Bill No.3: PUMP STATION - 3.1.8 - c | Supply and apply of 60 cm high dry mix for skirting including substrate preparation, scaffoldings, grooves, and all required accessories as shown on Contract Drawings, recommended by manufacturer and approved by the Engineer prior to installation. | Approved
Qasr Rashwan - Lot B _0208 | CLI.CON-000001 |  |  | Approved
Qasr Rashwan - Lot B _0208 | CLI.CON-000001 | 13.13 - Iz.Salih Shamatah-BILL NO. 3.2: Main Pump Station-3.2.2-e | Enclosed Polycarbonate, Wall Mounting Luminaire IP65 With 40 Watt LED Lamp. | Approved
Qasr Rashwan - Lot B _0208 | CLI.CON-000001 |  |  | Approved
Qasr Rashwan - Lot B _0208 | CLI.CON-000001 | 13.15 - Salih Shamatah-Bill No.3.4: Mechanical Works - Pumping Station--3.4.11 | Fire fighting equipment as per tendered documents. Bill No.4.2: Plumbing Works – Guard Room | Approved
Qasr Rashwan - Lot B _0208 | CLI.CON-000001 |  |  | Approved
Qasr Rashwan - Lot B _0208 | CLI.CON-000001 | 13.22 - Salih Shamatah-Bill No.6.2: Plumbing Works – Admin Room-6.2.1-a. | Water closet with flush tank floor mounted water closet with flush tank (European type) shall be provided with a toilet paper holder and all its required accessories and fittings with approved sample. All required works of completion with the industry standards. | Approved
Qasr Rashwan - Lot B _0208 | CLI.CON-000001 |  |  | Approved
Qasr Rashwan - Lot B _0208 | CLI.CON-000001 | 13.12 - Iz. Salih Shamatah - Bill No.3: PUMP STATION - 3.1.2 - a.1 | Un-reinforced lean concrete for sub-structure | Approved
Qasr Rashwan - Lot B _0208 | CLI.CON-000001 |  |  | Approved
Qasr Rashwan - Lot B _0208 | CLI.CON-000001 | 13.12 - Iz. Salih Shamatah - Bill No.3: PUMP STATION - 3.1.6 - d | Supply, fabrication and erection of galvanized steel ladder wall mounted with safety cage including all required steel members, galvanizing, formulation, painting, welding, jointing, all fixings and accessories. Complete as shown on drawings, Detailed shop drawings must be submitted by the contractor and approved by the Engineer prior to fabrication. | Approved
Qasr Rashwan - Lot B _0208 | CLI.CON-000001 |  |  | Approved
Qasr Rashwan - Lot B _0208 | CLI.CON-000001 | 13.12 - Iz. Salih Shamatah - Bill No.3: PUMP STATION - 3.1.2 - e. | Supply and casting of in-place reinforced concrete in super structure, including: formwork, scaffolding, expansion, construction joints, Steel bar reinforcement, joint filler, sealant, transporting, fixation, mixing, pouring, leveling, finishing, compaction by vibratory, curing of reinforced concrete and testing as set out in the specifications. | Approved
Qasr Rashwan - Lot B _0208 | CLI.CON-000001 |  |  | Approved
Qasr Rashwan - Lot B _0208 | CLI.CON-000001 | 13.11 - Salih Shamatah-Bill No.2: Force Main Pipeline-2.4.3-a | Inception chamber | Approved
Qasr Rashwan - Lot B _0208 | CLI.CON-000001 | 14.10 - Abou Hussein-BILL NO.1 : SEWAGE NETWORK-1.2.1-b.5 | Ditto, depth to invert between 3.51 m and 4.00 m | Approved
Qasr Rashwan - Lot B _0208 | CLI.CON-000001 |  |  | Approved
Qasr Rashwan - Lot B _0208 | CLI.CON-000001 | 14.10 - Abou Hussein-BILL NO.1 : SEWAGE NETWORK-1.1.1-b.3 | Ditto, depth to invert between 2.51 m and 3.50 m | Approved
Qasr Rashwan - Lot B _0208 | CLI.CON-000001 |  |  | Approved
Qasr Rashwan - Lot B _0208 | CLI.CON-000001 | 14.10 - Abou Hussein-BILL NO.1 : SEWAGE NETWORK-1.6.2-a | Concrete encasement 25cm (200mm) | Approved
Qasr Rashwan - Lot B _0208 | CLI.CON-000001 |  |  | Approved
Qasr Rashwan - Lot B _0208 | CLI.CON-000001 | 14.10 - Abou Hussein-BILL NO.1 : SEWAGE NETWORK--1.8 | Deep Dewatering according to soil investigation, specification and Engineer instruction. | Approved
Qasr Rashwan - Lot B _0208 | CLI.CON-000001 |  |  | Approved
Qasr Rashwan - Lot B _0208 | CLI.CON-000001 | 14.13 | BILL NO. 3.2 Electrical Works – Pumping Station (LV and Lighting) | Approved
Qasr Rashwan - Lot B _0208 | CLI.CON-000001 |  |  | Approved
Qasr Rashwan - Lot B _0208 | CLI.CON-000001 | 14.13 - Iz. Abou Hussein-BILL NO. 3.2: Main Pump Station-3.2.1- | Supply, install, connect, test and commission of complete L.V. distribution boards (LP-PS) the price include selectvity study, termination, Identifications, labling, glands, copper luggs as specified and as indicating drawings. System shall be lump sum complete in every respect with all necessary accessories and ancillary works. | Approved
Qasr Rashwan - Lot B _0208 | CLI.CON-000001 |  |  | Approved
Qasr Rashwan - Lot B _0208 | CLI.CON-000001 | 14.20 - Abou Hussein-BILL NO. 5.2: Plumbing Works – Admin Room-5.2.1-b. | Supply and install hand wash sink with soap dish and holder, with all its required accessories, water mixer, faucets, floor and siphon chrome 1.5 inch, include cold and hot water supply connections, sewage pipes with 2 corner stopcocks with approved sample. All required works of completion with the industry standards. | Approved
Qasr Rashwan - Lot B _0208 | CLI.CON-000001 |  |  | Approved
Qasr Rashwan - Lot B _0208 | CLI.CON-000001 | 14.15 - Abou Hussein-Bill No.3.4: Mechanical Works - Pumping Station--3.4.9 | Basket screen including all accessories as specified in technical specifications. | Approved
Qasr Rashwan - Lot B _0208 | CLI.CON-000001 |  |  | Approved
Qasr Rashwan - Lot B _0208 | CLI.CON-000001 | 14.10 - Abou Hussein-BILL NO.1 : SEWAGE NETWORK-1.2.1-b.3 | Ditto, depth to invert between 2.51 m and 3.00 m | Approved
Qasr Rashwan - Lot B _0208 | CLI.CON-000001 |  |  | Approved
Qasr Rashwan - Lot B _0208 | CLI.CON-000001 | 14.10 - Abou Hussein-BILL NO.1 : SEWAGE NETWORK-1.2.1-b.2 | Ditto, depth to invert between 2.01 m and 2.50 m | Approved
Qasr Rashwan - Lot B _0208 | CLI.CON-000001 |  |  | Approved
Qasr Rashwan - Lot B _0208 | CLI.CON-000001 | 14.14 - Iz. Abou Hussein-BILL NO. 3.3: Main Pump Station-3.3.9- | Supply, installation, calibration, connection and testing of Pressure Switch with a range of 0 to 10 bar and all necessary accessories required for installation and operation requirements. | Approved
Qasr Rashwan - Lot B _0208 | CLI.CON-000001 |  |  | Approved
Qasr Rashwan - Lot B _0208 | CLI.CON-000001 | 14.16 | BILL NO. 4.1 Civil Works - Guard Room | Approved
Qasr Rashwan - Lot B _0208 | CLI.CON-000001 |  |  | Approved
Qasr Rashwan - Lot B _0208 | CLI.CON-000001 | 14.15 - Abou Hussein-Bill No.3.4: Mechanical Works - Pumping Station--3.4.11 | Fire fighting equipment as per tendered documents. BILL NO. 4.2: Plumbing Works – Guard Room | Approved
Qasr Rashwan - Lot B _0208 | CLI.CON-000001 |  |  | Approved
Qasr Rashwan - Lot B _0208 | CLI.CON-000001 | 14.14 - Iz. Abou Hussein-BILL NO. 3.3: Main Pump Station-3.3.19- | Supply, install, connect and test a complete closed circuit surveillance TV (CCTV) system complete with Weatherproof fixed camera HD, Weatherproof Motorized cameras HD, DVR, Rack, UPS, Joystick, remote controller, color photos printer, conduits, Coaxial cables, control cables, LED screen, boxes between devices, UPS....etc. and all necessary works to complete works as per specifications and contract documents. | Approved
Qasr Rashwan - Lot B _0208 | CLI.CON-000001 |  |  | Approved
Qasr Rashwan - Lot B _0208 | CLI.CON-000001 | 14.11 - Abou Hussein-BILL NO.2 : Force Main Pipeline-2.4.1-a | Crossing under BAHR AL WATI inside concrete encasement of 25cm thick. thick. | Approved
Qasr Rashwan - Lot B _0208 | CLI.CON-000001 |  |  | Approved
Qasr Rashwan - Lot B _0208 | CLI.CON-000001 | 10.12 - Abd Al Azeem Al Sofy Village - Bill No.3: PUMP STATION - 3.1.5 - a | Supply and excite cement sand plaster for internal slabs, walls and beams with all metal accessories, the item includes substrate preparation, all required works of completion with the industry standards. As per Specification, Drawings and Engineer instructions. | Approved
Qasr Rashwan - Lot B _0208 | CLI.CON-000001 |  |  | Approved
Qasr Rashwan - Lot B _0208 | CLI.CON-000001 | 10.11 - Abd Al Azeem Al Sofy -Bill No.2: Force Main Pipeline-2.3.1-a | Non- return valve 400 mm dia. | Approved
Qasr Rashwan - Lot B _0208 | CLI.CON-000001 |  |  | Approved
Qasr Rashwan - Lot B _0208 | CLI.CON-000001 | 10.12 - Abd Al Azeem Al Sofy Village - Bill No.3: PUMP STATION - 3.1.7 - a.1 | Abrasion, friction, acids and shock resistant ceramic | Approved
Qasr Rashwan - Lot B _0208 | CLI.CON-000001 |  |  | Approved
Qasr Rashwan - Lot B _0208 | CLI.CON-000001 | 10.23 - Abd Al Azeem Al Sofy- BILL NO. 6.3: Admin Room-6.3.4-a | Single Phase Switched Socket 220v, 16A, 2-pin Type Complete With Earthing Contact. | Approved
Qasr Rashwan - Lot B _0208 | CLI.CON-000001 |  |  | Approved
Qasr Rashwan - Lot B _0208 | CLI.CON-000001 | 10.21 - Abd Al Azeem Al Sofy Village - Bill No.6: Admin Building - 6.1.6 - b.1 | Type W1, 1,000 mm width x 1,000 mm height | Approved
Qasr Rashwan - Lot B _0208 | CLI.CON-000001 |  |  | Approved
Qasr Rashwan - Lot B _0208 | CLI.CON-000001 | 10.22 - Abd Al Azeem Al Sofy -Bill No.6.2: Plumbing Works – Admin Room-4.2.1-a. | Water closet with flush tank floor mounted water closet with flush tank (European type) shall be provided with a toilet paper holder and all its required accessories and fittings with approved sample. All required works of completion with the industry standards. | Approved
Qasr Rashwan - Lot B _0208 | CLI.CON-000001 |  |  | Approved
Qasr Rashwan - Lot B _0208 | CLI.CON-000001 | 10.10 - Abd Al Azeem Al Sofy -BILL NO.1: SEWAGE NETWORK-1.6.2-a | DN 700mm, DI pipe, K9 | Approved
Qasr Rashwan - Lot B _0208 | CLI.CON-000001 |  |  | Approved
Qasr Rashwan - Lot B _0208 | CLI.CON-000001 | 10.12 - Abd Al Azeem Al Sofy Village - Bill No.3: PUMP STATION - 3.1.7 - b | Supply and installation of abrasion, friction, acids and shock resistant ceramic tiles for wall, pattern as shown on drawings including cement mortar, setting bed, grouting, fixing, support and all required accessories. Complete as shown on drawings, specified in the Contract documents, recommended by manufacturer and approved by the Engineer prior to installation | Approved
Qasr Rashwan - Lot B _0208 | CLI.CON-000001 |  |  | Approved
Qasr Rashwan - Lot B _0208 | CLI.CON-000001 | 10.21 - Abd Al Azeem Al Sofy Village - Bill No.6: Admin Building - 6.1.3 - a.2 | 120 mm thick. | Approved
Qasr Rashwan - Lot B _0208 | CLI.CON-000001 |  |  | Approved
Qasr Rashwan - Lot B _0208 | CLI.CON-000001 | 10.11 - Abd Al Azeem Al Sofy -Bill No.2: Force Main Pipeline-2.5.4-a | Dismantling joint 400mm | Approved
Qasr Rashwan - Lot B _0208 | CLI.CON-000001 |  |  | Approved
Qasr Rashwan - Lot B _0208 | CLI.CON-000001 | 10.11 - Abd Al Azeem Al Sofy -Bill No.2: Force Main Pipeline-2.5.3-a | Flange socket with puddle flanged pieces 400mm | Approved
Qasr Rashwan - Lot B _0208 | CLI.CON-000001 |  |  | Approved
Qasr Rashwan - Lot B _0208 | CLI.CON-000001 | 10.14 - Abd Al Azeem Al Sofy-BILL NO. 3.3: Main Pump Station-3.3.6- | Supply, installation, calibration, connection and testing of Non-contact Radar level transmitter with range from 0 to 20 meters and beam angle not more than 5 degree (consists of separate sensor and transmitter with digital indicator) including all necessary accessories required for installation and operation requirements. | Approved
Qasr Rashwan - Lot B _0208 | CLI.CON-000001 |  |  | Approved
Qasr Rashwan - Lot B _0208 | CLI.CON-000001 | 10.11 - Abd Al Azeem Al Sofy -Bill No.2: Force Main Pipeline-2.3.2-c | Tee 250/150 | Approved
Qasr Rashwan - Lot B _0208 | CLI.CON-000001 |  |  | Approved
Qasr Rashwan - Lot B _0208 | CLI.CON-000001 | 10.27 - Abd Al Azeem Al Sofy Village - Bill No.9: Site Work - 9.2.1 - a | Excavation from ground level to required depth and grades in all types of soil except the rock, including support system, floading with water, dewatering, compacting bottom of excavation using dynamic roller, transporting excavated materials to the approved off-Site disposal area as per drawings, specifications and geotechnical report. | Approved
Qasr Rashwan - Lot B _0208 | CLI.CON-000001 |  |  | Approved
Qasr Rashwan - Lot B _0208 | CLI.CON-000001 | 10.21 - Abd Al Azeem Al Sofy Village - Bill No.6: Admin Building - 6.1.7 - c | Supply and lay marble / granite steps the riser 20 mm thick and the tread 40 mm thick including skirting & anti slip braking width 3 cm, as parallel lines as per drawings, specifications and approved sample. | Approved
Qasr Rashwan - Lot B _0208 | CLI.CON-000001 | 10.26 - Abd Al Azeem Al Sofy Village - Bill No.7 - 8.1 | Supplying and casting in-place of transformer base and the price includes all the necessary excavation and backfilling works, the removal and disposal of the excavated material to the designated dump, the supply and work of plain concrete Grade C20, reinforced concrete Grade C25, insulation works for the base and all that comes into contact with the soil, including formwork, transporting, mixing, casting, finishing, curing and testing as required by the specifications. provided that the work is completed in full according to the Contract drawings, technical specifications, industry assets and the instructions of the Engineer. | Approved
Qasr Rashwan - Lot B _0208 | CLI.CON-000001 |  |  | Approved
Qasr Rashwan - Lot B _0208 | CLI.CON-000001 | 10.13 - Abd Al Azeem Al Sofy-BILL NO. 3.2: Main Pump Station-3.2.2-d | Ditto As Above But For Maintained Electricity Duration. Provided With Emergency Unit For 3 Hours | Approved
Qasr Rashwan - Lot B _0208 | CLI.CON-000001 |  |  | Approved
Qasr Rashwan - Lot B _0208 | CLI.CON-000001 | 10.10 - Abd Al Azeem Al Sofy -BILL NO.1: SEWAGE NETWORK-1.7.1-c | (Crossing under BAHR AL WATY inside concrete encasement 25cm (250mm) | Approved
Qasr Rashwan - Lot B _0208 | CLI.CON-000001 |  |  | Approved
Qasr Rashwan - Lot B _0208 | CLI.CON-000001 | 10.19 - Abd Al Azeem Al Sofy Village - Bill No.5: Store - 5.1.3 - a. | 250 mm thick. | Approved
Qasr Rashwan - Lot B _0208 | CLI.CON-000001 |  |  | Approved
Qasr Rashwan - Lot B _0208 | CLI.CON-000001 | 10.19 - Abd Al Azeem Al Sofy Village - Bill No.5: Store - 5.1.5 - b | Supply and apply external cement plastering to facades with all metal accessories, base and finish coat, thickness 2cm striped with 2 cm groove render for facades. all required works of completion with the industry standards. As per Specification, Drawings and the Engineer's instructions. | Approved
Qasr Rashwan - Lot B _0208 | CLI.CON-000001 |  |  | Approved
Qasr Rashwan - Lot B _0208 | CLI.CON-000001 | 10.27 - Abd Al Azeem Al Sofy Village - Bill No.9: Site Work - 9.2.4 - a | Supply and apply two coats of oxidized bituminous paint insulation to reinforced concrete in contact with soil such as footings, ground beam, columns pedestal and masonry work to 15 cm upper the GL, sample shall be approved before execution and all required works shall be as per manufacturer's instructions, recommendations and Specification. | Approved
Qasr Rashwan - Lot B _0208 | CLI.CON-000001 |  |  | Approved
Qasr Rashwan - Lot B _0208 | CLI.CON-000001 | 10.16 - Abd Al Azeem Al Sofy Village - Bill No.4: Guard room - 4.1.3 - a.1 | 250 mm thick. | Approved
Qasr Rashwan - Lot B _0208 | CLI.CON-000001 |  |  | Approved
Qasr Rashwan - Lot B _0208 | CLI.CON-000001 | 10.12 - Abd Al Azeem Al Sofy Village - Bill No.3: PUMP STATION - 3.1.3 - a | 250 mm thick. | Approved
Qasr Rashwan - Lot B _0208 | CLI.CON-000001 |  |  | Approved
Qasr Rashwan - Lot B _0208 | CLI.CON-000001 | 10.19 - Abd Al Azeem Al Sofy Village - Bill No.5: Store - 5.1.7 - a.1 | Abrasion, friction and shock resistant ceramic | Approved
Qasr Rashwan - Lot B _0208 | CLI.CON-000001 |  |  | Approved
Qasr Rashwan - Lot B _0208 | CLI.CON-000001 | 10.12 - Abd Al Azeem Al Sofy Village - Bill No.3: PUMP STATION - 3.1.8 - c | Supply and apply of 60 cm high dry mix for skirting including substrate preparation, scaffoldings, grooves, and all required accessories as shown on Contract Drawings, recommended by manufacturer and approved by the Engineer prior to installation. | Approved
Qasr Rashwan - Lot B _0208 | CLI.CON-000001 |  |  | Approved
Qasr Rashwan - Lot B _0208 | CLI.CON-000001 | 10.12 - Abd Al Azeem Al Sofy Village - Bill No.3: PUMP STATION - 3.1.6 - a | Type D1, size 2,500mmx2,500mm | Approved
Qasr Rashwan - Lot B _0208 | CLI.CON-000001 |  |  | Approved
Qasr Rashwan - Lot B _0208 | CLI.CON-000001 | 10.20 - Abd Al Azeem Al Sofy-BILL NO. 5.3: Store-5.2.2-a | Surface mounted luminaire with 1x60 watt led lamps, With (IP20) | Approved
Qasr Rashwan - Lot B _0208 | CLI.CON-000001 |  |  | Approved
Qasr Rashwan - Lot B _0208 | CLI.CON-000001 | 10.10 - Abd Al Azeem Al Sofy -BILL NO.1: SEWAGE NETWORK-1.6.1-a | Inlet chamber on 700mm diameter sewage pipe line | Approved
Qasr Rashwan - Lot B _0208 | CLI.CON-000001 |  |  | Approved
Qasr Rashwan - Lot B _0208 | CLI.CON-000001 | 10.12 - Abd Al Azeem Al Sofy Village - Bill No.3: PUMP STATION - 3.1.4 - b | Supply and installation of PVC water stop 25 cm width including fixing, fittings, jointing and accessories. Complete as shown on Contract Drawings and all required works shall be as per manufacturer's instructions, recommendations and Specification. | Approved
Qasr Rashwan - Lot B _0208 | CLI.CON-000001 |  |  | Approved
Qasr Rashwan - Lot B _0208 | CLI.CON-000001 | 10.21 - Abd Al Azeem Al Sofy Village - Bill No.6: Admin Building - 6.1.7 - a.1 | Ceramic floor, glazed ceramic | Approved
Qasr Rashwan - Lot B _0208 | CLI.CON-000001 | 11.21 - Iz. Abd Al Rahman Ibrahim - Bill No.6: Admin Building - 6.1.1 - b. | Extra over for excavation in rock. | Approved
Qasr Rashwan - Lot B _0208 | CLI.CON-000001 |  |  | Approved
Qasr Rashwan - Lot B _0208 | CLI.CON-000001 | 11.18 - Abd Al Rahman Ibrahim-BILL NO. 4.3: Guard room-4.3.3-a | One Way, Two-gang Lighting Switch 10A. | Approved
Qasr Rashwan - Lot B _0208 | CLI.CON-000001 |  |  | Approved
Qasr Rashwan - Lot B _0208 | CLI.CON-000001 | 11.19 - Iz. Abd Al Rahman Ibrahim - Bill No.5: Store - 5.1.2 - c.2 | RC protection layer | Approved
Qasr Rashwan - Lot B _0208 | CLI.CON-000001 |  |  | Approved
Qasr Rashwan - Lot B _0208 | CLI.CON-000001 | 11.23 - Abd Al Rahman Ibrahim- BILL NO. 6.3: Admin Room-6.3.2-a | Surface mounted luminaire with 1x60 watt led lamps, With (IP20) | Approved
Qasr Rashwan - Lot B _0208 | CLI.CON-000001 |  |  | Approved
Qasr Rashwan - Lot B _0208 | CLI.CON-000001 | 11.10 - Abd Al Rahman Ibrahim-BILL NO.1: SEWAGE NETWORK-1.6-a | Concrete encasement 25cm (200mm) | Approved
Qasr Rashwan - Lot B _0208 | CLI.CON-000001 |  |  | Approved
Qasr Rashwan - Lot B _0208 | CLI.CON-000001 | 11.13 - Abd Al Rahman Ibrahim-BILL NO. 3.2: Main Pump Station-3.2.4-a | Single Phase Switched Socket 220v, 16A, 2-pin Type Complete With Earthing Contact. | Approved
Qasr Rashwan - Lot B _0208 | CLI.CON-000001 |  |  | Approved
Qasr Rashwan - Lot B _0208 | CLI.CON-000001 | 11.10 - Abd Al Rahman Ibrahim-BILL NO.1: SEWAGE NETWORK-1.2.1-b.4 | Ditto, depth to invert between 3.01 m and 3.50 m | Approved
Qasr Rashwan - Lot B _0208 | CLI.CON-000001 |  |  | Approved
Qasr Rashwan - Lot B _0208 | CLI.CON-000001 | 11.11 - Abd Al Rahman Ibrahim-Bill No.2: Force Main Pipeline-2.3.3-b | Flange spigot with puddle flanged pieces 350mm | Approved
Qasr Rashwan - Lot B _0208 | CLI.CON-000001 |  |  | Approved
Qasr Rashwan - Lot B _0208 | CLI.CON-000001 | 11.17 - Abd Al Rahman Ibrahim-BILL NO. 4.2: Plumbing Works – Guard Room-4.2.5- | 75mm dia Bill No.6.2: Plumbing Works – Admin Room | Approved
Qasr Rashwan - Lot B _0208 | CLI.CON-000001 |  |  | Approved
Qasr Rashwan - Lot B _0208 | CLI.CON-000001 | 11.14 - Abd Al Rahman Ibrahim-BILL NO. 3.3: Main Pump Station-3.3.16- | Layout external lighting complete with (Solar lighting poles (solar panels, battery, LED light, charger), boundary wall lighting, wires, UPVC and PVC Conduits,…..etc) and all accessories as per Contract documents. | Approved
Qasr Rashwan - Lot B _0208 | CLI.CON-000001 |  |  | Approved
Qasr Rashwan - Lot B _0208 | CLI.CON-000001 | 11.16 - Iz. Abd Al Rahman Ibrahim - Bill No.4: Guard room - 4.1.1 - a. | Excavation from ground level to required depth and grades in all types of soil except the rock, including support system, floading with water, dewatering, compacting bottom of excavation using dynamic roller, transporting excavated materials to the approved off-Site disposal area as per drawings, specifications and geotechnical report. | Approved
Qasr Rashwan - Lot B _0208 | CLI.CON-000001 |  |  | Approved
Qasr Rashwan - Lot B _0208 | CLI.CON-000001 | 11.14 - Abd Al Rahman Ibrahim-BILL NO. 3.3: Main Pump Station-3.3.19- | Supply, install, connect and test a complete closed circuit surveillance TV (CCTV) system complete with Weatherproof fixed camera HD, Weatherproof Motorized cameras HD, DVR, Rack, UPS, Joystick, remote controller, color photos printer, conduits, Coaxial cables, control cables, LED screen, boxes between devices, UPS....etc. and all necessary works to complete works as per specifications and contract documents. | Approved
Qasr Rashwan - Lot B _0208 | CLI.CON-000001 |  |  | Approved
Qasr Rashwan - Lot B _0208 | CLI.CON-000001 | 11.21 - Iz. Abd Al Rahman Ibrahim - Bill No.6: Admin Building - 6.1.7 - b | Supply and installation of ceramic tiles, pattern as shown on drawings including cement mortar, setting bed, grouting, pointing, fixing, support and all required accessories. Complete as shown on drawings, specified in the Contract documents, recommended by manufacturer and approved by the Engineer prior to installation. | Approved
Qasr Rashwan - Lot B _0208 | CLI.CON-000001 |  |  | Approved
Qasr Rashwan - Lot B _0208 | CLI.CON-000001 | 11.12 - Iz. Abd Al Rahman Ibrahim - Bill No.3: PUMP STATION - 3.1.8 - c | Supply and apply of 60 cm high dry mix for skirting including substrate preparation, scaffoldings, grooves, and all required accessories as shown on Contract Drawings, recommended by manufacturer and approved by the Engineer prior to installation. | Approved
Qasr Rashwan - Lot B _0208 | CLI.CON-000001 |  |  | Approved
Qasr Rashwan - Lot B _0208 | CLI.CON-000001 | 11.10 - Abd Al Rahman Ibrahim-BILL NO.1: SEWAGE NETWORK-1.1.1-d.4 | Ditto, depth to invert between 5.51 m and 6.50 m | Approved
Qasr Rashwan - Lot B _0208 | CLI.CON-000001 |  |  | Approved
Qasr Rashwan - Lot B _0208 | CLI.CON-000001 | 12.10 - Suleiman Tadrus-BILL NO.1: SEWAGE NETWORK-1.7.3-d | Concrete encasement 25cm (300mm) | Approved
Qasr Rashwan - Lot B _0208 | CLI.CON-000001 |  |  | Approved
Qasr Rashwan - Lot B _0208 | CLI.CON-000001 | 12.10 - Suleiman Tadrus-BILL NO.1: SEWAGE NETWORK-1.1.1-b.2 | Ditto, depth to invert between 1.51 m and 2.50 m | Approved
Qasr Rashwan - Lot B _0208 | CLI.CON-000001 |  |  | Approved
Qasr Rashwan - Lot B _0208 | CLI.CON-000001 | 12.11 - Suleiman Tadrus-Bill No.2: Force Main Pipeline-2.5.1-a | Gate valve 300mm dia. | Approved
Qasr Rashwan - Lot B _0208 | CLI.CON-000001 |  |  | Approved
Qasr Rashwan - Lot B _0208 | CLI.CON-000001 | 12.21 - Iz. Suleiman Tadrus - Bill No.6: Admin Building - 6.1.3 - c.1 | 250 mm thick. | Approved
Qasr Rashwan - Lot B _0208 | CLI.CON-000001 |  |  | Approved
Qasr Rashwan - Lot B _0208 | CLI.CON-000001 | 12.12 - Iz. Suleiman Tadrus - Bill No.3: PUMP STATION - 3.1.9 - a | 75mm dia. | Approved
Qasr Rashwan - Lot B _0208 | CLI.CON-000001 |  |  | Approved
Qasr Rashwan - Lot B _0208 | CLI.CON-000001 | 12.13 - Iz. Suleiman Tadrus-BILL NO. 3.2: Main Pump Station-3.2.2-e | Enclosed Polycarbonate, Wall Mounting Luminaire IP65 With 40 Watt LED Lamp. | Approved
Qasr Rashwan - Lot B _0208 | CLI.CON-000001 |  |  | Approved
Qasr Rashwan - Lot B _0208 | CLI.CON-000001 | 12.16 - Iz. Suleiman Tadrus - Bill No.4: Guard room - 4.1.6 - b.1 | Type W1, 1,000 mm width x 1,000 mm height | Approved
Qasr Rashwan - Lot B _0208 | CLI.CON-000001 |  |  | Approved
Qasr Rashwan - Lot B _0208 | CLI.CON-000001 | 12.27 - Iz. Suleiman Tadrus - Bill No.9: Site Work - 9.2.2 - b | Supply and casting of in-place reinforced concrete Grade C25 with Sulfate- resistant cement for footing, column pedestal and grade beams including: formwork, scaffolding, expansion and construction joints, Steel bar reinforcement, joint filler and sealant, accessories, transporting, mixing, casting, finishing, compaction by vibratory, spraying, curing, and testing as required by the specifications. | Approved
Qasr Rashwan - Lot B _0208 | CLI.CON-000001 |  |  | Approved
Qasr Rashwan - Lot B _0208 | CLI.CON-000001 | 12.10 - Suleiman Tadrus-BILL NO.1: SEWAGE NETWORK-1.6.1-a | Inlet chamber on 500mm diameter sewage pipe line | Approved
Qasr Rashwan - Lot B _0208 | CLI.CON-000001 |  |  | Approved
Qasr Rashwan - Lot B _0208 | CLI.CON-000001 | 12.10 - Suleiman Tadrus-BILL NO.1: SEWAGE NETWORK-1.1.1-c.1 | Depth to invert not exceeding 1.5 m | Approved
Qasr Rashwan - Lot B _0208 | CLI.CON-000001 |  |  | Approved
Qasr Rashwan - Lot B _0208 | CLI.CON-000001 | 12.11 - Suleiman Tadrus-Bill No.2: Force Main Pipeline-2.5.5-b | 90º (200mm) | Approved
Qasr Rashwan - Lot B _0208 | CLI.CON-000001 |  |  | Approved
Qasr Rashwan - Lot B _0208 | CLI.CON-000001 | 12.19 - Iz. Suleiman Tadrus - Bill No.5: Store - 5.1.3 - c | 250 mm thick. | Approved
Qasr Rashwan - Lot B _0208 | CLI.CON-000001 |  |  | Approved
Qasr Rashwan - Lot B _0208 | CLI.CON-000001 | 12.21 - Iz. Suleiman Tadrus - Bill No.6: Admin Building - 6.1.5 - b | Supply and apply external cement plastering to facades with all metal accessories, base and finish coat, thickness 2cm striped with 2 cm groove render for facades. all required works of completion with the industry standards. As per Specification, Drawings and Engineer's instructions. | Approved
Qasr Rashwan - Lot B _0208 | CLI.CON-000001 |  |  | Approved
Qasr Rashwan - Lot B _0208 | CLI.CON-000001 | 12.21 - Iz. Suleiman Tadrus - Bill No.6: Admin Building - 6.1.6 - a.1 | Type D1, size 800mmx2,200mm | Approved
Qasr Rashwan - Lot B _0208 | CLI.CON-000001 |  |  | Approved
Qasr Rashwan - Lot B _0208 | CLI.CON-000001 | 12.10 - Suleiman Tadrus-BILL NO.1: SEWAGE NETWORK-1.1.1-c.4 | Ditto, depth to invert between 3.51 m and 4.50 m | Approved
Qasr Rashwan - Lot B _0208 | CLI.CON-000001 |  |  | Approved
Qasr Rashwan - Lot B _0208 | CLI.CON-000001 | 12.11 - Suleiman Tadrus-Bill No.2: Force Main Pipeline-2.3.3-d | Flange spigot with puddle flanged pieces 200mm | Approved
Qasr Rashwan - Lot B _0208 | CLI.CON-000001 |  |  | Approved
Qasr Rashwan - Lot B _0208 | CLI.CON-000001 | 12.23 - Iz. Suleiman Tadrus- BILL NO. 6.3: Admin Room-6.3.4-a | Single Phase Switched Socket 220v, 16A, 2-pin Type Complete With Earthing Contact. | Approved
Qasr Rashwan - Lot B _0208 | CLI.CON-000001 |  |  | Approved
Qasr Rashwan - Lot B _0208 | CLI.CON-000001 | 12.27 - Iz. Suleiman Tadrus - Bill No.9: Site Work - 9.2.3 - b. | 250 mm thick. | Approved
Qasr Rashwan - Lot B _0208 | CLI.CON-000001 |  |  | Approved
Qasr Rashwan - Lot B _0208 | CLI.CON-000001 | 12.10 - Suleiman Tadrus-BILL NO.1: SEWAGE NETWORK-1.2.1-b.10 | Ditto, depth to invert between 6.01 m and 6.50 m | Approved
Qasr Rashwan - Lot B _0208 | CLI.CON-000001 |  |  | Approved
Qasr Rashwan - Lot B _0208 | CLI.CON-000001 | 12.21 - Iz. Suleiman Tadrus - Bill No.6: Admin Building - 6.1.4 - c. | Supply and installation of 50 mm extruded polystyrene boards for roof heat insulation with minimum density 35 kg/cm²; the work include Polystyrene sheet 1mm layer. Sample shall be approved before execution and all required works shall be as per manufacturer's instructions, recommendations and Specification. | Approved
Qasr Rashwan - Lot B _0208 | CLI.CON-000001 |  |  | Approved
Qasr Rashwan - Lot B _0208 | CLI.CON-000001 | 12.11 - Suleiman Tadrus-Bill No.2: Force Main Pipeline-2.4.2 rate-a | Inception chamber | Approved
Qasr Rashwan - Lot B _0208 | CLI.CON-000001 |  |  | Approved
Qasr Rashwan - Lot B _0208 | CLI.CON-000001 | 12.13 - Iz. Suleiman Tadrus-BILL NO. 3.2: Main Pump Station-3.2.1- | Supply, install, connect, test and commission of complete L.V. distribution boards (LP-PS) the price include selectvity study, termination, Identifications, labling, glands, copper luggs as specified and as indicating drawings. System shall be lump sum complete in every respect with all necessary accessories and ancillary works. | Approved
Qasr Rashwan - Lot B _0208 | CLI.CON-000001 |  |  | Approved
Qasr Rashwan - Lot B _0208 | CLI.CON-000001 | 12.16 - Iz. Suleiman Tadrus - Bill No.4: Guard room - 4.1.1 - a. | Excavation from ground level to required depth and grades in all types of soil except the rock, including support system, floading with water, dewatering, compacting bottom of excavation using dynamic roller, transporting excavated materials to the approved off-Site disposal area as per drawings, specifications and geotechnical report. | Approved
Qasr Rashwan - Lot B _0208 | CLI.CON-000001 |  |  | Approved
Qasr Rashwan - Lot B _0208 | CLI.CON-000001 | 12.21 - Iz. Suleiman Tadrus - Bill No.6: Admin Building - 6.1.7 - b | Supply and installation of ceramic tiles, pattern as shown on drawings including cement mortar, setting bed, grouting, pointing, fixing, support and all required accessories. Complete as shown on drawings, specified in the Contract documents, recommended by manufacturer and approved by the Engineer prior to installation. | Approved
Qasr Rashwan - Lot B _0208 | CLI.CON-000001 |  |  | Approved
Qasr Rashwan - Lot B _0208 | CLI.CON-000001 | 12.13 - Iz. Suleiman Tadrus-BILL NO. 3.2: Main Pump Station-3.2.2-a | Rated Wall Mounted luminaire IP65, with 60W LED lamp, watertight. | Approved
Qasr Rashwan - Lot B _0208 | CLI.CON-000001 |  |  | Approved
Qasr Rashwan - Lot B _0208 | CLI.CON-000001 | 12.11 - Suleiman Tadrus-Bill No.2: Force Main Pipeline-2.3.1-d | Air Relief valve 100 mm dia.(include gate valve 100mm) | Approved
Qasr Rashwan - Lot B _0208 | CLI.CON-000001 |  |  | Approved
Qasr Rashwan - Lot B _0208 | CLI.CON-000001 | 12.25 - Iz. Suleiman Tadrus-BILL NO.7.2: Generator Shed-7.2.2-a | Surface mounted luminaire with 1x60 watt led lamps, With (IP54) | Approved
Qasr Rashwan - Lot B _0208 | CLI.CON-000001 |  |  | Approved
Qasr Rashwan - Lot B _0208 | CLI.CON-000001 | 12.21 - Iz. Suleiman Tadrus - Bill No.6: Admin Building - 6.1.2 - b.2 | For grade slabs, 100 mm thick | Approved
Qasr Rashwan - Lot B _0208 | CLI.CON-000001 |  |  | Approved
Qasr Rashwan - Lot B _0208 | CLI.CON-000001 | 12.12 - Iz. Suleiman Tadrus - Bill No.3: PUMP STATION - 3.1.6 - a | Type D1, size 2,500mmx2,500mm | Approved
Qasr Rashwan - Lot B _0208 | CLI.CON-000001 |  |  | Approved
Qasr Rashwan - Lot B _0208 | CLI.CON-000001 | 12.15 - Suleiman Tadrus-Bill No.3.4: Mechanical Works - Pumping Station--3.4.9 | Basket screen including all accessories as specified in technical specifications. | Approved
Qasr Rashwan - Lot B _0208 | CLI.CON-000001 |  |  | Approved
Qasr Rashwan - Lot B _0208 | CLI.CON-000001 | 12.16 - Iz. Suleiman Tadrus - Bill No.4: Guard room - 4.1.3 - a.1 | 250 mm thick. | Approved
Qasr Rashwan - Lot B _0208 | CLI.CON-000001 |  |  | Approved
Qasr Rashwan - Lot B _0208 | CLI.CON-000001 | 12.18 - Iz. Suleiman Tadrus-BILL NO. 4.3: Guard room-4.3.5-b | Lighting outlets. | Approved
Qasr Rashwan - Lot B _0208 | CLI.CON-000001 |  |  | Approved
Qasr Rashwan - Lot B _0208 | CLI.CON-000001 | 12.11 - Suleiman Tadrus-Bill No.2: Force Main Pipeline-2.5.2-a | Tee 300/150 | Approved
Qasr Rashwan - Lot B _0208 | CLI.CON-000001 |  |  | Approved
Qasr Rashwan - Lot B _0208 | CLI.CON-000001 |  |  | Approved
Qasr Rashwan - Lot B _0208 | CLI.CON-000001 | 13.12 - Iz. Salih Shamatah - Bill No.3: PUMP STATION - 3.1.6 - c | Supply, fabrication and erection of Stainless Steel 316L handrail including all required steel members, welding, jointing, all fixings, fittings, painting and accessories. all required works of completion with the industry standards. As per Specification, Drawings and Engineer's instructions. | Approved
Qasr Rashwan - Lot B _0208 | CLI.CON-000001 |  |  | Approved
Qasr Rashwan - Lot B _0208 | CLI.CON-000001 | 13.11 - Salih Shamatah-Bill No.2: Force Main Pipeline--2.9 | Excavation in rock according to soil and as specified in the Contract Documents. | Approved
Qasr Rashwan - Lot B _0208 | CLI.CON-000001 |  |  | Approved
Qasr Rashwan - Lot B _0208 | CLI.CON-000001 | 13.19 - Iz. Salih Shamatah - Bill No.5: Store - 5.1.4 - b. | Supply and installation of horizontal prefabricated moisture Insulation membrane to the wet areas with 4mm thick for floor and roof, including joints, fixtures, overlaps not less than 100 mm and item include all surface preparation steps, coating with 2 layers of primer bitumen coat, metal flashing, internal angle fillets, upstand to vertical surfaces and waterproofing to all openings and around pipes and water drains, Polystyrene sheet 1mm, protection Sand- cement mortar screed, 30 mm thick as per manufacturer's instructions, Contract Drawing, recommendations and Specification. | Approved
Qasr Rashwan - Lot B _0208 | CLI.CON-000001 |  |  | Approved
Qasr Rashwan - Lot B _0208 | CLI.CON-000001 | 13.15 - Salih Shamatah-Bill No.3.4: Mechanical Works - Pumping Station-3.4.7-a. | Rotary crane 2 ton, complete with all accessories as specified by Contract Documents. | Approved
Qasr Rashwan - Lot B _0208 | CLI.CON-000001 |  |  | Approved
Qasr Rashwan - Lot B _0208 | CLI.CON-000001 | 13.11 - Salih Shamatah-Bill No.2: Force Main Pipeline-2.2-a | Valve chamber type (A) | Approved
Qasr Rashwan - Lot B _0208 | CLI.CON-000001 |  |  | Approved
Qasr Rashwan - Lot B _0208 | CLI.CON-000001 | 13.14 - Iz.Salih Shamatah-BILL NO. 3.3: Main Pump Station-3.3.4- | Supply, installation, programming, connecting, commissioning and testing of the control panel (2mm thickness) including the(Conformal coated) Programmable Logic Controller (PLC) consists of: Power supply Module CPU Module Digital Input Modules Digital Output Modules Analog Input Modules Analog Output Modules (If required) Complete with programming software, electrical protection devices, input and output isolation units, industrial switch, electrical feed, insulation transformer, lighting bulb, connection with main control system and all necessary accessories and devices. | Approved
Qasr Rashwan - Lot B _0208 | CLI.CON-000001 |  |  | Approved
Qasr Rashwan - Lot B _0208 | CLI.CON-000001 | 13.10 - Salih Shamatah-BILL NO.1: SEWAGE NETWORK-1.1.1-d.2 | Ditto, depth to invert between 3.51 m and 4.50 m | Approved
Qasr Rashwan - Lot B _0208 | CLI.CON-000001 |  |  | Approved
Qasr Rashwan - Lot B _0208 | CLI.CON-000001 | 13.27 - Iz. Salih Shamatah - Bill No.9 - Site Works - 9.2.1 - b | Extra over for excavation in rock. | Approved
Qasr Rashwan - Lot B _0208 | CLI.CON-000001 |  |  | Approved
Qasr Rashwan - Lot B _0208 | CLI.CON-000001 | 13.25 - Iz.Salih Shamatah-BILL NO.7.2: Generator Shed-7.2.4-a | Lighting outlets. | Approved
Qasr Rashwan - Lot B _0208 | CLI.CON-000001 |  |  | Approved
Qasr Rashwan - Lot B _0208 | CLI.CON-000001 | 13.18 - Iz.Salih Shamatah-BILL NO. 4.3: Guard room-4.3.5-a | Wall Mounted Exhaust Fan Outlet. | Approved
Qasr Rashwan - Lot B _0208 | CLI.CON-000001 |  |  | Approved
Qasr Rashwan - Lot B _0208 | CLI.CON-000001 | 13.19 | BILL NO. 5.1 Civil Works - Store Building | Approved
Qasr Rashwan - Lot B _0208 | CLI.CON-000001 |  |  | Approved
Qasr Rashwan - Lot B _0208 | CLI.CON-000001 | 13.14 - Iz.Salih Shamatah-BILL NO. 3.3: Main Pump Station-3.3.6- | Supply, installation, calibration, connection and testing of Non-contact Radar level transmitter with range from 0 to 20 meters and beam angle not more than 5 degree (consists of separate sensor and transmitter with digital indicator) including all necessary accessories required for installation and operation requirements. | Approved
Qasr Rashwan - Lot B _0208 | CLI.CON-000001 |  |  | Approved
Qasr Rashwan - Lot B _0208 | CLI.CON-000001 | 13.15 - Salih Shamatah-Bill No.3.4: Mechanical Works - Pumping Station--3.4.1 | Submersible Pump 10 L/s, 14 m head coupled with Electric Motor complete with (mating bend, guide rails, coupling, submersible cable, all protection items….etc) and all accessories required for a good working condition, as per Contract Documents. | Approved
Qasr Rashwan - Lot B _0208 | CLI.CON-000001 |  |  | Approved
Qasr Rashwan - Lot B _0208 | CLI.CON-000001 | 14.16 - Iz. Abou Hussein - Bill No.4: Guard room - 4.1.5 - b | Supply and apply external cement plastering to facades with all metal accessories, base and finish coat, thickness 2cm striped with 2 cm groove render for facades. all required works of completion with the industry standards. As per Specification, Drawings and Engineer's instructions. | Approved
Qasr Rashwan - Lot B _0208 | CLI.CON-000001 |  |  | Approved
Qasr Rashwan - Lot B _0208 | CLI.CON-000001 | 14.10 - Abou Hussein-BILL NO.1 : SEWAGE NETWORK-1.5.2-a | DN 300mm, DI pipe, K9 | Approved
Qasr Rashwan - Lot B _0208 | CLI.CON-000001 |  |  | Approved
Qasr Rashwan - Lot B _0208 | CLI.CON-000001 | 14.11 - Abou Hussein-BILL NO.2 : Force Main Pipeline--2.3.6 | Supplying, installing, connecting and testing of ductile iron pipes with diameter 150 mm for wash-out chamber and inlet pipe (in the case of chamber Type-A) , the item includes all pipes, fittings, gaskets, flexible joint, bolts, nut, washers, non-shrink mortar and all required works for completion and performance of the work item in accordance with the Contract Drawings, Specifications, the Ministerial Decree No. (277 / 2000) and its annexes No. 14 /2002) and the Engineer's instructions. | Approved
Qasr Rashwan - Lot B _0208 | CLI.CON-000001 |  |  | Approved
Qasr Rashwan - Lot B _0208 | CLI.CON-000001 | 14.25 - Iz. Abou Hussein - Bill No.8: Site Work - 8.3.5 - 8.3.5 | Supply, install and test Fire hydrant including cast iron hydrant, stop valve, etc.all accordance with specification and drawings: | Approved
Qasr Rashwan - Lot B _0208 | CLI.CON-000001 |  |  | Approved
Qasr Rashwan - Lot B _0208 | CLI.CON-000001 | 14.16 - Iz. Abou Hussein - Bill No.4: Guard room - 4.1.2 - c.1 | structure | Approved
Qasr Rashwan - Lot B _0208 | CLI.CON-000001 |  |  | Approved
Qasr Rashwan - Lot B _0208 | CLI.CON-000001 | 14.19 - Iz. Abou Hussein - Bill No.5: Admin Building - 5.1.1 - a. | Excavation from ground level to required depth and grades in all types of soil except the rock, including support system, floading with water, dewatering, compacting bottom of excavation using dynamic roller, transporting excavated materials to the approved off- Site disposal area as per drawings, specifications and geotechnical report. | Approved
Qasr Rashwan - Lot B _0208 | CLI.CON-000001 |  |  | Approved
Qasr Rashwan - Lot B _0208 | CLI.CON-000001 | 14.14 - Iz. Abou Hussein-BILL NO. 3.3: Main Pump Station-3.3.13- | Instrumentation and Control System Spare Parts as per specifications. | Approved
Qasr Rashwan - Lot B _0208 | CLI.CON-000001 |  |  | Approved
Qasr Rashwan - Lot B _0208 | CLI.CON-000001 | 14.16 - Iz. Abou Hussein - Bill No.4: Guard room - 4.1.6 - a.2 | Type D2, size 700mmx2,200mm | Approved
Qasr Rashwan - Lot B _0208 | CLI.CON-000001 |  |  | Approved
Qasr Rashwan - Lot B _0208 | CLI.CON-000001 | 14.10 - Abou Hussein-BILL NO.1 : SEWAGE NETWORK--1.7 | Excavation in rock as specified in the Contract Documents. | Approved
Qasr Rashwan - Lot B _0208 | CLI.CON-000001 |  |  | Approved
Qasr Rashwan - Lot B _0208 | CLI.CON-000001 | 14.11 - Abou Hussein-BILL NO.2 : Force Main Pipeline-2.5.1-b | washout 150mm dia. | Approved
Qasr Rashwan - Lot B _0208 | CLI.CON-000001 |  |  | Approved
Qasr Rashwan - Lot B _0208 | CLI.CON-000001 | 14.25 - Iz. Abou Hussein - Bill No.8: Site Work - 8.2.1 - a | Excavation from ground level to required depth and grades in all types of soil except the rock, including support system, floading with water, dewatering, compacting bottom of excavation using dynamic roller, transporting excavated materials to the approved off-Site disposal area as per drawings, specifications and geotechnical report. | Approved
Qasr Rashwan - Lot B _0208 | CLI.CON-000001 |  |  | Approved
Qasr Rashwan - Lot B _0208 | CLI.CON-000001 | 14.16 - Iz. Abou Hussein - Bill No.4: Guard room - 4.1.3 - c.1 | 250 mm thick. | Approved
Qasr Rashwan - Lot B _0208 | CLI.CON-000001 |  |  | Approved
Qasr Rashwan - Lot B _0208 | CLI.CON-000001 | 14.11 - Abou Hussein-BILL NO.2 : Force Main Pipeline--2.5.6 | Supplying, installing, connecting and testing of ductile iron pipes with diamter 150 mm for wash-out chamber and inlet pipe (in the case of chamber Type-A) , the item includes all pipes, fittings ,flexible joint, gaskets, bolts, nut, washers, non-shrink mortar and all required works for completion and performance of the work item in accordance with the Contract Drawings, Specifications, the Ministerial Decree No. (277 / 2000) and its annexes No. 14 /2002) and the Engineer's instructions. | Approved
Qasr Rashwan - Lot B _0208 | CLI.CON-000001 |  |  | Approved
Qasr Rashwan - Lot B _0208 | CLI.CON-000001 | 14.20 - Abou Hussein-BILL NO. 5.2: Plumbing Works – Admin Room-5.2.3-a. | gully trap 30 x 30 | Approved
Qasr Rashwan - Lot B _0208 | CLI.CON-000001 |  |  | Approved
Qasr Rashwan - Lot B _0208 | CLI.CON-000001 |  |  | Approved
Qasr Rashwan - Lot B _0208 | CLI.CON-000001 | 10.19 - Abd Al Azeem Al Sofy Village - Bill No.5: Store - 5.1.1 - d. | Supplying and installing of replacement soil using clean graded gravel or crushed dolomitic stones, in layers not exceeding 250 mm thickness, the layers are to be compacted by equipment, all as per drawings, specifications and geotechnical report. | Approved
Qasr Rashwan - Lot B _0208 | CLI.CON-000001 |  |  | Approved
Qasr Rashwan - Lot B _0208 | CLI.CON-000001 | 10.12 - Abd Al Azeem Al Sofy Village - Bill No.3: PUMP STATION - 3.1.3 - b | 250 mm thick. | Approved
Qasr Rashwan - Lot B _0208 | CLI.CON-000001 |  |  | Approved
Qasr Rashwan - Lot B _0208 | CLI.CON-000001 | 10.10 - Abd Al Azeem Al Sofy -BILL NO.1: SEWAGE NETWORK-1.4-a | IC 60*60 cm | Approved
Qasr Rashwan - Lot B _0208 | CLI.CON-000001 |  |  | Approved
Qasr Rashwan - Lot B _0208 | CLI.CON-000001 | 10.12 - Abd Al Azeem Al Sofy Village - Bill No.3: PUMP STATION - 3.1.5 - b | Supply and apply external cement plastering to facades with all metal accessories, base and finish coat, thickness 2cm striped with 2 cm groove render for facades. all required works of completion with the industry standards. As per Specification, Drawings and Engineer's instructions. | Approved
Qasr Rashwan - Lot B _0208 | CLI.CON-000001 |  |  | Approved
Qasr Rashwan - Lot B _0208 | CLI.CON-000001 | 10.19 - Abd Al Azeem Al Sofy Village - Bill No.5: Store - 5.1.3 - c | 250 mm thick. | Approved
Qasr Rashwan - Lot B _0208 | CLI.CON-000001 |  |  | Approved
Qasr Rashwan - Lot B _0208 | CLI.CON-000001 | 10.21 - Abd Al Azeem Al Sofy Village - Bill No.6: Admin Building - 6.1.3 - b.2 | 120 mm thick. | Approved
Qasr Rashwan - Lot B _0208 | CLI.CON-000001 |  |  | Approved
Qasr Rashwan - Lot B _0208 | CLI.CON-000001 | 10.10 - Abd Al Azeem Al Sofy -BILL NO.1: SEWAGE NETWORK-1.2.1-b.4 | Ditto, depth to invert between 3.01 m and 3.50 m | Approved
Qasr Rashwan - Lot B _0208 | CLI.CON-000001 |  |  | Approved
Qasr Rashwan - Lot B _0208 | CLI.CON-000001 | 10.10 - Abd Al Azeem Al Sofy -BILL NO.1: SEWAGE NETWORK-1.7.1-a | (Crossing under Road inside concrete encasement 25cm (200mm) | Approved
Qasr Rashwan - Lot B _0208 | CLI.CON-000001 |  |  | Approved
Qasr Rashwan - Lot B _0208 | CLI.CON-000001 | 10.12 - Abd Al Azeem Al Sofy Village - Bill No.3: PUMP STATION - 3.1.2 - a.1 | Un-reinforced lean concrete for sub-structure | Approved
Qasr Rashwan - Lot B _0208 | CLI.CON-000001 |  |  | Approved
Qasr Rashwan - Lot B _0208 | CLI.CON-000001 | 10.23 - Abd Al Azeem Al Sofy- BILL NO. 6.3: Admin Room-6.3.5-b | Lighting outlets. | Approved
Qasr Rashwan - Lot B _0208 | CLI.CON-000001 |  |  | Approved
Qasr Rashwan - Lot B _0208 | CLI.CON-000001 | 10.11 - Abd Al Azeem Al Sofy -Bill No.2: Force Main Pipeline-2.5.4-b | Dismantling joint 250mm | Approved
Qasr Rashwan - Lot B _0208 | CLI.CON-000001 |  |  | Approved
Qasr Rashwan - Lot B _0208 | CLI.CON-000001 | 10.16 - Abd Al Azeem Al Sofy Village - Bill No.4: Guard room - 4.1.2 - a.2 | For roof slopes, 30 mm to 140 mm thick | Approved
Qasr Rashwan - Lot B _0208 | CLI.CON-000001 |  |  | Approved
Qasr Rashwan - Lot B _0208 | CLI.CON-000001 | 10.23 - Abd Al Azeem Al Sofy- BILL NO. 6.3: Admin Room-6.3.2-a | Surface mounted luminaire with 1x60 watt led lamps, With (IP20) | Approved
Qasr Rashwan - Lot B _0208 | CLI.CON-000001 |  |  | Approved
Qasr Rashwan - Lot B _0208 | CLI.CON-000001 | 10.21 - Abd Al Azeem Al Sofy Village - Bill No.6: Admin Building - 6.1.1 - b. | Extra over for excavation in rock. | Approved
Qasr Rashwan - Lot B _0208 | CLI.CON-000001 |  |  | Approved
Qasr Rashwan - Lot B _0208 | CLI.CON-000001 | 10.17 - Abd Al Azeem Al Sofy -BILL NO. 4.2: Plumbing Works – Guard Room-4.2.3-a. | gully trap 30 x 30 | Approved
Qasr Rashwan - Lot B _0208 | CLI.CON-000001 |  |  | Approved
Qasr Rashwan - Lot B _0208 | CLI.CON-000001 | 10.21 - Abd Al Azeem Al Sofy Village - Bill No.6: Admin Building - 6.1.6 - a.2 | Type D2, size 700mmx2,200mm | Approved
Qasr Rashwan - Lot B _0208 | CLI.CON-000001 |  |  | Approved
Qasr Rashwan - Lot B _0208 | CLI.CON-000001 | 10.10 - Abd Al Azeem Al Sofy -BILL NO.1: SEWAGE NETWORK-1.5-a | HC 60*60 cm | Approved
Qasr Rashwan - Lot B _0208 | CLI.CON-000001 |  |  | Approved
Qasr Rashwan - Lot B _0208 | CLI.CON-000001 |  |  | Approved
Qasr Rashwan - Lot B _0208 | CLI.CON-000001 | 10.12 - Abd Al Azeem Al Sofy Village - Bill No.3: PUMP STATION - 3.1.2 - d | Supply and casting of in-place reinforced concrete (Grade C30) with Sulfate-resistant cement, including: formwork, scaffolding, expansion and construction joints, Steel bar reinforcement, joint filler and sealant, accessories, transporting, mixing, casting, finishing, compaction by vibratory, curing and testing as required by the specifications. | Approved
Qasr Rashwan - Lot B _0208 | CLI.CON-000001 |  |  | Approved
Qasr Rashwan - Lot B _0208 | CLI.CON-000001 | 10.20 - Abd Al Azeem Al Sofy-BILL NO. 5.3: Store-5.2.2-b | Ditto As Above But For Maintained Electricity Duration. Provided With Emergency Unit For 3 Hours | Approved
Qasr Rashwan - Lot B _0208 | CLI.CON-000001 |  |  | Approved
Qasr Rashwan - Lot B _0208 | CLI.CON-000001 | 10.10 - Abd Al Azeem Al Sofy -BILL NO.1: SEWAGE NETWORK-1.7.3-a | Concrete encasement 25cm (200mm) | Approved
Qasr Rashwan - Lot B _0208 | CLI.CON-000001 |  |  | Approved
Qasr Rashwan - Lot B _0208 | CLI.CON-000001 | 10.15 - Abd Al Azeem Al Sofy -Bill No.3.4: Mechanical Works - Pumping Station-3.4.2- | Supply only Submersible Pump in store 82 L/s, 24 m head coupled with Electric Motor complete with submersible cable, all protection items….etc) and all accessories required for a good working condition, as per Contract Documents. | Approved
Qasr Rashwan - Lot B _0208 | CLI.CON-000001 |  |  | Approved
Qasr Rashwan - Lot B _0208 | CLI.CON-000001 | 10.16 - Abd Al Azeem Al Sofy Village - Bill No.4: Guard room - 4.1.1 - c. | Supply, backfilling and compaction to the required grades with approved clean sand on layers not more than 25 cm thick. The layers are to be compacted by means of vibratory type equipment to obtain 95% of maximum dry density as per specifications. | Approved
Qasr Rashwan - Lot B _0208 | CLI.CON-000001 |  |  | Approved
Qasr Rashwan - Lot B _0208 | CLI.CON-000001 | 10.10 - Abd Al Azeem Al Sofy -BILL NO.1: SEWAGE NETWORK-1.1.1-b.3 | Ditto, depth to invert between 2.51 m and 3.50 m | Approved
Qasr Rashwan - Lot B _0208 | CLI.CON-000001 |  |  | Approved
Qasr Rashwan - Lot B _0208 | CLI.CON-000001 | 10.11 - Abd Al Azeem Al Sofy -Bill No.2: Force Main Pipeline-2.3.3-c | Flange socket with puddle flanged pieces 250mm | Approved
Qasr Rashwan - Lot B _0208 | CLI.CON-000001 |  |  | Approved
Qasr Rashwan - Lot B _0208 | CLI.CON-000001 | 10.27 - Abd Al Azeem Al Sofy Village - Bill No.9: Site Work - 9.2.2 - a | Under foundations | Approved
Qasr Rashwan - Lot B _0208 | CLI.CON-000001 |  |  | Approved
Qasr Rashwan - Lot B _0208 | CLI.CON-000001 | 10.13 - Abd Al Azeem Al Sofy-BILL NO. 3.2: Main Pump Station-3.2.5-b | Lighting outlets. Supply, Test, Delivery, Erection, Commissioning and putting into Operation of the following items (including all accessories) as per Contract Documents: | Approved
Qasr Rashwan - Lot B _0208 | CLI.CON-000001 |  |  | Approved
Qasr Rashwan - Lot B _0208 | CLI.CON-000001 | 11 | Abd Al Rahman Ibrahim | Approved
Qasr Rashwan - Lot B _0208 | CLI.CON-000001 |  |  | Approved
Qasr Rashwan - Lot B _0208 | CLI.CON-000001 | 11.10 - Abd Al Rahman Ibrahim-BILL NO.1: SEWAGE NETWORK-1.2.1-b.3 | Ditto, depth to invert between 2.51 m and 3.00 m | Approved
Qasr Rashwan - Lot B _0208 | CLI.CON-000001 |  |  | Approved
Qasr Rashwan - Lot B _0208 | CLI.CON-000001 | 11.12 - Iz. Abd Al Rahman Ibrahim - Bill No.3: PUMP STATION - 3.1.7 - a.2 | Cement tiles for roof | Approved
Qasr Rashwan - Lot B _0208 | CLI.CON-000001 |  |  | Approved
Qasr Rashwan - Lot B _0208 | CLI.CON-000001 | 11.14 - Abd Al Rahman Ibrahim-BILL NO. 3.3: Main Pump Station-3.3.12- | Supply, installation, termination and testing of control cables (12 x 2 mm2) from valve actuators, water hammering system, generators, transformers, Low Voltage Main Distribution Board (LVMDB), Motor Control Centers (MCC) to the PLC panel complete with conduits, pull boxes, junction boxes, accessories, duct bank...etc. | Approved
Qasr Rashwan - Lot B _0208 | CLI.CON-000001 |  |  | Approved
Qasr Rashwan - Lot B _0208 | CLI.CON-000001 | 11.11 - Abd Al Rahman Ibrahim-Bill No.2: Force Main Pipeline-2.3.4-b | Dismantling joint 150mm | Approved
Qasr Rashwan - Lot B _0208 | CLI.CON-000001 |  |  | Approved
Qasr Rashwan - Lot B _0208 | CLI.CON-000001 | 11.27 - Iz. Abd Al Rahman Ibrahim - Bill No.9: Site Work - 9.2.1 - b | Extra over for excavation in rock. | Approved
Qasr Rashwan - Lot B _0208 | CLI.CON-000001 |  |  | Approved
Qasr Rashwan - Lot B _0208 | CLI.CON-000001 | 11.17 - Abd Al Rahman Ibrahim-BILL NO. 4.2: Plumbing Works – Guard Room-4.2.2-a. | 25mm dia. | Approved
Qasr Rashwan - Lot B _0208 | CLI.CON-000001 |  |  | Approved
Qasr Rashwan - Lot B _0208 | CLI.CON-000001 | 11.10 - Abd Al Rahman Ibrahim-BILL NO.1: SEWAGE NETWORK-1.1.1-b.1 | Depth to invert not exceeding 1.5 m | Approved
Qasr Rashwan - Lot B _0208 | CLI.CON-000001 |  |  | Approved
Qasr Rashwan - Lot B _0208 | CLI.CON-000001 | 11.11 - Abd Al Rahman Ibrahim-Bill No.2: Force Main Pipeline-2.5.5-a | 90º (350mm) | Approved
Qasr Rashwan - Lot B _0208 | CLI.CON-000001 |  |  | Approved
Qasr Rashwan - Lot B _0208 | CLI.CON-000001 | 11.11 | BILL NO. 2 Force Main Pipeline | Approved
Qasr Rashwan - Lot B _0208 | CLI.CON-000001 |  |  | Approved
Qasr Rashwan - Lot B _0208 | CLI.CON-000001 | 11.11 - Abd Al Rahman Ibrahim-Bill No.2: Force Main Pipeline-2.5.1-a | Gate valve 350mm dia. | Approved
Qasr Rashwan - Lot B _0208 | CLI.CON-000001 |  |  | Approved
Qasr Rashwan - Lot B _0208 | CLI.CON-000001 | 11.21 - Iz. Abd Al Rahman Ibrahim - Bill No.6: Admin Building - 6.1.4 - b. | Supply and installation of horizontal prefabricated moisture Insulation membrane to the wet areas with 4mm thick for floor and roof, including joints, fixtures, overlaps not less than 100 mm and item include all surface preparation steps, coating with 2 layers of primer bitumen coat, metal flashing, internal angle fillets, upstand to vertical surfaces and waterproofing to all openings and around pipes and water drains, Polystyrene sheet 1mm, protection Sand-cement mortar screed, 30 mm thick as per manufacturer's instructions, Contract Drawing, recommendations and Specification. | Approved
Qasr Rashwan - Lot B _0208 | CLI.CON-000001 |  |  | Approved
Qasr Rashwan - Lot B _0208 | CLI.CON-000001 | 11.10 - Abd Al Rahman Ibrahim-BILL NO.1: SEWAGE NETWORK-1.3.1-b | IC 60*90 cm | Approved
Qasr Rashwan - Lot B _0208 | CLI.CON-000001 |  |  | Approved
Qasr Rashwan - Lot B _0208 | CLI.CON-000001 | 11.11 - Abd Al Rahman Ibrahim-Bill No.2: Force Main Pipeline-2.4.3-a | Inception chamber | Approved
Qasr Rashwan - Lot B _0208 | CLI.CON-000001 |  |  | Approved
Qasr Rashwan - Lot B _0208 | CLI.CON-000001 | 11.11 - Abd Al Rahman Ibrahim-Bill No.2: Force Main Pipeline--2.1 | Deep Dewatering according to soil investigation, specification and Engineer instruction. | Approved
Qasr Rashwan - Lot B _0208 | CLI.CON-000001 |  |  | Approved
Qasr Rashwan - Lot B _0208 | CLI.CON-000001 | 11.21 - Iz. Abd Al Rahman Ibrahim - Bill No.6: Admin Building - 6.1.7 - c | Supply and lay marble / granite steps the riser 20 mm thick and the tread 40 mm thick including skirting & anti slip braking width 3 cm, as parallel lines as per drawings, specifications and approved sample. | Approved
Qasr Rashwan - Lot B _0208 | CLI.CON-000001 |  |  | Approved
Qasr Rashwan - Lot B _0208 | CLI.CON-000001 | 11.26 - Iz. Abd Al Rahman Ibrahim - Bill No.8: Transformar - Bill No.8 - Transformer Kiosk "Iz. Abd Al Rahman Ibrahim." (Civil Works) - 8.1 | Supplying and casting in-place of transformer base and the price includes all the necessary excavation and backfilling works, the removal and disposal of the excavated material to the designated dump, the supply and work of plain concrete Grade C20, reinforced concrete Grade C25, insulation works for the base and all that comes into contact with the soil, including formwork, transporting, mixing, casting, finishing, curing and testing as required by the specifications. provided that the work is completed in full according to the Contract drawings, technical specifications, industry assets and the instructions of the Engineer. | Approved
Qasr Rashwan - Lot B _0208 | CLI.CON-000001 |  |  | Approved
Qasr Rashwan - Lot B _0208 | CLI.CON-000001 | 11.19 - Iz. Abd Al Rahman Ibrahim - Bill No.5: Store - 5.1.8 - c | Supply and apply of 60 cm high dry mix for skirting including substrate preparation, scaffoldings, grooves, and all required accessories as shown on Contract Drawings, recommended by manufacturer and approved by the Engineer prior to installation. | Approved
Qasr Rashwan - Lot B _0208 | CLI.CON-000001 |  |  | Approved
Qasr Rashwan - Lot B _0208 | CLI.CON-000001 | 11.25 - Abd Al Rahman Ibrahim-BILL NO.7.2: Generator Shed-7.2.2-b | Ditto As Above But For Maintained Electricity Duration. Provided With Emergency Unit For 3 Hours | Approved
Qasr Rashwan - Lot B _0208 | CLI.CON-000001 |  |  | Approved
Qasr Rashwan - Lot B _0208 | CLI.CON-000001 | 11.15 - Abd Al Rahman Ibrahim-Bill No.3.4: Mechanical Works - Pumping Station--3.4.1 | Submersible Pump 46 L/s, 22 m head coupled with Electric Motor complete with (mating bend, guide rails, coupling, submersible cable, all protection items….etc) and all accessories required for a good working condition, as per Contract Documents. | Approved
Qasr Rashwan - Lot B _0208 | CLI.CON-000001 |  |  | Approved
Qasr Rashwan - Lot B _0208 | CLI.CON-000001 |  |  | Approved
Qasr Rashwan - Lot B _0208 | CLI.CON-000001 | 12.24 | BILL NO. 7.1 Civil Works – Generator Shed | Approved
Qasr Rashwan - Lot B _0208 | CLI.CON-000001 |  |  | Approved
Qasr Rashwan - Lot B _0208 | CLI.CON-000001 | 12.16 - Iz. Suleiman Tadrus - Bill No.4: Guard room - 4.1.3 - b.2 | 120 mm thick. | Approved
Qasr Rashwan - Lot B _0208 | CLI.CON-000001 |  |  | Approved
Qasr Rashwan - Lot B _0208 | CLI.CON-000001 | 12.23 - Iz. Suleiman Tadrus- BILL NO. 6.3: Admin Room-6.3.1-a | Supply, install, connect, test and commission of complete L.V. distribution boards (LP-ADMIN.) the price include selectvity study, termination, Identifications, labling, glands, copper luggs as specified and as indicating drawings. System shall be lump sum complete in every respect with all necessary accessories and ancillary works. | Approved
Qasr Rashwan - Lot B _0208 | CLI.CON-000001 |  |  | Approved
Qasr Rashwan - Lot B _0208 | CLI.CON-000001 | 12.15 - Suleiman Tadrus-Bill No.3.4: Mechanical Works - Pumping Station-3.4.3-c. | Flanged non-return valve, dia. 200 mm. | Approved
Qasr Rashwan - Lot B _0208 | CLI.CON-000001 |  |  | Approved
Qasr Rashwan - Lot B _0208 | CLI.CON-000001 | 12.10 - Suleiman Tadrus-BILL NO.1: SEWAGE NETWORK-1.2.1-b.8 | Ditto, depth to invert between 5.01 m and 5.50 m | Approved
Qasr Rashwan - Lot B _0208 | CLI.CON-000001 |  |  | Approved
Qasr Rashwan - Lot B _0208 | CLI.CON-000001 | 12.14 - Iz. Suleiman Tadrus-BILL NO. 3.3: Main Pump Station-3.3.2- | Outdoor Kiosk power transformer package 200 KVA, 11/0.4KV complete with Ring Main Unit, Bus-Bar, Breakers, Protection, Measuring, Low Voltage accumulated energy meter and all required accessories for medium voltage, as per tendered documents, and shall be supplied and erected according to the requirements of the Egyptian Electric Authority (E.E.A), the contractor shall take the approval of the (E.E.A) before supplying. | Approved
Qasr Rashwan - Lot B _0208 | CLI.CON-000001 |  |  | Approved
Qasr Rashwan - Lot B _0208 | CLI.CON-000001 | 12.19 - Iz. Suleiman Tadrus - Bill No.5: Store - 5.1.1 - a. | Excavation from ground level to required depth and grades in all types of soil except the rock, including support system, floading with water, dewatering, compacting bottom of excavation using dynamic roller, transporting excavated materials to the approved off-Site disposal area as per drawings, specifications and geotechnical report. | Approved
Qasr Rashwan - Lot B _0208 | CLI.CON-000001 |  |  | Approved
Qasr Rashwan - Lot B _0208 | CLI.CON-000001 | 12.10 - Suleiman Tadrus-BILL NO.1: SEWAGE NETWORK-1.1.1-c.3 | Ditto, depth to invert between 2.51 m and 3.50 m | Approved
Qasr Rashwan - Lot B _0208 | CLI.CON-000001 |  |  | Approved
Qasr Rashwan - Lot B _0208 | CLI.CON-000001 | 12.18 - Iz. Suleiman Tadrus-BILL NO. 4.3: Guard room-4.3.5-a | Wall Mounted Exhaust Fan Outlet. | Approved
Qasr Rashwan - Lot B _0208 | CLI.CON-000001 |  |  | Approved
Qasr Rashwan - Lot B _0208 | CLI.CON-000001 | 12.14 - Iz. Suleiman Tadrus-BILL NO. 3.3: Main Pump Station-3.3.16- | Layout external lighting complete with (Solar lighting poles (solar panels, battery, LED light, charger), boundary wall lighting, wires, UPVC and PVC Conduits,…..etc) and all accessories as per Contract documents. | Approved
Qasr Rashwan - Lot B _0208 | CLI.CON-000001 |  |  | Approved
Qasr Rashwan - Lot B _0208 | CLI.CON-000001 | 12.18 - Iz. Suleiman Tadrus-BILL NO. 4.3: Guard room-4.3.4-a | Single Phase Switched Socket 220v, 16A, 2-pin Type Complete With Earthing Contact. | Approved
Qasr Rashwan - Lot B _0208 | CLI.CON-000001 |  |  | Approved
Qasr Rashwan - Lot B _0208 | CLI.CON-000001 | 12.11 - Suleiman Tadrus-Bill No.2: Force Main Pipeline-2.3.1-c | washout 150 mm dia. | Approved
Qasr Rashwan - Lot B _0208 | CLI.CON-000001 |  |  | Approved
Qasr Rashwan - Lot B _0208 | CLI.CON-000001 | 12.11 - Suleiman Tadrus-Bill No.2: Force Main Pipeline-2.4.1-b | Double Crossing under ABD AL AZIM DRAIN nside concrete encasement of 25cm thick. (200 mm& 300 mm FM) | Approved
Qasr Rashwan - Lot B _0208 | CLI.CON-000001 |  |  | Approved
Qasr Rashwan - Lot B _0208 | CLI.CON-000001 | 12.16 - Iz. Suleiman Tadrus - Bill No.4: Guard room - 4.1.6 - b.2 | Type W2, 600 mm width x 600 mm height | Approved
Qasr Rashwan - Lot B _0208 | CLI.CON-000001 |  |  | Approved
Qasr Rashwan - Lot B _0208 | CLI.CON-000001 | 12.19 - Iz. Suleiman Tadrus - Bill No.5: Store - 5.1.2 - c.1 | structure | Approved
Qasr Rashwan - Lot B _0208 | CLI.CON-000001 |  |  | Approved
Qasr Rashwan - Lot B _0208 | CLI.CON-000001 | 12.23 - Iz. Suleiman Tadrus- BILL NO. 6.3: Admin Room-6.3.5-b | Lighting outlets. | Approved
Qasr Rashwan - Lot B _0208 | CLI.CON-000001 | 12.10 - Suleiman Tadrus-BILL NO.1: SEWAGE NETWORK-1.2.1-b.9 | Ditto, depth to invert between 5.51 m and 6.00 m | Approved
Qasr Rashwan - Lot B _0208 | CLI.CON-000001 |  |  | Approved
Qasr Rashwan - Lot B _0208 | CLI.CON-000001 | 12.12 - Iz. Suleiman Tadrus - Bill No.3: PUMP STATION - 3.1.7 - a.2 | Cement tiles for roof | Approved
Qasr Rashwan - Lot B _0208 | CLI.CON-000001 |  |  | Approved
Qasr Rashwan - Lot B _0208 | CLI.CON-000001 | 12.16 - Iz. Suleiman Tadrus - Bill No.4: Guard room - 4.1.7 - b | Supply and installation of ceramic tiles, pattern as shown on drawings including cement mortar, setting bed, grouting, pointing, fixing, support and all required accessories. Complete as shown on drawings, specified in the Contract documents, recommended by manufacturer and approved by the Engineer prior to installation. | Approved
Qasr Rashwan - Lot B _0208 | CLI.CON-000001 |  |  | Approved
Qasr Rashwan - Lot B _0208 | CLI.CON-000001 | 12.10 - Suleiman Tadrus-BILL NO.1: SEWAGE NETWORK-1.1.1-d.2 | Ditto, depth to invert between 3.51 m and 4.50 m | Approved
Qasr Rashwan - Lot B _0208 | CLI.CON-000001 |  |  | Approved
Qasr Rashwan - Lot B _0208 | CLI.CON-000001 | 12.12 - Iz. Suleiman Tadrus - Bill No.3: PUMP STATION - 3.1.7 - c | Supply and lay marble / granite steps the riser 20 mm thick and the tread 40 mm thick including skirting & anti slip braking width 3 cm, as parallel lines as per drawings, specifications and approved sample. | Approved
Qasr Rashwan - Lot B _0208 | CLI.CON-000001 |  |  | Approved
Qasr Rashwan - Lot B _0208 | CLI.CON-000001 | 12.17 - Suleiman Tadrus-Bill No.4.2: Plumbing Works – Guard Room-4.2.5-a. | 75mm dia Bill No.6.2: Plumbing Works – Admin Room | Approved
Qasr Rashwan - Lot B _0208 | CLI.CON-000001 |  |  | Approved
Qasr Rashwan - Lot B _0208 | CLI.CON-000001 | 12.19 - Iz. Suleiman Tadrus - Bill No.5: Store - 5.1.8 - c | Supply and apply of 60 cm high dry mix for skirting including substrate preparation, scaffoldings, grooves, and all required accessories as shown on Contract Drawings, recommended by manufacturer and approved by the Engineer prior to installation. | Approved
Qasr Rashwan - Lot B _0208 | CLI.CON-000001 |  |  | Approved
Qasr Rashwan - Lot B _0208 | CLI.CON-000001 | 12.11 - Suleiman Tadrus-Bill No.2: Force Main Pipeline-2.3.5-a | 90º (150mm) | Approved
Qasr Rashwan - Lot B _0208 | CLI.CON-000001 |  |  | Approved
Qasr Rashwan - Lot B _0208 | CLI.CON-000001 | 12.12 - Iz. Suleiman Tadrus - Bill No.3: PUMP STATION - 3.1.3 - b | 250 mm thick. | Approved
Qasr Rashwan - Lot B _0208 | CLI.CON-000001 |  |  | Approved
Qasr Rashwan - Lot B _0208 | CLI.CON-000001 | 12.27 - Iz. Suleiman Tadrus - Bill No.9: Site Work - 9.3.5 - 9.3.5 | Supply, install and test Fire hydrant including cast iron hydrant, stop valve, etc.all accordance with specification and drawings: | Approved
Qasr Rashwan - Lot B _0208 | CLI.CON-000001 |  |  | Approved
Qasr Rashwan - Lot B _0208 | CLI.CON-000001 | 12.13 - Iz. Suleiman Tadrus-BILL NO. 3.2: Main Pump Station-3.2.2-d | Ditto As Above But For Maintained Electricity Duration. Provided With Emergency Unit For 3 Hours | Approved
Qasr Rashwan - Lot B _0208 | CLI.CON-000001 |  |  | Approved
Qasr Rashwan - Lot B _0208 | CLI.CON-000001 | 12.10 - Suleiman Tadrus-BILL NO.1: SEWAGE NETWORK-1.2.1-b.6 | Ditto, depth to invert between 4.01 m and 4.50 m | Approved
Qasr Rashwan - Lot B _0208 | CLI.CON-000001 |  |  | Approved
Qasr Rashwan - Lot B _0208 | CLI.CON-000001 | 12.27 - Iz. Suleiman Tadrus - Bill No.9: Site Work - 9.2.1 - a | Excavation from ground level to required depth and grades in all types of soil except the rock, including support system, floading with water, dewatering, compacting bottom of excavation using dynamic roller, transporting excavated materials to the approved off-Site disposal area as per drawings, specifications and geotechnical report. | Approved
Qasr Rashwan - Lot B _0208 | CLI.CON-000001 |  |  | Approved
Qasr Rashwan - Lot B _0208 | CLI.CON-000001 | 12.27 - Iz. Suleiman Tadrus - Bill No.9: Site Work - 9.2.6 - b. | Type D2, 1,000 mm width x 2,500 mm height | Approved
Qasr Rashwan - Lot B _0208 | CLI.CON-000001 |  |  | Approved
Qasr Rashwan - Lot B _0208 | CLI.CON-000001 | 12.15 - Suleiman Tadrus-Bill No.3.4: Mechanical Works - Pumping Station-3.4.4-b. | Dismantling joint, dia. 300 mm. | Approved
Qasr Rashwan - Lot B _0208 | CLI.CON-000001 |  |  | Approved
Qasr Rashwan - Lot B _0208 | CLI.CON-000001 | 12.10 - Suleiman Tadrus-BILL NO.1: SEWAGE NETWORK-1.1.1-b.1 | Depth to invert not exceeding 1.5 m | Approved
Qasr Rashwan - Lot B _0208 | CLI.CON-000001 |  |  | Approved
Qasr Rashwan - Lot B _0208 | CLI.CON-000001 | 13.27 - Iz. Salih Shamatah - Bill No.9 - Site Works - 9.3.3 - 9.3.4 | Circular Manholes: Construction of in-situ cast fair faced plain concrete (Grade C30) manholes. Price includes all supplies, excavation in all types of soil except the rock, removal and disposal of the excavated material, debris and rubble disposal to the designated dump yard, trench shoring and supports, soil replacement if any,sheeting, surface dewatering, forming flexible joints at manhole entrances, including short pieces, benching at the manhole base, internal and external protection, backfilling in compacted layers using approved soil material and testing, reinstatement of ground surface and road pavements of every kind and restoring everything to their original conditions including asphalt and other paved areas, manhole cover and frame D400 made of polymeric material such as (GRP) or alternative, epoxy coated non-slip finish manhole steps and all other accessories and fittings that are required for a complete manhole all as shown and detailed in the Contract Drawings and Specifications | Approved
Qasr Rashwan - Lot B _0208 | CLI.CON-000001 |  |  | Approved
Qasr Rashwan - Lot B _0208 | CLI.CON-000001 | 13.18 - Iz.Salih Shamatah-BILL NO. 4.3: Guard room-4.3.2-b | Ditto As Above But For Maintained Electricity Duration. Provided With Emergency Unit For 3 Hours | Approved
Qasr Rashwan - Lot B _0208 | CLI.CON-000001 |  |  | Approved
Qasr Rashwan - Lot B _0208 | CLI.CON-000001 | 13.21 - Iz. Salih Shamatah - Bill No.6: Admin Building - 6.1.1 - c. | Supply, backfilling and compaction to the required grades with approved clean sand on layers not more than 25 cm thick. The layers are to be compacted by means of vibratory type equipment to obtain 95% of maximum dry density as per specifications. | Approved
Qasr Rashwan - Lot B _0208 | CLI.CON-000001 |  |  | Approved
Qasr Rashwan - Lot B _0208 | CLI.CON-000001 | 13.10 - Salih Shamatah-BILL NO.1: SEWAGE NETWORK--1.7 | Excavation in rock as specified in the Contract Documents. | Approved
Qasr Rashwan - Lot B _0208 | CLI.CON-000001 |  |  | Approved
Qasr Rashwan - Lot B _0208 | CLI.CON-000001 | 13.11 - Salih Shamatah-Bill No.2: Force Main Pipeline-2.5.3-a | Flange socket with puddle flanged pieces 200mm | Approved
Qasr Rashwan - Lot B _0208 | CLI.CON-000001 |  |  | Approved
Qasr Rashwan - Lot B _0208 | CLI.CON-000001 | 13.15 - Salih Shamatah-Bill No.3.4: Mechanical Works - Pumping Station-3.5.4-a. | D.C.I, Socket and spigot Wall piece, dia. 300 mm. | Approved
Qasr Rashwan - Lot B _0208 | CLI.CON-000001 |  |  | Approved
Qasr Rashwan - Lot B _0208 | CLI.CON-000001 | 13.15 - Salih Shamatah-Bill No.3.4: Mechanical Works - Pumping Station-3.5.4-b. | Collar, dia.300 mm. | Approved
Qasr Rashwan - Lot B _0208 | CLI.CON-000001 |  |  | Approved
Qasr Rashwan - Lot B _0208 | CLI.CON-000001 | 13.10 - Salih Shamatah-BILL NO.1: SEWAGE NETWORK-1.4.1-a | HC 60*60 cm | Approved
Qasr Rashwan - Lot B _0208 | CLI.CON-000001 |  |  | Approved
Qasr Rashwan - Lot B _0208 | CLI.CON-000001 | 13.21 - Iz. Salih Shamatah - Bill No.6: Admin Building - 6.1.2 - a.2 | For roof slopes, 30 mm to 140 mm thick | Approved
Qasr Rashwan - Lot B _0208 | CLI.CON-000001 |  |  | Approved
Qasr Rashwan - Lot B _0208 | CLI.CON-000001 | 13.24 | BILL NO. 7.1 Civil Works – Generator Shed | Approved
Qasr Rashwan - Lot B _0208 | CLI.CON-000001 |  |  | Approved
Qasr Rashwan - Lot B _0208 | CLI.CON-000001 | 13.10 - Salih Shamatah-BILL NO.1: SEWAGE NETWORK-1.1.1-a.1 | Depth to invert not exceeding 1.2 m | Approved
Qasr Rashwan - Lot B _0208 | CLI.CON-000001 |  |  | Approved
Qasr Rashwan - Lot B _0208 | CLI.CON-000001 | 13.20 - Iz.Salih Shamatah-BILL NO. 5.2: Store-5.2.5-a | Wall Mounted Exhaust Fan Outlet. | Approved
Qasr Rashwan - Lot B _0208 | CLI.CON-000001 |  |  | Approved
Qasr Rashwan - Lot B _0208 | CLI.CON-000001 | 13.12 - Iz. Salih Shamatah - Bill No.3: PUMP STATION - 3.1.3 - b | 250 mm thick. | Approved
Qasr Rashwan - Lot B _0208 | CLI.CON-000001 |  |  | Approved
Qasr Rashwan - Lot B _0208 | CLI.CON-000001 | 13.13 - Iz.Salih Shamatah-BILL NO. 3.2: Main Pump Station-3.2.2-d | Ditto As Above But For Maintained Electricity Duration. Provided With Emergency Unit For 3 Hours | Approved
Qasr Rashwan - Lot B _0208 | CLI.CON-000001 |  |  | Approved
Qasr Rashwan - Lot B _0208 | CLI.CON-000001 | 13.13 - Iz.Salih Shamatah-BILL NO. 3.2: Main Pump Station-3.2.3-c | One Way, Two-gang Lighting Switch 10A. | Approved
Qasr Rashwan - Lot B _0208 | CLI.CON-000001 |  |  | Approved
Qasr Rashwan - Lot B _0208 | CLI.CON-000001 | 13.10 - Salih Shamatah-BILL NO.1: SEWAGE NETWORK-1.1.1-c.4 | Ditto, depth to invert between 3.51 m and 4.50 m | Approved
Qasr Rashwan - Lot B _0208 | CLI.CON-000001 | 14.15 - Abou Hussein-Bill No.3.4: Mechanical Works - Pumping Station-3.4.3-c. | Flanged non-return valve, dia. 150 mm. | Approved
Qasr Rashwan - Lot B _0208 | CLI.CON-000001 |  |  | Approved
Qasr Rashwan - Lot B _0208 | CLI.CON-000001 | 14.16 - Iz. Abou Hussein - Bill No.4: Guard room - 4.1.3 - a.1 | 250 mm thick. | Approved
Qasr Rashwan - Lot B _0208 | CLI.CON-000001 |  |  | Approved
Qasr Rashwan - Lot B _0208 | CLI.CON-000001 | 14.11 - Abou Hussein-BILL NO.2 : Force Main Pipeline-2.3.3-d | Flange spigot with puddle flanged pieces 150mm | Approved
Qasr Rashwan - Lot B _0208 | CLI.CON-000001 |  |  | Approved
Qasr Rashwan - Lot B _0208 | CLI.CON-000001 | 14.10 - Abou Hussein-BILL NO.1 : SEWAGE NETWORK-1.4.1-b | HC 60*90 cm | Approved
Qasr Rashwan - Lot B _0208 | CLI.CON-000001 |  |  | Approved
Qasr Rashwan - Lot B _0208 | CLI.CON-000001 | 14.16 - Iz. Abou Hussein - Bill No.4: Guard room - 4.1.8 - a | Supply and apply of acrylic paint for internal walls and ceiling including substrate preparation, applying three coats of paint as per required colors and all required accessories as shown on drawings, specified in the Contract documents, recommended by manufacturer and approved by the Engineer prior to installation. | Approved
Qasr Rashwan - Lot B _0208 | CLI.CON-000001 |  |  | Approved
Qasr Rashwan - Lot B _0208 | CLI.CON-000001 | 14.21 - Iz. Abou Hussein-BILL NO. 5.3: Admin Room-6.3.2-b | Ditto As Above But For Maintained Electricity Duration. Provided With Emergency Unit For 3 Hours | Approved
Qasr Rashwan - Lot B _0208 | CLI.CON-000001 |  |  | Approved
Qasr Rashwan - Lot B _0208 | CLI.CON-000001 | 14.25 - Iz. Abou Hussein - Bill No.8: Site Work - 8.2.2 - b | Supply and casting of in-place reinforced concrete Grade C25 with Sulfate- resistant cement for footing, column pedestal and grade beams including: formwork, scaffolding, expansion and construction joints, Steel bar reinforcement, joint filler and sealant, accessories, transporting, mixing, casting, finishing, compaction by vibratory, spraying, curing, and testing as required by the specifications. | Approved
Qasr Rashwan - Lot B _0208 | CLI.CON-000001 |  |  | Approved
Qasr Rashwan - Lot B _0208 | CLI.CON-000001 | 14.18 - Iz. Abou Hussein-BILL NO. 4.3: Guard room-4.3.5-b | Lighting outlets. | Approved
Qasr Rashwan - Lot B _0208 | CLI.CON-000001 |  |  | Approved
Qasr Rashwan - Lot B _0208 | CLI.CON-000001 | 14.21 - Iz. Abou Hussein-BILL NO. 5.3: Admin Room-6.3.4-a | Single Phase Switched Socket 220v, 16A, 2-pin Type Complete With Earthing Contact. | Approved
Qasr Rashwan - Lot B _0208 | CLI.CON-000001 |  |  | Approved
Qasr Rashwan - Lot B _0208 | CLI.CON-000001 | 14.25 - Iz. Abou Hussein - Bill No.8: Site Work - 8.1 - 8.1.c | Supply and install pre-cast concrete kerbs, the price includes excavation, backfilling, mortar bed, lean concrete, concrete haunching, including ends, angles, provision of curb opening for drainage, and painting. All required works of completion with the industry standards, as per specification, drawings and Engineer instructions. | Approved
Qasr Rashwan - Lot B _0208 | CLI.CON-000001 |  |  | Approved
Qasr Rashwan - Lot B _0208 | CLI.CON-000001 | 14.11 - Abou Hussein-BILL NO.2 : Force Main Pipeline-2.5.3-a | Flange socket with puddle flanged pieces 200mm | Approved
Qasr Rashwan - Lot B _0208 | CLI.CON-000001 |  |  | Approved
Qasr Rashwan - Lot B _0208 | CLI.CON-000001 | 14.16 - Iz. Abou Hussein - Bill No.4: Guard room - 4.1.3 - a.2 | 120 mm thick. | Approved
Qasr Rashwan - Lot B _0208 | CLI.CON-000001 |  |  | Approved
Qasr Rashwan - Lot B _0208 | CLI.CON-000001 | 14.10 - Abou Hussein-BILL NO.1 : SEWAGE NETWORK-1.2.1-b.4 | Ditto, depth to invert between 3.01 m and 3.50 m | Approved
Qasr Rashwan - Lot B _0208 | CLI.CON-000001 |  |  | Approved
Qasr Rashwan - Lot B _0208 | CLI.CON-000001 | 14.25 - Iz. Abou Hussein - Bill No.8: Site Work - 8.2.6 - a. | Type D1, 4,000 mm width x 2,500 mm height | Approved
Qasr Rashwan - Lot B _0208 | CLI.CON-000001 |  |  | Approved
Qasr Rashwan - Lot B _0208 | CLI.CON-000001 | 14.12 - Iz. Abou Hussein - Bill No.3: PUMP STATION - 3.1.1 - a | Structural excavation | Approved
Qasr Rashwan - Lot B _0208 | CLI.CON-000001 |  |  | Approved
Qasr Rashwan - Lot B _0208 | CLI.CON-000001 | 14.25 - Iz. Abou Hussein - Bill No.8: Site Work - 8.2.4 - a | Supply and apply two coats of oxidized bituminous paint insulation to reinforced concrete in contact with soil such as footings, ground beam, columns pedestal and masonry work to 15 cm upper the GL, sample shall be approved before execution and all required works shall be as per manufacturer's instructions, recommendations and Specification. | Approved
Qasr Rashwan - Lot B _0208 | CLI.CON-000001 | 10.11 - Abd Al Azeem Al Sofy -Bill No.2: Force Main Pipeline-2.5.6- | Supplying, installing, connecting and testing of ductile iron pipes with diamter 150 mm for wash-out chamber and inlet pipe (in the case of chamber Type-A) , the item includes all pipes, fittings, gaskets,flexible joint, bolts, nut, washers, non-shrink mortar and all required works for completion and performance of the work item in accordance with the Contract Drawings, Specifications, the Ministerial Decree No. (277 / 2000) and its annexes No. 14 /2002) and the Engineer's instructions. | Approved
Qasr Rashwan - Lot B _0208 | CLI.CON-000001 |  |  | Approved
Qasr Rashwan - Lot B _0208 | CLI.CON-000001 | 10.12 - Abd Al Azeem Al Sofy Village - Bill No.3: PUMP STATION - 3.1.4 - e | Supply and installation of 50 mm extruded polystyrene boards for roof heat insulation with minimum density 35 kg/cm²; the work include Polystyrene sheet 1mm layer. Sample shall be approved before execution and all required works shall be as per manufacturer's instructions, recommendations and Specification. | Approved
Qasr Rashwan - Lot B _0208 | CLI.CON-000001 |  |  | Approved
Qasr Rashwan - Lot B _0208 | CLI.CON-000001 | 10.19 - Abd Al Azeem Al Sofy Village - Bill No.5: Store - 5.1.2 - c.1 | structure | Approved
Qasr Rashwan - Lot B _0208 | CLI.CON-000001 |  |  | Approved
Qasr Rashwan - Lot B _0208 | CLI.CON-000001 | 10.19 - Abd Al Azeem Al Sofy Village - Bill No.5: Store - 5.1.8 - c | Supply and apply of 60 cm high dry mix for skirting including substrate preparation, scaffoldings, grooves, and all required accessories as shown on Contract Drawings, recommended by manufacturer and approved by the Engineer prior to installation. | Approved
Qasr Rashwan - Lot B _0208 | CLI.CON-000001 |  |  | Approved
Qasr Rashwan - Lot B _0208 | CLI.CON-000001 | 10.19 - Abd Al Azeem Al Sofy Village - Bill No.5: Store - 5.1.6 - a.1 | Type D1, Size 2,500mmx2,500mm | Approved
Qasr Rashwan - Lot B _0208 | CLI.CON-000001 |  |  | Approved
Qasr Rashwan - Lot B _0208 | CLI.CON-000001 | 10.15 - Abd Al Azeem Al Sofy -Bill No.3.4: Mechanical Works - Pumping Station-3.4.10- | Maintenance tools as per tendered documents. | Approved
Qasr Rashwan - Lot B _0208 | CLI.CON-000001 |  |  | Approved
Qasr Rashwan - Lot B _0208 | CLI.CON-000001 | 10.14 - Abd Al Azeem Al Sofy-BILL NO. 3.3: Main Pump Station-3.3.3- | Main Low tension switchboard (0.38kV) complete with all component (C.B, contactors,Electrcal and mechanical interlock, measuring and protection devices …etc), as per Single Line Diagram and Contract Documents (to be erected in pump building). | Approved
Qasr Rashwan - Lot B _0208 | CLI.CON-000001 |  |  | Approved
Qasr Rashwan - Lot B _0208 | CLI.CON-000001 | 10.16 - Abd Al Azeem Al Sofy Village - Bill No.4: Guard room - 4.1.7 - a.2 | Ceramic floor, non-slip ceramic for toilet | Approved
Qasr Rashwan - Lot B _0208 | CLI.CON-000001 |  |  | Approved
Qasr Rashwan - Lot B _0208 | CLI.CON-000001 | 10.20 - Abd Al Azeem Al Sofy-BILL NO. 5.3: Store-5.2.5-a | Wall Mounted Exhaust Fan Outlet. | Approved
Qasr Rashwan - Lot B _0208 | CLI.CON-000001 |  |  | Approved
Qasr Rashwan - Lot B _0208 | CLI.CON-000001 | 10.10 - Abd Al Azeem Al Sofy -BILL NO.1: SEWAGE NETWORK-1.1.1-d.1 | Ditto, depth to invert between 1.51 m and 2.50 m | Approved
Qasr Rashwan - Lot B _0208 | CLI.CON-000001 |  |  | Approved
Qasr Rashwan - Lot B _0208 | CLI.CON-000001 | 10.17 - Abd Al Azeem Al Sofy -BILL NO. 4.2: Plumbing Works – Guard Room-4.2.1-a. | Water closet with flush tank floor mounted water closet with flush tank (European type) shall be provided with a toilet paper holder and all its required accessories and fittings with approved sample. All required works of completion with the industry standards. | Approved
Qasr Rashwan - Lot B _0208 | CLI.CON-000001 |  |  | Approved
Qasr Rashwan - Lot B _0208 | CLI.CON-000001 | 10.13 - Abd Al Azeem Al Sofy-BILL NO. 3.2: Main Pump Station-3.2.4-a | Single Phase Switched Socket 220v, 16A, 2-pin Type Complete With Earthing Contact. | Approved
Qasr Rashwan - Lot B _0208 | CLI.CON-000001 |  |  | Approved
Qasr Rashwan - Lot B _0208 | CLI.CON-000001 | 10.14 - Abd Al Azeem Al Sofy-BILL NO. 3.3: Main Pump Station-3.3.5- | Supply, installation, calibration, connection and testing of the electromagnetic flow meter on the main discharge line (400mm diameter) (consists of separate sensor and transmitter with digital indicator) including all necessary accessories required for installation and operation requirements. | Approved
Qasr Rashwan - Lot B _0208 | CLI.CON-000001 |  |  | Approved
Qasr Rashwan - Lot B _0208 | CLI.CON-000001 | 10.12 - Abd Al Azeem Al Sofy Village - Bill No.3: PUMP STATION - 3.1.1 - c | Extra over for excavation in rock. | Approved
Qasr Rashwan - Lot B _0208 | CLI.CON-000001 |  |  | Approved
Qasr Rashwan - Lot B _0208 | CLI.CON-000001 | 11.12 - Iz. Abd Al Rahman Ibrahim - Bill No.3: PUMP STATION - 3.1.1 - d | Supply, backfilling and compaction to the required grades with approved clean sand on layers not more than 25 cm thick. The layers are to be compacted by means of vibratory type equipment to obtain 95% of maximum dry density as per specifications. | Approved
Qasr Rashwan - Lot B _0208 | CLI.CON-000001 |  |  | Approved
Qasr Rashwan - Lot B _0208 | CLI.CON-000001 | 11.11 - Abd Al Rahman Ibrahim-Bill No.2: Force Main Pipeline-2.5.4-b | Dismantling joint 300mm | Approved
Qasr Rashwan - Lot B _0208 | CLI.CON-000001 |  |  | Approved
Qasr Rashwan - Lot B _0208 | CLI.CON-000001 | 11.10 - Abd Al Rahman Ibrahim-BILL NO.1: SEWAGE NETWORK-1.1.1-d.2 | Ditto, depth to invert between 3.51 m and 4.50 m | Approved
Qasr Rashwan - Lot B _0208 | CLI.CON-000001 |  |  | Approved
Qasr Rashwan - Lot B _0208 | CLI.CON-000001 | 11.17 - Abd Al Rahman Ibrahim-BILL NO. 4.2: Plumbing Works – Guard Room-4.2.1-a. | Water closet with flush tank floor mounted water closet with flush tank (European type) shall be provided with a toilet paper holder and all its required accessories and fittings with approved sample. All required works of completion with the industry standards. | Approved
Qasr Rashwan - Lot B _0208 | CLI.CON-000001 |  |  | Approved
Qasr Rashwan - Lot B _0208 | CLI.CON-000001 | 11.11 - Abd Al Rahman Ibrahim-Bill No.2: Force Main Pipeline-2.5.3-e | Flange socket with puddle flanged pieces 200mm | Approved
Qasr Rashwan - Lot B _0208 | CLI.CON-000001 |  |  | Approved
Qasr Rashwan - Lot B _0208 | CLI.CON-000001 | 11.27 - Iz. Abd Al Rahman Ibrahim - Bill No.9: Site Work - 9.3.5 - 9.3.5 | Supply, install and test Fire hydrant including cast iron hydrant, stop valve, etc.all accordance with specification and drawings: | Approved
Qasr Rashwan - Lot B _0208 | CLI.CON-000001 |  |  | Approved
Qasr Rashwan - Lot B _0208 | CLI.CON-000001 | 11.12 - Iz. Abd Al Rahman Ibrahim - Bill No.3: PUMP STATION - 3.1.4 - c | Supply and apply of waterproofing for the internal surfaces resistant to acids for internal surfaces of the pump structure (floors, walls, ceilings, etc.) including epoxy paints, screed, hardener and all required accessories all necessary works (contractor should submit samples for approval by the engineer) . according to drawings, specifications and recommended by the manufacturer and approved by the Engineer prior to installation. | Approved
Qasr Rashwan - Lot B _0208 | CLI.CON-000001 |  |  | Approved
Qasr Rashwan - Lot B _0208 | CLI.CON-000001 | 11.12 - Iz. Abd Al Rahman Ibrahim - Bill No.3: PUMP STATION - 3.1.8 - b | Supply and apply of Dry mix paint for facades including substrate preparation, scaffoldings, grooves, applying three coats of paint as per required colors and all required accessories as shown on the Contract Drawings, recommended by manufacturer and approved by the Engineer prior to installation. | Approved
Qasr Rashwan - Lot B _0208 | CLI.CON-000001 |  |  | Approved
Qasr Rashwan - Lot B _0208 | CLI.CON-000001 | 11.21 - Iz. Abd Al Rahman Ibrahim - Bill No.6: Admin Building - 6.1.6 - b.1 | Type W1, 1,000 mm width x 1,000 mm height | Approved
Qasr Rashwan - Lot B _0208 | CLI.CON-000001 |  |  | Approved
Qasr Rashwan - Lot B _0208 | CLI.CON-000001 | 11.11 - Abd Al Rahman Ibrahim-Bill No.2: Force Main Pipeline-2.5.3-d | Flange spigot with puddle flanged pieces 300mm | Approved
Qasr Rashwan - Lot B _0208 | CLI.CON-000001 |  |  | Approved
Qasr Rashwan - Lot B _0208 | CLI.CON-000001 | 11.11 - Abd Al Rahman Ibrahim-Bill No.2: Force Main Pipeline--2.9 | Excavation in rock according to soil and as specified in the Contract Documents. | Approved
Qasr Rashwan - Lot B _0208 | CLI.CON-000001 |  |  | Approved
Qasr Rashwan - Lot B _0208 | CLI.CON-000001 | 11.11 - Abd Al Rahman Ibrahim-Bill No.2: Force Main Pipeline-2.4.3-c | Double Inception chamber | Approved
Qasr Rashwan - Lot B _0208 | CLI.CON-000001 |  |  | Approved
Qasr Rashwan - Lot B _0208 | CLI.CON-000001 | 11.11 - Abd Al Rahman Ibrahim-Bill No.2: Force Main Pipeline-2.5.1-b | Gate valve 300mm dia. | Approved
Qasr Rashwan - Lot B _0208 | CLI.CON-000001 |  |  | Approved
Qasr Rashwan - Lot B _0208 | CLI.CON-000001 | 11.19 - Iz. Abd Al Rahman Ibrahim - Bill No.5: Store - 5.1.6 - b.1 | Type W1, 2,800 mm width x 1,000 mm height | Approved
Qasr Rashwan - Lot B _0208 | CLI.CON-000001 |  |  | Approved
Qasr Rashwan - Lot B _0208 | CLI.CON-000001 | 11.16 - Iz. Abd Al Rahman Ibrahim - Bill No.4: Guard room - 4.1.2 - c.1 | structure | Approved
Qasr Rashwan - Lot B _0208 | CLI.CON-000001 |  |  | Approved
Qasr Rashwan - Lot B _0208 | CLI.CON-000001 | 11.15 - Abd Al Rahman Ibrahim-Bill No.3.4: Mechanical Works - Pumping Station-3.4.3-f. | Flanged Wall piece, dia. 200 mm. | Approved
Qasr Rashwan - Lot B _0208 | CLI.CON-000001 |  |  | Approved
Qasr Rashwan - Lot B _0208 | CLI.CON-000001 | 11.11 - Abd Al Rahman Ibrahim-Bill No.2: Force Main Pipeline-2.5.5-c | 90º (300mm) | Approved
Qasr Rashwan - Lot B _0208 | CLI.CON-000001 |  |  | Approved
Qasr Rashwan - Lot B _0208 | CLI.CON-000001 | 11.13 - Abd Al Rahman Ibrahim-BILL NO. 3.2: Main Pump Station-3.2.5-b | Lighting outlets. Supply, Test, Delivery, Erection, Commissioning and putting into Operation of the following items (including all accessories) as per Contract Documents: | Approved
Qasr Rashwan - Lot B _0208 | CLI.CON-000001 |  |  | Approved
Qasr Rashwan - Lot B _0208 | CLI.CON-000001 | 11.21 - Iz. Abd Al Rahman Ibrahim - Bill No.6: Admin Building - 6.1.3 - b.2 | 120 mm thick. | Approved
Qasr Rashwan - Lot B _0208 | CLI.CON-000001 |  |  | Approved
Qasr Rashwan - Lot B _0208 | CLI.CON-000001 | 11.17 - Abd Al Rahman Ibrahim-BILL NO. 4.2: Plumbing Works – Guard Room-4.2.1-b. | Supply and install hand wash sink with soap dish and holder, with all its required accessories, water mixer, faucets, floor and siphon chrome 1.5 inch, include cold and hot water supply connections, sewage pipes with 2 corner stopcocks with approved sample. All required works of completion with the industry standards. | Approved
Qasr Rashwan - Lot B _0208 | CLI.CON-000001 |  |  | Approved
Qasr Rashwan - Lot B _0208 | CLI.CON-000001 | 11.10 - Abd Al Rahman Ibrahim-BILL NO.1: SEWAGE NETWORK-1.5.3-a | DI gate valve 500 mm, | Approved
Qasr Rashwan - Lot B _0208 | CLI.CON-000001 |  |  | Approved
Qasr Rashwan - Lot B _0208 | CLI.CON-000001 | 11.19 - Iz. Abd Al Rahman Ibrahim - Bill No.5: Store - 5.1.5 - a | Supply and excite cement sand plaster for internal slabs, walls and beams with all metal accessories, the item includes substrate preparation, all required works of completion with the industry standards. As per specification, drawings and the Engineer's instructions. | Approved
Qasr Rashwan - Lot B _0208 | CLI.CON-000001 |  |  | Approved
Qasr Rashwan - Lot B _0208 | CLI.CON-000001 | 11.16 - Iz. Abd Al Rahman Ibrahim - Bill No.4: Guard room - 4.1.6 - a.2 | Type D2, size 700mmx2,200mm | Approved
Qasr Rashwan - Lot B _0208 | CLI.CON-000001 |  |  | Approved
Qasr Rashwan - Lot B _0208 | CLI.CON-000001 | 11.21 - Iz. Abd Al Rahman Ibrahim - Bill No.6: Admin Building - 6.1.6 - a.1 | Type D1, size 800mmx2,200mm | Approved
Qasr Rashwan - Lot B _0208 | CLI.CON-000001 |  |  | Approved
Qasr Rashwan - Lot B _0208 | CLI.CON-000001 | 11.10 - Abd Al Rahman Ibrahim-BILL NO.1: SEWAGE NETWORK-1.1.1-e.1 | Ditto, depth to invert between 4.51 m and 5.50 m | Approved
Qasr Rashwan - Lot B _0208 | CLI.CON-000001 |  |  | Approved
Qasr Rashwan - Lot B _0208 | CLI.CON-000001 | 11.12 - Iz. Abd Al Rahman Ibrahim - Bill No.3: PUMP STATION - 3.1.7 - b | Supply and installation of abrasion, friction, acids and shock resistant ceramic tiles for wall, pattern as shown on drawings including cement mortar, setting bed, grouting, fixing, support and all required accessories. Complete as shown on drawings, specified in the Contract documents, recommended by manufacturer and approved by the Engineer prior to installation | Approved
Qasr Rashwan - Lot B _0208 | CLI.CON-000001 |  |  | Approved
Qasr Rashwan - Lot B _0208 | CLI.CON-000001 | 11.10 - Abd Al Rahman Ibrahim-BILL NO.1: SEWAGE NETWORK-1.2.1-b.10 | Ditto, depth to invert between 6.01 m and 6.50 m | Approved
Qasr Rashwan - Lot B _0208 | CLI.CON-000001 |  |  | Approved
Qasr Rashwan - Lot B _0208 | CLI.CON-000001 | 11.21 - Iz. Abd Al Rahman Ibrahim - Bill No.6: Admin Building - 6.1.3 - c.1 | 250 mm thick. | Approved
Qasr Rashwan - Lot B _0208 | CLI.CON-000001 |  |  | Approved
Qasr Rashwan - Lot B _0208 | CLI.CON-000001 | 11.27 - Iz. Abd Al Rahman Ibrahim - Bill No.9: Site Work - 9.1 - 9..1.d | Supply and install and planting of grass including base, supbase and irrigation system include irrigation hydrant, valves and pipes. All required works of completion with the industry standards, as per specification and Engineer instructions. | Approved
Qasr Rashwan - Lot B _0208 | CLI.CON-000001 |  |  | Approved
Qasr Rashwan - Lot B _0208 | CLI.CON-000001 | 11.21 - Iz. Abd Al Rahman Ibrahim - Bill No.6: Admin Building - 6.1.1 - a. | Excavation from ground level to required depth and grades in all types of soil except the rock, including support system, floading with water, dewatering, compacting bottom of excavation using dynamic roller, transporting excavated materials to the approved off-Site disposal area as per drawings, specifications and geotechnical report. | Approved
Qasr Rashwan - Lot B _0208 | CLI.CON-000001 |  |  | Approved
Qasr Rashwan - Lot B _0208 | CLI.CON-000001 |  |  | Approved
Qasr Rashwan - Lot B _0208 | CLI.CON-000001 | 12.27 - Iz. Suleiman Tadrus - Bill No.9: Site Work - 9.3.2 - b. | DN/ID 200 mm dia | Approved
Qasr Rashwan - Lot B _0208 | CLI.CON-000001 |  |  | Approved
Qasr Rashwan - Lot B _0208 | CLI.CON-000001 | 12.12 - Iz. Suleiman Tadrus - Bill No.3: PUMP STATION - 3.1.2 - a.3 | For roof slopes, 30 mm to 140 mm thick | Approved
Qasr Rashwan - Lot B _0208 | CLI.CON-000001 |  |  | Approved
Qasr Rashwan - Lot B _0208 | CLI.CON-000001 | 12.11 - Suleiman Tadrus-Bill No.2: Force Main Pipeline-2.4.2 rate-b | Wash-out valve chamber | Approved
Qasr Rashwan - Lot B _0208 | CLI.CON-000001 |  |  | Approved
Qasr Rashwan - Lot B _0208 | CLI.CON-000001 | 12.11 - Suleiman Tadrus-Bill No.2: Force Main Pipeline--2.1 | Wooden formwork are left in their places after the excavation, construction and backfilling works over them, as approved from the Engineer Bill No.3.4: Mechanical Works - Pumping Station | Approved
Qasr Rashwan - Lot B _0208 | CLI.CON-000001 |  |  | Approved
Qasr Rashwan - Lot B _0208 | CLI.CON-000001 | 12.20 - Iz. Suleiman Tadrus-BILL NO. 5.2: Store-5.2.2-c | Enclosed Polycarbonate, Wall Mounting Luminaire IP65 With 20 Watt LED Lamp. | Approved
Qasr Rashwan - Lot B _0208 | CLI.CON-000001 |  |  | Approved
Qasr Rashwan - Lot B _0208 | CLI.CON-000001 | 12.10 - Suleiman Tadrus-BILL NO.1: SEWAGE NETWORK-1.1.1-c.2 | Ditto, depth to invert between 1.51 m and 2.50 m | Approved
Qasr Rashwan - Lot B _0208 | CLI.CON-000001 |  |  | Approved
Qasr Rashwan - Lot B _0208 | CLI.CON-000001 | 12.11 - Suleiman Tadrus-Bill No.2: Force Main Pipeline-2.5.4-b | Dismantling joint 200mm | Approved
Qasr Rashwan - Lot B _0208 | CLI.CON-000001 |  |  | Approved
Qasr Rashwan - Lot B _0208 | CLI.CON-000001 | 12.25 - Iz. Suleiman Tadrus-BILL NO.7.2: Generator Shed-7.2.4-a | Lighting outlets. | Approved
Qasr Rashwan - Lot B _0208 | CLI.CON-000001 |  |  | Approved
Qasr Rashwan - Lot B _0208 | CLI.CON-000001 | 12.15 - Suleiman Tadrus-Bill No.3.4: Mechanical Works - Pumping Station-3.4.3-d. | Dismantling joint, dia. 200 mm. | Approved
Qasr Rashwan - Lot B _0208 | CLI.CON-000001 |  |  | Approved
Qasr Rashwan - Lot B _0208 | CLI.CON-000001 | 12.15 - Suleiman Tadrus-Bill No.3.4: Mechanical Works - Pumping Station-3.4.3-f. | Flanged Wall piece, dia. 200 mm. | Approved
Qasr Rashwan - Lot B _0208 | CLI.CON-000001 |  |  | Approved
Qasr Rashwan - Lot B _0208 | CLI.CON-000001 | 12.15 - Suleiman Tadrus-Bill No.3.4: Mechanical Works - Pumping Station-3.4.3-a. | D.C.I, K9, flanged pipes, dia. 200 mm. | Approved
Qasr Rashwan - Lot B _0208 | CLI.CON-000001 |  |  | Approved
Qasr Rashwan - Lot B _0208 | CLI.CON-000001 | 12.27 - Iz. Suleiman Tadrus - Bill No.9: Site Work - 9.2.1 - b | Extra over for excavation in rock. | Approved
Qasr Rashwan - Lot B _0208 | CLI.CON-000001 |  |  | Approved
Qasr Rashwan - Lot B _0208 | CLI.CON-000001 | 12.16 - Iz. Suleiman Tadrus - Bill No.4: Guard room - 4.1.2 - a.1 | Under foundations | Approved
Qasr Rashwan - Lot B _0208 | CLI.CON-000001 |  |  | Approved
Qasr Rashwan - Lot B _0208 | CLI.CON-000001 | 12.14 - Iz. Suleiman Tadrus-BILL NO. 3.3: Main Pump Station-3.3.1- | Medium voltage cables feeding the pumping station, this cables include the cables connection from the the Egyptian Electrical Authority (EEA) substation (outside puming station) up to the Ring Main Units (RMUs) inside pumping station. The contractor shall be responsible to coordinate with the EEA for identifying the cable route, size, laying, ..etc. | Approved
Qasr Rashwan - Lot B _0208 | CLI.CON-000001 |  |  | Approved
Qasr Rashwan - Lot B _0208 | CLI.CON-000001 | 12.13 - Iz. Suleiman Tadrus-BILL NO. 3.2: Main Pump Station-3.2.3-b | Ditto As Above Item, But Of Weatherproof Type. | Approved
Qasr Rashwan - Lot B _0208 | CLI.CON-000001 |  |  | Approved
Qasr Rashwan - Lot B _0208 | CLI.CON-000001 | 12.19 - Iz. Suleiman Tadrus - Bill No.5: Store - 5.1.2 - a.1 | Under foundations | Approved
Qasr Rashwan - Lot B _0208 | CLI.CON-000001 |  |  | Approved
Qasr Rashwan - Lot B _0208 | CLI.CON-000001 | 12.11 - Suleiman Tadrus-Bill No.2: Force Main Pipeline-2.3.3-b | Flange spigot with puddle flanged pieces 300mm | Approved
Qasr Rashwan - Lot B _0208 | CLI.CON-000001 |  |  | Approved
Qasr Rashwan - Lot B _0208 | CLI.CON-000001 | 12.11 - Suleiman Tadrus-Bill No.2: Force Main Pipeline-2.5.3-a | Flange socket with puddle flanged pieces 300mm | Approved
Qasr Rashwan - Lot B _0208 | CLI.CON-000001 |  |  | Approved
Qasr Rashwan - Lot B _0208 | CLI.CON-000001 | 12.11 - Suleiman Tadrus-Bill No.2: Force Main Pipeline-2.3.1-a | Non- return valve 300 mm dia. | Approved
Qasr Rashwan - Lot B _0208 | CLI.CON-000001 |  |  | Approved
Qasr Rashwan - Lot B _0208 | CLI.CON-000001 | 12.15 - Suleiman Tadrus-Bill No.3.4: Mechanical Works - Pumping Station--3.4.2 | Supply only Submersible Pump in store 30 L/s, 18 m head coupled with Electric Motor complete with submersible cable, all protection items….etc) and all accessories required for a good working condition, as per Contract Documents. | Approved
Qasr Rashwan - Lot B _0208 | CLI.CON-000001 |  |  | Approved
Qasr Rashwan - Lot B _0208 | CLI.CON-000001 | 12.10 - Suleiman Tadrus-BILL NO.1: SEWAGE NETWORK-1.1.1-b.3 | Ditto, depth to invert between 2.51 m and 3.50 m | Approved
Qasr Rashwan - Lot B _0208 | CLI.CON-000001 |  |  | Approved
Qasr Rashwan - Lot B _0208 | CLI.CON-000001 | 12.23 | BILL NO. 6.3 Electrical Works – Admin Room | Approved
Qasr Rashwan - Lot B _0208 | CLI.CON-000001 |  |  | Approved
Qasr Rashwan - Lot B _0208 | CLI.CON-000001 | 12.12 - Iz. Suleiman Tadrus - Bill No.3: PUMP STATION - 3.1.1 - c | Extra over for excavation in rock. | Approved
Qasr Rashwan - Lot B _0208 | CLI.CON-000001 |  |  | Approved
Qasr Rashwan - Lot B _0208 | CLI.CON-000001 | 12.10 - Suleiman Tadrus-BILL NO.1: SEWAGE NETWORK-1.7.3-c | Concrete encasement 25cm (250mm) | Approved
Qasr Rashwan - Lot B _0208 | CLI.CON-000001 |  |  | Approved
Qasr Rashwan - Lot B _0208 | CLI.CON-000001 | 12.10 - Suleiman Tadrus-BILL NO.1: SEWAGE NETWORK-1.1.1-d.1 | Depth to invert between 2.51 m and 3.50 m | Approved
Qasr Rashwan - Lot B _0208 | CLI.CON-000001 |  |  | Approved
Qasr Rashwan - Lot B _0208 | CLI.CON-000001 | 12.10 - Suleiman Tadrus-BILL NO.1: SEWAGE NETWORK--1.9 | Deep Dewatering according to soil investigation, specification and Engineer instruction. | Approved
Qasr Rashwan - Lot B _0208 | CLI.CON-000001 |  |  | Approved
Qasr Rashwan - Lot B _0208 | CLI.CON-000001 | 12.17 | BILL NO. 4.2 Plumbing Works – Guard Room | Approved
Qasr Rashwan - Lot B _0208 | CLI.CON-000001 |  |  | Approved
Qasr Rashwan - Lot B _0208 | CLI.CON-000001 | 12.23 - Iz. Suleiman Tadrus- BILL NO. 6.3: Admin Room-6.3.4-b | Single Phase Switched waterproof Socket, 220V, 16A, 3 Pin Complete With Cover (IP55) | Approved
Qasr Rashwan - Lot B _0208 | CLI.CON-000001 |  |  | Approved
Qasr Rashwan - Lot B _0208 | CLI.CON-000001 | 12.17 - Suleiman Tadrus-Bill No.4.2: Plumbing Works – Guard Room-4.2.4-a. | 75mm | Approved
Qasr Rashwan - Lot B _0208 | CLI.CON-000001 |  |  | Approved
Qasr Rashwan - Lot B _0208 | CLI.CON-000001 | 12.10 - Suleiman Tadrus-BILL NO.1: SEWAGE NETWORK-1.1.1-f.1 | Ditto, depth to invert between 2.51 m and 3.50 m | Approved
Qasr Rashwan - Lot B _0208 | CLI.CON-000001 |  |  | Approved
Qasr Rashwan - Lot B _0208 | CLI.CON-000001 | 12.10 - Suleiman Tadrus-BILL NO.1: SEWAGE NETWORK-1.4-a. | IC 60*60 cm | Approved
Qasr Rashwan - Lot B _0208 | CLI.CON-000001 |  |  | Approved
Qasr Rashwan - Lot B _0208 | CLI.CON-000001 | 12.10 - Suleiman Tadrus-BILL NO.1: SEWAGE NETWORK-1.7.3-e | Concrete encasement 25cm (400mm) | Approved
Qasr Rashwan - Lot B _0208 | CLI.CON-000001 |  |  | Approved
Qasr Rashwan - Lot B _0208 | CLI.CON-000001 | 12.19 - Iz. Suleiman Tadrus - Bill No.5: Store - 5.1.2 - b.1 | for foundation | Approved
Qasr Rashwan - Lot B _0208 | CLI.CON-000001 |  |  | Approved
Qasr Rashwan - Lot B _0208 | CLI.CON-000001 | 12.11 - Suleiman Tadrus-Bill No.2: Force Main Pipeline-2.2-d | Double Air Release valve chamber | Approved
Qasr Rashwan - Lot B _0208 | CLI.CON-000001 |  |  | Approved
Qasr Rashwan - Lot B _0208 | CLI.CON-000001 | 12.27 - Iz. Suleiman Tadrus - Bill No.9: Site Work - 9.3.1 - a. | 25mm dia. | Approved
Qasr Rashwan - Lot B _0208 | CLI.CON-000001 |  |  | Approved
Qasr Rashwan - Lot B _0208 | CLI.CON-000001 | 12.15 - Suleiman Tadrus-Bill No.3.4: Mechanical Works - Pumping Station-3.4.3-b. | Flanged manually gate valve, dia. 200 mm. | Approved
Qasr Rashwan - Lot B _0208 | CLI.CON-000001 |  |  | Approved
Qasr Rashwan - Lot B _0208 | CLI.CON-000001 |  |  | Approved
Qasr Rashwan - Lot B _0208 | CLI.CON-000001 | 13.16 - Iz. Salih Shamatah - Bill No.4: Guard room - 4.1.5 - a | Supply and excite cement sand plaster for internal slabs, walls and beams with all metal accessories, the item includes substrate preparation, all required works of completion with the industry standards. As per Specification, Drawings and Engineer instructions. | Approved
Qasr Rashwan - Lot B _0208 | CLI.CON-000001 |  |  | Approved
Qasr Rashwan - Lot B _0208 | CLI.CON-000001 | 13.13 - Iz.Salih Shamatah-BILL NO. 3.2: Main Pump Station-3.2.4-a | Single Phase Switched Socket 220v, 16A, 2-pin Type Complete With Earthing Contact. | Approved
Qasr Rashwan - Lot B _0208 | CLI.CON-000001 |  |  | Approved
Qasr Rashwan - Lot B _0208 | CLI.CON-000001 | 13.10 - Salih Shamatah-BILL NO.1: SEWAGE NETWORK-1.1.1-b.1 | Depth to invert not exceeding 1.5 m | Approved
Qasr Rashwan - Lot B _0208 | CLI.CON-000001 |  |  | Approved
Qasr Rashwan - Lot B _0208 | CLI.CON-000001 | 13.21 - Iz. Salih Shamatah - Bill No.6: Admin Building - 6.1.6 - a.2 | Type D2, size 700mmx2,200mm | Approved
Qasr Rashwan - Lot B _0208 | CLI.CON-000001 |  |  | Approved
Qasr Rashwan - Lot B _0208 | CLI.CON-000001 | 13.10 - Salih Shamatah-BILL NO.1: SEWAGE NETWORK-1.4.1-b | HC 60*90 cm | Approved
Qasr Rashwan - Lot B _0208 | CLI.CON-000001 |  |  | Approved
Qasr Rashwan - Lot B _0208 | CLI.CON-000001 | 13.25 - Iz.Salih Shamatah-BILL NO.7.2: Generator Shed-7.2.2-a | Surface mounted luminaire with 1x60 watt led lamps, With (IP54) | Approved
Qasr Rashwan - Lot B _0208 | CLI.CON-000001 |  |  | Approved
Qasr Rashwan - Lot B _0208 | CLI.CON-000001 | 13.22 - Salih Shamatah-Bill No.6.2: Plumbing Works – Admin Room-6.2.2-a. | 25mm dia. | Approved
Qasr Rashwan - Lot B _0208 | CLI.CON-000001 |  |  | Approved
Qasr Rashwan - Lot B _0208 | CLI.CON-000001 | 13.16 - Iz. Salih Shamatah - Bill No.4: Guard room - 4.1.8 - b | Supply and apply of Dry mix paint for facades including substrate preparation, scaffoldings, grooves, applying three coats of paint as per required colors and all required accessories as shown on the Contract Drawings, recommended by manufacturer and approved by the Engineer prior to installation. | Approved
Qasr Rashwan - Lot B _0208 | CLI.CON-000001 |  |  | Approved
Qasr Rashwan - Lot B _0208 | CLI.CON-000001 | 13.10 - Salih Shamatah-BILL NO.1: SEWAGE NETWORK-1.5.2-a | DN 300mm, DI pipe, K9 | Approved
Qasr Rashwan - Lot B _0208 | CLI.CON-000001 |  |  | Approved
Qasr Rashwan - Lot B _0208 | CLI.CON-000001 | 13.17 - Salih Shamatah-Bill No.4.2: Plumbing Works – Guard Room-4.2.2-a. | 25mm dia. | Approved
Qasr Rashwan - Lot B _0208 | CLI.CON-000001 |  |  | Approved
Qasr Rashwan - Lot B _0208 | CLI.CON-000001 | 13.15 - Salih Shamatah-Bill No.3.4: Mechanical Works - Pumping Station-3.4.3-d. | Dismantling joint, dia. 150 mm. | Approved
Qasr Rashwan - Lot B _0208 | CLI.CON-000001 |  |  | Approved
Qasr Rashwan - Lot B _0208 | CLI.CON-000001 | 13.12 - Iz. Salih Shamatah - Bill No.3: PUMP STATION - 3.1.8 - b | Supply and apply of Dry mix paint for facades including substrate preparation, scaffoldings, grooves, applying three coats of paint as per required colors and all required accessories as shown on the Contract Drawings, recommended by manufacturer and approved by the Engineer prior to installation. | Approved
Qasr Rashwan - Lot B _0208 | CLI.CON-000001 |  |  | Approved
Qasr Rashwan - Lot B _0208 | CLI.CON-000001 | 13.16 - Iz. Salih Shamatah - Bill No.4: Guard room - 4.1.6 - b.2 | Type W2, 600 mm width x 600 mm height | Approved
Qasr Rashwan - Lot B _0208 | CLI.CON-000001 |  |  | Approved
Qasr Rashwan - Lot B _0208 | CLI.CON-000001 | 13.23 - Iz.Salih Shamatah- BILL NO. 6.3: Admin Room-6.3.1-a | Supply, install, connect, test and commission of complete L.V. distribution boards (LP-ADMIN.) the price include selectvity study, termination, Identifications, labling, glands, copper luggs as specified and as indicating drawings. System shall be lump sum complete in every respect with all necessary accessories and ancillary works. | Approved
Qasr Rashwan - Lot B _0208 | CLI.CON-000001 |  |  | Approved
Qasr Rashwan - Lot B _0208 | CLI.CON-000001 | 13.11 - Salih Shamatah-Bill No.2: Force Main Pipeline-2.5.4-a | Dismantling joint 200mm | Approved
Qasr Rashwan - Lot B _0208 | CLI.CON-000001 |  |  | Approved
Qasr Rashwan - Lot B _0208 | CLI.CON-000001 |  |  | Approved
Qasr Rashwan - Lot B _0208 | CLI.CON-000001 | 14.15 - Abou Hussein-Bill No.3.4: Mechanical Works - Pumping Station-3.4.4-b. | Dismantling joint, dia. 200 mm. | Approved
Qasr Rashwan - Lot B _0208 | CLI.CON-000001 |  |  | Approved
Qasr Rashwan - Lot B _0208 | CLI.CON-000001 | 14.19 - Iz. Abou Hussein - Bill No.5: Admin Building - 5.1.3 - a.2 | 120 mm thick. | Approved
Qasr Rashwan - Lot B _0208 | CLI.CON-000001 |  |  | Approved
Qasr Rashwan - Lot B _0208 | CLI.CON-000001 | 14.25 - Iz. Abou Hussein - Bill No.8: Site Work - 8.2.2 - c | Supply and casting of in-place reinforced concrete Grade C25 in super structure for column and capping, including: formwork, scaffolding, expansion and construction joints, Steel bar reinforcement, joint filler and sealant, accessories, transporting, mixing, casting, finishing, compaction by vibratory, spraying, curing, and testing as required by the specifications. | Approved
Qasr Rashwan - Lot B _0208 | CLI.CON-000001 |  |  | Approved
Qasr Rashwan - Lot B _0208 | CLI.CON-000001 | 14.25 - Iz. Abou Hussein - Bill No.8: Site Work - 8.2.7 - b. | Supply and apply of 50 cm high dry mix for skirting including substrate preparation, scaffoldings, grooves, and all required accessories as shown on Contract Drawings, recommended by manufacturer and approved by the Engineer prior to installation. | Approved
Qasr Rashwan - Lot B _0208 | CLI.CON-000001 |  |  | Approved
Qasr Rashwan - Lot B _0208 | CLI.CON-000001 | 14.16 - Iz. Abou Hussein - Bill No.4: Guard room - 4.1.2 - b.1 | for foundation | Approved
Qasr Rashwan - Lot B _0208 | CLI.CON-000001 |  |  | Approved
Qasr Rashwan - Lot B _0208 | CLI.CON-000001 | 14.19 - Iz. Abou Hussein - Bill No.5: Admin Building - 5.1.2 - c.2 | RC protection layer | Approved
Qasr Rashwan - Lot B _0208 | CLI.CON-000001 |  |  | Approved
Qasr Rashwan - Lot B _0208 | CLI.CON-000001 | 14.19 - Iz. Abou Hussein - Bill No.5: Admin Building - 5.1.8 - a | Supply and apply of acrylic paint for internal walls and ceiling including substrate preparation, applying three coats of paint as per required colors and all required accessories as shown on drawings, specified in the Contract documents, recommended by manufacturer and approved by the Engineer prior to installation. | Approved
Qasr Rashwan - Lot B _0208 | CLI.CON-000001 |  |  | Approved
Qasr Rashwan - Lot B _0208 | CLI.CON-000001 | 14.13 - Iz. Abou Hussein-BILL NO. 3.2: Main Pump Station-3.2.4-a | Single Phase Switched Socket 220v, 16A, 2-pin Type Complete With Earthing Contact. | Approved
Qasr Rashwan - Lot B _0208 | CLI.CON-000001 |  |  | Approved
Qasr Rashwan - Lot B _0208 | CLI.CON-000001 | 14.14 - Iz. Abou Hussein-BILL NO. 3.3: Main Pump Station-3.3.18- | Fire alarm system complete with Conventional fire alarm control panel, smoke detectors, heat detectors, manual call point, bell, fire alarm siren and wire and all necessary components (internal wires and outlets, etc) required to complete the system in perfect case, the fire alarm control panel shall be erected in pump operating room. | Approved
Qasr Rashwan - Lot B _0208 | CLI.CON-000001 |  |  | Approved
Qasr Rashwan - Lot B _0208 | CLI.CON-000001 | 14.21 - Iz. Abou Hussein-BILL NO. 5.3: Admin Room-6.3.2-c | Enclosed Polycarbonate, Wall Mounting Luminaire IP65 With 20 Watt LED Lamp. | Approved
Qasr Rashwan - Lot B _0208 | CLI.CON-000001 |  |  | Approved
Qasr Rashwan - Lot B _0208 | CLI.CON-000001 | 14.25 - Iz. Abou Hussein - Bill No.8: Site Work - 8.1 - 8.1.d | Supply and install and planting of grass including base, supbase and irrigation system include irrigation hydrant, valves and pipes. All required works of completion with the industry standards, as per specification and Engineer instructions. | Approved
Qasr Rashwan - Lot B _0208 | CLI.CON-000001 |  |  | Approved
Qasr Rashwan - Lot B _0208 | CLI.CON-000001 | 14.19 - Iz. Abou Hussein - Bill No.5: Admin Building - 5.1.1 - c. | Supply, backfilling and compaction to the required grades with approved clean sand on layers not more than 25 cm thick. The layers are to be compacted by means of vibratory type equipment to obtain 95% of maximum dry density as per specifications. | Approved
Qasr Rashwan - Lot B _0208 | CLI.CON-000001 |  |  | Approved
Qasr Rashwan - Lot B _0208 | CLI.CON-000001 | 14.19 - Iz. Abou Hussein - Bill No.5: Admin Building - 5.1.1 - b. | Extra over for excavation in rock. | Approved
Qasr Rashwan - Lot B _0208 | CLI.CON-000001 |  |  | Approved
Qasr Rashwan - Lot B _0208 | CLI.CON-000001 | 14.11 - Abou Hussein-BILL NO.2 : Force Main Pipeline-2.3.3-b | Flange spigot with puddle flanged pieces 200mm | Approved
Qasr Rashwan - Lot B _0208 | CLI.CON-000001 |  |  | Approved
Qasr Rashwan - Lot B _0208 | CLI.CON-000001 | 10.15 - Abd Al Azeem Al Sofy -Bill No.3.4: Mechanical Works - Pumping Station-3.4.6-a. | Supply, Test, Delivery, Erection of Hammering control systems, complete with compressors and all accessories as per Contract documents, the Contractor is responsible for the anti-hammer system .protection system comprises of the following components:- - Surge vessel 12 m3 ( d: 1.9 m - 4.3 m height ) | Approved
Qasr Rashwan - Lot B _0208 | CLI.CON-000001 |  |  | Approved
Qasr Rashwan - Lot B _0208 | CLI.CON-000001 | 10.15 - Abd Al Azeem Al Sofy -Bill No.3.4: Mechanical Works - Pumping Station-3.4.5-a. | D.C.I, Socket and spigot Wall piece, dia. 700 mm. | Approved
Qasr Rashwan - Lot B _0208 | CLI.CON-000001 |  |  | Approved
Qasr Rashwan - Lot B _0208 | CLI.CON-000001 | 10.11 - Abd Al Azeem Al Sofy -Bill No.2: Force Main Pipeline-2.4.4-c | Gate valve chamber | Approved
Qasr Rashwan - Lot B _0208 | CLI.CON-000001 |  |  | Approved
Qasr Rashwan - Lot B _0208 | CLI.CON-000001 | 10.19 - Abd Al Azeem Al Sofy Village - Bill No.5: Store - 5.1.5 - a | Supply and excite cement sand plaster for internal slabs, walls and beams with all metal accessories, the item includes substrate preparation, all required works of completion with the industry standards. As per specification, drawings and the Engineer's instructions. | Approved
Qasr Rashwan - Lot B _0208 | CLI.CON-000001 |  |  | Approved
Qasr Rashwan - Lot B _0208 | CLI.CON-000001 | 10.13 - Abd Al Azeem Al Sofy-BILL NO. 3.2: Main Pump Station-3.2.2-c | Surface mounted luminaire with 1x60 watt led lamps, With (IP20) | Approved
Qasr Rashwan - Lot B _0208 | CLI.CON-000001 |  |  | Approved
Qasr Rashwan - Lot B _0208 | CLI.CON-000001 | 10.10 - Abd Al Azeem Al Sofy -BILL NO.1: SEWAGE NETWORK-1.1.1-c.6 | Ditto, depth to invert between 5.51 m and 6.50 m | Approved
Qasr Rashwan - Lot B _0208 | CLI.CON-000001 |  |  | Approved
Qasr Rashwan - Lot B _0208 | CLI.CON-000001 | 10.21 - Abd Al Azeem Al Sofy Village - Bill No.6: Admin Building - 6.1.5 - a | Supply and excite cement sand plaster for internal slabs, walls and beams with all metal accessories, the item includes substrate preparation, all required works of completion with the industry standards. As per Specification, Drawings and Engineer instructions. | Approved
Qasr Rashwan - Lot B _0208 | CLI.CON-000001 |  |  | Approved
Qasr Rashwan - Lot B _0208 | CLI.CON-000001 | 10.11 - Abd Al Azeem Al Sofy -Bill No.2: Force Main Pipeline-2.2-c | Air Release valve chamber | Approved
Qasr Rashwan - Lot B _0208 | CLI.CON-000001 |  |  | Approved
Qasr Rashwan - Lot B _0208 | CLI.CON-000001 | 10.15 - Abd Al Azeem Al Sofy -Bill No.3.4: Mechanical Works - Pumping Station-3.4.4-e. | Flexible joint, dia. 400 mm | Approved
Qasr Rashwan - Lot B _0208 | CLI.CON-000001 |  |  | Approved
Qasr Rashwan - Lot B _0208 | CLI.CON-000001 | 10.12 - Abd Al Azeem Al Sofy Village - Bill No.3: PUMP STATION - 3.1.6 - b | Type W1, 4.850 mm width x 1,500 mm height | Approved
Qasr Rashwan - Lot B _0208 | CLI.CON-000001 |  |  | Approved
Qasr Rashwan - Lot B _0208 | CLI.CON-000001 | 10.11 - Abd Al Azeem Al Sofy -Bill No.2: Force Main Pipeline-2.4.4-d | Double Wash-out valve chamber | Approved
Qasr Rashwan - Lot B _0208 | CLI.CON-000001 |  |  | Approved
Qasr Rashwan - Lot B _0208 | CLI.CON-000001 | 10.13 - Abd Al Azeem Al Sofy-BILL NO. 3.2: Main Pump Station-3.2.3-a | One Way, One-gang Lighting Switch 10A. | Approved
Qasr Rashwan - Lot B _0208 | CLI.CON-000001 |  |  | Approved
Qasr Rashwan - Lot B _0208 | CLI.CON-000001 | 10.16 - Abd Al Azeem Al Sofy Village - Bill No.4: Guard room - 4.1.4 - b. | Supply and installation of horizontal prefabricated moisture Insulation membrane to the wet areas with 4mm thick for floor and roof, including joints, fixtures, overlaps not less than 100 mm and item include all surface preparation steps, coating with 2 layers of primer bitumen coat, metal flashing, internal angle fillets, upstand to vertical surfaces and waterproofing to all openings and around pipes and water drains, Polystyrene sheet 1mm, protection Sand-cement mortar screed, 30 mm thick as per manufacturer's instructions, Contract Drawing, recommendations and Specification. | Approved
Qasr Rashwan - Lot B _0208 | CLI.CON-000001 |  |  | Approved
Qasr Rashwan - Lot B _0208 | CLI.CON-000001 | 10.18 - Abd Al Azeem Al Sofy-BILL NO. 4.3: Guard room-4.3.5-a | Wall Mounted Exhaust Fan Outlet. | Approved
Qasr Rashwan - Lot B _0208 | CLI.CON-000001 |  |  | Approved
Qasr Rashwan - Lot B _0208 | CLI.CON-000001 | 10.16 - Abd Al Azeem Al Sofy Village - Bill No.4: Guard room - 4.1.5 - b | Supply and apply external cement plastering to facades with all metal accessories, base and finish coat, thickness 2cm striped with 2 cm groove render for facades. all required works of completion with the industry standards. As per Specification, Drawings and Engineer's instructions. | Approved
Qasr Rashwan - Lot B _0208 | CLI.CON-000001 | 11.15 - Abd Al Rahman Ibrahim-Bill No.3.4: Mechanical Works - Pumping Station-3.4.3-d. | Dismantling joint, dia. 200 mm. | Approved
Qasr Rashwan - Lot B _0208 | CLI.CON-000001 |  |  | Approved
Qasr Rashwan - Lot B _0208 | CLI.CON-000001 | 11.12 - Iz. Abd Al Rahman Ibrahim - Bill No.3: PUMP STATION - 3.1.1 - c | Extra over for excavation in rock. | Approved
Qasr Rashwan - Lot B _0208 | CLI.CON-000001 |  |  | Approved
Qasr Rashwan - Lot B _0208 | CLI.CON-000001 | 11.15 - Abd Al Rahman Ibrahim-Bill No.3.4: Mechanical Works - Pumping Station-3.4.4-f. | Blind flange, dia. 350 mm. | Approved
Qasr Rashwan - Lot B _0208 | CLI.CON-000001 |  |  | Approved
Qasr Rashwan - Lot B _0208 | CLI.CON-000001 | 11.14 - Abd Al Rahman Ibrahim-BILL NO. 3.3: Main Pump Station-3.3.3- | Main Low tension switchboard (0.38kV) complete with all component (C.B, contactors,Electrcal and mechanical interlock, measuring and protection devices …etc), as per Single Line Diagram and Contract Documents (to be erected in pump building). | Approved
Qasr Rashwan - Lot B _0208 | CLI.CON-000001 |  |  | Approved
Qasr Rashwan - Lot B _0208 | CLI.CON-000001 | 11.20 - Abd Al Rahman Ibrahim-BILL NO. 5.2: Store-5.2.5-b | Lighting outlets. | Approved
Qasr Rashwan - Lot B _0208 | CLI.CON-000001 |  |  | Approved
Qasr Rashwan - Lot B _0208 | CLI.CON-000001 | 11.19 - Iz. Abd Al Rahman Ibrahim - Bill No.5: Store - 5.1.2 - a.1 | Under foundations | Approved
Qasr Rashwan - Lot B _0208 | CLI.CON-000001 |  |  | Approved
Qasr Rashwan - Lot B _0208 | CLI.CON-000001 | 11.19 - Iz. Abd Al Rahman Ibrahim - Bill No.5: Store - 5.1.8 - b | Supply and apply of Dry mix paint for facades including substrate preparation, scaffoldings, grooves, applying three coats of paint as per required colors and all required accessories as shown on the Contract Drawings, recommended by manufacturer and approved by the Engineer prior to installation. | Approved
Qasr Rashwan - Lot B _0208 | CLI.CON-000001 |  |  | Approved
Qasr Rashwan - Lot B _0208 | CLI.CON-000001 | 11.11 - Abd Al Rahman Ibrahim-Bill No.2: Force Main Pipeline--2.8 | Supply and filling by clean sand between the existing covered waterways and the forcemain pipe covered by concrete encasement | Approved
Qasr Rashwan - Lot B _0208 | CLI.CON-000001 |  |  | Approved
Qasr Rashwan - Lot B _0208 | CLI.CON-000001 | 11.12 - Iz. Abd Al Rahman Ibrahim - Bill No.3: PUMP STATION - 3.1.4 - d | Supply and installation of horizontal prefabricated moisture Insulation membrane to the wet areas with 4mm thick for floor and roof, including joints, fixtures, overlaps not less than 100 mm and item include all surface preparation steps, coating with 2 layers of primer bitumen coat, metal flashing, internal angle fillets, upstand to vertical surfaces and waterproofing to all openings and around pipes and water drains, Polystyrene sheet 1mm, protection Sand- cement mortar screed, 30 mm thick as per manufacturer's instructions, Contract Drawing, recommendations and Specification. | Approved
Qasr Rashwan - Lot B _0208 | CLI.CON-000001 |  |  | Approved
Qasr Rashwan - Lot B _0208 | CLI.CON-000001 | 11.16 - Iz. Abd Al Rahman Ibrahim - Bill No.4: Guard room - 4.1.5 - b | Supply and apply external cement plastering to facades with all metal accessories, base and finish coat, thickness 2cm striped with 2 cm groove render for facades. all required works of completion with the industry standards. As per Specification, Drawings and Engineer's instructions. | Approved
Qasr Rashwan - Lot B _0208 | CLI.CON-000001 |  |  | Approved
Qasr Rashwan - Lot B _0208 | CLI.CON-000001 | 11.23 - Abd Al Rahman Ibrahim- BILL NO. 6.3: Admin Room-6.3.5-b | Lighting outlets. | Approved
Qasr Rashwan - Lot B _0208 | CLI.CON-000001 |  |  | Approved
Qasr Rashwan - Lot B _0208 | CLI.CON-000001 | 11.12 - Iz. Abd Al Rahman Ibrahim - Bill No.3: PUMP STATION - 3.1.7 - c | Supply and lay marble / granite steps the riser 20 mm thick and the tread 40 mm thick including skirting & anti slip braking width 3 cm, as parallel lines as per drawings, specifications and approved sample. | Approved
Qasr Rashwan - Lot B _0208 | CLI.CON-000001 |  |  | Approved
Qasr Rashwan - Lot B _0208 | CLI.CON-000001 | 11.10 - Abd Al Rahman Ibrahim-BILL NO.1: SEWAGE NETWORK-1.1.1-f.2 | Ditto, depth to invert between 5.51 m and 6.50 m | Approved
Qasr Rashwan - Lot B _0208 | CLI.CON-000001 |  |  | Approved
Qasr Rashwan - Lot B _0208 | CLI.CON-000001 | 11.12 - Iz. Abd Al Rahman Ibrahim - Bill No.3: PUMP STATION - 3.1.4 - a | Supply and apply two coats of oxidized bituminous paint insulation to reinforced concrete in contact with soil such as footings, ground beam, columns necks and masonry work to 15 cm upper the GL, sample shall be approved before execution and all required works shall be as per manufacturer's instructions, recommendations and Specification. | Approved
Qasr Rashwan - Lot B _0208 | CLI.CON-000001 | 11.15 - Abd Al Rahman Ibrahim-Bill No.3.4: Mechanical Works - Pumping Station-3.4.3-b. | Flanged manually gate valve, dia. 200 mm. | Approved
Qasr Rashwan - Lot B _0208 | CLI.CON-000001 |  |  | Approved
Qasr Rashwan - Lot B _0208 | CLI.CON-000001 | 11.19 - Iz. Abd Al Rahman Ibrahim - Bill No.5: Store - 5.1.5 - b | Supply and apply external cement plastering to facades with all metal accessories, base and finish coat, thickness 2cm striped with 2 cm groove render for facades. all required works of completion with the industry standards. As per Specification, Drawings and the Engineer's instructions. | Approved
Qasr Rashwan - Lot B _0208 | CLI.CON-000001 |  |  | Approved
Qasr Rashwan - Lot B _0208 | CLI.CON-000001 | 11.15 - Abd Al Rahman Ibrahim-Bill No.3.4: Mechanical Works - Pumping Station-3.4.4-e. | Flexible joint, dia. 350 mm | Approved
Qasr Rashwan - Lot B _0208 | CLI.CON-000001 |  |  | Approved
Qasr Rashwan - Lot B _0208 | CLI.CON-000001 | 11.15 - Abd Al Rahman Ibrahim-Bill No.3.4: Mechanical Works - Pumping Station-3.4.8-a. | Ventilation system complete comprising of Fans with capacity of 1000 m3/hr., outlets, conduits, wires….etc for pump building, complete with all accessories As per Contract Documents | Approved
Qasr Rashwan - Lot B _0208 | CLI.CON-000001 |  |  | Approved
Qasr Rashwan - Lot B _0208 | CLI.CON-000001 | 11.18 | BILL NO. 4.3 Electrical Works – Guard Room | Approved
Qasr Rashwan - Lot B _0208 | CLI.CON-000001 |  |  | Approved
Qasr Rashwan - Lot B _0208 | CLI.CON-000001 | 11.12 - Iz. Abd Al Rahman Ibrahim - Bill No.3: PUMP STATION - 3.1.1 - b | Submersible Excavation | Approved
Qasr Rashwan - Lot B _0208 | CLI.CON-000001 |  |  | Approved
Qasr Rashwan - Lot B _0208 | CLI.CON-000001 | 11.16 - Iz. Abd Al Rahman Ibrahim - Bill No.4: Guard room - 4.1.5 - a | Supply and excite cement sand plaster for internal slabs, walls and beams with all metal accessories, the item includes substrate preparation, all required works of completion with the industry standards. As per Specification, Drawings and Engineer instructions. | Approved
Qasr Rashwan - Lot B _0208 | CLI.CON-000001 |  |  | Approved
Qasr Rashwan - Lot B _0208 | CLI.CON-000001 | 11.12 - Iz. Abd Al Rahman Ibrahim - Bill No.3: PUMP STATION - 3.1.3 - a | 250 mm thick. | Approved
Qasr Rashwan - Lot B _0208 | CLI.CON-000001 |  |  | Approved
Qasr Rashwan - Lot B _0208 | CLI.CON-000001 | 11.11 - Abd Al Rahman Ibrahim-Bill No.2: Force Main Pipeline-2.4.2-c | Crossing under ABD AL AZIM DRAIN inside concrete encasement of 25cm thick | Approved
Qasr Rashwan - Lot B _0208 | CLI.CON-000001 |  |  | Approved
Qasr Rashwan - Lot B _0208 | CLI.CON-000001 | 11.11 - Abd Al Rahman Ibrahim-Bill No.2: Force Main Pipeline-2.4.1-e | Double Crossing under UNDER BAHR AL WATY inside concrete encasement of 25cm thick.(350 mm & 300 mm) | Approved
Qasr Rashwan - Lot B _0208 | CLI.CON-000001 |  |  | Approved
Qasr Rashwan - Lot B _0208 | CLI.CON-000001 | 11.20 - Abd Al Rahman Ibrahim-BILL NO. 5.2: Store-5.2.3- | One Way, Three-gang Lighting Switch 10A. | Approved
Qasr Rashwan - Lot B _0208 | CLI.CON-000001 |  |  | Approved
Qasr Rashwan - Lot B _0208 | CLI.CON-000001 | 11.15 - Abd Al Rahman Ibrahim-Bill No.3.4: Mechanical Works - Pumping Station-3.4.7-a. | Rotary crane 2 ton, complete with all accessories as specified by Contract Documents. | Approved
Qasr Rashwan - Lot B _0208 | CLI.CON-000001 |  |  | Approved
Qasr Rashwan - Lot B _0208 | CLI.CON-000001 | 11.11 - Abd Al Rahman Ibrahim-Bill No.2: Force Main Pipeline-2.4.1-a | Double Crossing under ABU HARAWA DRAIN inside concrete encasement of 25cm thick (350 mm & 200 mm) | Approved
Qasr Rashwan - Lot B _0208 | CLI.CON-000001 |  |  | Approved
Qasr Rashwan - Lot B _0208 | CLI.CON-000001 | 11.17 | BILL NO. 4.2 Plumbing Works – Guard Room | Approved
Qasr Rashwan - Lot B _0208 | CLI.CON-000001 |  |  | Approved
Qasr Rashwan - Lot B _0208 | CLI.CON-000001 | 11.14 - Abd Al Rahman Ibrahim-BILL NO. 3.3: Main Pump Station-3.3.7- | Supply, installation, calibration, connection and testing of level float switch with acable length 15 meter including all necessary accessories required for installation and operation requirements. | Approved
Qasr Rashwan - Lot B _0208 | CLI.CON-000001 |  |  | Approved
Qasr Rashwan - Lot B _0208 | CLI.CON-000001 | 11.20 - Abd Al Rahman Ibrahim-BILL NO. 5.2: Store-5.2.1- | Supply, install, connect, test and commission of complete L.V. distribution boards (LP-ST) the price include selectvity study, termination, Identifications, labling, glands, copper luggs as specified and as indicating drawings. System shall be lump sum complete in every respect with all necessary accessories and ancillary works. | Approved
Qasr Rashwan - Lot B _0208 | CLI.CON-000001 | 12.19 - Iz. Suleiman Tadrus - Bill No.5: Store - 5.1.1 - b. | Extra over for excavation in rock. | Approved
Qasr Rashwan - Lot B _0208 | CLI.CON-000001 |  |  | Approved
Qasr Rashwan - Lot B _0208 | CLI.CON-000001 | 12.16 - Iz. Suleiman Tadrus - Bill No.4: Guard room - 4.1.8 - b | Supply and apply of Dry mix paint for facades including substrate preparation, scaffoldings, grooves, applying three coats of paint as per required colors and all required accessories as shown on the Contract Drawings, recommended by manufacturer and approved by the Engineer prior to installation. | Approved
Qasr Rashwan - Lot B _0208 | CLI.CON-000001 |  |  | Approved
Qasr Rashwan - Lot B _0208 | CLI.CON-000001 | 12.10 - Suleiman Tadrus-BILL NO.1: SEWAGE NETWORK-1.1.1-d.3 | Ditto, depth to invert between 4.51 m and 5.50 m | Approved
Qasr Rashwan - Lot B _0208 | CLI.CON-000001 |  |  | Approved
Qasr Rashwan - Lot B _0208 | CLI.CON-000001 | 12.13 - Iz. Suleiman Tadrus-BILL NO. 3.2: Main Pump Station-3.2.3-c | One Way, Two-gang Lighting Switch 10A. | Approved
Qasr Rashwan - Lot B _0208 | CLI.CON-000001 |  |  | Approved
Qasr Rashwan - Lot B _0208 | CLI.CON-000001 | 12.15 - Suleiman Tadrus-Bill No.3.4: Mechanical Works - Pumping Station-3.4.4-e. | Flexible joint, dia. 300 mm | Approved
Qasr Rashwan - Lot B _0208 | CLI.CON-000001 |  |  | Approved
Qasr Rashwan - Lot B _0208 | CLI.CON-000001 | 12.10 - Suleiman Tadrus-BILL NO.1: SEWAGE NETWORK-1.2.1-b.1 | Ditto, depth to invert between 1.51 m and 2.00 m | Approved
Qasr Rashwan - Lot B _0208 | CLI.CON-000001 |  |  | Approved
Qasr Rashwan - Lot B _0208 | CLI.CON-000001 | 12.16 - Iz. Suleiman Tadrus - Bill No.4: Guard room - 4.1.4 - b. | Supply and installation of horizontal prefabricated moisture Insulation membrane to the wet areas with 4mm thick for floor and roof, including joints, fixtures, overlaps not less than 100 mm and item include all surface preparation steps, coating with 2 layers of primer bitumen coat, metal flashing, internal angle fillets, upstand to vertical surfaces and waterproofing to all openings and around pipes and water drains, Polystyrene sheet 1mm, protection Sand-cement mortar screed, 30 mm thick as per manufacturer's instructions, Contract Drawing, recommendations and Specification. | Approved
Qasr Rashwan - Lot B _0208 | CLI.CON-000001 |  |  | Approved
Qasr Rashwan - Lot B _0208 | CLI.CON-000001 | 12.21 - Iz. Suleiman Tadrus - Bill No.6: Admin Building - 6.1.1 - b. | Extra over for excavation in rock. | Approved
Qasr Rashwan - Lot B _0208 | CLI.CON-000001 |  |  | Approved
Qasr Rashwan - Lot B _0208 | CLI.CON-000001 | 12.21 - Iz. Suleiman Tadrus - Bill No.6: Admin Building - 6.1.2 - a.1 | Under foundations | Approved
Qasr Rashwan - Lot B _0208 | CLI.CON-000001 |  |  | Approved
Qasr Rashwan - Lot B _0208 | CLI.CON-000001 | 12.14 - Iz. Suleiman Tadrus-BILL NO. 3.3: Main Pump Station-3.3.11- | Supply, installation, termination and testing of instrumentation shielded cables (2 x 1.5 mm2) from field instrumentation to control panel complete with conduits, pull boxes, junction boxes, accessories, duct bank...etc. | Approved
Qasr Rashwan - Lot B _0208 | CLI.CON-000001 |  |  | Approved
Qasr Rashwan - Lot B _0208 | CLI.CON-000001 | 12.22 - Suleiman Tadrus-Bill No.6.2: Plumbing Works – Admin Room-6.2.1-a. | Water closet with flush tank floor mounted water closet with flush tank (European type) shall be provided with a toilet paper holder and all its required accessories and fittings with approved sample. All required works of completion with the industry standards. | Approved
Qasr Rashwan - Lot B _0208 | CLI.CON-000001 |  |  | Approved
Qasr Rashwan - Lot B _0208 | CLI.CON-000001 | 12.16 - Iz. Suleiman Tadrus - Bill No.4: Guard room - 4.1.2 - b.2 | For grade slabs, 100 mm thick | Approved
Qasr Rashwan - Lot B _0208 | CLI.CON-000001 |  |  | Approved
Qasr Rashwan - Lot B _0208 | CLI.CON-000001 | 12.11 - Suleiman Tadrus-Bill No.2: Force Main Pipeline-2.5.5-a | 90º (300mm) | Approved
Qasr Rashwan - Lot B _0208 | CLI.CON-000001 |  |  | Approved
Qasr Rashwan - Lot B _0208 | CLI.CON-000001 | 12.10 - Suleiman Tadrus-BILL NO.1: SEWAGE NETWORK-1.1.1-e.1 | Depth to invert not exceeding 1.5 m | Approved
Qasr Rashwan - Lot B _0208 | CLI.CON-000001 |  |  | Approved
Qasr Rashwan - Lot B _0208 | CLI.CON-000001 | 12.16 - Iz. Suleiman Tadrus - Bill No.4: Guard room - 4.1.5 - a | Supply and excite cement sand plaster for internal slabs, walls and beams with all metal accessories, the item includes substrate preparation, all required works of completion with the industry standards. As per Specification, Drawings and Engineer instructions. | Approved
Qasr Rashwan - Lot B _0208 | CLI.CON-000001 |  |  | Approved
Qasr Rashwan - Lot B _0208 | CLI.CON-000001 | 12.16 - Iz. Suleiman Tadrus - Bill No.4: Guard room - 4.1.6 - a.2 | Type D2, size 700mmx2,200mm | Approved
Qasr Rashwan - Lot B _0208 | CLI.CON-000001 |  |  | Approved
Qasr Rashwan - Lot B _0208 | CLI.CON-000001 | 12.21 - Iz. Suleiman Tadrus - Bill No.6: Admin Building - 6.1.8 - c | Supply and apply of 90 cm high dry mix for skirting including substrate preparation, scaffoldings, grooves, and all required accessories as shown on Contract Drawings, recommended by manufacturer and approved by the Engineer prior to installation. | Approved
Qasr Rashwan - Lot B _0208 | CLI.CON-000001 |  |  | Approved
Qasr Rashwan - Lot B _0208 | CLI.CON-000001 | 12.12 - Iz. Suleiman Tadrus - Bill No.3: PUMP STATION - 3.1.6 - b | Type W1, 4.850 mm width x 1,500 mm height | Approved
Qasr Rashwan - Lot B _0208 | CLI.CON-000001 |  |  | Approved
Qasr Rashwan - Lot B _0208 | CLI.CON-000001 | 12.20 - Iz. Suleiman Tadrus-BILL NO. 5.2: Store-5.2.4-a | Single Phase Switched Socket 220v, 16A, 2-pin Type Complete With Earthing Contact. | Approved
Qasr Rashwan - Lot B _0208 | CLI.CON-000001 |  |  | Approved
Qasr Rashwan - Lot B _0208 | CLI.CON-000001 | 12.14 - Iz. Suleiman Tadrus-BILL NO. 3.3: Main Pump Station-3.3.3- | Main Low tension switchboard (0.38kV) complete with all component (C.B, contactors,Electrcal and mechanical interlock, measuring and protection devices …etc), as per Single Line Diagram and Contract Documents (to be erected in pump building). | Approved
Qasr Rashwan - Lot B _0208 | CLI.CON-000001 |  |  | Approved
Qasr Rashwan - Lot B _0208 | CLI.CON-000001 | 12.21 - Iz. Suleiman Tadrus - Bill No.6: Admin Building - 6.1.7 - a.1 | Ceramic floor, glazed ceramic | Approved
Qasr Rashwan - Lot B _0208 | CLI.CON-000001 |  |  | Approved
Qasr Rashwan - Lot B _0208 | CLI.CON-000001 | 12.14 - Iz. Suleiman Tadrus-BILL NO. 3.3: Main Pump Station-3.3.7- | Supply, installation, calibration, connection and testing of level float switch with acable length 15 meter including all necessary accessories required for installation and operation requirements. | Approved
Qasr Rashwan - Lot B _0208 | CLI.CON-000001 |  |  | Approved
Qasr Rashwan - Lot B _0208 | CLI.CON-000001 | 13 | Salih Shamatah | Approved
Qasr Rashwan - Lot B _0208 | CLI.CON-000001 |  |  | Approved
Qasr Rashwan - Lot B _0208 | CLI.CON-000001 | 13.20 - Iz.Salih Shamatah-BILL NO. 5.2: Store-5.2.4-a | Single Phase Switched Socket 220v, 16A, 2-pin Type Complete With Earthing Contact. | Approved
Qasr Rashwan - Lot B _0208 | CLI.CON-000001 |  |  | Approved
Qasr Rashwan - Lot B _0208 | CLI.CON-000001 | 13.10 - Salih Shamatah-BILL NO.1: SEWAGE NETWORK-1.2.1-b.2 | Ditto, depth to invert between 2.01 m and 2.50 m | Approved
Qasr Rashwan - Lot B _0208 | CLI.CON-000001 |  |  | Approved
Qasr Rashwan - Lot B _0208 | CLI.CON-000001 | 13.10 - Salih Shamatah-BILL NO.1: SEWAGE NETWORK-1.6-b | Concrete encasement 25cm (200mm) | Approved
Qasr Rashwan - Lot B _0208 | CLI.CON-000001 |  |  | Approved
Qasr Rashwan - Lot B _0208 | CLI.CON-000001 | 13.13 - Iz.Salih Shamatah-BILL NO. 3.2: Main Pump Station-3.2.4-c | Industrial Three Phase Switched Socket 380v, 32A, 4-pin Type Complete With Earthing Contact And Plug, Totally Enclosed (IP54). | Approved
Qasr Rashwan - Lot B _0208 | CLI.CON-000001 |  |  | Approved
Qasr Rashwan - Lot B _0208 | CLI.CON-000001 | 13.12 - Iz. Salih Shamatah - Bill No.3: PUMP STATION - 3.1.4 - d | Supply and installation of horizontal prefabricated moisture Insulation membrane to the wet areas with 4mm thick for floor and roof, including joints, fixtures, overlaps not less than 100 mm and item include all surface preparation steps, coating with 2 layers of primer bitumen coat, metal flashing, internal angle fillets, upstand to vertical surfaces and waterproofing to all openings and around pipes and water drains, Polystyrene sheet 1mm, protection Sand- cement mortar screed, 30 mm thick as per manufacturer's instructions, Contract Drawing, recommendations and Specification. | Approved
Qasr Rashwan - Lot B _0208 | CLI.CON-000001 |  |  | Approved
Qasr Rashwan - Lot B _0208 | CLI.CON-000001 | 13.14 - Iz.Salih Shamatah-BILL NO. 3.3: Main Pump Station-3.3.20- | Supply and Delivery spare parts of the following equipment as per tendered documents: - Pump unit. - Main Low-Tension Switchboard. - Generator unit. | Approved
Qasr Rashwan - Lot B _0208 | CLI.CON-000001 |  |  | Approved
Qasr Rashwan - Lot B _0208 | CLI.CON-000001 | 13.23 - Iz.Salih Shamatah- BILL NO. 6.3: Admin Room-6.3.2-b | Ditto As Above But For Maintained Electricity Duration. Provided With Emergency Unit For 3 Hours | Approved
Qasr Rashwan - Lot B _0208 | CLI.CON-000001 |  |  | Approved
Qasr Rashwan - Lot B _0208 | CLI.CON-000001 | 13.27 - Iz. Salih Shamatah - Bill No.9 - Site Works - 9.2.5 - 9.2.5 | Supply and apply external cement plastering to facades with all metal accessories,, base and finish coat, thickness 2cm striped with 2 cm groove render for facades. all required works of completion with the industry standards. As per Specification, Drawings and Engineer's instructions. | Approved
Qasr Rashwan - Lot B _0208 | CLI.CON-000001 |  |  | Approved
Qasr Rashwan - Lot B _0208 | CLI.CON-000001 | 13.11 - Salih Shamatah-Bill No.2: Force Main Pipeline-2.2-d | Slow down chamber | Approved
Qasr Rashwan - Lot B _0208 | CLI.CON-000001 |  |  | Approved
Qasr Rashwan - Lot B _0208 | CLI.CON-000001 | 13.21 - Iz. Salih Shamatah - Bill No.6: Admin Building - 6.1.1 - b. | Extra over for excavation in rock. | Approved
Qasr Rashwan - Lot B _0208 | CLI.CON-000001 |  |  | Approved
Qasr Rashwan - Lot B _0208 | CLI.CON-000001 | 13.18 - Iz.Salih Shamatah-BILL NO. 4.3: Guard room-4.3.4-b | Single Phase Switched waterproof Socket, 220V, 16A, 3 Pin Complete With Cover (IP55) | Approved
Qasr Rashwan - Lot B _0208 | CLI.CON-000001 |  |  | Approved
Qasr Rashwan - Lot B _0208 | CLI.CON-000001 | 13.12 - Iz. Salih Shamatah - Bill No.3: PUMP STATION - 3.1.4 - a | Supply and apply two coats of oxidized bituminous paint insulation to reinforced concrete in contact with soil such as footings, ground beam, columns necks and masonry work to 15 cm upper the GL, sample shall be approved before execution and all required works shall be as per manufacturer's instructions, recommendations and Specification. | Approved
Qasr Rashwan - Lot B _0208 | CLI.CON-000001 |  |  | Approved
Qasr Rashwan - Lot B _0208 | CLI.CON-000001 | 13.16 - Iz. Salih Shamatah - Bill No.4: Guard room - 4.1.2 - a.2 | For roof slopes, 30 mm to 140 mm thick | Approved
Qasr Rashwan - Lot B _0208 | CLI.CON-000001 |  |  | Approved
Qasr Rashwan - Lot B _0208 | CLI.CON-000001 | 13.27 - Iz. Salih Shamatah - Bill No.9 - Site Works - 9.2.7 - b. | Supply and apply of 50 cm high dry mix for skirting including substrate preparation, scaffoldings, grooves, and all required accessories as shown on Contract Drawings, recommended by manufacturer and approved by the Engineer prior to installation. | Approved
Qasr Rashwan - Lot B _0208 | CLI.CON-000001 |  |  | Approved
Qasr Rashwan - Lot B _0208 | CLI.CON-000001 | 13.16 - Iz. Salih Shamatah - Bill No.4: Guard room - 4.1.7 - a.1 | Ceramic floor, glazed ceramic | Approved
Qasr Rashwan - Lot B _0208 | CLI.CON-000001 |  |  | Approved
Qasr Rashwan - Lot B _0208 | CLI.CON-000001 | 13.11 - Salih Shamatah-Bill No.2: Force Main Pipeline-2.3.4-b | Dismantling joint 150mm | Approved
Qasr Rashwan - Lot B _0208 | CLI.CON-000001 |  |  | Approved
Qasr Rashwan - Lot B _0208 | CLI.CON-000001 | 13.27 - Iz. Salih Shamatah - Bill No.9 - Site Works - 9.1 - 9.1.c | Supply and install pre-cast concrete kerbs, the price includes excavation, backfilling, mortar bed, lean concrete, concrete haunching, including ends, angles, provision of curb opening for drainage, and painting. All required works of completion with the industry standards, as per specification, drawings and Engineer instructions. | Approved
Qasr Rashwan - Lot B _0208 | CLI.CON-000001 |  |  | Approved
Qasr Rashwan - Lot B _0208 | CLI.CON-000001 | 13.15 - Salih Shamatah-Bill No.3.4: Mechanical Works - Pumping Station-3.4.3-c. | Flanged non-return valve, dia. 150 mm. | Approved
Qasr Rashwan - Lot B _0208 | CLI.CON-000001 |  |  | Approved
Qasr Rashwan - Lot B _0208 | CLI.CON-000001 | 13.15 - Salih Shamatah-Bill No.3.4: Mechanical Works - Pumping Station-3.4.4-a. | D.C.I, K9, flanged pipes, dia. 200 mm. | Approved
Qasr Rashwan - Lot B _0208 | CLI.CON-000001 |  |  | Approved
Qasr Rashwan - Lot B _0208 | CLI.CON-000001 | 13.12 - Iz. Salih Shamatah - Bill No.3: PUMP STATION - 3.1.2 - a.3 | For roof slopes, 30 mm to 140 mm thick | Approved
Qasr Rashwan - Lot B _0208 | CLI.CON-000001 |  |  | Approved
Qasr Rashwan - Lot B _0208 | CLI.CON-000001 | 13.16 - Iz. Salih Shamatah - Bill No.4: Guard room - 4.1.6 - a.2 | Type D2, size 700mmx2,200mm | Approved
Qasr Rashwan - Lot B _0208 | CLI.CON-000001 |  |  | Approved
Qasr Rashwan - Lot B _0208 | CLI.CON-000001 | 13.21 - Iz. Salih Shamatah - Bill No.6: Admin Building - 6.1.2 - c.1 | structure | Approved
Qasr Rashwan - Lot B _0208 | CLI.CON-000001 |  |  | Approved
Qasr Rashwan - Lot B _0208 | CLI.CON-000001 | 13.19 - Iz. Salih Shamatah - Bill No.5: Store - 5.1.2 - b.2 | For grade slabs, 100 mm thick | Approved
Qasr Rashwan - Lot B _0208 | CLI.CON-000001 |  |  | Approved
Qasr Rashwan - Lot B _0208 | CLI.CON-000001 | 14.14 - Iz. Abou Hussein-BILL NO. 3.3: Main Pump Station-3.3.17- | Earthing system network complete with (Inspection pit, rods, bare copper conductor ...etc) and all accessories, as per Contract documents. | Approved
Qasr Rashwan - Lot B _0208 | CLI.CON-000001 |  |  | Approved
Qasr Rashwan - Lot B _0208 | CLI.CON-000001 | 14.13 - Iz. Abou Hussein-BILL NO. 3.2: Main Pump Station-3.2.4-c | Industrial Three Phase Switched Socket 380v, 32A, 4-pin Type Complete With Earthing Contact And Plug, Totally Enclosed (IP54). | Approved
Qasr Rashwan - Lot B _0208 | CLI.CON-000001 |  |  | Approved
Qasr Rashwan - Lot B _0208 | CLI.CON-000001 | 14.16 - Iz. Abou Hussein - Bill No.4: Guard room - 4.1.1 - a. | Excavation from ground level to required depth and grades in all types of soil except the rock, including support system, floading with water, dewatering, compacting bottom of excavation using dynamic roller, transporting excavated materials to the approved off-Site disposal area as per drawings, specifications and geotechnical report. | Approved
Qasr Rashwan - Lot B _0208 | CLI.CON-000001 |  |  | Approved
Qasr Rashwan - Lot B _0208 | CLI.CON-000001 | 14.11 - Abou Hussein-BILL NO.2 : Force Main Pipeline-2.5.5-a | 90º (200mm) | Approved
Qasr Rashwan - Lot B _0208 | CLI.CON-000001 |  |  | Approved
Qasr Rashwan - Lot B _0208 | CLI.CON-000001 | 14.10 - Abou Hussein-BILL NO.1 : SEWAGE NETWORK-1.2.1-b.6 | Ditto, depth to invert between 4.01 m and 4.50 m | Approved
Qasr Rashwan - Lot B _0208 | CLI.CON-000001 |  |  | Approved
Qasr Rashwan - Lot B _0208 | CLI.CON-000001 | 14.16 - Iz. Abou Hussein - Bill No.4: Guard room - 4.1.6 - b.2 | Type W2, 600 mm width x 600 mm height | Approved
Qasr Rashwan - Lot B _0208 | CLI.CON-000001 |  |  | Approved
Qasr Rashwan - Lot B _0208 | CLI.CON-000001 | 14.10 - Abou Hussein-BILL NO.1 : SEWAGE NETWORK-1.2.1-a.1 | Depth to invert not exceeding 1.5 m | Approved
Qasr Rashwan - Lot B _0208 | CLI.CON-000001 |  |  | Approved
Qasr Rashwan - Lot B _0208 | CLI.CON-000001 | 14.12 - Iz. Abou Hussein - Bill No.3: PUMP STATION - 3.1.6 - c | Supply, fabrication and erection of Stainless Steel 316L handrail including all required steel members, welding, jointing, all fixings, fittings, painting and accessories. all required works of completion with the industry standards. As per Specification, Drawings and Engineer's instructions. | Approved
Qasr Rashwan - Lot B _0208 | CLI.CON-000001 |  |  | Approved
Qasr Rashwan - Lot B _0208 | CLI.CON-000001 | 14.10 - Abou Hussein-BILL NO.1 : SEWAGE NETWORK-1.1.1-a.2 | Ditto, depth to invert between 1.21 m and 1.70 m | Approved
Qasr Rashwan - Lot B _0208 | CLI.CON-000001 |  |  | Approved
Qasr Rashwan - Lot B _0208 | CLI.CON-000001 | 14.11 - Abou Hussein-BILL NO.2 : Force Main Pipeline-2.3.1-d | Air Relief valve 100 mm dia.(include gate valve 100mm) | Approved
Qasr Rashwan - Lot B _0208 | CLI.CON-000001 |  |  | Approved
Qasr Rashwan - Lot B _0208 | CLI.CON-000001 | 14.19 - Iz. Abou Hussein - Bill No.5: Admin Building - 5.1.7 - b | Supply and installation of ceramic tiles, pattern as shown on drawings including cement mortar, setting bed, grouting, pointing, fixing, support and all required accessories. Complete as shown on drawings, specified in the Contract documents, recommended by manufacturer and approved by the Engineer prior to installation. | Approved
Qasr Rashwan - Lot B _0208 | CLI.CON-000001 |  |  | Approved
Qasr Rashwan - Lot B _0208 | CLI.CON-000001 | 14.12 - Iz. Abou Hussein - Bill No.3: PUMP STATION - 3.1.7 - c | Supply and lay marble / granite steps the riser 20 mm thick and the tread 40 mm thick including skirting & anti slip braking width 3 cm, as parallel lines as per drawings, specifications and approved sample. | Approved
Qasr Rashwan - Lot B _0208 | CLI.CON-000001 |  |  | Approved
Qasr Rashwan - Lot B _0208 | CLI.CON-000001 | 14.16 - Iz. Abou Hussein - Bill No.4: Guard room - 4.1.2 - c.2 | RC protection layer | Approved
Qasr Rashwan - Lot B _0208 | CLI.CON-000001 |  |  | Approved
Qasr Rashwan - Lot B _0208 | CLI.CON-000001 | 14.19 - Iz. Abou Hussein - Bill No.5: Admin Building - 5.1.3 - b.1 | 250 mm thick. | Approved
Qasr Rashwan - Lot B _0208 | CLI.CON-000001 |  |  | Approved
Qasr Rashwan - Lot B _0208 | CLI.CON-000001 | 14.12 - Iz. Abou Hussein - Bill No.3: PUMP STATION - 3.1.4 - b | Supply and installation of PVC water stop 25 cm width including fixing, fittings, jointing and accessories. Complete as shown on Contract Drawings and all required works shall be as per manufacturer's instructions, recommendations and Specification. | Approved
Qasr Rashwan - Lot B _0208 | CLI.CON-000001 |  |  | Approved
Qasr Rashwan - Lot B _0208 | CLI.CON-000001 |  |  | Approved
Qasr Rashwan - Lot B _0208 | CLI.CON-000001 | 10.27 - Abd Al Azeem Al Sofy Village - Bill No.9: Site Work - 9.2.1 - b | Extra over for excavation in rock. | Approved
Qasr Rashwan - Lot B _0208 | CLI.CON-000001 |  |  | Approved
Qasr Rashwan - Lot B _0208 | CLI.CON-000001 | 10.21 - Abd Al Azeem Al Sofy Village - Bill No.6: Admin Building - 6.1.3 - c.1 | 250 mm thick. | Approved
Qasr Rashwan - Lot B _0208 | CLI.CON-000001 |  |  | Approved
Qasr Rashwan - Lot B _0208 | CLI.CON-000001 | 10.19 - Abd Al Azeem Al Sofy Village - Bill No.5: Store - 5.1.9 - a. | 75mm dia. | Approved
Qasr Rashwan - Lot B _0208 | CLI.CON-000001 |  |  | Approved
Qasr Rashwan - Lot B _0208 | CLI.CON-000001 | 10.27 - Abd Al Azeem Al Sofy Village - Bill No.9: Site Work - 9.3.3 - a. | Inspection Chamber 600 x 600 with cover and frame | Approved
Qasr Rashwan - Lot B _0208 | CLI.CON-000001 |  |  | Approved
Qasr Rashwan - Lot B _0208 | CLI.CON-000001 | 10.27 - Abd Al Azeem Al Sofy Village - Bill No.9: Site Work - 9.2.3 - a. | 250 mm thick. | Approved
Qasr Rashwan - Lot B _0208 | CLI.CON-000001 |  |  | Approved
Qasr Rashwan - Lot B _0208 | CLI.CON-000001 | 10.10 - Abd Al Azeem Al Sofy -BILL NO.1: SEWAGE NETWORK-1.1.1-b.1 | Depth to invert not exceeding 1.5 m | Approved
Qasr Rashwan - Lot B _0208 | CLI.CON-000001 |  |  | Approved
Qasr Rashwan - Lot B _0208 | CLI.CON-000001 | 10.14 - Abd Al Azeem Al Sofy-BILL NO. 3.3: Main Pump Station-3.3.12- | Supply, installation, termination and testing of control cables (12 x 2 mm2) from valve actuators, water hammering system, generators, transformers, Low Voltage Main Distribution Board (LVMDB), Motor Control Centers (MCC) to the PLC panel complete with conduits, pull boxes, junction boxes, accessories, duct bank...etc. | Approved
Qasr Rashwan - Lot B _0208 | CLI.CON-000001 |  |  | Approved
Qasr Rashwan - Lot B _0208 | CLI.CON-000001 | 10.12 - Abd Al Azeem Al Sofy Village - Bill No.3: PUMP STATION - 3.1.2 - e. | Supply and casting of in-place reinforced concrete in super structure, including: formwork, scaffolding, expansion, construction joints, Steel bar reinforcement, joint filler, sealant, transporting, fixation, mixing, pouring, leveling, finishing, compaction by vibratory, curing of reinforced concrete and testing as set out in the specifications. | Approved
Qasr Rashwan - Lot B _0208 | CLI.CON-000001 |  |  | Approved
Qasr Rashwan - Lot B _0208 | CLI.CON-000001 | 10.16 - Abd Al Azeem Al Sofy Village - Bill No.4: Guard room - 4.1.2 - a.1 | Under foundations | Approved
Qasr Rashwan - Lot B _0208 | CLI.CON-000001 |  |  | Approved
Qasr Rashwan - Lot B _0208 | CLI.CON-000001 | 10.16 - Abd Al Azeem Al Sofy Village - Bill No.4: Guard room - 4.1.7 - a.1 | Ceramic floor, glazed ceramic | Approved
Qasr Rashwan - Lot B _0208 | CLI.CON-000001 |  |  | Approved
Qasr Rashwan - Lot B _0208 | CLI.CON-000001 | 10.13 - Abd Al Azeem Al Sofy-BILL NO. 3.2: Main Pump Station-3.2.1- | Supply, install, connect, test and commission of complete L.V. distribution boards (LP-PS) the price include selectvity study, termination, Identifications, labling, glands, copper luggs as specified and as indicating drawings. System shall be lump sum complete in every respect with all necessary accessories and ancillary works. | Approved
Qasr Rashwan - Lot B _0208 | CLI.CON-000001 |  |  | Approved
Qasr Rashwan - Lot B _0208 | CLI.CON-000001 | 10.10 - Abd Al Azeem Al Sofy -BILL NO.1: SEWAGE NETWORK-1.2.2-a.2 | Ditto, depth to invert between 2.51 m and 3.00 m | Approved
Qasr Rashwan - Lot B _0208 | CLI.CON-000001 |  |  | Approved
Qasr Rashwan - Lot B _0208 | CLI.CON-000001 | 10.18 - Abd Al Azeem Al Sofy-BILL NO. 4.3: Guard room-4.3.2-c | Enclosed Polycarbonate, Wall Mounting Luminaire IP65 With 20 Watt LED Lamp. | Approved
Qasr Rashwan - Lot B _0208 | CLI.CON-000001 |  |  | Approved
Qasr Rashwan - Lot B _0208 | CLI.CON-000001 | 10.10 - Abd Al Azeem Al Sofy -BILL NO.1: SEWAGE NETWORK-1.7.2-a | Crossing under road by pipe jacking/Macro-tunneling | Approved
Qasr Rashwan - Lot B _0208 | CLI.CON-000001 |  |  | Approved
Qasr Rashwan - Lot B _0208 | CLI.CON-000001 | 10.13 - Abd Al Azeem Al Sofy-BILL NO. 3.2: Main Pump Station-3.2.4-c | Industrial Three Phase Switched Socket 380v, 32A, 4-pin Type Complete With Earthing Contact And Plug, Totally Enclosed (IP54). | Approved
Qasr Rashwan - Lot B _0208 | CLI.CON-000001 |  |  | Approved
Qasr Rashwan - Lot B _0208 | CLI.CON-000001 |  |  | Approved
Qasr Rashwan - Lot B _0208 | CLI.CON-000001 | 11.27 - Iz. Abd Al Rahman Ibrahim - Bill No.9: Site Work - 9.2.1 - c | Supply, backfilling and compaction to the required grades with approved clean sand on layers not more than 25 cm thick. The layers are to be compacted by means of vibratory type equipment to obtain 95% of maximum dry density as per specifications. | Approved
Qasr Rashwan - Lot B _0208 | CLI.CON-000001 |  |  | Approved
Qasr Rashwan - Lot B _0208 | CLI.CON-000001 | 11.16 - Iz. Abd Al Rahman Ibrahim - Bill No.4: Guard room - 4.1.6 - b.2 | Type W2, 600 mm width x 600 mm height | Approved
Qasr Rashwan - Lot B _0208 | CLI.CON-000001 |  |  | Approved
Qasr Rashwan - Lot B _0208 | CLI.CON-000001 | 11.11 - Abd Al Rahman Ibrahim-Bill No.2: Force Main Pipeline-2.4.3-d | Double Wash-out valve chamber | Approved
Qasr Rashwan - Lot B _0208 | CLI.CON-000001 |  |  | Approved
Qasr Rashwan - Lot B _0208 | CLI.CON-000001 | 11.13 - Abd Al Rahman Ibrahim-BILL NO. 3.2: Main Pump Station-3.2.2-e | Enclosed Polycarbonate, Wall Mounting Luminaire IP65 With 40 Watt LED Lamp. | Approved
Qasr Rashwan - Lot B _0208 | CLI.CON-000001 |  |  | Approved
Qasr Rashwan - Lot B _0208 | CLI.CON-000001 | 11.14 - Abd Al Rahman Ibrahim-BILL NO. 3.3: Main Pump Station-3.3.5- | Supply, installation, calibration, connection and testing of the electromagnetic flow meter on the main discharge line (350mm diameter) (consists of separate sensor and transmitter with digital indicator) including all necessary accessories required for installation and operation requirements. | Approved
Qasr Rashwan - Lot B _0208 | CLI.CON-000001 |  |  | Approved
Qasr Rashwan - Lot B _0208 | CLI.CON-000001 | 11.13 - Abd Al Rahman Ibrahim-BILL NO. 3.2: Main Pump Station-3.2.2-d | Ditto As Above But For Maintained Electricity Duration. Provided With Emergency Unit For 3 Hours | Approved
Qasr Rashwan - Lot B _0208 | CLI.CON-000001 |  |  | Approved
Qasr Rashwan - Lot B _0208 | CLI.CON-000001 | 11.23 | BILL NO. 6.3 Electrical Works – Admin Room | Approved
Qasr Rashwan - Lot B _0208 | CLI.CON-000001 |  |  | Approved
Qasr Rashwan - Lot B _0208 | CLI.CON-000001 | 11.16 - Iz. Abd Al Rahman Ibrahim - Bill No.4: Guard room - 4.1.3 - a.1 | 250 mm thick. | Approved
Qasr Rashwan - Lot B _0208 | CLI.CON-000001 |  |  | Approved
Qasr Rashwan - Lot B _0208 | CLI.CON-000001 | 11.27 - Iz. Abd Al Rahman Ibrahim - Bill No.9: Site Work - 9.3.6 - 9.3.6 | Supply and Install catsh basin including all necessary fittings, the rate shall include excavation in soil, PVC pipes (SN4) with inner diameter of 150 mm for connections between storm gully and manhole, lay bedding layer under gravity pipe line, backfilling above pipe lines and surplus excavation as per specifications and drawings. | Approved
Qasr Rashwan - Lot B _0208 | CLI.CON-000001 |  |  | Approved
Qasr Rashwan - Lot B _0208 | CLI.CON-000001 | 11.21 - Iz. Abd Al Rahman Ibrahim - Bill No.6: Admin Building - 6.1.7 - a.2 | Ceramic floor, non-slip ceramic for toilet | Approved
Qasr Rashwan - Lot B _0208 | CLI.CON-000001 |  |  | Approved
Qasr Rashwan - Lot B _0208 | CLI.CON-000001 | 11.23 - Abd Al Rahman Ibrahim- BILL NO. 6.3: Admin Room-6.3.2-c | Enclosed Polycarbonate, Wall Mounting Luminaire IP65 With 20 Watt LED Lamp. | Approved
Qasr Rashwan - Lot B _0208 | CLI.CON-000001 |  |  | Approved
Qasr Rashwan - Lot B _0208 | CLI.CON-000001 | 11.12 - Iz. Abd Al Rahman Ibrahim - Bill No.3: PUMP STATION - 3.1.2 - a.1 | Un-reinforced lean concrete for sub-structure | Approved
Qasr Rashwan - Lot B _0208 | CLI.CON-000001 |  |  | Approved
Qasr Rashwan - Lot B _0208 | CLI.CON-000001 | 11.18 - Abd Al Rahman Ibrahim-BILL NO. 4.3: Guard room-4.3.2-b | Ditto As Above But For Maintained Electricity Duration. Provided With Emergency Unit For 3 Hours | Approved
Qasr Rashwan - Lot B _0208 | CLI.CON-000001 |  |  | Approved
Qasr Rashwan - Lot B _0208 | CLI.CON-000001 | 11.15 - Abd Al Rahman Ibrahim-Bill No.3.4: Mechanical Works - Pumping Station-3.4.3-c. | Flanged non-return valve, dia. 200 mm. | Approved
Qasr Rashwan - Lot B _0208 | CLI.CON-000001 |  |  | Approved
Qasr Rashwan - Lot B _0208 | CLI.CON-000001 | 11.11 - Abd Al Rahman Ibrahim-Bill No.2: Force Main Pipeline--2.11 | Wooden formwork are left in their places after the excavation, construction and backfilling works over them, as approved from the Engineer Bill No.3.4: Mechanical Works - Pumping Station | Approved
Qasr Rashwan - Lot B _0208 | CLI.CON-000001 |  |  | Approved
Qasr Rashwan - Lot B _0208 | CLI.CON-000001 | 11.11 - Abd Al Rahman Ibrahim-Bill No.2: Force Main Pipeline-2.3.3-a | Flange socket with puddle flanged pieces 350mm | Approved
Qasr Rashwan - Lot B _0208 | CLI.CON-000001 |  |  | Approved
Qasr Rashwan - Lot B _0208 | CLI.CON-000001 | 11.13 | BILL NO. 3.2 Electrical Works – Pumping Station (LV and Lighting) | Approved
Qasr Rashwan - Lot B _0208 | CLI.CON-000001 |  |  | Approved
Qasr Rashwan - Lot B _0208 | CLI.CON-000001 | 11.27 - Iz. Abd Al Rahman Ibrahim - Bill No.9: Site Work - 9.2.1 - a | Excavation from ground level to required depth and grades in all types of soil except the rock, including support system, floading with water, dewatering, compacting bottom of excavation using dynamic roller, transporting excavated materials to the approved off-Site disposal area as per drawings, specifications and geotechnical report. | Approved
Qasr Rashwan - Lot B _0208 | CLI.CON-000001 |  |  | Approved
Qasr Rashwan - Lot B _0208 | CLI.CON-000001 | 11.27 - Iz. Abd Al Rahman Ibrahim - Bill No.9: Site Work - 9.2.3 - b. | 250 mm thick. | Approved
Qasr Rashwan - Lot B _0208 | CLI.CON-000001 |  |  | Approved
Qasr Rashwan - Lot B _0208 | CLI.CON-000001 | 11.12 - Iz. Abd Al Rahman Ibrahim - Bill No.3: PUMP STATION - 3.1.7 - a.1 | Abrasion, friction, acids and shock resistant ceramic | Approved
Qasr Rashwan - Lot B _0208 | CLI.CON-000001 |  |  | Approved
Qasr Rashwan - Lot B _0208 | CLI.CON-000001 | 11.11 - Abd Al Rahman Ibrahim-Bill No.2: Force Main Pipeline-2.3.3-d | Flange spigot with puddle flanged pieces 700mm | Approved
Qasr Rashwan - Lot B _0208 | CLI.CON-000001 |  |  | Approved
Qasr Rashwan - Lot B _0208 | CLI.CON-000001 | 11.11 - Abd Al Rahman Ibrahim-Bill No.2: Force Main Pipeline-2.5.1-d | washout 150mm dia. | Approved
Qasr Rashwan - Lot B _0208 | CLI.CON-000001 |  |  | Approved
Qasr Rashwan - Lot B _0208 | CLI.CON-000001 | 11.18 - Abd Al Rahman Ibrahim-BILL NO. 4.3: Guard room-4.3.2-c | Enclosed Polycarbonate, Wall Mounting Luminaire IP65 With 20 Watt LED Lamp. | Approved
Qasr Rashwan - Lot B _0208 | CLI.CON-000001 |  |  | Approved
Qasr Rashwan - Lot B _0208 | CLI.CON-000001 | 11.16 - Iz. Abd Al Rahman Ibrahim - Bill No.4: Guard room - 4.1.1 - b. | Extra over for excavation in rock. | Approved
Qasr Rashwan - Lot B _0208 | CLI.CON-000001 |  |  | Approved
Qasr Rashwan - Lot B _0208 | CLI.CON-000001 | 11.16 - Iz. Abd Al Rahman Ibrahim - Bill No.4: Guard room - 4.1.4 - b. | Supply and installation of horizontal prefabricated moisture Insulation membrane to the wet areas with 4mm thick for floor and roof, including joints, fixtures, overlaps not less than 100 mm and item include all surface preparation steps, coating with 2 layers of primer bitumen coat, metal flashing, internal angle fillets, upstand to vertical surfaces and waterproofing to all openings and around pipes and water drains, Polystyrene sheet 1mm, protection Sand-cement mortar screed, 30 mm thick as per manufacturer's instructions, Contract Drawing, recommendations and Specification. | Approved
Qasr Rashwan - Lot B _0208 | CLI.CON-000001 |  |  | Approved
Qasr Rashwan - Lot B _0208 | CLI.CON-000001 | 11.16 - Iz. Abd Al Rahman Ibrahim - Bill No.4: Guard room - 4.1.8 - c | Supply and apply of 90 cm high dry mix for skirting including substrate preparation, scaffoldings, grooves, and all required accessories as shown on Contract Drawings, recommended by manufacturer and approved by the Engineer prior to installation. | Approved
Qasr Rashwan - Lot B _0208 | CLI.CON-000001 |  |  | Approved
Qasr Rashwan - Lot B _0208 | CLI.CON-000001 | 11.16 - Iz. Abd Al Rahman Ibrahim - Bill No.4: Guard room - 4.1.4 - a. | Supply and apply two coats of oxidized bituminous paint insulation to surfaces under ground contact with soil such as footings, ground beam, columns pedestal and masonry work to 15 cm upper the GL, sample shall be approved before execution and all required works shall be as per manufacturer's instructions, recommendations and Specification. | Approved
Qasr Rashwan - Lot B _0208 | CLI.CON-000001 |  |  | Approved
Qasr Rashwan - Lot B _0208 | CLI.CON-000001 | 11.11 - Abd Al Rahman Ibrahim-Bill No.2: Force Main Pipeline-2.2-d | Double Slowdown chamber | Approved
Qasr Rashwan - Lot B _0208 | CLI.CON-000001 |  |  | Approved
Qasr Rashwan - Lot B _0208 | CLI.CON-000001 | 11.11 - Abd Al Rahman Ibrahim-Bill No.2: Force Main Pipeline-2.3.4-a | Dismantling joint 350mm | Approved
Qasr Rashwan - Lot B _0208 | CLI.CON-000001 |  |  | Approved
Qasr Rashwan - Lot B _0208 | CLI.CON-000001 | 11.27 - Iz. Abd Al Rahman Ibrahim - Bill No.9: Site Work - 9.2.4 - b | Supply and installation of foam Expansion joints outdoor type joint sealant Complete as shown on drawings, and recommended by the manufacturer and Specification. | Approved
Qasr Rashwan - Lot B _0208 | CLI.CON-000001 |  |  | Approved
Qasr Rashwan - Lot B _0208 | CLI.CON-000001 | 12.11 - Suleiman Tadrus-Bill No.2: Force Main Pipeline-2.5.2-b | Tee 200/150 | Approved
Qasr Rashwan - Lot B _0208 | CLI.CON-000001 |  |  | Approved
Qasr Rashwan - Lot B _0208 | CLI.CON-000001 | 12.11 - Suleiman Tadrus-Bill No.2: Force Main Pipeline-2.3.2-a | Tee 300/150 | Approved
Qasr Rashwan - Lot B _0208 | CLI.CON-000001 |  |  | Approved
Qasr Rashwan - Lot B _0208 | CLI.CON-000001 | 12.27 - Iz. Suleiman Tadrus - Bill No.9: Site Work - 9.2.6 - a. | Type D1, 4,000 mm width x 2,500 mm height | Approved
Qasr Rashwan - Lot B _0208 | CLI.CON-000001 |  |  | Approved
Qasr Rashwan - Lot B _0208 | CLI.CON-000001 | 12.14 - Iz. Suleiman Tadrus-BILL NO. 3.3: Main Pump Station-3.3.20- | Supply and Delivery spare parts of the following equipment as per tendered documents: - Pump unit. - Main Low-Tension Switchboard. - Generator unit. | Approved
Qasr Rashwan - Lot B _0208 | CLI.CON-000001 |  |  | Approved
Qasr Rashwan - Lot B _0208 | CLI.CON-000001 | 12.23 - Iz. Suleiman Tadrus- BILL NO. 6.3: Admin Room-6.3.3-a | One Way, Two-gang Lighting Switch 10A. | Approved
Qasr Rashwan - Lot B _0208 | CLI.CON-000001 |  |  | Approved
Qasr Rashwan - Lot B _0208 | CLI.CON-000001 | 12.18 - Iz. Suleiman Tadrus-BILL NO. 4.3: Guard room-4.3.2-a | Surface mounted luminaire with 1x60 watt led lamps, With (IP20) | Approved
Qasr Rashwan - Lot B _0208 | CLI.CON-000001 |  |  | Approved
Qasr Rashwan - Lot B _0208 | CLI.CON-000001 | 12.12 - Iz. Suleiman Tadrus - Bill No.3: PUMP STATION - 3.1.7 - b | Supply and installation of abrasion, friction, acids and shock resistant ceramic tiles for wall, pattern as shown on drawings including cement mortar, setting bed, grouting, fixing, support and all required accessories. Complete as shown on drawings, specified in the Contract documents, recommended by manufacturer and approved by the Engineer prior to installation | Approved
Qasr Rashwan - Lot B _0208 | CLI.CON-000001 |  |  | Approved
Qasr Rashwan - Lot B _0208 | CLI.CON-000001 | 12.11 - Suleiman Tadrus-Bill No.2: Force Main Pipeline-2.2-a | Valve chamber type (A) | Approved
Qasr Rashwan - Lot B _0208 | CLI.CON-000001 |  |  | Approved
Qasr Rashwan - Lot B _0208 | CLI.CON-000001 | 12.10 - Suleiman Tadrus-BILL NO.1: SEWAGE NETWORK-1.7.3-f | Concrete encasement 25cm (500mm) | Approved
Qasr Rashwan - Lot B _0208 | CLI.CON-000001 |  |  | Approved
Qasr Rashwan - Lot B _0208 | CLI.CON-000001 | 12.19 - Iz. Suleiman Tadrus - Bill No.5: Store - 5.1.7 - a.2 | cement tiling, for roof | Approved
Qasr Rashwan - Lot B _0208 | CLI.CON-000001 |  |  | Approved
Qasr Rashwan - Lot B _0208 | CLI.CON-000001 | 12.16 - Iz. Suleiman Tadrus - Bill No.4: Guard room - 4.1.6 - a.1 | Type D1, size 800mmx2,200mm | Approved
Qasr Rashwan - Lot B _0208 | CLI.CON-000001 |  |  | Approved
Qasr Rashwan - Lot B _0208 | CLI.CON-000001 | 12.10 - Suleiman Tadrus-BILL NO.1: SEWAGE NETWORK-1.6.3-d | Pipe coupler | Approved
Qasr Rashwan - Lot B _0208 | CLI.CON-000001 |  |  | Approved
Qasr Rashwan - Lot B _0208 | CLI.CON-000001 | 12.20 - Iz. Suleiman Tadrus-BILL NO. 5.2: Store-5.2.3- | One Way, Three-gang Lighting Switch 10A. | Approved
Qasr Rashwan - Lot B _0208 | CLI.CON-000001 |  |  | Approved
Qasr Rashwan - Lot B _0208 | CLI.CON-000001 | 12.10 - Suleiman Tadrus-BILL NO.1: SEWAGE NETWORK-1.7.3-a | Concrete encasement 25cm (150mm) | Approved
Qasr Rashwan - Lot B _0208 | CLI.CON-000001 |  |  | Approved
Qasr Rashwan - Lot B _0208 | CLI.CON-000001 | 12.15 - Suleiman Tadrus-Bill No.3.4: Mechanical Works - Pumping Station-3.4.4-c. | Tee, 300/200 mm. | Approved
Qasr Rashwan - Lot B _0208 | CLI.CON-000001 |  |  | Approved
Qasr Rashwan - Lot B _0208 | CLI.CON-000001 | 12.11 - Suleiman Tadrus-Bill No.2: Force Main Pipeline-2.2-e | Flowmeter chamber | Approved
Qasr Rashwan - Lot B _0208 | CLI.CON-000001 |  |  | Approved
Qasr Rashwan - Lot B _0208 | CLI.CON-000001 | 12.11 - Suleiman Tadrus-Bill No.2: Force Main Pipeline-2.5.5-c | 90º (150mm) | Approved
Qasr Rashwan - Lot B _0208 | CLI.CON-000001 |  |  | Approved
Qasr Rashwan - Lot B _0208 | CLI.CON-000001 | 12.27 - Iz. Suleiman Tadrus - Bill No.9: Site Work - 9.2.5 - 9.2.5 | Supply and apply external cement plastering to facades with all metal accessories,, base and finish coat, thickness 2cm striped with 2 cm groove render for facades. all required works of completion with the industry standards. As per Specification, Drawings and Engineer's instructions. | Approved
Qasr Rashwan - Lot B _0208 | CLI.CON-000001 | 13.22 - Salih Shamatah-Bill No.6.2: Plumbing Works – Admin Room-6.2.5-a. | 75mm dia | Approved
Qasr Rashwan - Lot B _0208 | CLI.CON-000001 |  |  | Approved
Qasr Rashwan - Lot B _0208 | CLI.CON-000001 | 13.26 - Iz. Salih Shamatah - Bill No.8: Transformer - 8 - 8.1 | Supplying and casting in-place of transformer base and the price includes all the necessary excavation and backfilling works, the removal and disposal of the excavated material to the designated dump, the supply and work of plain concrete Grade C20, reinforced concrete Grade C25, insulation works for the base and all that comes into contact with the soil, including formwork, transporting, mixing, casting, finishing, curing and testing as required by the specifications. provided that the work is completed in full according to the Contract drawings, technical specifications, industry assets and the instructions of the Engineer. | Approved
Qasr Rashwan - Lot B _0208 | CLI.CON-000001 |  |  | Approved
Qasr Rashwan - Lot B _0208 | CLI.CON-000001 | 13.12 - Iz. Salih Shamatah - Bill No.3: PUMP STATION - 3.1.6 - e | Supply, install of GRP net covers. including frames, painting, welding, jointing, all fixings and accessories. Complete as shown on drawings, specification, and recommended by the manufacturer. | Approved
Qasr Rashwan - Lot B _0208 | CLI.CON-000001 |  |  | Approved
Qasr Rashwan - Lot B _0208 | CLI.CON-000001 | 13.12 - Iz. Salih Shamatah - Bill No.3: PUMP STATION - 3.1.5 - a | Supply and excite cement sand plaster for internal slabs, walls and beams with all metal accessories, the item includes substrate preparation, all required works of completion with the industry standards. As per Specification, Drawings and Engineer instructions. | Approved
Qasr Rashwan - Lot B _0208 | CLI.CON-000001 |  |  | Approved
Qasr Rashwan - Lot B _0208 | CLI.CON-000001 | 13.11 - Salih Shamatah-Bill No.2: Force Main Pipeline-2.3.3-c | Flange spigot with puddle flanged pieces 300mm | Approved
Qasr Rashwan - Lot B _0208 | CLI.CON-000001 |  |  | Approved
Qasr Rashwan - Lot B _0208 | CLI.CON-000001 | 13.16 - Iz. Salih Shamatah - Bill No.4: Guard room - 4.1.3 - a.1 | 250 mm thick. | Approved
Qasr Rashwan - Lot B _0208 | CLI.CON-000001 |  |  | Approved
Qasr Rashwan - Lot B _0208 | CLI.CON-000001 | 13.10 - Salih Shamatah-BILL NO.1: SEWAGE NETWORK--1.9 | Inspection and testing of the installed pipes by CCTV for the network pipes after trench installation, all in accordance with the technical specifications. | Approved
Qasr Rashwan - Lot B _0208 | CLI.CON-000001 |  |  | Approved
Qasr Rashwan - Lot B _0208 | CLI.CON-000001 | 13.11 | BILL NO. 2 Force Main Pipeline | Approved
Qasr Rashwan - Lot B _0208 | CLI.CON-000001 |  |  | Approved
Qasr Rashwan - Lot B _0208 | CLI.CON-000001 | 13.11 - Salih Shamatah-Bill No.2: Force Main Pipeline-2.3.1-d | Air Relief valve 100 mm dia.(include gate valve 100mm) | Approved
Qasr Rashwan - Lot B _0208 | CLI.CON-000001 |  |  | Approved
Qasr Rashwan - Lot B _0208 | CLI.CON-000001 | 13.16 - Iz. Salih Shamatah - Bill No.4: Guard room - 4.1.3 - c.1 | 250 mm thick. | Approved
Qasr Rashwan - Lot B _0208 | CLI.CON-000001 |  |  | Approved
Qasr Rashwan - Lot B _0208 | CLI.CON-000001 | 13.16 - Iz. Salih Shamatah - Bill No.4: Guard room - 4.1.1 - b. | Extra over for excavation in rock. | Approved
Qasr Rashwan - Lot B _0208 | CLI.CON-000001 |  |  | Approved
Qasr Rashwan - Lot B _0208 | CLI.CON-000001 | 13.21 - Iz. Salih Shamatah - Bill No.6: Admin Building - 6.1.4 - b. | Supply and installation of horizontal prefabricated moisture Insulation membrane to the wet areas with 4mm thick for floor and roof, including joints, fixtures, overlaps not less than 100 mm and item include all surface preparation steps, coating with 2 layers of primer bitumen coat, metal flashing, internal angle fillets, upstand to vertical surfaces and waterproofing to all openings and around pipes and water drains, Polystyrene sheet 1mm, protection Sand-cement mortar screed, 30 mm thick as per manufacturer's instructions, Contract Drawing, recommendations and Specification. | Approved
Qasr Rashwan - Lot B _0208 | CLI.CON-000001 |  |  | Approved
Qasr Rashwan - Lot B _0208 | CLI.CON-000001 | 13.11 - Salih Shamatah-Bill No.2: Force Main Pipeline--2.11 | Wooden formwork are left in their places after the excavation, construction and backfilling works over them, as approved from the Engineer Bill No.3.4: Mechanical Works - Pumping Station | Approved
Qasr Rashwan - Lot B _0208 | CLI.CON-000001 |  |  | Approved
Qasr Rashwan - Lot B _0208 | CLI.CON-000001 | 13.11 - Salih Shamatah-Bill No.2: Force Main Pipeline-2.3.1-a | Non- return valve 200 mm dia. | Approved
Qasr Rashwan - Lot B _0208 | CLI.CON-000001 |  |  | Approved
Qasr Rashwan - Lot B _0208 | CLI.CON-000001 | 13.10 - Salih Shamatah-BILL NO.1: SEWAGE NETWORK-1.3-b | IC 60*90 cm | Approved
Qasr Rashwan - Lot B _0208 | CLI.CON-000001 |  |  | Approved
Qasr Rashwan - Lot B _0208 | CLI.CON-000001 | 13.12 - Iz. Salih Shamatah - Bill No.3: PUMP STATION - 3.1.1 - c | Extra over for excavation in rock. | Approved
Qasr Rashwan - Lot B _0208 | CLI.CON-000001 |  |  | Approved
Qasr Rashwan - Lot B _0208 | CLI.CON-000001 | 13.15 - Salih Shamatah-Bill No.3.4: Mechanical Works - Pumping Station-3.4.6-a. | Supply, Test, Delivery, Erection of Hammering control systems, complete all accessories as per Contract documents, the Contractor is responsible for the anti- hammer system .protection system comprises of the following components:- - Hybrid surge vessel 5 m3 ( d: 1.5 m - 3 m height ) | Approved
Qasr Rashwan - Lot B _0208 | CLI.CON-000001 |  |  | Approved
Qasr Rashwan - Lot B _0208 | CLI.CON-000001 | 13.16 - Iz. Salih Shamatah - Bill No.4: Guard room - 4.1.8 - a | Supply and apply of acrylic paint for internal walls and ceiling including substrate preparation, applying three coats of paint as per required colors and all required accessories as shown on drawings, specified in the Contract documents, recommended by manufacturer and approved by the Engineer prior to installation. | Approved
Qasr Rashwan - Lot B _0208 | CLI.CON-000001 |  |  | Approved
Qasr Rashwan - Lot B _0208 | CLI.CON-000001 | 13.14 - Iz.Salih Shamatah-BILL NO. 3.3: Main Pump Station-3.3.9- | Supply, installation, calibration, connection and testing of Pressure Switch with a range of 0 to 10 bar and all necessary accessories required for installation and operation requirements. | Approved
Qasr Rashwan - Lot B _0208 | CLI.CON-000001 |  |  | Approved
Qasr Rashwan - Lot B _0208 | CLI.CON-000001 | 13.21 - Iz. Salih Shamatah - Bill No.6: Admin Building - 6.1.2 - c.2 | RC protection layer | Approved
Qasr Rashwan - Lot B _0208 | CLI.CON-000001 |  |  | Approved
Qasr Rashwan - Lot B _0208 | CLI.CON-000001 | 13.13 - Iz.Salih Shamatah-BILL NO. 3.2: Main Pump Station-3.2.5-b | Lighting outlets. Supply, Test, Delivery, Erection, Commissioning and putting into Operation of the following items (including all accessories) as per Contract Documents: | Approved
Qasr Rashwan - Lot B _0208 | CLI.CON-000001 |  |  | Approved
Qasr Rashwan - Lot B _0208 | CLI.CON-000001 | 13.21 - Iz. Salih Shamatah - Bill No.6: Admin Building - 6.1.1 - d | Supplying and installing of replacement soil using clean graded gravelor crushed dolomitic stones, in layers not exceeding 250 mm thickness, the layers are to be compacted by equipment, all as per drawings, specifications and geotechnical report. | Approved
Qasr Rashwan - Lot B _0208 | CLI.CON-000001 |  |  | Approved
Qasr Rashwan - Lot B _0208 | CLI.CON-000001 | 13.20 - Iz.Salih Shamatah-BILL NO. 5.2: Store-5.2.2-c | Enclosed Polycarbonate, Wall Mounting Luminaire IP65 With 20 Watt LED Lamp. | Approved
Qasr Rashwan - Lot B _0208 | CLI.CON-000001 |  |  | Approved
Qasr Rashwan - Lot B _0208 | CLI.CON-000001 | 13.16 - Iz. Salih Shamatah - Bill No.4: Guard room - 4.1.4 - a. | Supply and apply two coats of oxidized bituminous paint insulation to surfaces underground contact with soil such as footings, ground beam, columns pedestal and masonry work to 15 cm upper the GL, sample shall be approved before execution and all required works shall be as per manufacturer's instructions, recommendations and Specification. | Approved
Qasr Rashwan - Lot B _0208 | CLI.CON-000001 |  |  | Approved
Qasr Rashwan - Lot B _0208 | CLI.CON-000001 | 13.13 - Iz.Salih Shamatah-BILL NO. 3.2: Main Pump Station-3.2.2-a | Rated Wall Mounted luminaire IP65, with 60W LED lamp, watertight. | Approved
Qasr Rashwan - Lot B _0208 | CLI.CON-000001 |  |  | Approved
Qasr Rashwan - Lot B _0208 | CLI.CON-000001 | 13.17 - Salih Shamatah-Bill No.4.2: Plumbing Works – Guard Room-4.2.1-b. | Supply and install hand wash sink with soap dish and holder, with all its required accessories, water mixer, faucets, floor and siphon chrome 1.5 inch, include cold and hot water supply connections, sewage pipes with 2 corner stopcocks with approved sample. All required works of completion with the industry standards. | Approved
Qasr Rashwan - Lot B _0208 | CLI.CON-000001 |  |  | Approved
Qasr Rashwan - Lot B _0208 | CLI.CON-000001 | 13.16 - Iz. Salih Shamatah - Bill No.4: Guard room - 4.1.1 - c. | Supply, backfilling and compaction to the required grades with approved clean sand on layers not more than 25 cm thick. The layers are to be compacted by means of vibratory type equipment to obtain 95% of maximum dry density as per specifications. | Approved
Qasr Rashwan - Lot B _0208 | CLI.CON-000001 |  |  | Approved
Qasr Rashwan - Lot B _0208 | CLI.CON-000001 | 14.11 - Abou Hussein-BILL NO.2 : Force Main Pipeline-2.3.4-a | Dismantling joint 200mm | Approved
Qasr Rashwan - Lot B _0208 | CLI.CON-000001 |  |  | Approved
Qasr Rashwan - Lot B _0208 | CLI.CON-000001 | 14.11 - Abou Hussein-BILL NO.2 : Force Main Pipeline-2.3.3-c | Flange spigot with puddle flanged pieces 300mm | Approved
Qasr Rashwan - Lot B _0208 | CLI.CON-000001 |  |  | Approved
Qasr Rashwan - Lot B _0208 | CLI.CON-000001 | 14.18 | BILL NO. 4.3 Electrical Works – Guard Room | Approved
Qasr Rashwan - Lot B _0208 | CLI.CON-000001 |  |  | Approved
Qasr Rashwan - Lot B _0208 | CLI.CON-000001 | 14.16 - Iz. Abou Hussein - Bill No.4: Guard room - 4.1.4 - c. | Supply and installation of 50 mm extruded polystyrene boards for roof heat insulation with minimum density 35 kg/cm²; the work include Polystyrene sheet 1mm layer. Sample shall be approved before execution and all required works shall be as per manufacturer's instructions, recommendations and Specification. | Approved
Qasr Rashwan - Lot B _0208 | CLI.CON-000001 |  |  | Approved
Qasr Rashwan - Lot B _0208 | CLI.CON-000001 | 14.11 - Abou Hussein-BILL NO.2 : Force Main Pipeline-2.1-a | Inner diameter DN/ID 200 mm | Approved
Qasr Rashwan - Lot B _0208 | CLI.CON-000001 |  |  | Approved
Qasr Rashwan - Lot B _0208 | CLI.CON-000001 | 14.12 - Iz. Abou Hussein - Bill No.3: PUMP STATION - 3.1.4 - c | Supply and apply of waterproofing for the internal surfaces resistant to acids for internal surfaces of the pump structure (floors, walls, ceilings, etc.) including epoxy paints, screed, hardener and all required accessories all necessary works (contractor should submit samples for approval by the engineer). according to drawings, specifications and recommended by the manufacturer and approved by the Engineer prior to installation. | Approved
Qasr Rashwan - Lot B _0208 | CLI.CON-000001 |  |  | Approved
Qasr Rashwan - Lot B _0208 | CLI.CON-000001 | 14.15 - Abou Hussein-Bill No.3.4: Mechanical Works - Pumping Station-3.4.3-f. | Flanged Wall piece, dia. 150 mm. | Approved
Qasr Rashwan - Lot B _0208 | CLI.CON-000001 |  |  | Approved
Qasr Rashwan - Lot B _0208 | CLI.CON-000001 | 14.14 | BILL NO. 3.3 Electrical Works – Pumping Station (MV, Generator and Control System) | Approved
Qasr Rashwan - Lot B _0208 | CLI.CON-000001 |  |  | Approved
Qasr Rashwan - Lot B _0208 | CLI.CON-000001 | 14.12 - Iz. Abou Hussein - Bill No.3: PUMP STATION - 3.1.1 - b | Submersible Excavation | Approved
Qasr Rashwan - Lot B _0208 | CLI.CON-000001 |  |  | Approved
Qasr Rashwan - Lot B _0208 | CLI.CON-000001 | 14.10 - Abou Hussein-BILL NO.1 : SEWAGE NETWORK-1.1.1-b.2 | Ditto, depth to invert between 1.51 m and 2.50 m | Approved
Qasr Rashwan - Lot B _0208 | CLI.CON-000001 |  |  | Approved
Qasr Rashwan - Lot B _0208 | CLI.CON-000001 | 14.10 - Abou Hussein-BILL NO.1 : SEWAGE NETWORK-1.1.1-c.3 | Ditto, depth to invert between 2.51 m and 3.50 m | Approved
Qasr Rashwan - Lot B _0208 | CLI.CON-000001 |  |  | Approved
Qasr Rashwan - Lot B _0208 | CLI.CON-000001 | 14.16 - Iz. Abou Hussein - Bill No.4: Guard room - 4.1.3 - b.1 | 250 mm thick. | Approved
Qasr Rashwan - Lot B _0208 | CLI.CON-000001 |  |  | Approved
Qasr Rashwan - Lot B _0208 | CLI.CON-000001 | 14.25 - Iz. Abou Hussein - Bill No.8: Site Work - 8.3.1 - a. | 25mm dia. | Approved
Qasr Rashwan - Lot B _0208 | CLI.CON-000001 |  |  | Approved
Qasr Rashwan - Lot B _0208 | CLI.CON-000001 | 14.13 - Iz. Abou Hussein-BILL NO. 3.2: Main Pump Station-3.2.2-f | Enclosed Polycarbonate, Wall Mounting Luminaire IP65 With 20 Watt LED Lamp. | Approved
Qasr Rashwan - Lot B _0208 | CLI.CON-000001 |  |  | Approved
Qasr Rashwan - Lot B _0208 | CLI.CON-000001 | 14.11 - Abou Hussein-BILL NO.2 : Force Main Pipeline-2.5.1-a | Gate valve 200mm dia. | Approved
Qasr Rashwan - Lot B _0208 | CLI.CON-000001 |  |  | Approved
Qasr Rashwan - Lot B _0208 | CLI.CON-000001 | 14.15 - Abou Hussein-Bill No.3.4: Mechanical Works - Pumping Station-3.4.5-b. | Collar, dia.300 mm. | Approved
Qasr Rashwan - Lot B _0208 | CLI.CON-000001 |  |  | Approved
Qasr Rashwan - Lot B _0208 | CLI.CON-000001 | 14.18 - Iz. Abou Hussein-BILL NO. 4.3: Guard room-4.3.2-a | Surface mounted luminaire with 1x60 watt led lamps, With (IP20) | Approved
Qasr Rashwan - Lot B _0208 | CLI.CON-000001 |  |  | Approved
Qasr Rashwan - Lot B _0208 | CLI.CON-000001 | 14.10 - Abou Hussein-BILL NO.1 : SEWAGE NETWORK-1.2.1-b.1 | Ditto, depth to invert between 1.51 m and 2.00 m | Approved
Qasr Rashwan - Lot B _0208 | CLI.CON-000001 | 10.14 - Abd Al Azeem Al Sofy-BILL NO. 3.3: Main Pump Station-3.3.19- | Supply, install, connect and test a complete closed circuit surveillance TV (CCTV) system complete with Weatherproof fixed camera HD, Weatherproof Motorized cameras HD, DVR, Rack, UPS, Joystick, remote controller, color photos printer, conduits, Coaxial cables, control cables, LED screen, boxes between devices, UPS....etc. and all necessary works to complete works as per specifications and contract documents. | Approved
Qasr Rashwan - Lot B _0208 | CLI.CON-000001 |  |  | Approved
Qasr Rashwan - Lot B _0208 | CLI.CON-000001 | 10.21 - Abd Al Azeem Al Sofy Village - Bill No.6: Admin Building - 6.1.2 - b.1 | for foundation | Approved
Qasr Rashwan - Lot B _0208 | CLI.CON-000001 |  |  | Approved
Qasr Rashwan - Lot B _0208 | CLI.CON-000001 | 10.16 - Abd Al Azeem Al Sofy Village - Bill No.4: Guard room - 4.1.1 - a. | Excavation from ground level to required depth and grades in all types of soil except the rock, including support system, floading with water, dewatering, compacting bottom of excavation using dynamic roller, transporting excavated materials to the approved off-Site disposal area as per drawings, specifications and geotechnical report. | Approved
Qasr Rashwan - Lot B _0208 | CLI.CON-000001 |  |  | Approved
Qasr Rashwan - Lot B _0208 | CLI.CON-000001 | 10.19 - Abd Al Azeem Al Sofy Village - Bill No.5: Store - 5.1.4 - c. | Supply and installation of 50 mm extruded polystyrene boards for roof heat insulation with minimum density 35 kg/cm²; the work include Polystyrene sheet 1mm layer. Sample shall be approved before execution and all required works shall be as per manufacturer's instructions, recommendations and Specification. | Approved
Qasr Rashwan - Lot B _0208 | CLI.CON-000001 |  |  | Approved
Qasr Rashwan - Lot B _0208 | CLI.CON-000001 | 10.11 - Abd Al Azeem Al Sofy -Bill No.2: Force Main Pipeline-2.2-d | Double air release valve chamber | Approved
Qasr Rashwan - Lot B _0208 | CLI.CON-000001 |  |  | Approved
Qasr Rashwan - Lot B _0208 | CLI.CON-000001 | 10.11 - Abd Al Azeem Al Sofy -Bill No.2: Force Main Pipeline-2.5.5-b | 90º (250mm) | Approved
Qasr Rashwan - Lot B _0208 | CLI.CON-000001 |  |  | Approved
Qasr Rashwan - Lot B _0208 | CLI.CON-000001 | 10.11 - Abd Al Azeem Al Sofy -Bill No.2: Force Main Pipeline-2.4.2-a | Crossing under waterway by pipe jacking/Macro-tunneling | Approved
Qasr Rashwan - Lot B _0208 | CLI.CON-000001 |  |  | Approved
Qasr Rashwan - Lot B _0208 | CLI.CON-000001 | 10.27 - Abd Al Azeem Al Sofy Village - Bill No.9: Site Work - 9.2.2 - c | Supply and casting of in-place reinforced concrete Grade C25 in super structure for column and capping, including: formwork, scaffolding, expansion and construction joints, Steel bar reinforcement, joint filler and sealant, accessories, transporting, mixing, casting, finishing, compaction by vibratory, spraying, curing, and testing as required by the specifications. | Approved
Qasr Rashwan - Lot B _0208 | CLI.CON-000001 |  |  | Approved
Qasr Rashwan - Lot B _0208 | CLI.CON-000001 | 10.25 - Abd Al Azeem Al Sofy-BILL NO.7.2: Generator Shed-7.2.3-a | One Way, One-gang Lighting Switch 10A. | Approved
Qasr Rashwan - Lot B _0208 | CLI.CON-000001 |  |  | Approved
Qasr Rashwan - Lot B _0208 | CLI.CON-000001 | 10.25 - Abd Al Azeem Al Sofy-BILL NO.7.2: Generator Shed-7.2.1-a | Supply, install, connect, test and commission of complete L.V. distribution boards (LP-GEN. SHED) the price include selectvity study, termination, Identifications, labling, glands, copper luggs as specified and as indicating drawings. System shall be lump sum complete in every respect with all necessary accessories and ancillary works. | Approved
Qasr Rashwan - Lot B _0208 | CLI.CON-000001 |  |  | Approved
Qasr Rashwan - Lot B _0208 | CLI.CON-000001 | 10.10 - Abd Al Azeem Al Sofy -BILL NO.1: SEWAGE NETWORK-1.2.1-b.8 | Ditto, depth to invert between 5.01 m and 5.50 m | Approved
Qasr Rashwan - Lot B _0208 | CLI.CON-000001 |  |  | Approved
Qasr Rashwan - Lot B _0208 | CLI.CON-000001 | 10.22 - Abd Al Azeem Al Sofy -Bill No.6.2: Plumbing Works – Admin Room-4.2.1-b. | Supply and install hand wash sink with soap dish and holder, with all its required accessories, water mixer, faucets, floor and siphon chrome 1.5 inch, include cold and hot water supply connections, sewage pipes with 2 corner stopcocks with approved sample. All required works of completion with the industry standards. | Approved
Qasr Rashwan - Lot B _0208 | CLI.CON-000001 |  |  | Approved
Qasr Rashwan - Lot B _0208 | CLI.CON-000001 |  |  | Approved
Qasr Rashwan - Lot B _0208 | CLI.CON-000001 | 11.10 - Abd Al Rahman Ibrahim-BILL NO.1: SEWAGE NETWORK--1.7 | Excavation in rock as specified in the Contract Documents. | Approved
Qasr Rashwan - Lot B _0208 | CLI.CON-000001 |  |  | Approved
Qasr Rashwan - Lot B _0208 | CLI.CON-000001 | 11.14 - Abd Al Rahman Ibrahim-BILL NO. 3.3: Main Pump Station-3.3.11- | Supply, installation, termination and testing of instrumentation shielded cables (2 x 1.5 mm2) from field instrumentation to control panel complete with conduits, pull boxes, junction boxes, accessories, duct bank...etc. | Approved
Qasr Rashwan - Lot B _0208 | CLI.CON-000001 |  |  | Approved
Qasr Rashwan - Lot B _0208 | CLI.CON-000001 | 11.23 - Abd Al Rahman Ibrahim- BILL NO. 6.3: Admin Room-6.3.4-a | Single Phase Switched Socket 220v, 16A, 2-pin Type Complete With Earthing Contact. | Approved
Qasr Rashwan - Lot B _0208 | CLI.CON-000001 |  |  | Approved
Qasr Rashwan - Lot B _0208 | CLI.CON-000001 | 11.13 - Abd Al Rahman Ibrahim-BILL NO. 3.2: Main Pump Station-3.2.2-b | Ditto As Above But For Maintained Electricity Duration. Provided With Emergency Unit For 3 Hours. | Approved
Qasr Rashwan - Lot B _0208 | CLI.CON-000001 |  |  | Approved
Qasr Rashwan - Lot B _0208 | CLI.CON-000001 | 11.11 - Abd Al Rahman Ibrahim-Bill No.2: Force Main Pipeline-2.3.2-a | Tee 350/150 | Approved
Qasr Rashwan - Lot B _0208 | CLI.CON-000001 |  |  | Approved
Qasr Rashwan - Lot B _0208 | CLI.CON-000001 | 11.23 - Abd Al Rahman Ibrahim- BILL NO. 6.3: Admin Room-6.3.2-b | Ditto As Above But For Maintained Electricity Duration. Provided With Emergency Unit For 3 Hours | Approved
Qasr Rashwan - Lot B _0208 | CLI.CON-000001 |  |  | Approved
Qasr Rashwan - Lot B _0208 | CLI.CON-000001 | 11.14 - Abd Al Rahman Ibrahim-BILL NO. 3.3: Main Pump Station-3.3.15- | Prime Power Diesel Generator 170 KVA (at least) (Canopy Type - Under Shed) complete with outgoing circuit breaker (MCCB) and fully equipped with all accessories as per Contract Documents and complete with all accessories required for erection and good working conditions. | Approved
Qasr Rashwan - Lot B _0208 | CLI.CON-000001 |  |  | Approved
Qasr Rashwan - Lot B _0208 | CLI.CON-000001 | 11.12 - Iz. Abd Al Rahman Ibrahim - Bill No.3: PUMP STATION - 3.1.2 - a.3 | For roof slopes, 30 mm to 140 mm thick | Approved
Qasr Rashwan - Lot B _0208 | CLI.CON-000001 |  |  | Approved
Qasr Rashwan - Lot B _0208 | CLI.CON-000001 | 11.27 - Iz. Abd Al Rahman Ibrahim - Bill No.9: Site Work - 9.2.2 - a | Under foundations | Approved
Qasr Rashwan - Lot B _0208 | CLI.CON-000001 |  |  | Approved
Qasr Rashwan - Lot B _0208 | CLI.CON-000001 | 11.10 - Abd Al Rahman Ibrahim-BILL NO.1: SEWAGE NETWORK-1.5.3-c | Puddle flanged pipe | Approved
Qasr Rashwan - Lot B _0208 | CLI.CON-000001 |  |  | Approved
Qasr Rashwan - Lot B _0208 | CLI.CON-000001 | 11.11 - Abd Al Rahman Ibrahim-Bill No.2: Force Main Pipeline-2.2-a | Valve chamber type (A) | Approved
Qasr Rashwan - Lot B _0208 | CLI.CON-000001 |  |  | Approved
Qasr Rashwan - Lot B _0208 | CLI.CON-000001 | 11.21 - Iz. Abd Al Rahman Ibrahim - Bill No.6: Admin Building - 6.1.7 - a.1 | Ceramic floor, glazed ceramic | Approved
Qasr Rashwan - Lot B _0208 | CLI.CON-000001 |  |  | Approved
Qasr Rashwan - Lot B _0208 | CLI.CON-000001 | 11.16 - Iz. Abd Al Rahman Ibrahim - Bill No.4: Guard room - 4.1.2 - c.2 | RC protection layer | Approved
Qasr Rashwan - Lot B _0208 | CLI.CON-000001 |  |  | Approved
Qasr Rashwan - Lot B _0208 | CLI.CON-000001 | 11.12 - Iz. Abd Al Rahman Ibrahim - Bill No.3: PUMP STATION - 3.1.4 - e | Supply and installation of 50 mm extruded polystyrene boards for roof heat insulation with minimum density 35 kg/cm²; the work include Polystyrene sheet 1mm layer. Sample shall be approved before execution and all required works shall be as per manufacturer's instructions, recommendations and Specification. | Approved
Qasr Rashwan - Lot B _0208 | CLI.CON-000001 |  |  | Approved
Qasr Rashwan - Lot B _0208 | CLI.CON-000001 | 11.27 - Iz. Abd Al Rahman Ibrahim - Bill No.9: Site Work - 9.3.3 - a. | Inspection Chamber 600 x 600 with cover and frame | Approved
Qasr Rashwan - Lot B _0208 | CLI.CON-000001 |  |  | Approved
Qasr Rashwan - Lot B _0208 | CLI.CON-000001 | 11.10 - Abd Al Rahman Ibrahim-BILL NO.1: SEWAGE NETWORK-1.1.1-a.2 | Ditto, depth to invert between 1.21 m and 1.70 m | Approved
Qasr Rashwan - Lot B _0208 | CLI.CON-000001 |  |  | Approved
Qasr Rashwan - Lot B _0208 | CLI.CON-000001 | 11.21 - Iz. Abd Al Rahman Ibrahim - Bill No.6: Admin Building - 6.1.8 - b | Supply and apply of Dry mix paint for facades including substrate preparation, scaffoldings, grooves, applying three coats of paint as per required colors and all required accessories as shown on the Contract Drawings, recommended by manufacturer and approved by the Engineer prior to installation. | Approved
Qasr Rashwan - Lot B _0208 | CLI.CON-000001 |  |  | Approved
Qasr Rashwan - Lot B _0208 | CLI.CON-000001 | 11.14 - Abd Al Rahman Ibrahim-BILL NO. 3.3: Main Pump Station-3.3.9- | Supply, installation, calibration, connection and testing of Pressure Switch with a range of 0 to 10 bar and all necessary accessories required for installation and operation requirements. | Approved
Qasr Rashwan - Lot B _0208 | CLI.CON-000001 |  |  | Approved
Qasr Rashwan - Lot B _0208 | CLI.CON-000001 | 11.21 - Iz. Abd Al Rahman Ibrahim - Bill No.6: Admin Building - 6.1.8 - c | Supply and apply of 90 cm high dry mix for skirting including substrate preparation, scaffoldings, grooves, and all required accessories as shown on Contract Drawings, recommended by manufacturer and approved by the Engineer prior to installation. | Approved
Qasr Rashwan - Lot B _0208 | CLI.CON-000001 |  |  | Approved
Qasr Rashwan - Lot B _0208 | CLI.CON-000001 | 11.27 - Iz. Abd Al Rahman Ibrahim - Bill No.9: Site Work - 9.3.3 - 9.3.4 | Circular Manholes: Construction of in-situ cast fair faced plain concrete (Grade C30) manholes. Price includes all supplies, excavation in all types of soil except the rock, removal and disposal of the excavated material, debris and rubble disposal to the designated dump yard, trench shoring and supports, soil replacement if any,sheeting, surface dewatering, forming flexible joints at manhole entrances, including short pieces, benching at the manhole base, internal and external protection, backfilling in compacted layers using approved soil material and testing, reinstatement of ground surface and road pavements of every kind and restoring every thing to their original conditions including asphalt and other paved areas, manhole cover and frame D400 made of polymeric material such as (GRP) or alternative, epoxy coated non-slip finish manhole steps and all other accessories and fittings that are required for a complete manhole all as shown and detailed in the Contract Drawings and Specifications | Approved
Qasr Rashwan - Lot B _0208 | CLI.CON-000001 |  |  | Approved
Qasr Rashwan - Lot B _0208 | CLI.CON-000001 | 11.14 - Abd Al Rahman Ibrahim-BILL NO. 3.3: Main Pump Station-3.3.13- | Instrumentation and Control System Spare Parts as per specifications. | Approved
Qasr Rashwan - Lot B _0208 | CLI.CON-000001 |  |  | Approved
Qasr Rashwan - Lot B _0208 | CLI.CON-000001 | 11.10 - Abd Al Rahman Ibrahim-BILL NO.1: SEWAGE NETWORK-1.2.1-b.1 | Ditto, depth to invert between 1.51 m and 2.00 m | Approved
Qasr Rashwan - Lot B _0208 | CLI.CON-000001 |  |  | Approved
Qasr Rashwan - Lot B _0208 | CLI.CON-000001 | 11.15 - Abd Al Rahman Ibrahim-Bill No.3.4: Mechanical Works - Pumping Station--3.4.11 | Fire fighting equipment as per tendered documents. BILL NO. 4.2: Plumbing Works – Guard Room | Approved
Qasr Rashwan - Lot B _0208 | CLI.CON-000001 |  |  | Approved
Qasr Rashwan - Lot B _0208 | CLI.CON-000001 | 11.10 - Abd Al Rahman Ibrahim-BILL NO.1: SEWAGE NETWORK-1.3.1-a | IC 60*60 cm | Approved
Qasr Rashwan - Lot B _0208 | CLI.CON-000001 |  |  | Approved
Qasr Rashwan - Lot B _0208 | CLI.CON-000001 | 11.21 - Iz. Abd Al Rahman Ibrahim - Bill No.6: Admin Building - 6.1.7 - a.3 | cement tiling, for roof | Approved
Qasr Rashwan - Lot B _0208 | CLI.CON-000001 |  |  | Approved
Qasr Rashwan - Lot B _0208 | CLI.CON-000001 | 11.18 - Abd Al Rahman Ibrahim-BILL NO. 4.3: Guard room-4.3.4-b | Single Phase Switched waterproof Socket, 220V, 16A, 3 Pin Complete With Cover (IP55) | Approved
Qasr Rashwan - Lot B _0208 | CLI.CON-000001 |  |  | Approved
Qasr Rashwan - Lot B _0208 | CLI.CON-000001 | 11.27 - Iz. Abd Al Rahman Ibrahim - Bill No.9: Site Work - 9.2.2 - c | Supply and casting of in-place reinforced concrete Grade C25 in super structure for column and capping, including: formwork, scaffolding, expansion and construction joints, Steel bar reinforcement, joint filler and sealant, accessories, transporting, mixing, casting, finishing, compaction by vibratory, spraying, curing, and testing as required by the specifications. | Approved
Qasr Rashwan - Lot B _0208 | CLI.CON-000001 |  |  | Approved
Qasr Rashwan - Lot B _0208 | CLI.CON-000001 | 11.11 - Abd Al Rahman Ibrahim-Bill No.2: Force Main Pipeline-2.5.4-d | Dismantling joint 150mm | Approved
Qasr Rashwan - Lot B _0208 | CLI.CON-000001 |  |  | Approved
Qasr Rashwan - Lot B _0208 | CLI.CON-000001 | 11.22 - Abd Al Rahman Ibrahim-Bill No.6.2: Plumbing Works – Admin Room-6.2.4-a. | 75mm | Approved
Qasr Rashwan - Lot B _0208 | CLI.CON-000001 |  |  | Approved
Qasr Rashwan - Lot B _0208 | CLI.CON-000001 |  |  | Approved
Qasr Rashwan - Lot B _0208 | CLI.CON-000001 | 12.19 - Iz. Suleiman Tadrus - Bill No.5: Store - 5.1.4 - b. | Supply and installation of horizontal prefabricated moisture Insulation membrane to the wet areas with 4mm thick for floor and roof, including joints, fixtures, overlaps not less than 100 mm and item include all surface preparation steps, coating with 2 layers of primer bitumen coat, metal flashing, internal angle fillets, upstand to vertical surfaces and waterproofing to all openings and around pipes and water drains, Polystyrene sheet 1mm, protection Sand-cement mortar screed, 30 mm thick as per manufacturer's instructions, Contract Drawing, recommendations and Specification. | Approved
Qasr Rashwan - Lot B _0208 | CLI.CON-000001 |  |  | Approved
Qasr Rashwan - Lot B _0208 | CLI.CON-000001 | 12.15 | BILL NO. 3.4 Mechanical Works - Pumping Station | Approved
Qasr Rashwan - Lot B _0208 | CLI.CON-000001 |  |  | Approved
Qasr Rashwan - Lot B _0208 | CLI.CON-000001 | 12.10 - Suleiman Tadrus-BILL NO.1: SEWAGE NETWORK-1.7.2-a | Crossing under RAHIM ROAD by pipe jacking or macro-tunneling | Approved
Qasr Rashwan - Lot B _0208 | CLI.CON-000001 |  |  | Approved
Qasr Rashwan - Lot B _0208 | CLI.CON-000001 | 12.12 - Iz. Suleiman Tadrus - Bill No.3: PUMP STATION - 3.1.8 - b | Supply and apply of Dry mix paint for facades including substrate preparation, scaffoldings, grooves, applying three coats of paint as per required colors and all required accessories as shown on the Contract Drawings, recommended by manufacturer and approved by the Engineer prior to installation. | Approved
Qasr Rashwan - Lot B _0208 | CLI.CON-000001 |  |  | Approved
Qasr Rashwan - Lot B _0208 | CLI.CON-000001 | 12.23 - Iz. Suleiman Tadrus- BILL NO. 6.3: Admin Room-6.3.2-c | Enclosed Polycarbonate, Wall Mounting Luminaire IP65 With 20 Watt LED Lamp. | Approved
Qasr Rashwan - Lot B _0208 | CLI.CON-000001 |  |  | Approved
Qasr Rashwan - Lot B _0208 | CLI.CON-000001 | 12.10 - Suleiman Tadrus-BILL NO.1: SEWAGE NETWORK-1.3-a. | Tank with external Dimensions (3.35*2.3*5.85) m | Approved
Qasr Rashwan - Lot B _0208 | CLI.CON-000001 |  |  | Approved
Qasr Rashwan - Lot B _0208 | CLI.CON-000001 | 12.19 - Iz. Suleiman Tadrus - Bill No.5: Store - 5.1.3 - b | 250 mm thick. | Approved
Qasr Rashwan - Lot B _0208 | CLI.CON-000001 |  |  | Approved
Qasr Rashwan - Lot B _0208 | CLI.CON-000001 | 12.10 - Suleiman Tadrus-BILL NO.1: SEWAGE NETWORK-1.7.2-c | Crossing under RAHIM ROAD by pipe jacking or macro-tunneling | Approved
Qasr Rashwan - Lot B _0208 | CLI.CON-000001 |  |  | Approved
Qasr Rashwan - Lot B _0208 | CLI.CON-000001 | 12.17 - Suleiman Tadrus-Bill No.4.2: Plumbing Works – Guard Room-4.2.1-b. | Supply and install hand wash sink with soap dish and holder, with all its required accessories, water mixer, faucets, floor and siphon chrome 1.5 inch, include cold and hot water supply connections, sewage pipes with 2 corner stopcocks with approved sample. All required works of completion with the industry standards. | Approved
Qasr Rashwan - Lot B _0208 | CLI.CON-000001 |  |  | Approved
Qasr Rashwan - Lot B _0208 | CLI.CON-000001 | 12.10 - Suleiman Tadrus-BILL NO.1: SEWAGE NETWORK-1.1.1-e.4 | Ditto, depth to invert between 3.51 m and 4.50 m | Approved
Qasr Rashwan - Lot B _0208 | CLI.CON-000001 |  |  | Approved
Qasr Rashwan - Lot B _0208 | CLI.CON-000001 | 12.15 - Suleiman Tadrus-Bill No.3.4: Mechanical Works - Pumping Station-3.4.5-a. | D.C.I, Socket and spigot Wall piece, dia. 500 mm. | Approved
Qasr Rashwan - Lot B _0208 | CLI.CON-000001 |  |  | Approved
Qasr Rashwan - Lot B _0208 | CLI.CON-000001 | 12.27 - Iz. Suleiman Tadrus - Bill No.9: Site Work - 9.2.4 - b | Supply and installation of foam Expansion joints outdoor type joint sealant Complete as shown on drawings, and recommended by the manufacturer and Specification. | Approved
Qasr Rashwan - Lot B _0208 | CLI.CON-000001 |  |  | Approved
Qasr Rashwan - Lot B _0208 | CLI.CON-000001 | 12.10 - Suleiman Tadrus-BILL NO.1: SEWAGE NETWORK-1.2.1-b.2 | Ditto, depth to invert between 2.01 m and 2.50 m | Approved
Qasr Rashwan - Lot B _0208 | CLI.CON-000001 |  |  | Approved
Qasr Rashwan - Lot B _0208 | CLI.CON-000001 | 12.19 | BILL NO. 5.1 Civil Works - Store Building | Approved
Qasr Rashwan - Lot B _0208 | CLI.CON-000001 |  |  | Approved
Qasr Rashwan - Lot B _0208 | CLI.CON-000001 | 12.10 - Suleiman Tadrus-BILL NO.1: SEWAGE NETWORK-1.1.1-a.2 | Ditto, depth to invert between 1.21 m and 1.70 m | Approved
Qasr Rashwan - Lot B _0208 | CLI.CON-000001 |  |  | Approved
Qasr Rashwan - Lot B _0208 | CLI.CON-000001 | 12.12 - Iz. Suleiman Tadrus - Bill No.3: PUMP STATION - 3.1.1 - a | Structural excavation | Approved
Qasr Rashwan - Lot B _0208 | CLI.CON-000001 | 13.19 - Iz. Salih Shamatah - Bill No.5: Store - 5.1.4 - a. | Supply and apply two coats of oxidized bituminous paint insulation to reinforced concrete in contact with soil such as footings, ground beam, columns pedestal and masonry work to 15 cm upper the GL, sample shall be approved before execution and all required works shall be as per manufacturer's instructions, recommendations and Specification. | Approved
Qasr Rashwan - Lot B _0208 | CLI.CON-000001 |  |  | Approved
Qasr Rashwan - Lot B _0208 | CLI.CON-000001 | 13.18 - Iz.Salih Shamatah-BILL NO. 4.3: Guard room-4.3.2-c | Enclosed Polycarbonate, Wall Mounting Luminaire IP65 With 20 Watt LED Lamp. | Approved
Qasr Rashwan - Lot B _0208 | CLI.CON-000001 |  |  | Approved
Qasr Rashwan - Lot B _0208 | CLI.CON-000001 | 13.27 | BILL NO. 9 Site Works – Pumping Station | Approved
Qasr Rashwan - Lot B _0208 | CLI.CON-000001 |  |  | Approved
Qasr Rashwan - Lot B _0208 | CLI.CON-000001 | 13.14 - Iz.Salih Shamatah-BILL NO. 3.3: Main Pump Station-3.3.2- | Outdoor Kiosk power transformer package 100 KVA, 11/0.4KV complete with Ring Main Unit, Bus-Bar, Breakers, Protection, Measuring, Low Voltage accumulated energy meter and all required accessories for medium voltage, as per tendered documents, and shall be supplied and erected according to the requirements of the Egyptian Electric Authority (E.E.A), the contractor shall take the approval of the (E.E.A) before supplying. | Approved
Qasr Rashwan - Lot B _0208 | CLI.CON-000001 |  |  | Approved
Qasr Rashwan - Lot B _0208 | CLI.CON-000001 | 13.27 - Iz. Salih Shamatah - Bill No.9 - Site Works - 9.3.5 - 9.3.5 | Supply, install and test Fire hydrant including cast iron hydrant, stop valve, etc.all accordance with specification and drawings: | Approved
Qasr Rashwan - Lot B _0208 | CLI.CON-000001 |  |  | Approved
Qasr Rashwan - Lot B _0208 | CLI.CON-000001 | 13.27 - Iz. Salih Shamatah - Bill No.9 - Site Works - 9.2.7 - a. | Supply and apply of Dry mix paint for facades including substrate preparation, scaffoldings, grooves, applying three coats of paint as per required colors and all required accessories as shown on the Contract Drawings, recommended by manufacturer and approved by the Engineer prior to installation. | Approved
Qasr Rashwan - Lot B _0208 | CLI.CON-000001 |  |  | Approved
Qasr Rashwan - Lot B _0208 | CLI.CON-000001 | 13.13 | BILL NO. 3.2 Electrical Works – Pumping Station (LV and Lighting) | Approved
Qasr Rashwan - Lot B _0208 | CLI.CON-000001 |  |  | Approved
Qasr Rashwan - Lot B _0208 | CLI.CON-000001 | 13.21 - Iz. Salih Shamatah - Bill No.6: Admin Building - 6.1.8 - c | Supply and apply of 90 cm high dry mix for skirting including substrate preparation, scaffoldings, grooves, and all required accessories as shown on Contract Drawings, recommended by manufacturer and approved by the Engineer prior to installation. | Approved
Qasr Rashwan - Lot B _0208 | CLI.CON-000001 |  |  | Approved
Qasr Rashwan - Lot B _0208 | CLI.CON-000001 | 13.19 - Iz. Salih Shamatah - Bill No.5: Store - 5.1.8 - c | Supply and apply of 60 cm high dry mix for skirting including substrate preparation, scaffoldings, grooves, and all required accessories as shown on Contract Drawings, recommended by manufacturer and approved by the Engineer prior to installation. | Approved
Qasr Rashwan - Lot B _0208 | CLI.CON-000001 |  |  | Approved
Qasr Rashwan - Lot B _0208 | CLI.CON-000001 | 13.14 - Iz.Salih Shamatah-BILL NO. 3.3: Main Pump Station-3.3.17- | Earthing system network complete with (Inspection pit, rods, bare copper conductor ...etc) and all accessories, as per Contract documents. | Approved
Qasr Rashwan - Lot B _0208 | CLI.CON-000001 |  |  | Approved
Qasr Rashwan - Lot B _0208 | CLI.CON-000001 | 13.21 - Iz. Salih Shamatah - Bill No.6: Admin Building - 6.1.6 - b.2 | Type W2, 600 mm width x 600 mm height | Approved
Qasr Rashwan - Lot B _0208 | CLI.CON-000001 |  |  | Approved
Qasr Rashwan - Lot B _0208 | CLI.CON-000001 | 13.14 - Iz.Salih Shamatah-BILL NO. 3.3: Main Pump Station-3.3.11- | Supply, installation, termination and testing of instrumentation shielded cables (2 x 1.5 mm2) from field instrumentation to control panel complete with conduits, pull boxes, junction boxes, accessories, duct bank...etc. | Approved
Qasr Rashwan - Lot B _0208 | CLI.CON-000001 |  |  | Approved
Qasr Rashwan - Lot B _0208 | CLI.CON-000001 | 13.10 - Salih Shamatah-BILL NO.1: SEWAGE NETWORK-1.1.1-b.2 | Ditto, depth to invert between 1.51 m and 2.50 m | Approved
Qasr Rashwan - Lot B _0208 | CLI.CON-000001 |  |  | Approved
Qasr Rashwan - Lot B _0208 | CLI.CON-000001 | 13.13 - Iz.Salih Shamatah-BILL NO. 3.2: Main Pump Station-3.2.3-a | One Way, One-gang Lighting Switch 10A. | Approved
Qasr Rashwan - Lot B _0208 | CLI.CON-000001 |  |  | Approved
Qasr Rashwan - Lot B _0208 | CLI.CON-000001 | 13.11 - Salih Shamatah-Bill No.2: Force Main Pipeline-2.6- | 300 mm dia sewer pipes | Approved
Qasr Rashwan - Lot B _0208 | CLI.CON-000001 | 13.19 - Iz. Salih Shamatah - Bill No.5: Store - 5.1.8 - b | Supply and apply of Dry mix paint for facades including substrate preparation, scaffoldings, grooves, applying three coats of paint as per required colors and all required accessories as shown on the Contract Drawings, recommended by manufacturer and approved by the Engineer prior to installation. | Approved
Qasr Rashwan - Lot B _0208 | CLI.CON-000001 |  |  | Approved
Qasr Rashwan - Lot B _0208 | CLI.CON-000001 | 13.12 - Iz. Salih Shamatah - Bill No.3: PUMP STATION - 3.1.4 - e | Supply and installation of 50 mm extruded polystyrene boards for roof heat insulation with minimum density 35 kg/cm²; the work include Polystyrene sheet 1mm layer. Sample shall be approved before execution and all required works shall be as per manufacturer's instructions, recommendations and Specification. | Approved
Qasr Rashwan - Lot B _0208 | CLI.CON-000001 |  |  | Approved
Qasr Rashwan - Lot B _0208 | CLI.CON-000001 | 13.14 - Iz.Salih Shamatah-BILL NO. 3.3: Main Pump Station-3.3.13- | Instrumentation and Control System Spare Parts as per specifications. | Approved
Qasr Rashwan - Lot B _0208 | CLI.CON-000001 |  |  | Approved
Qasr Rashwan - Lot B _0208 | CLI.CON-000001 | 13.15 - Salih Shamatah-Bill No.3.4: Mechanical Works - Pumping Station-3.4.8-a. | Ventilation system complete comprising of Fans with capacity of 1000 m3/hr., outlets, conduits, wires….etc for pump building, complete with all accessories As per Contract Documents | Approved
Qasr Rashwan - Lot B _0208 | CLI.CON-000001 |  |  | Approved
Qasr Rashwan - Lot B _0208 | CLI.CON-000001 | 13.25 - Iz.Salih Shamatah-BILL NO.7.2: Generator Shed-7.2.1-a | Supply, install, connect, test and commission of complete L.V. distribution boards (LP-GEN. SHED) the price include selectvity study, termination, Identifications, labling, glands, copper luggs as specified and as indicating drawings. System shall be lump sum complete in every respect with all necessary accessories and ancillary works. | Approved
Qasr Rashwan - Lot B _0208 | CLI.CON-000001 |  |  | Approved
Qasr Rashwan - Lot B _0208 | CLI.CON-000001 | 13.11 - Salih Shamatah-Bill No.2: Force Main Pipeline--2.7 | supplying and installing concrete encasement of 25cm around pipe under waterway to protect the pipe. All works required to complete the crossing with concrete encasement in accordance with Specifications 2.2.7.7 Concrete Encasement (Bedding and Surrounding), Contract Drawings and the Engineer's instructions | Approved
Qasr Rashwan - Lot B _0208 | CLI.CON-000001 |  |  | Approved
Qasr Rashwan - Lot B _0208 | CLI.CON-000001 | 13.13 - Iz.Salih Shamatah-BILL NO. 3.2: Main Pump Station-3.2.1- | Supply, install, connect, test and commission of complete L.V. distribution boards (LP-PS) the price include selectvity study, termination, Identifications, labling, glands, copper luggs as specified and as indicating drawings. System shall be lump sum complete in every respect with all necessary accessories and ancillary works. | Approved
Qasr Rashwan - Lot B _0208 | CLI.CON-000001 |  |  | Approved
Qasr Rashwan - Lot B _0208 | CLI.CON-000001 | 13.12 - Iz. Salih Shamatah - Bill No.3: PUMP STATION - 3.1.1 - b | Submersible Excavation | Approved
Qasr Rashwan - Lot B _0208 | CLI.CON-000001 |  |  | Approved
Qasr Rashwan - Lot B _0208 | CLI.CON-000001 | 13.21 - Iz. Salih Shamatah - Bill No.6: Admin Building - 6.1.3 - b.2 | 120 mm thick. | Approved
Qasr Rashwan - Lot B _0208 | CLI.CON-000001 |  |  | Approved
Qasr Rashwan - Lot B _0208 | CLI.CON-000001 | 13.10 - Salih Shamatah-BILL NO.1: SEWAGE NETWORK-1.2.1-a.1 | Depth to invert not exceeding 1.5 m | Approved
Qasr Rashwan - Lot B _0208 | CLI.CON-000001 |  |  | Approved
Qasr Rashwan - Lot B _0208 | CLI.CON-000001 | 13.13 - Iz.Salih Shamatah-BILL NO. 3.2: Main Pump Station-3.2.2-f | Enclosed Polycarbonate, Wall Mounting Luminaire IP65 With 20 Watt LED Lamp. | Approved
Qasr Rashwan - Lot B _0208 | CLI.CON-000001 |  |  | Approved
Qasr Rashwan - Lot B _0208 | CLI.CON-000001 | 13.18 - Iz.Salih Shamatah-BILL NO. 4.3: Guard room-4.3.2-d | Surface Mounted Luminaire (IP54) With 20W LED lamp. | Approved
Qasr Rashwan - Lot B _0208 | CLI.CON-000001 |  |  | Approved
Qasr Rashwan - Lot B _0208 | CLI.CON-000001 | 13.23 - Iz.Salih Shamatah- BILL NO. 6.3: Admin Room-6.3.5-a | Wall Mounted Exhaust Fan Outlet. | Approved
Qasr Rashwan - Lot B _0208 | CLI.CON-000001 |  |  | Approved
Qasr Rashwan - Lot B _0208 | CLI.CON-000001 | 13.14 - Iz.Salih Shamatah-BILL NO. 3.3: Main Pump Station-3.3.18- | Fire alarm system complete with Conventional fire alarm control panel, smoke detectors, heat detectors, manual call point, bell, fire alarm siren and wire and all necessary components (internal wires and outlets, etc) required to complete the system in perfect case, the fire alarm control panel shall be erected in pump operating room. | Approved
Qasr Rashwan - Lot B _0208 | CLI.CON-000001 |  |  | Approved
Qasr Rashwan - Lot B _0208 | CLI.CON-000001 |  |  | Approved
Qasr Rashwan - Lot B _0208 | CLI.CON-000001 | 14.23 - Iz. Abou Hussein-BILL NO. 6.2: Generator Shed-6.2.3-a | One Way, One-gang Lighting Switch 10A. | Approved
Qasr Rashwan - Lot B _0208 | CLI.CON-000001 |  |  | Approved
Qasr Rashwan - Lot B _0208 | CLI.CON-000001 | 14.16 - Iz. Abou Hussein - Bill No.4: Guard room - 4.1.5 - a | Supply and excite cement sand plaster for internal slabs, walls and beams with all metal accessories, the item includes substrate preparation, all required works of completion with the industry standards. As per Specification, Drawings and Engineer instructions. | Approved
Qasr Rashwan - Lot B _0208 | CLI.CON-000001 |  |  | Approved
Qasr Rashwan - Lot B _0208 | CLI.CON-000001 | 14.12 - Iz. Abou Hussein - Bill No.3: PUMP STATION - 3.1.2 - a.3 | For roof slopes, 30 mm to 140 mm thick | Approved
Qasr Rashwan - Lot B _0208 | CLI.CON-000001 |  |  | Approved
Qasr Rashwan - Lot B _0208 | CLI.CON-000001 | 14.12 - Iz. Abou Hussein - Bill No.3: PUMP STATION - 3.1.4 - a | Supply and apply two coats of oxidized bituminous paint insulation to reinforced concrete in contact with soil such as footings, ground beam, columns necks and masonry work to 15 cm upper the GL, sample shall be approved before execution and all required works shall be as per manufacturer's instructions, recommendations and Specification. | Approved
Qasr Rashwan - Lot B _0208 | CLI.CON-000001 |  |  | Approved
Qasr Rashwan - Lot B _0208 | CLI.CON-000001 | 14.16 - Iz. Abou Hussein - Bill No.4: Guard room - 4.1.2 - a.2 | For roof slopes, 30 mm to 140 mm thick | Approved
Qasr Rashwan - Lot B _0208 | CLI.CON-000001 |  |  | Approved
Qasr Rashwan - Lot B _0208 | CLI.CON-000001 | 14.17 - Abou Hussein-BILL NO. 4.2: Plumbing Works – Guard Room-4.2.4-a. | 75mm | Approved
Qasr Rashwan - Lot B _0208 | CLI.CON-000001 |  |  | Approved
Qasr Rashwan - Lot B _0208 | CLI.CON-000001 | 14.10 - Abou Hussein-BILL NO.1 : SEWAGE NETWORK-2.4.2-b | Crossing under ROAD by pipe jacking or macro-tunneling | Approved
Qasr Rashwan - Lot B _0208 | CLI.CON-000001 |  |  | Approved
Qasr Rashwan - Lot B _0208 | CLI.CON-000001 | 14.13 - Iz. Abou Hussein-BILL NO. 3.2: Main Pump Station-3.2.3-a | One Way, One-gang Lighting Switch 10A. | Approved
Qasr Rashwan - Lot B _0208 | CLI.CON-000001 |  |  | Approved
Qasr Rashwan - Lot B _0208 | CLI.CON-000001 | 14.21 - Iz. Abou Hussein-BILL NO. 5.3: Admin Room-6.3.5-b | Lighting outlets. | Approved
Qasr Rashwan - Lot B _0208 | CLI.CON-000001 |  |  | Approved
Qasr Rashwan - Lot B _0208 | CLI.CON-000001 | 14.23 - Iz. Abou Hussein-BILL NO. 6.2: Generator Shed-6.2.1-a | Supply, install, connect, test and commission of complete L.V. distribution boards (LP-GEN. SHED) the price include selectvity study, termination, Identifications, labling, glands, copper luggs as specified and as indicating drawings. System shall be lump sum complete in every respect with all necessary accessories and ancillary works. | Approved
Qasr Rashwan - Lot B _0208 | CLI.CON-000001 |  |  | Approved
Qasr Rashwan - Lot B _0208 | CLI.CON-000001 | 14.16 - Iz. Abou Hussein - Bill No.4: Guard room - 4.1.8 - c | Supply and apply of 90 cm high dry mix for skirting including substrate preparation, scaffoldings, grooves, and all required accessories as shown on Contract Drawings, recommended by manufacturer and approved by the Engineer prior to installation. | Approved
Qasr Rashwan - Lot B _0208 | CLI.CON-000001 |  |  | Approved
Qasr Rashwan - Lot B _0208 | CLI.CON-000001 | 14.19 - Iz. Abou Hussein - Bill No.5: Admin Building - 5.1.7 - c | Supply and lay marble / granite steps the riser 20 mm thick and the tread 40 mm thick including skirting & anti slip braking width 3 cm, as parallel lines as per drawings, specifications and approved sample. | Approved
Qasr Rashwan - Lot B _0208 | CLI.CON-000001 |  |  | Approved
Qasr Rashwan - Lot B _0208 | CLI.CON-000001 | 14.10 - Abou Hussein-BILL NO.1 : SEWAGE NETWORK--1.1 | Wooden formwork left in their places after the construction and backfilling works completed as approved and instructed by the Engineer | Approved
Qasr Rashwan - Lot B _0208 | CLI.CON-000001 |  |  | Approved
Qasr Rashwan - Lot B _0208 | CLI.CON-000001 | 14.11 - Abou Hussein-BILL NO.2 : Force Main Pipeline-2.3.5-a | 90º (150mm) | Approved
Qasr Rashwan - Lot B _0208 | CLI.CON-000001 |  |  | Approved
Qasr Rashwan - Lot B _0208 | CLI.CON-000001 | 14.25 - Iz. Abou Hussein - Bill No.8: Site Work - 8.2.7 - a. | Supply and apply of Dry mix paint for facades including substrate preparation, scaffoldings, grooves, applying three coats of paint as per required colors and all required accessories as shown on the Contract Drawings, recommended by manufacturer and approved by the Engineer prior to installation. | Approved
Qasr Rashwan - Lot B _0208 | CLI.CON-000001 | 15.16 - Iz. Al Burm - Bill No.4: Guard room - 4.1.4 - b. | Supply and installation of horizontal prefabricated moisture Insulation membrane to the wet areas with 4mm thick for floor and roof, including joints, fixtures, overlaps not less than 100 mm and item include all surface preparation steps, coating with 2 layers of primer bitumen coat, metal flashing, internal angle fillets, upstand to vertical surfaces and waterproofing to all openings and around pipes and water drains, Polystyrene sheet 1mm, protection Sand-cement mortar screed, 30 mm thick as per manufacturer's instructions, Contract Drawing, recommendations and Specification. | Approved
Qasr Rashwan - Lot B _0208 | CLI.CON-000001 |  |  | Approved
Qasr Rashwan - Lot B _0208 | CLI.CON-000001 | 15.15 - Al Burm-Bill No.3.4: Mechanical Works - Pumping Station-3.4.4-b. | Dismantling joint, dia. 250 mm. | Approved
Qasr Rashwan - Lot B _0208 | CLI.CON-000001 |  |  | Approved
Qasr Rashwan - Lot B _0208 | CLI.CON-000001 | 15.15 - Al Burm-Bill No.3.4: Mechanical Works - Pumping Station--3.4.9 | Basket screen including all accessories as specified in technical specifications. | Approved
Qasr Rashwan - Lot B _0208 | CLI.CON-000001 |  |  | Approved
Qasr Rashwan - Lot B _0208 | CLI.CON-000001 | 15.19 - Iz. Al Burm - Bill No.5: Store - 5.1.7 - a.1 | Abrasion, friction and shock resistant ceramic | Approved
Qasr Rashwan - Lot B _0208 | CLI.CON-000001 |  |  | Approved
Qasr Rashwan - Lot B _0208 | CLI.CON-000001 | 15.17 | BILL NO. 4.2 Plumbing Works – Guard Room | Approved
Qasr Rashwan - Lot B _0208 | CLI.CON-000001 |  |  | Approved
Qasr Rashwan - Lot B _0208 | CLI.CON-000001 | 15.15 - Al Burm-Bill No.3.4: Mechanical Works - Pumping Station--3.4.2 | Supply only Submersible Pump in store 32 L/s, 26 m head coupled with Electric Motor complete with submersible cable, all protection items….etc) and all accessories required for a good working condition, as per Contract Documents. | Approved
Qasr Rashwan - Lot B _0208 | CLI.CON-000001 |  |  | Approved
Qasr Rashwan - Lot B _0208 | CLI.CON-000001 | 15.21 - Iz. Al Burm - Bill No.6: Admin Building - 6.1.3 - c.1 | 250 mm thick. | Approved
Qasr Rashwan - Lot B _0208 | CLI.CON-000001 |  |  | Approved
Qasr Rashwan - Lot B _0208 | CLI.CON-000001 | 15.16 - Iz. Al Burm - Bill No.4: Guard room - 4.1.2 - a.2 | For roof slopes, 30 mm to 140 mm thick | Approved
Qasr Rashwan - Lot B _0208 | CLI.CON-000001 |  |  | Approved
Qasr Rashwan - Lot B _0208 | CLI.CON-000001 | 15.15 - Al Burm-Bill No.3.4: Mechanical Works - Pumping Station-3.4.3-a. | D.C.I, K9, flanged pipes, dia. 200 mm. | Approved
Qasr Rashwan - Lot B _0208 | CLI.CON-000001 |  |  | Approved
Qasr Rashwan - Lot B _0208 | CLI.CON-000001 | 15.16 - Iz. Al Burm - Bill No.4: Guard room - 4.1.1 - a. | Excavation from ground level to required depth and grades in all types of soil except the rock, including support system, floading with water, dewatering, compacting bottom of excavation using dynamic roller, transporting excavated materials to the approved off-Site disposal area as per drawings, specifications and geotechnical report. | Approved
Qasr Rashwan - Lot B _0208 | CLI.CON-000001 |  |  | Approved
Qasr Rashwan - Lot B _0208 | CLI.CON-000001 | 15.27 - Iz. Al Burm - Bill No.9: Site Work - 9.2.3 - a. | 250 mm thick. | Approved
Qasr Rashwan - Lot B _0208 | CLI.CON-000001 |  |  | Approved
Qasr Rashwan - Lot B _0208 | CLI.CON-000001 | 15.13 - Iz. Al Burm-BILL NO. 3.2: Main Pump Station-3.2.2-d | Ditto As Above But For Maintained Electricity Duration. Provided With Emergency Unit For 3 Hours | Approved
Qasr Rashwan - Lot B _0208 | CLI.CON-000001 |  |  | Approved
Qasr Rashwan - Lot B _0208 | CLI.CON-000001 | 15.27 - Iz. Al Burm - Bill No.9: Site Work - 9.3.3 - 9.3.4 | Circular Manholes: Construction of in-situ cast fair faced plain concrete (Grade C30) manholes. Price includes all supplies, excavation in all types of soil except the rock, removal and disposal of the excavated material, debris and rubble disposal to the designated dump yard, trench shoring and supports, soil replacement if any,sheeting, surface dewatering, forming flexible joints at manhole entrances, including short pieces, benching at the manhole base, internal and external protection, backfilling in compacted layers using approved soil material and testing, reinstatement of ground surface and road pavements of every kind and restoring every thing to their original conditions including asphalt and other paved areas, manhole cover and frame D400 made of polymeric material such as (GRP) or alternative, epoxy coated non-slip finish manhole steps and all other accessories and fittings that are required for a complete manhole all as shown and detailed in the Contract Drawings and Specifications | Approved
Qasr Rashwan - Lot B _0208 | CLI.CON-000001 |  |  | Approved
Qasr Rashwan - Lot B _0208 | CLI.CON-000001 | 15.16 - Iz. Al Burm - Bill No.4: Guard room - 4.1.5 - a | Supply and excite cement sand plaster for internal slabs, walls and beams with all metal accessories, the item includes substrate preparation, all required works of completion with the industry standards. As per Specification, Drawings and Engineer instructions. | Approved
Qasr Rashwan - Lot B _0208 | CLI.CON-000001 |  |  | Approved
Qasr Rashwan - Lot B _0208 | CLI.CON-000001 | 15.21 - Iz. Al Burm - Bill No.6: Admin Building - 6.1.2 - b.1 | for foundation | Approved
Qasr Rashwan - Lot B _0208 | CLI.CON-000001 |  |  | Approved
Qasr Rashwan - Lot B _0208 | CLI.CON-000001 | 15.10 - Al Burm-BILL NO. 1: SEWAGE NETWORK-1.5.3-d | Pipe coupler | Approved
Qasr Rashwan - Lot B _0208 | CLI.CON-000001 |  |  | Approved
Qasr Rashwan - Lot B _0208 | CLI.CON-000001 | 15.27 - Iz. Al Burm - Bill No.9: Site Work - 9.2.4 - a | Supply and apply two coats of oxidized bituminous paint insulation to reinforced concrete in contact with soil such as footings, ground beam, columns pedestal and masonry work to 15 cm upper the GL, sample shall be approved before execution and all required works shall be as per manufacturer's instructions, recommendations and Specification. | Approved
Qasr Rashwan - Lot B _0208 | CLI.CON-000001 |  |  | Approved
Qasr Rashwan - Lot B _0208 | CLI.CON-000001 | 15.24 - Iz. Al Burm - Bill No.7: Generator Shed - 7.1 - 7.1.b | Supplying, install and fabrication Pre-Engineered Steel Shade Structures. The price includes all the necessary steel section, bolts, C- channel and corrugated sheet , fixing, paints, fitting and accessories as required by the specifications. provided that the work is completed in full according to the Contract Drawings, Technical Specifications, industry assets and the instructions of the Engineer. | Approved
Qasr Rashwan - Lot B _0208 | CLI.CON-000001 |  |  | Approved
Qasr Rashwan - Lot B _0208 | CLI.CON-000001 | 15.10 - Al Burm-BILL NO. 1: SEWAGE NETWORK-1.1.1-b.3 | Ditto, depth to invert between 2.51 m and 3.50 m | Approved
Qasr Rashwan - Lot B _0208 | CLI.CON-000001 |  |  | Approved
Qasr Rashwan - Lot B _0208 | CLI.CON-000001 | 15.10 - Al Burm-BILL NO. 1: SEWAGE NETWORK-1.1.1-f.2 | Ditto, depth to invert between 4.51 m and 5.50 m | Approved
Qasr Rashwan - Lot B _0208 | CLI.CON-000001 |  |  | Approved
Qasr Rashwan - Lot B _0208 | CLI.CON-000001 | 15.15 - Al Burm-Bill No.3.4: Mechanical Works - Pumping Station-3.4.4-d. | Flanged Wall piece, dia. 250 mm. | Approved
Qasr Rashwan - Lot B _0208 | CLI.CON-000001 |  |  | Approved
Qasr Rashwan - Lot B _0208 | CLI.CON-000001 | 15.27 - Iz. Al Burm - Bill No.9: Site Work - 9.2.6 - a. | Type D1, 4,000 mm width x 2,500 mm height | Approved
Qasr Rashwan - Lot B _0208 | CLI.CON-000001 |  |  | Approved
Qasr Rashwan - Lot B _0208 | CLI.CON-000001 | 15.27 - Iz. Al Burm - Bill No.9: Site Work - 9.2.2 - c | Supply and casting of in-place reinforced concrete Grade C25 in super structure for column and capping, including: formwork, scaffolding, expansion and construction joints, Steel bar reinforcement, joint filler and sealant, accessories, transporting, mixing, casting, finishing, compaction by vibratory, spraying, curing, and testing as required by the specifications. | Approved
Qasr Rashwan - Lot B _0208 | CLI.CON-000001 |  |  | Approved
Qasr Rashwan - Lot B _0208 | CLI.CON-000001 | 15.11 - Al Burm-Bill No. 2: Force Main Pipeline-2.3.3-c | Flange spigot with puddle flanged pieces 150mm | Approved
Qasr Rashwan - Lot B _0208 | CLI.CON-000001 |  |  | Approved
Qasr Rashwan - Lot B _0208 | CLI.CON-000001 | 15.13 - Iz. Al Burm-BILL NO. 3.2: Main Pump Station-3.2.3-c | One Way, Two-gang Lighting Switch 10A. | Approved
Qasr Rashwan - Lot B _0208 | CLI.CON-000001 |  |  | Approved
Qasr Rashwan - Lot B _0208 | CLI.CON-000001 | 15.14 - Iz. Al Burm-BILL NO. 3.3: Main Pump Station-3.3.16- | Layout external lighting complete with (Solar lighting poles (solar panels, battery, LED light, charger), boundary wall lighting, wires, UPVC and PVC Conduits,…..etc) and all accessories as per Contract documents. | Approved
Qasr Rashwan - Lot B _0208 | CLI.CON-000001 |  |  | Approved
Qasr Rashwan - Lot B _0208 | CLI.CON-000001 | 15.11 - Al Burm-Bill No. 2: Force Main Pipeline-2.3.4-b | Dismantling joint 150mm | Approved
Qasr Rashwan - Lot B _0208 | CLI.CON-000001 |  |  | Approved
Qasr Rashwan - Lot B _0208 | CLI.CON-000001 | 15.14 - Iz. Al Burm-BILL NO. 3.3: Main Pump Station-3.3.9- | Supply, installation, calibration, connection and testing of Pressure Switch with a range of 0 to 10 bar and all necessary accessories required for installation and operation requirements. | Approved
Qasr Rashwan - Lot B _0208 | CLI.CON-000001 |  |  | Approved
Qasr Rashwan - Lot B _0208 | CLI.CON-000001 | 15.16 - Iz. Al Burm - Bill No.4: Guard room - 4.1.2 - b.2 | For grade slabs, 100 mm thick | Approved
Qasr Rashwan - Lot B _0208 | CLI.CON-000001 |  |  | Approved
Qasr Rashwan - Lot B _0208 | CLI.CON-000001 | 15.21 - Iz. Al Burm - Bill No.6: Admin Building - 6.1.7 - c | Supply and lay marble / granite steps the riser 20 mm thick and the tread 40 mm thick including skirting & anti slip braking width 3 cm, as parallel lines as per drawings, specifications and approved sample. | Approved
Qasr Rashwan - Lot B _0208 | CLI.CON-000001 |  |  | Approved
Qasr Rashwan - Lot B _0208 | CLI.CON-000001 | 15.12 - Iz. Al Burm - Bill No.3: PUMP STATION - 3.1.7 - c | Supply and lay marble / granite steps the riser 20 mm thick and the tread 40 mm thick including skirting & anti slip braking width 3 cm, as parallel lines as per drawings, specifications and approved sample. | Approved
Qasr Rashwan - Lot B _0208 | CLI.CON-000001 |  |  | Approved
Qasr Rashwan - Lot B _0208 | CLI.CON-000001 | 15.19 - Iz. Al Burm - Bill No.5: Store - 5.1.4 - c. | Supply and installation of 50 mm extruded polystyrene boards for roof heat insulation with minimum density 35 kg/cm²; the work include Polystyrene sheet 1mm layer. Sample shall be approved before execution and all required works shall be as per manufacturer's instructions, recommendations and Specification. | Approved
Qasr Rashwan - Lot B _0208 | CLI.CON-000001 |  |  | Approved
Qasr Rashwan - Lot B _0208 | CLI.CON-000001 | 15.15 - Al Burm-Bill No.3.4: Mechanical Works - Pumping Station-3.4.3-f. | Flanged Wall piece, dia. 200 mm. | Approved
Qasr Rashwan - Lot B _0208 | CLI.CON-000001 |  |  | Approved
Qasr Rashwan - Lot B _0208 | CLI.CON-000001 | 15.12 - Iz. Al Burm - Bill No.3: PUMP STATION - 3.1.2 - c | Supply and install the steel structure for the edge of the wet well to support the concrete structure of the wet well includes the steel reinforcement for walls of the pit, steel SIB for pit floor, beam of dicophyl, plates, angles, bolts, nuts and washers as required by drawings, specifications and Engineer instructions. | Approved
Qasr Rashwan - Lot B _0208 | CLI.CON-000001 |  |  | Approved
Qasr Rashwan - Lot B _0208 | CLI.CON-000001 | 15.12 - Iz. Al Burm - Bill No.3: PUMP STATION - 3.1.9 - a | 75mm dia. | Approved
Qasr Rashwan - Lot B _0208 | CLI.CON-000001 |  |  | Approved
Qasr Rashwan - Lot B _0208 | CLI.CON-000001 | 15.15 - Al Burm-Bill No.3.4: Mechanical Works - Pumping Station-3.4.6-a. | Supply, Test, Delivery, Erection of Hammering control systems, complete all accessories as per Contract documents, the Contractor is responsible for the anti- hammer system .protection system comprises of the following components:- - Hybrid surge vessel 5 m3 ( d: 1.5 m - 3 m height ) | Approved
Qasr Rashwan - Lot B _0208 | CLI.CON-000001 |  |  | Approved
Qasr Rashwan - Lot B _0208 | CLI.CON-000001 | 15.14 - Iz. Al Burm-BILL NO. 3.3: Main Pump Station-3.3.15- | Prime Power Diesel Generator 140KVA (at least) (Canopy Type - Under Shed) complete with outgoing circuit breaker (MCCB) and fully equipped with all accessories as per Contract Documents and complete with all accessories required for erection and good working conditions. | Approved
Qasr Rashwan - Lot B _0208 | CLI.CON-000001 |  |  | Approved
Qasr Rashwan - Lot B _0208 | CLI.CON-000001 | 15.20 - Iz. Al Burm-BILL NO. 5.2: Store-5.2.5-b | Lighting outlets. | Approved
Qasr Rashwan - Lot B _0208 | CLI.CON-000001 |  |  | Approved
Qasr Rashwan - Lot B _0208 | CLI.CON-000001 | 15.21 - Iz. Al Burm - Bill No.6: Admin Building - 6.1.4 - b. | Supply and installation of horizontal prefabricated moisture Insulation membrane to the wet areas with 4mm thick for floor and roof, including joints, fixtures, overlaps not less than 100 mm and item include all surface preparation steps, coating with 2 layers of primer bitumen coat, metal flashing, internal angle fillets, upstand to vertical surfaces and waterproofing to all openings and around pipes and water drains, Polystyrene sheet 1mm, protection Sand-cement mortar screed, 30 mm thick as per manufacturer's instructions, Contract Drawing, recommendations and Specification. | Approved
Qasr Rashwan - Lot B _0208 | CLI.CON-000001 |  |  | Approved
Qasr Rashwan - Lot B _0208 | CLI.CON-000001 | 15.13 - Iz. Al Burm-BILL NO. 3.2: Main Pump Station-3.2.3-a | One Way, One-gang Lighting Switch 10A. | Approved
Qasr Rashwan - Lot B _0208 | CLI.CON-000001 |  |  | Approved
Qasr Rashwan - Lot B _0208 | CLI.CON-000001 | 15.11 - Al Burm-Bill No. 2: Force Main Pipeline-2.5.1-a | Gate valve 250mm dia. | Approved
Qasr Rashwan - Lot B _0208 | CLI.CON-000001 |  |  | Approved
Qasr Rashwan - Lot B _0208 | CLI.CON-000001 | 15.10 - Al Burm-BILL NO. 1: SEWAGE NETWORK--1.8 | Deep Dewatering according to soil investigation, specification and Engineer instruction. | Approved
Qasr Rashwan - Lot B _0208 | CLI.CON-000001 |  |  | Approved
Qasr Rashwan - Lot B _0208 | CLI.CON-000001 | 15.21 - Iz. Al Burm - Bill No.6: Admin Building - 6.1.6 - b.1 | Type W1, 1,000 mm width x 1,000 mm height | Approved
Qasr Rashwan - Lot B _0208 | CLI.CON-000001 |  |  | Approved
Qasr Rashwan - Lot B _0208 | CLI.CON-000001 | 15.21 - Iz. Al Burm - Bill No.6: Admin Building - 6.1.6 - a.1 | Type D1, size 800mmx2,200mm | Approved
Qasr Rashwan - Lot B _0208 | CLI.CON-000001 |  |  | Approved
Qasr Rashwan - Lot B _0208 | CLI.CON-000001 | 15.23 - Iz. Al Burm- BILL NO. 6.3: Admin Room-6.3.2-c | Enclosed Polycarbonate, Wall Mounting Luminaire IP65 With 20 Watt LED Lamp. | Approved
Qasr Rashwan - Lot B _0208 | CLI.CON-000001 |  |  | Approved
Qasr Rashwan - Lot B _0208 | CLI.CON-000001 | 15.15 - Al Burm-Bill No.3.4: Mechanical Works - Pumping Station-3.4.3-e. | Flanged Elbow 90o, dia. 200 mm. | Approved
Qasr Rashwan - Lot B _0208 | CLI.CON-000001 |  |  | Approved
Qasr Rashwan - Lot B _0208 | CLI.CON-000001 | 15.27 - Iz. Al Burm - Bill No.9: Site Work - 9.3.1 - a. | 25mm dia. | Approved
Qasr Rashwan - Lot B _0208 | CLI.CON-000001 |  |  | Approved
Qasr Rashwan - Lot B _0208 | CLI.CON-000001 | 15.21 - Iz. Al Burm - Bill No.6: Admin Building - 6.1.8 - a | Supply and apply of acrylic paint for internal walls and ceiling including substrate preparation, applying three coats of paint as per required colors and all required accessories as shown on drawings, specified in the Contract documents, recommended by manufacturer and approved by the Engineer prior to installation. | Approved
Qasr Rashwan - Lot B _0208 | CLI.CON-000001 |  |  | Approved
Qasr Rashwan - Lot B _0208 | CLI.CON-000001 | 15.11 - Al Burm-Bill No. 2: Force Main Pipeline-2.3.5-a | 90º (150mm) | Approved
Qasr Rashwan - Lot B _0208 | CLI.CON-000001 |  |  | Approved
Qasr Rashwan - Lot B _0208 | CLI.CON-000001 | 15.14 - Iz. Al Burm-BILL NO. 3.3: Main Pump Station-3.3.8- | Supply, installation, calibration, connection and testing of Pressure Transmitter with a range of 0 to 10 bar including all necessary accessories required for installation and operation requirements. | Approved
Qasr Rashwan - Lot B _0208 | CLI.CON-000001 |  |  | Approved
Qasr Rashwan - Lot B _0208 | CLI.CON-000001 | 15.16 - Iz. Al Burm - Bill No.4: Guard room - 4.1.1 - b. | Extra over for excavation in rock. | Approved
Qasr Rashwan - Lot B _0208 | CLI.CON-000001 |  |  | Approved
Qasr Rashwan - Lot B _0208 | CLI.CON-000001 | 15.10 - Al Burm-BILL NO. 1: SEWAGE NETWORK-1.2.1-b.8 | Ditto, depth to invert between 5.51 m and 6.00 m | Approved
Qasr Rashwan - Lot B _0208 | CLI.CON-000001 |  |  | Approved
Qasr Rashwan - Lot B _0208 | CLI.CON-000001 | 15.16 - Iz. Al Burm - Bill No.4: Guard room - 4.1.8 - c | Supply and apply of 90 cm high dry mix for skirting including substrate preparation, scaffoldings, grooves, and all required accessories as shown on Contract Drawings, recommended by manufacturer and approved by the Engineer prior to installation. | Approved
Qasr Rashwan - Lot B _0208 | CLI.CON-000001 |  |  | Approved
Qasr Rashwan - Lot B _0208 | CLI.CON-000001 | 15.16 - Iz. Al Burm - Bill No.4: Guard room - 4.1.7 - b | Supply and installation of ceramic tiles, pattern as shown on drawings including cement mortar, setting bed, grouting, pointing, fixing, support and all required accessories. Complete as shown on drawings, specified in the Contract documents, recommended by manufacturer and approved by the Engineer prior to installation. | Approved
Qasr Rashwan - Lot B _0208 | CLI.CON-000001 |  |  | Approved
Qasr Rashwan - Lot B _0208 | CLI.CON-000001 | 15.12 - Iz. Al Burm - Bill No.3: PUMP STATION - 3.1.4 - e | Supply and installation of 50 mm extruded polystyrene boards for roof heat insulation with minimum density 35 kg/cm²; the work include Polystyrene sheet 1mm layer. Sample shall be approved before execution and all required works shall be as per manufacturer's instructions, recommendations and Specification. | Approved
Qasr Rashwan - Lot B _0208 | CLI.CON-000001 |  |  | Approved
Qasr Rashwan - Lot B _0208 | CLI.CON-000001 | 15.16 - Iz. Al Burm - Bill No.4: Guard room - 4.1.6 - b.1 | Type W1, 1,000 mm width x 1,000 mm height | Approved
Qasr Rashwan - Lot B _0208 | CLI.CON-000001 |  |  | Approved
Qasr Rashwan - Lot B _0208 | CLI.CON-000001 | 15.12 - Iz. Al Burm - Bill No.3: PUMP STATION - 3.1.1 - a | Structural excavation | Approved
Qasr Rashwan - Lot B _0208 | CLI.CON-000001 |  |  | Approved
Qasr Rashwan - Lot B _0208 | CLI.CON-000001 | 15.20 - Iz. Al Burm-BILL NO. 5.2: Store-5.2.2-b | Ditto As Above But For Maintained Electricity Duration. Provided With Emergency Unit For 3 Hours | Approved
Qasr Rashwan - Lot B _0208 | CLI.CON-000001 |  |  | Approved
Qasr Rashwan - Lot B _0208 | CLI.CON-000001 | 15.14 - Iz. Al Burm-BILL NO. 3.3: Main Pump Station-3.3.20- | Supply and Delivery spare parts of the following equipment as per tendered documents: - Pump unit. - Main Low-Tension Switchboard. - Generator unit. | Approved
Qasr Rashwan - Lot B _0208 | CLI.CON-000001 |  |  | Approved
Qasr Rashwan - Lot B _0208 | CLI.CON-000001 | 15.11 - Al Burm-Bill No. 2: Force Main Pipeline-2.3.1-a | Non- return valve 250 mm dia. | Approved
Qasr Rashwan - Lot B _0208 | CLI.CON-000001 |  |  | Approved
Qasr Rashwan - Lot B _0208 | CLI.CON-000001 | 15.25 - Iz. Al Burm-BILL NO.7.2: Generator Shed-7.2.2-a | Surface mounted luminaire with 1x60 watt led lamps, With (IP54) | Approved
Qasr Rashwan - Lot B _0208 | CLI.CON-000001 |  |  | Approved
Qasr Rashwan - Lot B _0208 | CLI.CON-000001 | 15.12 - Iz. Al Burm - Bill No.3: PUMP STATION - 3.1.7 - a.1 | Abrasion, friction, acids and shock resistant ceramic | Approved
Qasr Rashwan - Lot B _0208 | CLI.CON-000001 |  |  | Approved
Qasr Rashwan - Lot B _0208 | CLI.CON-000001 | 15.14 - Iz. Al Burm-BILL NO. 3.3: Main Pump Station-3.3.10- | Supply, installation, calibration, connection and testing of Pressure gauge with a range of 0 to 10 bar and all necessary accessories required for installation and operation requirements. | Approved
Qasr Rashwan - Lot B _0208 | CLI.CON-000001 |  |  | Approved
Qasr Rashwan - Lot B _0208 | CLI.CON-000001 | 15.22 | BILL NO. 6.2 Plumbing Works – Admin Room | Approved
Qasr Rashwan - Lot B _0208 | CLI.CON-000001 |  |  | Approved
Qasr Rashwan - Lot B _0208 | CLI.CON-000001 | 15.14 - Iz. Al Burm-BILL NO. 3.3: Main Pump Station-3.3.19- | Supply, install, connect and test a complete closed circuit surveillance TV (CCTV) system complete with Weatherproof fixed camera HD, Weatherproof Motorized cameras HD, DVR, Rack, UPS, Joystick, remote controller, color photos printer, conduits, Coaxial cables, control cables, LED screen, boxes between devices, UPS....etc. and all necessary works to complete works as per specifications and contract documents. | Approved
Qasr Rashwan - Lot B _0208 | CLI.CON-000001 |  |  | Approved
Qasr Rashwan - Lot B _0208 | CLI.CON-000001 | 15.12 - Iz. Al Burm - Bill No.3: PUMP STATION - 3.1.1 - d | Supply, backfilling and compaction to the required grades with approved clean sand on layers not more than 25 cm thick. The layers are to be compacted by means of vibratory type equipment to obtain 95% of maximum dry density as per specifications. | Approved
Qasr Rashwan - Lot B _0208 | CLI.CON-000001 |  |  | Approved
Qasr Rashwan - Lot B _0208 | CLI.CON-000001 | 15.11 - Al Burm-Bill No. 2: Force Main Pipeline-2.5.5-b | 90º (150mm) | Approved
Qasr Rashwan - Lot B _0208 | CLI.CON-000001 |  |  | Approved
Qasr Rashwan - Lot B _0208 | CLI.CON-000001 | 15.10 - Al Burm-BILL NO. 1: SEWAGE NETWORK-1.6.3-c | Concrete encasement 25cm (300mm) | Approved
Qasr Rashwan - Lot B _0208 | CLI.CON-000001 |  |  | Approved
Qasr Rashwan - Lot B _0208 | CLI.CON-000001 | 15.15 - Al Burm-Bill No.3.4: Mechanical Works - Pumping Station--3.4.1 | Submersible Pump 32 L/s, 26 m head coupled with Electric Motor complete with (mating bend, guide rails, coupling, submersible cable, all protection items….etc) and all accessories required for a good working condition, as per Contract Documents. | Approved
Qasr Rashwan - Lot B _0208 | CLI.CON-000001 |  |  | Approved
Qasr Rashwan - Lot B _0208 | CLI.CON-000001 | 15.12 - Iz. Al Burm - Bill No.3: PUMP STATION - 3.1.6 - d | Supply, fabrication and erection of galvanized steel ladder wall mounted with safety cage including all required steel members, galvanizing, formulation, painting, welding, jointing, all fixings and accessories. Complete as shown on drawings, Detailed shop drawings must be submitted by the contractor and approved by the Engineer prior to fabrication. | Approved
Qasr Rashwan - Lot B _0208 | CLI.CON-000001 |  |  | Approved
Qasr Rashwan - Lot B _0208 | CLI.CON-000001 | 15.12 - Iz. Al Burm - Bill No.3: PUMP STATION - 3.1.4 - d | Supply and installation of horizontal prefabricated moisture Insulation membrane to the wet areas with 4mm thick for floor and roof, including joints, fixtures, overlaps not less than 100 mm and item include all surface preparation steps, coating with 2 layers of primer bitumen coat, metal flashing, internal angle fillets, upstand to vertical surfaces and waterproofing to all openings and around pipes and water drains, Polystyrene sheet 1mm, protection Sand-cement mortar screed, 30 mm thick as per manufacturer's instructions, Contract Drawing, recommendations and Specification. | Approved
Qasr Rashwan - Lot B _0208 | CLI.CON-000001 |  |  | Approved
Qasr Rashwan - Lot B _0208 | CLI.CON-000001 | 15.17 - Al Burm-BILL NO. 4.2: Plumbing Works – Guard Room-4.2.5-b. | 75mm dia BILL NO. 6.2: Plumbing Works – Admin Room | Approved
Qasr Rashwan - Lot B _0208 | CLI.CON-000001 |  |  | Approved
Qasr Rashwan - Lot B _0208 | CLI.CON-000001 | 15.10 - Al Burm-BILL NO. 1: SEWAGE NETWORK-1.1.1-c.2 | Ditto, depth to invert between 1.51 m and 2.50 m | Approved
Qasr Rashwan - Lot B _0208 | CLI.CON-000001 |  |  | Approved
Qasr Rashwan - Lot B _0208 | CLI.CON-000001 | 15.12 - Iz. Al Burm - Bill No.3: PUMP STATION - 3.1.1 - c | Extra over for excavation in rock. | Approved
Qasr Rashwan - Lot B _0208 | CLI.CON-000001 |  |  | Approved
Qasr Rashwan - Lot B _0208 | CLI.CON-000001 | 15.27 - Iz. Al Burm - Bill No.9: Site Work - 9.2.7 - b. | Supply and apply of 50 cm high dry mix for skirting including substrate preparation, scaffoldings, grooves, and all required accessories as shown on Contract Drawings, recommended by manufacturer and approved by the Engineer prior to installation. | Approved
Qasr Rashwan - Lot B _0208 | CLI.CON-000001 |  |  | Approved
Qasr Rashwan - Lot B _0208 | CLI.CON-000001 | 15.23 | BILL NO. 6.3 Electrical Works – Admin Room | Approved
Qasr Rashwan - Lot B _0208 | CLI.CON-000001 |  |  | Approved
Qasr Rashwan - Lot B _0208 | CLI.CON-000001 | 15.16 - Iz. Al Burm - Bill No.4: Guard room - 4.1.3 - c.1 | 250 mm thick. | Approved
Qasr Rashwan - Lot B _0208 | CLI.CON-000001 |  |  | Approved
Qasr Rashwan - Lot B _0208 | CLI.CON-000001 | 15.16 - Iz. Al Burm - Bill No.4: Guard room - 4.1.3 - b.2 | 120 mm thick. | Approved
Qasr Rashwan - Lot B _0208 | CLI.CON-000001 |  |  | Approved
Qasr Rashwan - Lot B _0208 | CLI.CON-000001 | 15.15 - Al Burm-Bill No.3.4: Mechanical Works - Pumping Station-3.4.8-a. | Ventilation system complete comprising of Fans with capacity of 1000 m3/hr., outlets, conduits, wires….etc for pump building, complete with all accessories As per Contract Documents | Approved
Qasr Rashwan - Lot B _0208 | CLI.CON-000001 |  |  | Approved
Qasr Rashwan - Lot B _0208 | CLI.CON-000001 | 15.27 - Iz. Al Burm - Bill No.9: Site Work - 9.2.6 - b. | Type D2, 1,000 mm width x 2,500 mm height | Approved
Qasr Rashwan - Lot B _0208 | CLI.CON-000001 |  |  | Approved
Qasr Rashwan - Lot B _0208 | CLI.CON-000001 | 15.21 - Iz. Al Burm - Bill No.6: Admin Building - 6.1.5 - a | Supply and excite cement sand plaster for internal slabs, walls and beams with all metal accessories, the item includes substrate preparation, all required works of completion with the industry standards. As per Specification, Drawings and Engineer instructions. | Approved
Qasr Rashwan - Lot B _0208 | CLI.CON-000001 |  |  | Approved
Qasr Rashwan - Lot B _0208 | CLI.CON-000001 | 15.27 - Iz. Al Burm - Bill No.9: Site Work - 9.2.1 - c | Supply, backfilling and compaction to the required grades with approved clean sand on layers not more than 25 cm thick. The layers are to be compacted by means of vibratory type equipment to obtain 95% of maximum dry density as per specifications. | Approved
Qasr Rashwan - Lot B _0208 | CLI.CON-000001 |  |  | Approved
Qasr Rashwan - Lot B _0208 | CLI.CON-000001 | 15.10 - Al Burm-BILL NO. 1: SEWAGE NETWORK--1.1 | Wooden formwork left in their places after the construction and backfilling works completed as approved and instructed by the Engineer Bill No. 2: Force Main Pipeline | Approved
Qasr Rashwan - Lot B _0208 | CLI.CON-000001 |  |  | Approved
Qasr Rashwan - Lot B _0208 | CLI.CON-000001 | 15.10 - Al Burm-BILL NO. 1: SEWAGE NETWORK-1.1.1-f.1 | Depth to invert between 3.51 m and 4.50 m | Approved
Qasr Rashwan - Lot B _0208 | CLI.CON-000001 |  |  | Approved
Qasr Rashwan - Lot B _0208 | CLI.CON-000001 | 15.19 - Iz. Al Burm - Bill No.5: Store - 5.1.2 - a.2 | For roof slopes, 30 mm to 140 mm thick | Approved
Qasr Rashwan - Lot B _0208 | CLI.CON-000001 |  |  | Approved
Qasr Rashwan - Lot B _0208 | CLI.CON-000001 | 15.12 - Iz. Al Burm - Bill No.3: PUMP STATION - 3.1.4 - c | Supply and apply of waterproofing for the internal surfaces resistant to acids for internal surfaces of the pump structure (floors, walls, ceilings, etc.) including epoxy paints, screed, hardener and all required accessories all necessary works (contractor should submit samples for approval by the engineer) . according to drawings, specifications and recommended by the manufacturer and approved by the Engineer prior to installation. | Approved
Qasr Rashwan - Lot B _0208 | CLI.CON-000001 |  |  | Approved
Qasr Rashwan - Lot B _0208 | CLI.CON-000001 | 15.23 - Iz. Al Burm- BILL NO. 6.3: Admin Room-6.3.2-a | Surface mounted luminaire with 1x60 watt led lamps, With (IP20) | Approved
Qasr Rashwan - Lot B _0208 | CLI.CON-000001 |  |  | Approved
Qasr Rashwan - Lot B _0208 | CLI.CON-000001 | 14.15 - Abou Hussein-Bill No.3.4: Mechanical Works - Pumping Station-3.4.6-a. | Supply, Test, Delivery, Erection of Hammering control systems, complete all accessories as per Contract documents, the Contractor is responsible for the anti- hammer system .protection system comprises of the following components:- - Hybrid surge vessel 5 m3 ( d: 1.5 m - 3 m height ) | Approved
Qasr Rashwan - Lot B _0208 | CLI.CON-000001 |  |  | Approved
Qasr Rashwan - Lot B _0208 | CLI.CON-000001 | 14.19 - Iz. Abou Hussein - Bill No.5: Admin Building - 5.1.3 - a.1 | 250 mm thick. | Approved
Qasr Rashwan - Lot B _0208 | CLI.CON-000001 |  |  | Approved
Qasr Rashwan - Lot B _0208 | CLI.CON-000001 | 14.15 - Abou Hussein-Bill No.3.4: Mechanical Works - Pumping Station--3.4.2 | Supply only Submersible Pump in store 15 L/s, 20 m head coupled with Electric Motor complete with submersible cable, all protection items….etc) and all accessories required for a good working condition, as per Contract Documents. | Approved
Qasr Rashwan - Lot B _0208 | CLI.CON-000001 |  |  | Approved
Qasr Rashwan - Lot B _0208 | CLI.CON-000001 | 14.13 - Iz. Abou Hussein-BILL NO. 3.2: Main Pump Station-3.2.3-c | One Way, Two-gang Lighting Switch 10A. | Approved
Qasr Rashwan - Lot B _0208 | CLI.CON-000001 |  |  | Approved
Qasr Rashwan - Lot B _0208 | CLI.CON-000001 | 14.11 - Abou Hussein-BILL NO.2 : Force Main Pipeline-2.5.2-a | Tee 200/150 | Approved
Qasr Rashwan - Lot B _0208 | CLI.CON-000001 |  |  | Approved
Qasr Rashwan - Lot B _0208 | CLI.CON-000001 | 14.19 - Iz. Abou Hussein - Bill No.5: Admin Building - 5.1.6 - b.1 | Type W1, 1,000 mm width x 1,000 mm height | Approved
Qasr Rashwan - Lot B _0208 | CLI.CON-000001 |  |  | Approved
Qasr Rashwan - Lot B _0208 | CLI.CON-000001 | 14.19 - Iz. Abou Hussein - Bill No.5: Admin Building - 5.1.5 - a | Supply and excite cement sand plaster for internal slabs, walls and beams with all metal accessories, the item includes substrate preparation, all required works of completion with the industry standards. As per Specification, Drawings and Engineer instructions. | Approved
Qasr Rashwan - Lot B _0208 | CLI.CON-000001 |  |  | Approved
Qasr Rashwan - Lot B _0208 | CLI.CON-000001 | 14.16 - Iz. Abou Hussein - Bill No.4: Guard room - 4.1.4 - a. | Supply and apply two coats of oxidized bituminous paint insulation to surfaces underground contact with soil such as footings, ground beam, columns pedestal and masonry work to 15 cm upper the GL, sample shall be approved before execution and all required works shall be as per manufacturer's instructions, recommendations and Specification. | Approved
Qasr Rashwan - Lot B _0208 | CLI.CON-000001 |  |  | Approved
Qasr Rashwan - Lot B _0208 | CLI.CON-000001 | 14.13 - Iz. Abou Hussein-BILL NO. 3.2: Main Pump Station-3.2.5-b | Lighting outlets. Supply, Test, Delivery, Erection, Commissioning and putting into Operation of the following items (including all accessories) as per Contract Documents: | Approved
Qasr Rashwan - Lot B _0208 | CLI.CON-000001 |  |  | Approved
Qasr Rashwan - Lot B _0208 | CLI.CON-000001 | 14.19 - Iz. Abou Hussein - Bill No.5: Admin Building - 5.1.4 - a. | Supply and apply two coats of oxidized bituminous paint insulation to surfaces under ground contact with soil such as footings, ground beam, columns pedestal and masonry work to 15 cm upper the GL, sample shall be approved before execution and all required works shall be as per manufacturer's instructions, recommendations and Specification. | Approved
Qasr Rashwan - Lot B _0208 | CLI.CON-000001 |  |  | Approved
Qasr Rashwan - Lot B _0208 | CLI.CON-000001 | 14.21 - Iz. Abou Hussein-BILL NO. 5.3: Admin Room-6.3.3-a | One Way, Two-gang Lighting Switch 10A. | Approved
Qasr Rashwan - Lot B _0208 | CLI.CON-000001 |  |  | Approved
Qasr Rashwan - Lot B _0208 | CLI.CON-000001 | 14.10 - Abou Hussein-BILL NO.1 : SEWAGE NETWORK-1.1.1-d.1 | Depth to invert between 2.51 m and 3.50 m | Approved
Qasr Rashwan - Lot B _0208 | CLI.CON-000001 |  |  | Approved
Qasr Rashwan - Lot B _0208 | CLI.CON-000001 | 14.10 - Abou Hussein-BILL NO.1 : SEWAGE NETWORK-1.2.1-b.7 | Ditto, depth to invert between 4.51 m and 5.00 m | Approved
Qasr Rashwan - Lot B _0208 | CLI.CON-000001 |  |  | Approved
Qasr Rashwan - Lot B _0208 | CLI.CON-000001 | 14.12 - Iz. Abou Hussein - Bill No.3: PUMP STATION - 3.1.1 - d | Supply, backfilling and compaction to the required grades with approved clean sand on layers not more than 25 cm thick. The layers are to be compacted by means of vibratory type equipment to obtain 95% of maximum dry density as per specifications. | Approved
Qasr Rashwan - Lot B _0208 | CLI.CON-000001 |  |  | Approved
Qasr Rashwan - Lot B _0208 | CLI.CON-000001 | 14.11 - Abou Hussein-BILL NO.2 : Force Main Pipeline--2.8 | Supply and filling by clean sand between the existing covered waterways and the forcemain pipe covered by concrete encasement | Approved
Qasr Rashwan - Lot B _0208 | CLI.CON-000001 | 15.12 - Iz. Al Burm - Bill No.3: PUMP STATION - 3.1.8 - a | Supply and apply of Acrylic paint for internal walls and ceiling including substrate preparation, applying primer, 2 layer of plastic paint over 2 putty coats as per required colors and all required accessories as shown on drawings, recommended by manufacturer and approved by the Engineer prior to installation. | Approved
Qasr Rashwan - Lot B _0208 | CLI.CON-000001 |  |  | Approved
Qasr Rashwan - Lot B _0208 | CLI.CON-000001 | 15.12 - Iz. Al Burm - Bill No.3: PUMP STATION - 3.1.5 - a | Supply and excite cement sand plaster for internal slabs, walls and beams with all metal accessories, the item includes substrate preparation, all required works of completion with the industry standards. As per Specification, Drawings and Engineer instructions. | Approved
Qasr Rashwan - Lot B _0208 | CLI.CON-000001 |  |  | Approved
Qasr Rashwan - Lot B _0208 | CLI.CON-000001 | 15.18 - Iz. Al Burm-BILL NO. 4.3: Guard room-4.3.1-a | Supply, install, connect, test and commission of complete L.V. distribution boards (LP-GUR-EXT.) the price include circuit breakers, contactors, relays, timers , photocells, push buttons, selectvity study, termination, Identifications ,labling, glands, copper luggs as specified and as indicating drawings. System shall be lump sum complete in every respect with all necessary accessories and ancillary works. | Approved
Qasr Rashwan - Lot B _0208 | CLI.CON-000001 |  |  | Approved
Qasr Rashwan - Lot B _0208 | CLI.CON-000001 | 15.11 - Al Burm-Bill No. 2: Force Main Pipeline-2.3.2-b | Tee 250/100 | Approved
Qasr Rashwan - Lot B _0208 | CLI.CON-000001 |  |  | Approved
Qasr Rashwan - Lot B _0208 | CLI.CON-000001 | 15.11 - Al Burm-Bill No. 2: Force Main Pipeline-2.5.3-a | Flange socket with puddle flanged pieces 250mm | Approved
Qasr Rashwan - Lot B _0208 | CLI.CON-000001 |  |  | Approved
Qasr Rashwan - Lot B _0208 | CLI.CON-000001 | 15.10 - Al Burm-BILL NO. 1: SEWAGE NETWORK-1.6.1-a | (Crossing under TENEHLA DRAIN inside concrete encasement 25cm (400mm) | Approved
Qasr Rashwan - Lot B _0208 | CLI.CON-000001 |  |  | Approved
Qasr Rashwan - Lot B _0208 | CLI.CON-000001 | 15.10 - Al Burm-BILL NO. 1: SEWAGE NETWORK-1.2.1-b.4 | Ditto, depth to invert between 3.01 m and 3.50 m | Approved
Qasr Rashwan - Lot B _0208 | CLI.CON-000001 |  |  | Approved
Qasr Rashwan - Lot B _0208 | CLI.CON-000001 | 15.21 - Iz. Al Burm - Bill No.6: Admin Building - 6.1.2 - b.2 | For grade slabs, 100 mm thick | Approved
Qasr Rashwan - Lot B _0208 | CLI.CON-000001 |  |  | Approved
Qasr Rashwan - Lot B _0208 | CLI.CON-000001 | 15.14 - Iz. Al Burm-BILL NO. 3.3: Main Pump Station-3.3.17- | Earthing system network complete with (Inspection pit, rods, bare copper conductor ...etc) and all accessories, as per Contract documents. | Approved
Qasr Rashwan - Lot B _0208 | CLI.CON-000001 |  |  | Approved
Qasr Rashwan - Lot B _0208 | CLI.CON-000001 | 15.12 - Iz. Al Burm - Bill No.3: PUMP STATION - 3.1.6 - b | Type W1, 4.850 mm width x 1,500 mm height | Approved
Qasr Rashwan - Lot B _0208 | CLI.CON-000001 |  |  | Approved
Qasr Rashwan - Lot B _0208 | CLI.CON-000001 | 15.22 - Al Burm-BILL NO. 6.2: Plumbing Works – Admin Room-6.2.1-b. | Supply and install hand wash sink with soap dish and holder, with all its required accessories, water mixer, faucets, floor and siphon chrome 1.5 inch, include cold and hot water supply connections, sewage pipes with 2 corner stopcocks with approved sample. All required works of completion with the industry standards. | Approved
Qasr Rashwan - Lot B _0208 | CLI.CON-000001 |  |  | Approved
Qasr Rashwan - Lot B _0208 | CLI.CON-000001 | 15.22 - Al Burm-BILL NO. 6.2: Plumbing Works – Admin Room-6.2.4-a. | 75mm | Approved
Qasr Rashwan - Lot B _0208 | CLI.CON-000001 |  |  | Approved
Qasr Rashwan - Lot B _0208 | CLI.CON-000001 | 15.16 - Iz. Al Burm - Bill No.4: Guard room - 4.1.6 - a.1 | Type D1, size 800mmx2,200mm | Approved
Qasr Rashwan - Lot B _0208 | CLI.CON-000001 |  |  | Approved
Qasr Rashwan - Lot B _0208 | CLI.CON-000001 | 15.21 - Iz. Al Burm - Bill No.6: Admin Building - 6.1.1 - b. | Extra over for excavation in rock. | Approved
Qasr Rashwan - Lot B _0208 | CLI.CON-000001 |  |  | Approved
Qasr Rashwan - Lot B _0208 | CLI.CON-000001 | 15.10 - Al Burm-BILL NO. 1: SEWAGE NETWORK-1.1.1-b.1 | Depth to invert not exceeding 1.5 m | Approved
Qasr Rashwan - Lot B _0208 | CLI.CON-000001 |  |  | Approved
Qasr Rashwan - Lot B _0208 | CLI.CON-000001 |  |  | Approved
Qasr Rashwan - Lot B _0208 | CLI.CON-000001 | 14.11 - Abou Hussein-BILL NO.2 : Force Main Pipeline--2.6 | 300 mm dia sewer pipes | Approved
Qasr Rashwan - Lot B _0208 | CLI.CON-000001 |  |  | Approved
Qasr Rashwan - Lot B _0208 | CLI.CON-000001 | 14.19 - Iz. Abou Hussein - Bill No.5: Admin Building - 5.1.3 - c.1 | 250 mm thick. | Approved
Qasr Rashwan - Lot B _0208 | CLI.CON-000001 |  |  | Approved
Qasr Rashwan - Lot B _0208 | CLI.CON-000001 | 14.12 - Iz. Abou Hussein - Bill No.3: PUMP STATION - 3.1.6 - d | Supply, fabrication and erection of galvanized steel ladder wall mounted with safety cage including all required steel members, galvanizing, formulation, painting, welding, jointing, all fixings and accessories. Complete as shown on drawings, Detailed shop drawings must be submitted by the contractor and approved by the Engineer prior to fabrication. | Approved
Qasr Rashwan - Lot B _0208 | CLI.CON-000001 |  |  | Approved
Qasr Rashwan - Lot B _0208 | CLI.CON-000001 | 14.14 - Iz. Abou Hussein-BILL NO. 3.3: Main Pump Station-3.3.4- | Supply, installation, programming, connecting, commissioning and testing of the control panel (2mm thickness) including the(Conformal coated) Programmable Logic Controller (PLC) consists of: Power supply Module CPU Module Digital Input Modules Digital Output Modules Analog Input Modules Analog Output Modules (If required) Complete with programming software, electrical protection devices, input and output isolation units, industrial switch, electrical feed, insulation transformer, lighting bulb, connection with main control system and all necessary accessories and devices. | Approved
Qasr Rashwan - Lot B _0208 | CLI.CON-000001 |  |  | Approved
Qasr Rashwan - Lot B _0208 | CLI.CON-000001 | 14.10 - Abou Hussein-BILL NO.1 : SEWAGE NETWORK-1.1.1-b.1 | Depth to invert not exceeding 1.5 m | Approved
Qasr Rashwan - Lot B _0208 | CLI.CON-000001 |  |  | Approved
Qasr Rashwan - Lot B _0208 | CLI.CON-000001 | 14.11 - Abou Hussein-BILL NO.2 : Force Main Pipeline-2.4.3-a | Inception chamber | Approved
Qasr Rashwan - Lot B _0208 | CLI.CON-000001 |  |  | Approved
Qasr Rashwan - Lot B _0208 | CLI.CON-000001 | 14.11 - Abou Hussein-BILL NO.2 : Force Main Pipeline--2.11 | Wooden formwork are left in their places after the excavation, construction and backfilling works over them, as approved from the Engineer Bill No.3.4: Mechanical Works - Pumping Station | Approved
Qasr Rashwan - Lot B _0208 | CLI.CON-000001 |  |  | Approved
Qasr Rashwan - Lot B _0208 | CLI.CON-000001 | 14.10 - Abou Hussein-BILL NO.1 : SEWAGE NETWORK-1.5.1-a | Inlet chamber on300mm diameter sewage pipe line | Approved
Qasr Rashwan - Lot B _0208 | CLI.CON-000001 |  |  | Approved
Qasr Rashwan - Lot B _0208 | CLI.CON-000001 | 14.20 - Abou Hussein-BILL NO. 5.2: Plumbing Works – Admin Room-5.2.5-a. | 75mm dia 6- Al Burm BILL NO. 1: SEWAGE NETWORK | Approved
Qasr Rashwan - Lot B _0208 | CLI.CON-000001 |  |  | Approved
Qasr Rashwan - Lot B _0208 | CLI.CON-000001 | 14.12 - Iz. Abou Hussein - Bill No.3: PUMP STATION - 3.1.8 - b | Supply and apply of Dry mix paint for facades including substrate preparation, scaffoldings, grooves, applying three coats of paint as per required colors and all required accessories as shown on the Contract Drawings, recommended by manufacturer and approved by the Engineer prior to installation. | Approved
Qasr Rashwan - Lot B _0208 | CLI.CON-000001 |  |  | Approved
Qasr Rashwan - Lot B _0208 | CLI.CON-000001 | 14.17 - Abou Hussein-BILL NO. 4.2: Plumbing Works – Guard Room-4.2.3-a. | gully trap 30 x 30 | Approved
Qasr Rashwan - Lot B _0208 | CLI.CON-000001 |  |  | Approved
Qasr Rashwan - Lot B _0208 | CLI.CON-000001 | 14.14 - Iz. Abou Hussein-BILL NO. 3.3: Main Pump Station-3.3.20- | Supply and Delivery spare parts of the following equipment as per tendered documents: - Pump unit. - Main Low-Tension Switchboard. - Generator unit. | Approved
Qasr Rashwan - Lot B _0208 | CLI.CON-000001 |  |  | Approved
Qasr Rashwan - Lot B _0208 | CLI.CON-000001 | 14.15 - Abou Hussein-Bill No.3.4: Mechanical Works - Pumping Station-3.4.3-e. | Flanged Elbow 90o, dia. 150 mm. | Approved
Qasr Rashwan - Lot B _0208 | CLI.CON-000001 |  |  | Approved
Qasr Rashwan - Lot B _0208 | CLI.CON-000001 | 14.13 - Iz. Abou Hussein-BILL NO. 3.2: Main Pump Station-3.2.4-b | Industrial Single Phase Switched Power Socket 220v, 25A, 2-pin Type Complete With Earthing Contact And Cover. | Approved
Qasr Rashwan - Lot B _0208 | CLI.CON-000001 |  |  | Approved
Qasr Rashwan - Lot B _0208 | CLI.CON-000001 | 14.16 - Iz. Abou Hussein - Bill No.4: Guard room - 4.1.7 - a.2 | Ceramic floor, non-slip ceramic for toilet | Approved
Qasr Rashwan - Lot B _0208 | CLI.CON-000001 |  |  | Approved
Qasr Rashwan - Lot B _0208 | CLI.CON-000001 | 15.27 - Iz. Al Burm - Bill No.9: Site Work - 9.2.7 - a. | Supply and apply of Dry mix paint for facades including substrate preparation, scaffoldings, grooves, applying three coats of paint as per required colors and all required accessories as shown on the Contract Drawings, recommended by manufacturer and approved by the Engineer prior to installation. | Approved
Qasr Rashwan - Lot B _0208 | CLI.CON-000001 |  |  | Approved
Qasr Rashwan - Lot B _0208 | CLI.CON-000001 | 15.12 - Iz. Al Burm - Bill No.3: PUMP STATION - 3.1.6 - c | Supply, fabrication and erection of Stainless Steel 316L handrail including all required steel members, welding, jointing, all fixings, fittings, painting and accessories. all required works of completion with the industry standards. As per Specification, Drawings and Engineer's instructions. | Approved
Qasr Rashwan - Lot B _0208 | CLI.CON-000001 |  |  | Approved
Qasr Rashwan - Lot B _0208 | CLI.CON-000001 | 15.19 - Iz. Al Burm - Bill No.5: Store - 5.1.8 - b | Supply and apply of Dry mix paint for facades including substrate preparation, scaffoldings, grooves, applying three coats of paint as per required colors and all required accessories as shown on the Contract Drawings, recommended by manufacturer and approved by the Engineer prior to installation. | Approved
Qasr Rashwan - Lot B _0208 | CLI.CON-000001 |  |  | Approved
Qasr Rashwan - Lot B _0208 | CLI.CON-000001 | 15.14 - Iz. Al Burm-BILL NO. 3.3: Main Pump Station-3.3.7- | Supply, installation, calibration, connection and testing of level float switch with acable length 15 meter including all necessary accessories required for installation and operation requirements. | Approved
Qasr Rashwan - Lot B _0208 | CLI.CON-000001 |  |  | Approved
Qasr Rashwan - Lot B _0208 | CLI.CON-000001 | 15.22 - Al Burm-BILL NO. 6.2: Plumbing Works – Admin Room-6.2.2-a. | 25mm dia. | Approved
Qasr Rashwan - Lot B _0208 | CLI.CON-000001 |  |  | Approved
Qasr Rashwan - Lot B _0208 | CLI.CON-000001 | 15.25 - Iz. Al Burm-BILL NO.7.2: Generator Shed-7.2.3-a | One Way, One-gang Lighting Switch 10A. | Approved
Qasr Rashwan - Lot B _0208 | CLI.CON-000001 |  |  | Approved
Qasr Rashwan - Lot B _0208 | CLI.CON-000001 | 15.27 - Iz. Al Burm - Bill No.9: Site Work - 9.2.2 - b | Supply and casting of in-place reinforced concrete Grade C25 with Sulfate- resistant cement for footing, column pedestal and grade beams including: formwork, scaffolding, expansion and construction joints, Steel bar reinforcement, joint filler and sealant, accessories, transporting, mixing, casting, finishing, compaction by vibratory, spraying, curing, and testing as required by the specifications. | Approved
Qasr Rashwan - Lot B _0208 | CLI.CON-000001 |  |  | Approved
Qasr Rashwan - Lot B _0208 | CLI.CON-000001 | 15.15 - Al Burm-Bill No.3.4: Mechanical Works - Pumping Station-3.4.4-f. | Blind flange, dia. 250 mm. | Approved
Qasr Rashwan - Lot B _0208 | CLI.CON-000001 |  |  | Approved
Qasr Rashwan - Lot B _0208 | CLI.CON-000001 | 15.21 - Iz. Al Burm - Bill No.6: Admin Building - 6.1.7 - a.2 | Ceramic floor, non-slip ceramic for toilet | Approved
Qasr Rashwan - Lot B _0208 | CLI.CON-000001 |  |  | Approved
Qasr Rashwan - Lot B _0208 | CLI.CON-000001 | 15.21 - Iz. Al Burm - Bill No.6: Admin Building - 6.1.1 - a. | Excavation from ground level to required depth and grades in all types of soil except the rock, including support system, floading with water, dewatering, compacting bottom of excavation using dynamic roller, transporting excavated materials to the approved off-Site disposal area as per drawings, specifications and geotechnical report. | Approved
Qasr Rashwan - Lot B _0208 | CLI.CON-000001 |  |  | Approved
Qasr Rashwan - Lot B _0208 | CLI.CON-000001 | 15.27 - Iz. Al Burm - Bill No.9: Site Work - 9.2.4 - b | Supply and installation of foam Expansion joints outdoor type joint sealant Complete as shown on drawings, and recommended by the manufacturer and Specification. | Approved
Qasr Rashwan - Lot B _0208 | CLI.CON-000001 |  |  | Approved
Qasr Rashwan - Lot B _0208 | CLI.CON-000001 | 15.20 - Iz. Al Burm-BILL NO. 5.2: Store-5.2.2-a | Surface mounted luminaire with 1x60 watt led lamps, With (IP20) | Approved
Qasr Rashwan - Lot B _0208 | CLI.CON-000001 |  |  | Approved
Qasr Rashwan - Lot B _0208 | CLI.CON-000001 | 15.16 - Iz. Al Burm - Bill No.4: Guard room - 4.1.5 - b | Supply and apply external cement plastering to facades with all metal accessories, base and finish coat, thickness 2cm striped with 2 cm groove render for facades. all required works of completion with the industry standards. As per Specification, Drawings and Engineer's instructions. | Approved
Qasr Rashwan - Lot B _0208 | CLI.CON-000001 |  |  | Approved
Qasr Rashwan - Lot B _0208 | CLI.CON-000001 | 15.12 - Iz. Al Burm - Bill No.3: PUMP STATION - 3.1.8 - c | Supply and apply of 60 cm high dry mix for skirting including substrate preparation, scaffoldings, grooves, and all required accessories as shown on Contract Drawings, recommended by manufacturer and approved by the Engineer prior to installation. | Approved
Qasr Rashwan - Lot B _0208 | CLI.CON-000001 | 14.14 - Iz. Abou Hussein-BILL NO. 3.3: Main Pump Station-3.3.1- | Medium voltage cables feeding the pumping station, this cables include the cables connection from the the Egyptian Electrical Authority (EEA) substation (outside puming station) up to the Ring Main Units (RMUs) inside pumping station. The contractor shall be responsible to coordinate with the EEA for identifying the cable route, size, laying, ..etc. | Approved
Qasr Rashwan - Lot B _0208 | CLI.CON-000001 |  |  | Approved
Qasr Rashwan - Lot B _0208 | CLI.CON-000001 | 14.17 | BILL NO. 4.2 Plumbing Works – Guard Room | Approved
Qasr Rashwan - Lot B _0208 | CLI.CON-000001 |  |  | Approved
Qasr Rashwan - Lot B _0208 | CLI.CON-000001 | 14.23 - Iz. Abou Hussein-BILL NO. 6.2: Generator Shed-6.2.2-b | Ditto As Above But For Maintained Electricity Duration. Provided With Emergency Unit For 3 Hours | Approved
Qasr Rashwan - Lot B _0208 | CLI.CON-000001 |  |  | Approved
Qasr Rashwan - Lot B _0208 | CLI.CON-000001 | 14.21 - Iz. Abou Hussein-BILL NO. 5.3: Admin Room-6.3.4-b | Single Phase Switched waterproof Socket, 220V, 16A, 3 Pin Complete With Cover (IP55) | Approved
Qasr Rashwan - Lot B _0208 | CLI.CON-000001 |  |  | Approved
Qasr Rashwan - Lot B _0208 | CLI.CON-000001 | 14.13 - Iz. Abou Hussein-BILL NO. 3.2: Main Pump Station-3.2.2-a | Rated Wall Mounted luminaire IP65, with 60W LED lamp, watertight. | Approved
Qasr Rashwan - Lot B _0208 | CLI.CON-000001 |  |  | Approved
Qasr Rashwan - Lot B _0208 | CLI.CON-000001 | 14.11 - Abou Hussein-BILL NO.2 : Force Main Pipeline-2.5.5-b | 90º (150mm) | Approved
Qasr Rashwan - Lot B _0208 | CLI.CON-000001 |  |  | Approved
Qasr Rashwan - Lot B _0208 | CLI.CON-000001 | 14.16 - Iz. Abou Hussein - Bill No.4: Guard room - 4.1.7 - b | Supply and installation of ceramic tiles, pattern as shown on drawings including cement mortar, setting bed, grouting, pointing, fixing, support and all required accessories. Complete as shown on drawings, specified in the Contract documents, recommended by manufacturer and approved by the Engineer prior to installation. | Approved
Qasr Rashwan - Lot B _0208 | CLI.CON-000001 |  |  | Approved
Qasr Rashwan - Lot B _0208 | CLI.CON-000001 | 14.16 - Iz. Abou Hussein - Bill No.4: Guard room - 4.1.3 - b.2 | 120 mm thick. | Approved
Qasr Rashwan - Lot B _0208 | CLI.CON-000001 |  |  | Approved
Qasr Rashwan - Lot B _0208 | CLI.CON-000001 | 14.24 - Iz. Abou Hussein - Bill No.7: Transformer - Bill No.7 - Transformer Kiosk "Iz. Abou Hussein" (Civil Works) - 7.1 | Supplying and casting in-place of transformer base and the price includes all the necessary excavation and backfilling works, the removal and disposal of the excavated material to the designated dump, the supply and work of plain concrete Grade C20, reinforced concrete Grade C25, insulation works for the base and all that comes into contact with the soil, including formwork, transporting, mixing, casting, finishing, curing and testing as required by the specifications. provided that the work is completed in full according to the Contract drawings, technical specifications, industry assets and the instructions of the Engineer. | Approved
Qasr Rashwan - Lot B _0208 | CLI.CON-000001 |  |  | Approved
Qasr Rashwan - Lot B _0208 | CLI.CON-000001 | 14.11 - Abou Hussein-BILL NO.2 : Force Main Pipeline-2.5.3-b | Flange spigot with puddle flanged pieces 200mm | Approved
Qasr Rashwan - Lot B _0208 | CLI.CON-000001 |  |  | Approved
Qasr Rashwan - Lot B _0208 | CLI.CON-000001 | 14.16 - Iz. Abou Hussein - Bill No.4: Guard room - 4.1.1 - b. | Extra over for excavation in rock. | Approved
Qasr Rashwan - Lot B _0208 | CLI.CON-000001 |  |  | Approved
Qasr Rashwan - Lot B _0208 | CLI.CON-000001 | 14.12 - Iz. Abou Hussein - Bill No.3: PUMP STATION - 3.1.3 - a | 250 mm thick. | Approved
Qasr Rashwan - Lot B _0208 | CLI.CON-000001 |  |  | Approved
Qasr Rashwan - Lot B _0208 | CLI.CON-000001 | 14.21 - Iz. Abou Hussein-BILL NO. 5.3: Admin Room-6.3.2-d | Surface Mounted Luminaire (IP54) With 20W LED lamp. | Approved
Qasr Rashwan - Lot B _0208 | CLI.CON-000001 |  |  | Approved
Qasr Rashwan - Lot B _0208 | CLI.CON-000001 | 14.15 - Abou Hussein-Bill No.3.4: Mechanical Works - Pumping Station-3.4.4-e. | Flexible joint, dia. 200 mm | Approved
Qasr Rashwan - Lot B _0208 | CLI.CON-000001 |  |  | Approved
Qasr Rashwan - Lot B _0208 | CLI.CON-000001 | 15 | Al Burm | Approved
Qasr Rashwan - Lot B _0208 | CLI.CON-000001 |  |  | Approved
Qasr Rashwan - Lot B _0208 | CLI.CON-000001 | 15.25 - Iz. Al Burm-BILL NO.7.2: Generator Shed-7.2.4-a | Lighting outlets. | Approved
Qasr Rashwan - Lot B _0208 | CLI.CON-000001 |  |  | Approved
Qasr Rashwan - Lot B _0208 | CLI.CON-000001 |  |  | Approved
Qasr Rashwan - Lot B _0208 | CLI.CON-000001 | 15.10 - Al Burm-BILL NO. 1: SEWAGE NETWORK-1.2.1-b.1 | Ditto, depth to invert between 1.51 m and 2.00 m | Approved
Qasr Rashwan - Lot B _0208 | CLI.CON-000001 |  |  | Approved
Qasr Rashwan - Lot B _0208 | CLI.CON-000001 | 15.10 - Al Burm-BILL NO. 1: SEWAGE NETWORK-1.5.1-a | Inlet chamber on500mm diameter sewage pipe line | Approved
Qasr Rashwan - Lot B _0208 | CLI.CON-000001 |  |  | Approved
Qasr Rashwan - Lot B _0208 | CLI.CON-000001 | 15.15 - Al Burm-Bill No.3.4: Mechanical Works - Pumping Station-3.4.5-b. | Collar, dia. 500 mm. | Approved
Qasr Rashwan - Lot B _0208 | CLI.CON-000001 |  |  | Approved
Qasr Rashwan - Lot B _0208 | CLI.CON-000001 | 15.10 - Al Burm-BILL NO. 1: SEWAGE NETWORK-1.6.3-b | Concrete encasement 25cm (250mm) | Approved
Qasr Rashwan - Lot B _0208 | CLI.CON-000001 |  |  | Approved
Qasr Rashwan - Lot B _0208 | CLI.CON-000001 | 15.10 - Al Burm-BILL NO. 1: SEWAGE NETWORK-1.1.1-d.2 | Depth to invert between 2.51 m and 3.50 m | Approved
Qasr Rashwan - Lot B _0208 | CLI.CON-000001 |  |  | Approved
Qasr Rashwan - Lot B _0208 | CLI.CON-000001 | 15.27 - Iz. Al Burm - Bill No.9: Site Work - 9.1 - 9.1.a | Supply and install and test Reinforced concrete pavement (20 cm thick) inside the plant including formwork and steel reinforcement mesh, 15 cm gravel as base, leveling, helicopter finish and coated by screed and all its requirement for completion the work. As per Specification, Drawings and Engineer's instructions | Approved
Qasr Rashwan - Lot B _0208 | CLI.CON-000001 |  |  | Approved
Qasr Rashwan - Lot B _0208 | CLI.CON-000001 | 15.12 - Iz. Al Burm - Bill No.3: PUMP STATION - 3.1.2 - b | Supplying and casting unreinforced concrete (Grade C30) for dicophyl by sulfate-resistant cement below underground water and up to the required level, and it includes the supply, installation and installation of galvanized iron injection pipes as required by Drawings and Specifications. | Approved
Qasr Rashwan - Lot B _0208 | CLI.CON-000001 |  |  | Approved
Qasr Rashwan - Lot B _0208 | CLI.CON-000001 | 15.21 - Iz. Al Burm - Bill No.6: Admin Building - 6.1.2 - c.1 | structure | Approved
Qasr Rashwan - Lot B _0208 | CLI.CON-000001 |  |  | Approved
Qasr Rashwan - Lot B _0208 | CLI.CON-000001 | 15.21 - Iz. Al Burm - Bill No.6: Admin Building - 6.1.7 - a.1 | Ceramic floor, glazed ceramic | Approved
Qasr Rashwan - Lot B _0208 | CLI.CON-000001 |  |  | Approved
Qasr Rashwan - Lot B _0208 | CLI.CON-000001 | 15.11 - Al Burm-Bill No. 2: Force Main Pipeline--2.5.6 | Supplying, installing, connecting and testing of ductile iron pipes with diamter 150 mm for wash-out chamber and inlet pipe (in the case of chamber Type-A) , the item includes all pipes, fittings ,flexible joint, gaskets, bolts, nut, washers, non-shrink mortar and all required works for completion and performance of the work item in accordance with the Contract Drawings, Specifications, the Ministerial Decree No. (277 / 2000) and its annexes No. 14 /2002) and the Engineer's instructions. | Approved
Qasr Rashwan - Lot B _0208 | CLI.CON-000001 |  |  | Approved
Qasr Rashwan - Lot B _0208 | CLI.CON-000001 | 15.15 - Al Burm-Bill No.3.4: Mechanical Works - Pumping Station-3.4.3-b. | Flanged manually gate valve, dia. 200 mm. | Approved
Qasr Rashwan - Lot B _0208 | CLI.CON-000001 |  |  | Approved
Qasr Rashwan - Lot B _0208 | CLI.CON-000001 | 15.21 - Iz. Al Burm - Bill No.6: Admin Building - 6.1.3 - b.2 | 120 mm thick. | Approved
Qasr Rashwan - Lot B _0208 | CLI.CON-000001 |  |  | Approved
Qasr Rashwan - Lot B _0208 | CLI.CON-000001 | 15.16 - Iz. Al Burm - Bill No.4: Guard room - 4.1.8 - a | Supply and apply of acrylic paint for internal walls and ceiling including substrate preparation, applying three coats of paint as per required colors and all required accessories as shown on drawings, specified in the Contract documents, recommended by manufacturer and approved by the Engineer prior to installation. | Approved
Qasr Rashwan - Lot B _0208 | CLI.CON-000001 |  |  | Approved
Qasr Rashwan - Lot B _0208 | CLI.CON-000001 | 15.12 - Iz. Al Burm - Bill No.3: PUMP STATION - 3.1.3 - a | 250 mm thick. | Approved
Qasr Rashwan - Lot B _0208 | CLI.CON-000001 |  |  | Approved
Qasr Rashwan - Lot B _0208 | CLI.CON-000001 | 15.19 - Iz. Al Burm - Bill No.5: Store - 5.1.3 - b | 250 mm thick. | Approved
Qasr Rashwan - Lot B _0208 | CLI.CON-000001 |  |  | Approved
Qasr Rashwan - Lot B _0208 | CLI.CON-000001 | 15.10 - Al Burm-BILL NO. 1: SEWAGE NETWORK-1.3-b | IC 60*90 cm | Approved
Qasr Rashwan - Lot B _0208 | CLI.CON-000001 |  |  | Approved
Qasr Rashwan - Lot B _0208 | CLI.CON-000001 | 15.10 - Al Burm-BILL NO. 1: SEWAGE NETWORK--1.7 | Excavation in rock as specified in the Contract Documents. | Approved
Qasr Rashwan - Lot B _0208 | CLI.CON-000001 |  |  | Approved
Qasr Rashwan - Lot B _0208 | CLI.CON-000001 | 15.10 - Al Burm-BILL NO. 1: SEWAGE NETWORK-1.6.3-a | Concrete encasement 25cm (200mm) | Approved
Qasr Rashwan - Lot B _0208 | CLI.CON-000001 |  |  | Approved
Qasr Rashwan - Lot B _0208 | CLI.CON-000001 | 15.15 - Al Burm-Bill No.3.4: Mechanical Works - Pumping Station-3.4.7-a. | Rotary crane 2 ton, complete with all accessories as specified by Contract Documents. | Approved
Qasr Rashwan - Lot B _0208 | CLI.CON-000001 |  |  | Approved
Qasr Rashwan - Lot B _0208 | CLI.CON-000001 | 15.15 - Al Burm-Bill No.3.4: Mechanical Works - Pumping Station-3.4.4-e. | Flexible joint, dia. 250 mm | Approved
Qasr Rashwan - Lot B _0208 | CLI.CON-000001 |  |  | Approved
Qasr Rashwan - Lot B _0208 | CLI.CON-000001 | 15.27 - Iz. Al Burm - Bill No.9: Site Work - 9.3.3 - a. | Inspection Chamber 600 x 600 with cover and frame | Approved
Qasr Rashwan - Lot B _0208 | CLI.CON-000001 |  |  | Approved
Qasr Rashwan - Lot B _0208 | CLI.CON-000001 | 15.25 | BILL NO. 7.2 Electrical Works - Generator Shed | Approved
Qasr Rashwan - Lot B _0208 | CLI.CON-000001 |  |  | Approved
Qasr Rashwan - Lot B _0208 | CLI.CON-000001 | 15.13 - Iz. Al Burm-BILL NO. 3.2: Main Pump Station-3.2.1- | Supply, install, connect, test and commission of complete L.V. distribution boards (LP-PS) the price include selectvity study, termination, Identifications, labling, glands, copper luggs as specified and as indicating drawings. System shall be lump sum complete in every respect with all necessary accessories and ancillary works. | Approved
Qasr Rashwan - Lot B _0208 | CLI.CON-000001 |  |  | Approved
Qasr Rashwan - Lot B _0208 | CLI.CON-000001 | 15.12 - Iz. Al Burm - Bill No.3: PUMP STATION - 3.1.4 - b | Supply and installation of PVC water stop 25 cm width including fixing, fittings, jointing and accessories. Complete as shown on Contract Drawings and all required works shall be as per manufacturer's instructions, recommendations and Specification. | Approved
Qasr Rashwan - Lot B _0208 | CLI.CON-000001 |  |  | Approved
Qasr Rashwan - Lot B _0208 | CLI.CON-000001 | 15.27 | BILL NO. 9 Site Works – Pumping Station | Approved
Qasr Rashwan - Lot B _0208 | CLI.CON-000001 |  |  | Approved
Qasr Rashwan - Lot B _0208 | CLI.CON-000001 | 15.16 - Iz. Al Burm - Bill No.4: Guard room - 4.1.7 - a.3 | cement tiling, for roof | Approved
Qasr Rashwan - Lot B _0208 | CLI.CON-000001 |  |  | Approved
Qasr Rashwan - Lot B _0208 | CLI.CON-000001 | 15.19 - Iz. Al Burm - Bill No.5: Store - 5.1.1 - a. | Excavation from ground level to required depth and grades in all types of soil except the rock, including support system, floading with water, dewatering, compacting bottom of excavation using dynamic roller, transporting excavated materials to the approved off-Site disposal area as per drawings, specifications and geotechnical report. | Approved
Qasr Rashwan - Lot B _0208 | CLI.CON-000001 |  |  | Approved
Qasr Rashwan - Lot B _0208 | CLI.CON-000001 | 15.15 | BILL NO. 3.4 Mechanical Works - Pumping Station | Approved
Qasr Rashwan - Lot B _0208 | CLI.CON-000001 |  |  | Approved
Qasr Rashwan - Lot B _0208 | CLI.CON-000001 | 15.17 - Al Burm-BILL NO. 4.2: Plumbing Works – Guard Room-4.2.4-a. | 75mm | Approved
Qasr Rashwan - Lot B _0208 | CLI.CON-000001 |  |  | Approved
Qasr Rashwan - Lot B _0208 | CLI.CON-000001 | 15.12 - Iz. Al Burm - Bill No.3: PUMP STATION - 3.1.4 - a | Supply and apply two coats of oxidized bituminous paint insulation to reinforced concrete in contact with soil such as footings, ground beam, columns necks and masonry work to 15 cm upper the GL, sample shall be approved before execution and all required works shall be as per manufacturer's instructions, recommendations and Specification. | Approved
Qasr Rashwan - Lot B _0208 | CLI.CON-000001 |  |  | Approved
Qasr Rashwan - Lot B _0208 | CLI.CON-000001 | 15.10 - Al Burm-BILL NO. 1: SEWAGE NETWORK-1.2.1-b.7 | Ditto, depth to invert between 4.51 m and 5.00 m | Approved
Qasr Rashwan - Lot B _0208 | CLI.CON-000001 |  |  | Approved
Qasr Rashwan - Lot B _0208 | CLI.CON-000001 | 15.12 - Iz. Al Burm - Bill No.3: PUMP STATION - 3.1.3 - b | 250 mm thick. | Approved
Qasr Rashwan - Lot B _0208 | CLI.CON-000001 |  |  | Approved
Qasr Rashwan - Lot B _0208 | CLI.CON-000001 | 15.11 - Al Burm-Bill No. 2: Force Main Pipeline-2.3.1-b | Gate valve 250 mm dia. | Approved
Qasr Rashwan - Lot B _0208 | CLI.CON-000001 |  |  | Approved
Qasr Rashwan - Lot B _0208 | CLI.CON-000001 | 15.19 - Iz. Al Burm - Bill No.5: Store - 5.1.6 - b.1 | Type W1, 2,800 mm width x 1,000 mm height | Approved
Qasr Rashwan - Lot B _0208 | CLI.CON-000001 |  |  | Approved
Qasr Rashwan - Lot B _0208 | CLI.CON-000001 | 15.10 - Al Burm-BILL NO. 1: SEWAGE NETWORK-1.1.1-e.2 | Ditto, depth to invert between 4.51 m and 5.50 m | Approved
Qasr Rashwan - Lot B _0208 | CLI.CON-000001 |  |  | Approved
Qasr Rashwan - Lot B _0208 | CLI.CON-000001 | 15.18 - Iz. Al Burm-BILL NO. 4.3: Guard room-4.3.2-c | Enclosed Polycarbonate, Wall Mounting Luminaire IP65 With 20 Watt LED Lamp. | Approved
Qasr Rashwan - Lot B _0208 | CLI.CON-000001 |  |  | Approved
Qasr Rashwan - Lot B _0208 | CLI.CON-000001 | 15.15 - Al Burm-Bill No.3.4: Mechanical Works - Pumping Station-3.4.4-c. | Tee, 250/200 mm. | Approved
Qasr Rashwan - Lot B _0208 | CLI.CON-000001 |  |  | Approved
Qasr Rashwan - Lot B _0208 | CLI.CON-000001 | 15.16 - Iz. Al Burm - Bill No.4: Guard room - 4.1.4 - a. | Supply and apply two coats of oxidized bituminous paint insulation to surfaces underground contact with soil such as footings, ground beam, columns pedestal and masonry work to 15 cm upper the GL, sample shall be approved before execution and all required works shall be as per manufacturer's instructions, recommendations and Specification. | Approved
Qasr Rashwan - Lot B _0208 | CLI.CON-000001 |  |  | Approved
Qasr Rashwan - Lot B _0208 | CLI.CON-000001 | 15.16 - Iz. Al Burm - Bill No.4: Guard room - 4.1.7 - a.1 | Ceramic floor, glazed ceramic | Approved
Qasr Rashwan - Lot B _0208 | CLI.CON-000001 |  |  | Approved
Qasr Rashwan - Lot B _0208 | CLI.CON-000001 | 15.23 - Iz. Al Burm- BILL NO. 6.3: Admin Room-6.3.2-d | Surface Mounted Luminaire (IP54) With 20W LED lamp. | Approved
Qasr Rashwan - Lot B _0208 | CLI.CON-000001 |  |  | Approved
Qasr Rashwan - Lot B _0208 | CLI.CON-000001 | 15.23 - Iz. Al Burm- BILL NO. 6.3: Admin Room-6.3.5-a | Wall Mounted Exhaust Fan Outlet. | Approved
Qasr Rashwan - Lot B _0208 | CLI.CON-000001 |  |  | Approved
Qasr Rashwan - Lot B _0208 | CLI.CON-000001 | 15.15 - Al Burm-Bill No.3.4: Mechanical Works - Pumping Station-3.4.3-c. | Flanged non-return valve, dia. 200 mm. | Approved
Qasr Rashwan - Lot B _0208 | CLI.CON-000001 |  |  | Approved
Qasr Rashwan - Lot B _0208 | CLI.CON-000001 | 15.16 - Iz. Al Burm - Bill No.4: Guard room - 4.1.3 - b.1 | 250 mm thick. | Approved
Qasr Rashwan - Lot B _0208 | CLI.CON-000001 |  |  | Approved
Qasr Rashwan - Lot B _0208 | CLI.CON-000001 | 15.11 - Al Burm-Bill No. 2: Force Main Pipeline-2.4.2-a | Crossing under TENHELA DRAIN by pipe jacking or macro-tunneling | Approved
Qasr Rashwan - Lot B _0208 | CLI.CON-000001 |  |  | Approved
Qasr Rashwan - Lot B _0208 | CLI.CON-000001 | 15.25 - Iz. Al Burm-BILL NO.7.2: Generator Shed-7.2.1-a | Supply, install, connect, test and commission of complete L.V. distribution boards (LP-GEN. SHED) the price include selectvity study, termination, Identifications, labling, glands, copper luggs as specified and as indicating drawings. System shall be lump sum complete in every respect with all necessary accessories and ancillary works. | Approved
Qasr Rashwan - Lot B _0208 | CLI.CON-000001 |  |  | Approved
Qasr Rashwan - Lot B _0208 | CLI.CON-000001 | 15.11 - Al Burm-Bill No. 2: Force Main Pipeline-2.1-a | Inner diameter DN/ID 250 mm | Approved
Qasr Rashwan - Lot B _0208 | CLI.CON-000001 |  |  | Approved
Qasr Rashwan - Lot B _0208 | CLI.CON-000001 | 15.19 - Iz. Al Burm - Bill No.5: Store - 5.1.4 - a. | Supply and apply two coats of oxidized bituminous paint insulation to reinforced concrete in contact with soil such as footings, ground beam, columns pedestal and masonry work to 15 cm upper the GL, sample shall be approved before execution and all required works shall be as per manufacturer's instructions, recommendations and Specification. | Approved
Qasr Rashwan - Lot B _0208 | CLI.CON-000001 |  |  | Approved
Qasr Rashwan - Lot B _0208 | CLI.CON-000001 | 15.16 - Iz. Al Burm - Bill No.4: Guard room - 4.1.3 - a.1 | 250 mm thick. | Approved
Qasr Rashwan - Lot B _0208 | CLI.CON-000001 |  |  | Approved
Qasr Rashwan - Lot B _0208 | CLI.CON-000001 | 15.18 - Iz. Al Burm-BILL NO. 4.3: Guard room-4.3.4-a | Single Phase Switched Socket 220v, 16A, 2-pin Type Complete With Earthing Contact. | Approved
Qasr Rashwan - Lot B _0208 | CLI.CON-000001 |  |  | Approved
Qasr Rashwan - Lot B _0208 | CLI.CON-000001 | 15.14 - Iz. Al Burm-BILL NO. 3.3: Main Pump Station-3.3.1- | Medium voltage cables feeding the pumping station, this cables include the cables connection from the the Egyptian Electrical Authority (EEA) substation (outside puming station) up to the Ring Main Units (RMUs) inside pumping station. The contractor shall be responsible to coordinate with the EEA for identifying the cable route, size, laying, ..etc. | Approved
Qasr Rashwan - Lot B _0208 | CLI.CON-000001 |  |  | Approved
Qasr Rashwan - Lot B _0208 | CLI.CON-000001 | 15.17 - Al Burm-BILL NO. 4.2: Plumbing Works – Guard Room-4.2.1-b. | Supply and install hand wash sink with soap dish and holder, with all its required accessories, water mixer, faucets, floor and siphon chrome 1.5 inch, include cold and hot water supply connections, sewage pipes with 2 corner stopcocks with approved sample. All required works of completion with the industry standards. | Approved
Qasr Rashwan - Lot B _0208 | CLI.CON-000001 |  |  | Approved
Qasr Rashwan - Lot B _0208 | CLI.CON-000001 | 15.24 - Iz. Al Burm - Bill No.7: Generator Shed - 7.1 - 7.1.a | Supplying and casting in-place of generator base and the price includes all the necessary excavation and backfilling works, the removal and disposal of the excavated material to the designated dump, the supply and work of plain concrete Grade C20, reinforced concrete Grade C25, insulation works for the base and all that comes into contact with the soil, including formwork, transporting, mixing, casting, finishing, curing and testing as required by the specifications. provided that the work is completed in full according to the Contract drawings, technical specifications, industry assets and the instructions of the Engineer. | Approved
Qasr Rashwan - Lot B _0208 | CLI.CON-000001 |  |  | Approved
Qasr Rashwan - Lot B _0208 | CLI.CON-000001 | 15.14 - Iz. Al Burm-BILL NO. 3.3: Main Pump Station-3.3.13- | Instrumentation and Control System Spare Parts as per specifications. | Approved
Qasr Rashwan - Lot B _0208 | CLI.CON-000001 |  |  | Approved
Qasr Rashwan - Lot B _0208 | CLI.CON-000001 | 15.27 - Iz. Al Burm - Bill No.9: Site Work - 9.2.1 - a | Excavation from ground level to required depth and grades in all types of soil except the rock, including support system, floading with water, dewatering, compacting bottom of excavation using dynamic roller, transporting excavated materials to the approved off-Site disposal area as per drawings, specifications and geotechnical report. | Approved
Qasr Rashwan - Lot B _0208 | CLI.CON-000001 |  |  | Approved
Qasr Rashwan - Lot B _0208 | CLI.CON-000001 | 15.19 - Iz. Al Burm - Bill No.5: Store - 5.1.8 - a | Supply and apply of acrylic paint for internal walls and ceiling including substrate preparation, applying three coats of paint as per required colors and all required accessories as shown on drawings, specified in the Contract documents, recommended by manufacturer and approved by the Engineer prior to installation. | Approved
Qasr Rashwan - Lot B _0208 | CLI.CON-000001 |  |  | Approved
Qasr Rashwan - Lot B _0208 | CLI.CON-000001 | 15.21 - Iz. Al Burm - Bill No.6: Admin Building - 6.1.3 - a.1 | 250 mm thick. | Approved
Qasr Rashwan - Lot B _0208 | CLI.CON-000001 |  |  | Approved
Qasr Rashwan - Lot B _0208 | CLI.CON-000001 | 15.11 - Al Burm-Bill No. 2: Force Main Pipeline-2.3.3-b | Flange spigot with puddle flanged pieces 250mm | Approved
Qasr Rashwan - Lot B _0208 | CLI.CON-000001 |  |  | Approved
Qasr Rashwan - Lot B _0208 | CLI.CON-000001 | 15.27 - Iz. Al Burm - Bill No.9: Site Work - 9.2.5 - 9.2.5 | Supply and apply external cement plastering to facades with all metal accessories,, base and finish coat, thickness 2cm striped with 2 cm groove render for facades. all required works of completion with the industry standards. As per Specification, Drawings and Engineer's instructions. | Approved
Qasr Rashwan - Lot B _0208 | CLI.CON-000001 |  |  | Approved
Qasr Rashwan - Lot B _0208 | CLI.CON-000001 | 15.14 | BILL NO. 3.3 Electrical Works – Pumping Station (MV, Generator and Control System) | Approved
Qasr Rashwan - Lot B _0208 | CLI.CON-000001 |  |  | Approved
Qasr Rashwan - Lot B _0208 | CLI.CON-000001 | 15.18 - Iz. Al Burm-BILL NO. 4.3: Guard room-4.3.5-b | Lighting outlets. | Approved
Qasr Rashwan - Lot B _0208 | CLI.CON-000001 |  |  | Approved
Qasr Rashwan - Lot B _0208 | CLI.CON-000001 | 15.10 - Al Burm-BILL NO. 1: SEWAGE NETWORK-1.5.2-a | DN 500mm, DI pipe, K9 | Approved
Qasr Rashwan - Lot B _0208 | CLI.CON-000001 |  |  | Approved
Qasr Rashwan - Lot B _0208 | CLI.CON-000001 | 15.15 - Al Burm-Bill No.3.4: Mechanical Works - Pumping Station-3.4.3-d. | Dismantling joint, dia. 200 mm. | Approved
Qasr Rashwan - Lot B _0208 | CLI.CON-000001 |  |  | Approved
Qasr Rashwan - Lot B _0208 | CLI.CON-000001 | 15.13 - Iz. Al Burm-BILL NO. 3.2: Main Pump Station-3.2.4-a | Single Phase Switched Socket 220v, 16A, 2-pin Type Complete With Earthing Contact. | Approved
Qasr Rashwan - Lot B _0208 | CLI.CON-000001 | 15.11 - Al Burm-Bill No. 2: Force Main Pipeline-2.3.1-e | Air Relief valve 100 mm dia.(include gate valve 100mm) | Approved
Qasr Rashwan - Lot B _0208 | CLI.CON-000001 |  |  | Approved
Qasr Rashwan - Lot B _0208 | CLI.CON-000001 | 15.21 - Iz. Al Burm - Bill No.6: Admin Building - 6.1.3 - b.1 | 250 mm thick. | Approved
Qasr Rashwan - Lot B _0208 | CLI.CON-000001 |  |  | Approved
Qasr Rashwan - Lot B _0208 | CLI.CON-000001 | 15.12 - Iz. Al Burm - Bill No.3: PUMP STATION - 3.1.2 - d | Supply and casting of in-place reinforced concrete (Grade C30) with Sulfate-resistant cement, including: formwork, scaffolding, expansion and construction joints, Steel bar reinforcement, joint filler and sealant, accessories, transporting, mixing, casting, finishing, compaction by vibratory, curing and testing as required by the specifications. | Approved
Qasr Rashwan - Lot B _0208 | CLI.CON-000001 |  |  | Approved
Qasr Rashwan - Lot B _0208 | CLI.CON-000001 | 15.14 - Iz. Al Burm-BILL NO. 3.3: Main Pump Station-3.3.6- | Supply, installation, calibration, connection and testing of Non-contact Radar level transmitter with range from 0 to 20 meters and beam angle not more than 5 degree (consists of separate sensor and transmitter with digital indicator) including all necessary accessories required for installation and operation requirements. | Approved
Qasr Rashwan - Lot B _0208 | CLI.CON-000001 |  |  | Approved
Qasr Rashwan - Lot B _0208 | CLI.CON-000001 | 15.10 - Al Burm-BILL NO. 1: SEWAGE NETWORK-1.4-a | HC 60*60 cm | Approved
Qasr Rashwan - Lot B _0208 | CLI.CON-000001 |  |  | Approved
Qasr Rashwan - Lot B _0208 | CLI.CON-000001 | 15.13 - Iz. Al Burm-BILL NO. 3.2: Main Pump Station-3.2.2-c | Surface mounted luminaire with 1x60 watt led lamps, With (IP20) | Approved
Qasr Rashwan - Lot B _0208 | CLI.CON-000001 |  |  | Approved
Qasr Rashwan - Lot B _0208 | CLI.CON-000001 | 15.19 - Iz. Al Burm - Bill No.5: Store - 5.1.3 - c | 250 mm thick. | Approved
Qasr Rashwan - Lot B _0208 | CLI.CON-000001 |  |  | Approved
Qasr Rashwan - Lot B _0208 | CLI.CON-000001 | 15.10 - Al Burm-BILL NO. 1: SEWAGE NETWORK-1.2.1-b.3 | Ditto, depth to invert between 2.51 m and 3.00 m | Approved
Qasr Rashwan - Lot B _0208 | CLI.CON-000001 |  |  | Approved
Qasr Rashwan - Lot B _0208 | CLI.CON-000001 | 15.10 - Al Burm-BILL NO. 1: SEWAGE NETWORK--1.9 | Inspection and testing of the installed pipes by CCTV for the network pipes after trench installation, all in accordance with the technical specifications. | Approved
Qasr Rashwan - Lot B _0208 | CLI.CON-000001 |  |  | Approved
Qasr Rashwan - Lot B _0208 | CLI.CON-000001 | 15.11 - Al Burm-Bill No. 2: Force Main Pipeline-2.3.4-a | Dismantling joint 250mm | Approved
Qasr Rashwan - Lot B _0208 | CLI.CON-000001 |  |  | Approved
Qasr Rashwan - Lot B _0208 | CLI.CON-000001 | 15.18 - Iz. Al Burm-BILL NO. 4.3: Guard room-4.3.2-d | Surface Mounted Luminaire (IP54) With 20W LED lamp. | Approved
Qasr Rashwan - Lot B _0208 | CLI.CON-000001 |  |  | Approved
Qasr Rashwan - Lot B _0208 | CLI.CON-000001 | 15.12 - Iz. Al Burm - Bill No.3: PUMP STATION - 3.1.6 - e | Supply, install of GRP net covers. including frames, painting, welding, jointing, all fixings and accessories. Complete as shown on drawings, specification, and recommended by the manufacturer. | Approved
Qasr Rashwan - Lot B _0208 | CLI.CON-000001 |  |  | Approved
Qasr Rashwan - Lot B _0208 | CLI.CON-000001 | 15.27 - Iz. Al Burm - Bill No.9: Site Work - 9.3.5 - 9.3.5 | Supply, install and test Fire hydrant including cast iron hydrant, stop valve, etc.all accordance with specification and drawings: | Approved
Qasr Rashwan - Lot B _0208 | CLI.CON-000001 |  |  | Approved
Qasr Rashwan - Lot B _0208 | CLI.CON-000001 | 15.22 - Al Burm-BILL NO. 6.2: Plumbing Works – Admin Room-6.2.3-a. | gully trap 30 x 30 | Approved
Qasr Rashwan - Lot B _0208 | CLI.CON-000001 |  |  | Approved
Qasr Rashwan - Lot B _0208 | CLI.CON-000001 | 15.27 - Iz. Al Burm - Bill No.9: Site Work - 9.3.2 - b. | DN/ID 200 mm dia | Approved
Qasr Rashwan - Lot B _0208 | CLI.CON-000001 |  |  | Approved
Qasr Rashwan - Lot B _0208 | CLI.CON-000001 | 15.11 - Al Burm-Bill No. 2: Force Main Pipeline-2.2-a | Valve chamber type (A) | Approved
Qasr Rashwan - Lot B _0208 | CLI.CON-000001 |  |  | Approved
Qasr Rashwan - Lot B _0208 | CLI.CON-000001 |  |  | Approved
Qasr Rashwan - Lot B _0208 | CLI.CON-000001 | 15.26 | BILL NO. 8 Civil Works – Transformer Kiosk | Approved
Qasr Rashwan - Lot B _0208 | CLI.CON-000001 |  |  | Approved
Qasr Rashwan - Lot B _0208 | CLI.CON-000001 | 15.19 - Iz. Al Burm - Bill No.5: Store - 5.1.4 - b. | Supply and installation of horizontal prefabricated moisture Insulation membrane to the wet areas with 4mm thick for floor and roof, including joints, fixtures, overlaps not less than 100 mm and item include all surface preparation steps, coating with 2 layers of primer bitumen coat, metal flashing, internal angle fillets, upstand to vertical surfaces and waterproofing to all openings and around pipes and water drains, Polystyrene sheet 1mm, protection Sand-cement mortar screed, 30 mm thick as per manufacturer's instructions, Contract Drawing, recommendations and Specification. | Approved
Qasr Rashwan - Lot B _0208 | CLI.CON-000001 |  |  | Approved
Qasr Rashwan - Lot B _0208 | CLI.CON-000001 | 15.19 - Iz. Al Burm - Bill No.5: Store - 5.1.8 - c | Supply and apply of 60 cm high dry mix for skirting including substrate preparation, scaffoldings, grooves, and all required accessories as shown on Contract Drawings, recommended by manufacturer and approved by the Engineer prior to installation. | Approved
Qasr Rashwan - Lot B _0208 | CLI.CON-000001 |  |  | Approved
Qasr Rashwan - Lot B _0208 | CLI.CON-000001 | 15.11 - Al Burm-Bill No. 2: Force Main Pipeline-2.4.1-a | Crossing under ABO TENHELA DRAIN inside concrete encasement of 25cm thick. thick. | Approved
Qasr Rashwan - Lot B _0208 | CLI.CON-000001 |  |  | Approved
Qasr Rashwan - Lot B _0208 | CLI.CON-000001 | 15.12 | BILL NO. 3.1 Civil Works - Pumping Station | Approved
Qasr Rashwan - Lot B _0208 | CLI.CON-000001 |  |  | Approved
Qasr Rashwan - Lot B _0208 | CLI.CON-000001 | 15.16 - Iz. Al Burm - Bill No.4: Guard room - 4.1.2 - a.1 | Under foundations | Approved
Qasr Rashwan - Lot B _0208 | CLI.CON-000001 |  |  | Approved
Qasr Rashwan - Lot B _0208 | CLI.CON-000001 | 15.21 - Iz. Al Burm - Bill No.6: Admin Building - 6.1.4 - a. | Supply and apply two coats of oxidized bituminous paint insulation to surfaces underground contact with soil such as footings, ground beam, columns pedestal and masonry work to 15 cm upper the GL, sample shall be approved before execution and all required works shall be as per manufacturer's instructions, recommendations and Specification. | Approved
Qasr Rashwan - Lot B _0208 | CLI.CON-000001 |  |  | Approved
Qasr Rashwan - Lot B _0208 | CLI.CON-000001 | 15.23 - Iz. Al Burm- BILL NO. 6.3: Admin Room-6.3.2-b | Ditto As Above But For Maintained Electricity Duration. Provided With Emergency Unit For 3 Hours | Approved
Qasr Rashwan - Lot B _0208 | CLI.CON-000001 |  |  | Approved
Qasr Rashwan - Lot B _0208 | CLI.CON-000001 | 15.21 - Iz. Al Burm - Bill No.6: Admin Building - 6.1.1 - c. | Supply, backfilling and compaction to the required grades with approved clean sand on layers not more than 25 cm thick. The layers are to be compacted by means of vibratory type equipment to obtain 95% of maximum dry density as per specifications. | Approved
Qasr Rashwan - Lot B _0208 | CLI.CON-000001 |  |  | Approved
Qasr Rashwan - Lot B _0208 | CLI.CON-000001 | 15.12 - Iz. Al Burm - Bill No.3: PUMP STATION - 3.1.1 - b | Submersible Excavation | Approved
Qasr Rashwan - Lot B _0208 | CLI.CON-000001 |  |  | Approved
Qasr Rashwan - Lot B _0208 | CLI.CON-000001 | 15.18 - Iz. Al Burm-BILL NO. 4.3: Guard room-4.3.2-b | Ditto As Above But For Maintained Electricity Duration. Provided With Emergency Unit For 3 Hours | Approved
Qasr Rashwan - Lot B _0208 | CLI.CON-000001 |  |  | Approved
Qasr Rashwan - Lot B _0208 | CLI.CON-000001 | 15.11 | BILL NO. 2 Force Main Pipeline | Approved
Qasr Rashwan - Lot B _0208 | CLI.CON-000001 |  |  | Approved
Qasr Rashwan - Lot B _0208 | CLI.CON-000001 | 15.19 - Iz. Al Burm - Bill No.5: Store - 5.1.2 - b.1 | for foundation | Approved
Qasr Rashwan - Lot B _0208 | CLI.CON-000001 |  |  | Approved
Qasr Rashwan - Lot B _0208 | CLI.CON-000001 | 15.19 - Iz. Al Burm - Bill No.5: Store - 5.1.7 - a.2 | cement tiling, for roof | Approved
Qasr Rashwan - Lot B _0208 | CLI.CON-000001 |  |  | Approved
Qasr Rashwan - Lot B _0208 | CLI.CON-000001 | 15.15 - Al Burm-Bill No.3.4: Mechanical Works - Pumping Station--3.4.10 | Maintenance tools as per tendered documents. | Approved
Qasr Rashwan - Lot B _0208 | CLI.CON-000001 |  |  | Approved
Qasr Rashwan - Lot B _0208 | CLI.CON-000001 | 15.21 - Iz. Al Burm - Bill No.6: Admin Building - 6.1.2 - c.2 | RC protection layer | Approved
Qasr Rashwan - Lot B _0208 | CLI.CON-000001 |  |  | Approved
Qasr Rashwan - Lot B _0208 | CLI.CON-000001 | 15.11 - Al Burm-Bill No. 2: Force Main Pipeline--2.6 | Connection the forcemain line to the inlet chamber of the existing WWTP, opening the necessary shanks, supplying and installing all the requirements for connecting, fitting,double flange bend, flowmeter chamber, DI pipes , making temporary transfers and grouting around the pipes and weirs with cement mortar (if necessary), price includes insulation, painting ,all works necessary and restoring everything to its original, all works shall be completed according to Drawings, Technical Specifications and Engineer instructions. | Approved
Qasr Rashwan - Lot B _0208 | CLI.CON-000001 |  |  | Approved
Qasr Rashwan - Lot B _0208 | CLI.CON-000001 | 15.23 - Iz. Al Burm- BILL NO. 6.3: Admin Room-6.3.4-b | Single Phase Switched waterproof Socket, 220V, 16A, 3 Pin Complete With Cover (IP55) | Approved
Qasr Rashwan - Lot B _0208 | CLI.CON-000001 |  |  | Approved
Qasr Rashwan - Lot B _0208 | CLI.CON-000001 | 15.27 - Iz. Al Burm - Bill No.9: Site Work - 9.3.2 - a. | DN/ID 150 mm dia | Approved
Qasr Rashwan - Lot B _0208 | CLI.CON-000001 |  |  | Approved
Qasr Rashwan - Lot B _0208 | CLI.CON-000001 | 15.16 - Iz. Al Burm - Bill No.4: Guard room - 4.1.6 - b.2 | Type W2, 600 mm width x 600 mm height | Approved
Qasr Rashwan - Lot B _0208 | CLI.CON-000001 |  |  | Approved
Qasr Rashwan - Lot B _0208 | CLI.CON-000001 | 15.11 - Al Burm-Bill No. 2: Force Main Pipeline-2.4.3-b | Wash-out valve chamber | Approved
Qasr Rashwan - Lot B _0208 | CLI.CON-000001 |  |  | Approved
Qasr Rashwan - Lot B _0208 | CLI.CON-000001 | 15.23 - Iz. Al Burm- BILL NO. 6.3: Admin Room-6.3.4-a | Single Phase Switched Socket 220v, 16A, 2-pin Type Complete With Earthing Contact. | Approved
Qasr Rashwan - Lot B _0208 | CLI.CON-000001 |  |  | Approved
Qasr Rashwan - Lot B _0208 | CLI.CON-000001 | 15.11 - Al Burm-Bill No. 2: Force Main Pipeline--2.7 | Excavation in rock according to soil and as specified in the Contract Documents. | Approved
Qasr Rashwan - Lot B _0208 | CLI.CON-000001 |  |  | Approved
Qasr Rashwan - Lot B _0208 | CLI.CON-000001 | 15.14 - Iz. Al Burm-BILL NO. 3.3: Main Pump Station-3.3.14- | Low voltage cables (0.6/1kV) complete with (UPVC Conduits, lugs, ..etc) and all accessories, as per Contract Documents. | Approved
Qasr Rashwan - Lot B _0208 | CLI.CON-000001 |  |  | Approved
Qasr Rashwan - Lot B _0208 | CLI.CON-000001 | 15.1 | BILL NO. 1 Sewage Network | Approved
Qasr Rashwan - Lot B _0208 | CLI.CON-000001 |  |  | Approved
Qasr Rashwan - Lot B _0208 | CLI.CON-000001 | 15.12 - Iz. Al Burm - Bill No.3: PUMP STATION - 3.1.5 - b | Supply and apply external cement plastering to facades with all metal accessories, base and finish coat, thickness 2cm striped with 2 cm groove render for facades. all required works of completion with the industry standards. As per Specification, Drawings and Engineer's instructions. | Approved
Qasr Rashwan - Lot B _0208 | CLI.CON-000001 |  |  | Approved
Qasr Rashwan - Lot B _0208 | CLI.CON-000001 | 15.19 - Iz. Al Burm - Bill No.5: Store - 5.1.2 - a.1 | Under foundations | Approved
Qasr Rashwan - Lot B _0208 | CLI.CON-000001 |  |  | Approved
Qasr Rashwan - Lot B _0208 | CLI.CON-000001 | 15.10 - Al Burm-BILL NO. 1: SEWAGE NETWORK-1.3-a | IC 60*60 cm | Approved
Qasr Rashwan - Lot B _0208 | CLI.CON-000001 |  |  | Approved
Qasr Rashwan - Lot B _0208 | CLI.CON-000001 | 15.22 - Al Burm-BILL NO. 6.2: Plumbing Works – Admin Room-6.2.5-a. | 75mm dia | Approved
Qasr Rashwan - Lot B _0208 | CLI.CON-000001 |  |  | Approved
Qasr Rashwan - Lot B _0208 | CLI.CON-000001 | 15.27 - Iz. Al Burm - Bill No.9: Site Work - 9.3.1 - b. | 100mm dia. | Approved
Qasr Rashwan - Lot B _0208 | CLI.CON-000001 |  |  | Approved
Qasr Rashwan - Lot B _0208 | CLI.CON-000001 | 15.16 | BILL NO. 4.1 Civil Works - Guard Room | Approved
Qasr Rashwan - Lot B _0208 | CLI.CON-000001 |  |  | Approved
Qasr Rashwan - Lot B _0208 | CLI.CON-000001 | 15.11 - Al Burm-Bill No. 2: Force Main Pipeline-2.5.5-a | 90º (250mm) | Approved
Qasr Rashwan - Lot B _0208 | CLI.CON-000001 |  |  | Approved
Qasr Rashwan - Lot B _0208 | CLI.CON-000001 | 15.20 - Iz. Al Burm-BILL NO. 5.2: Store-5.2.1- | Supply, install, connect, test and commission of complete L.V. distribution boards (LP-ST) the price include selectvity study, termination, Identifications, labling, glands, copper luggs as specified and as indicating drawings. System shall be lump sum complete in every respect with all necessary accessories and ancillary works. | Approved
Qasr Rashwan - Lot B _0208 | CLI.CON-000001 |  |  | Approved
Qasr Rashwan - Lot B _0208 | CLI.CON-000001 | 15.11 - Al Burm-Bill No. 2: Force Main Pipeline-2.5.4-a | Dismantling joint 250mm | Approved
Qasr Rashwan - Lot B _0208 | CLI.CON-000001 |  |  | Approved
Qasr Rashwan - Lot B _0208 | CLI.CON-000001 | 15.13 - Iz. Al Burm-BILL NO. 3.2: Main Pump Station-3.2.2-e | Enclosed Polycarbonate, Wall Mounting Luminaire IP65 With 40 Watt LED Lamp. | Approved
Qasr Rashwan - Lot B _0208 | CLI.CON-000001 |  |  | Approved
Qasr Rashwan - Lot B _0208 | CLI.CON-000001 | 15.19 - Iz. Al Burm - Bill No.5: Store - 5.1.2 - b.2 | For grade slabs, 100 mm thick | Approved
Qasr Rashwan - Lot B _0208 | CLI.CON-000001 |  |  | Approved
Qasr Rashwan - Lot B _0208 | CLI.CON-000001 | 15.20 - Iz. Al Burm-BILL NO. 5.2: Store-5.2.4-a | Single Phase Switched Socket 220v, 16A, 2-pin Type Complete With Earthing Contact. | Approved
Qasr Rashwan - Lot B _0208 | CLI.CON-000001 |  |  | Approved
Qasr Rashwan - Lot B _0208 | CLI.CON-000001 | 15.23 - Iz. Al Burm- BILL NO. 6.3: Admin Room-6.3.5-b | Lighting outlets. | Approved
Qasr Rashwan - Lot B _0208 | CLI.CON-000001 |  |  | Approved
Qasr Rashwan - Lot B _0208 | CLI.CON-000001 | 15.21 - Iz. Al Burm - Bill No.6: Admin Building - 6.1.7 - a.3 | cement tiling, for roof | Approved
Qasr Rashwan - Lot B _0208 | CLI.CON-000001 |  |  | Approved
Qasr Rashwan - Lot B _0208 | CLI.CON-000001 | 15.27 - Iz. Al Burm - Bill No.9: Site Work - 9.2.1 - b | Extra over for excavation in rock. | Approved
Qasr Rashwan - Lot B _0208 | CLI.CON-000001 |  |  | Approved
Qasr Rashwan - Lot B _0208 | CLI.CON-000001 | 15.21 - Iz. Al Burm - Bill No.6: Admin Building - 6.1.3 - a.2 | 120 mm thick. | Approved
Qasr Rashwan - Lot B _0208 | CLI.CON-000001 |  |  | Approved
Qasr Rashwan - Lot B _0208 | CLI.CON-000001 | 15.21 | BILL NO. 6.1 Civil Works - Admin Room | Approved
Qasr Rashwan - Lot B _0208 | CLI.CON-000001 |  |  | Approved
Qasr Rashwan - Lot B _0208 | CLI.CON-000001 | 15.19 - Iz. Al Burm - Bill No.5: Store - 5.1.5 - a | Supply and excite cement sand plaster for internal slabs, walls and beams with all metal accessories, the item includes substrate preparation, all required works of completion with the industry standards. As per specification, drawings and the Engineer's instructions. | Approved
Qasr Rashwan - Lot B _0208 | CLI.CON-000001 |  |  | Approved
Qasr Rashwan - Lot B _0208 | CLI.CON-000001 | 15.11 - Al Burm-Bill No. 2: Force Main Pipeline--2.8 | Deep Dewatering according to soil investigation, specification and Engineer instruction. | Approved
Qasr Rashwan - Lot B _0208 | CLI.CON-000001 |  |  | Approved
Qasr Rashwan - Lot B _0208 | CLI.CON-000001 | 15.10 - Al Burm-BILL NO. 1: SEWAGE NETWORK-1.1.1-b.2 | Ditto, depth to invert between 1.51 m and 2.50 m | Approved
Qasr Rashwan - Lot B _0208 | CLI.CON-000001 |  |  | Approved
Qasr Rashwan - Lot B _0208 | CLI.CON-000001 | 15.18 - Iz. Al Burm-BILL NO. 4.3: Guard room-4.3.5-a | Wall Mounted Exhaust Fan Outlet. | Approved
Qasr Rashwan - Lot B _0208 | CLI.CON-000001 |  |  | Approved
Qasr Rashwan - Lot B _0208 | CLI.CON-000001 | 15.11 - Al Burm-Bill No. 2: Force Main Pipeline-2.2-b | Air valve chamber | Approved
Qasr Rashwan - Lot B _0208 | CLI.CON-000001 |  |  | Approved
Qasr Rashwan - Lot B _0208 | CLI.CON-000001 | 15.12 - Iz. Al Burm - Bill No.3: PUMP STATION - 3.1.8 - b | Supply and apply of Dry mix paint for facades including substrate preparation, scaffoldings, grooves, applying three coats of paint as per required colors and all required accessories as shown on the Contract Drawings, recommended by manufacturer and approved by the Engineer prior to installation. | Approved
Qasr Rashwan - Lot B _0208 | CLI.CON-000001 |  |  | Approved
Qasr Rashwan - Lot B _0208 | CLI.CON-000001 | 15.19 - Iz. Al Burm - Bill No.5: Store - 5.1.5 - b | Supply and apply external cement plastering to facades with all metal accessories, base and finish coat, thickness 2cm striped with 2 cm groove render for facades. all required works of completion with the industry standards. As per Specification, Drawings and the Engineer's instructions. | Approved
Qasr Rashwan - Lot B _0208 | CLI.CON-000001 |  |  | Approved
Qasr Rashwan - Lot B _0208 | CLI.CON-000001 | 15.13 - Iz. Al Burm-BILL NO. 3.2: Main Pump Station-3.2.2-b | Ditto As Above But For Maintained Electricity Duration. Provided With Emergency Unit For 3 Hours. | Approved
Qasr Rashwan - Lot B _0208 | CLI.CON-000001 |  |  | Approved
Qasr Rashwan - Lot B _0208 | CLI.CON-000001 | 15.13 - Iz. Al Burm-BILL NO. 3.2: Main Pump Station-3.2.5-a | Wall Mounted Exhaust Fan Outlet. | Approved
Qasr Rashwan - Lot B _0208 | CLI.CON-000001 |  |  | Approved
Qasr Rashwan - Lot B _0208 | CLI.CON-000001 | 15.10 - Al Burm-BILL NO. 1: SEWAGE NETWORK-1.1.1-f.3 | Ditto, depth to invert between 5.51 m and 6.50 m | Approved
Qasr Rashwan - Lot B _0208 | CLI.CON-000001 |  |  | Approved
Qasr Rashwan - Lot B _0208 | CLI.CON-000001 | 15.10 - Al Burm-BILL NO. 1: SEWAGE NETWORK-1.2.1-b.2 | Ditto, depth to invert between 2.01 m and 2.50 m | Approved
Qasr Rashwan - Lot B _0208 | CLI.CON-000001 |  |  | Approved
Qasr Rashwan - Lot B _0208 | CLI.CON-000001 | 15.11 - Al Burm-Bill No. 2: Force Main Pipeline-2.5.1-b | washout 150mm dia. | Approved
Qasr Rashwan - Lot B _0208 | CLI.CON-000001 |  |  | Approved
Qasr Rashwan - Lot B _0208 | CLI.CON-000001 | 15.19 - Iz. Al Burm - Bill No.5: Store - 5.1.3 - a. | 250 mm thick. | Approved
Qasr Rashwan - Lot B _0208 | CLI.CON-000001 |  |  | Approved
Qasr Rashwan - Lot B _0208 | CLI.CON-000001 | 15.17 - Al Burm-BILL NO. 4.2: Plumbing Works – Guard Room-4.2.2-a. | 25mm dia. | Approved
Qasr Rashwan - Lot B _0208 | CLI.CON-000001 |  |  | Approved
Qasr Rashwan - Lot B _0208 | CLI.CON-000001 | 15.18 - Iz. Al Burm-BILL NO. 4.3: Guard room-4.3.4-b | Single Phase Switched waterproof Socket, 220V, 16A, 3 Pin Complete With Cover (IP55) | Approved
Qasr Rashwan - Lot B _0208 | CLI.CON-000001 |  |  | Approved
Qasr Rashwan - Lot B _0208 | CLI.CON-000001 | 15.12 - Iz. Al Burm - Bill No.3: PUMP STATION - 3.1.2 - a.2 | PC Slope concrete for floor with hardener | Approved
Qasr Rashwan - Lot B _0208 | CLI.CON-000001 |  |  | Approved
Qasr Rashwan - Lot B _0208 | CLI.CON-000001 | 15.16 - Iz. Al Burm - Bill No.4: Guard room - 4.1.6 - a.2 | Type D2, size 700mmx2,200mm | Approved
Qasr Rashwan - Lot B _0208 | CLI.CON-000001 |  |  | Approved
Qasr Rashwan - Lot B _0208 | CLI.CON-000001 | 15.24 | BILL NO. 7.1 Civil Works – Generator Shed | Approved
Qasr Rashwan - Lot B _0208 | CLI.CON-000001 |  |  | Approved
Qasr Rashwan - Lot B _0208 | CLI.CON-000001 | 15.14 - Iz. Al Burm-BILL NO. 3.3: Main Pump Station-3.3.5- | Supply, installation, calibration, connection and testing of the electromagnetic flow meter on the main discharge line (250mm diameter) (consists of separate sensor and transmitter with digital indicator) including all necessary accessories required for installation and operation requirements. | Approved
Qasr Rashwan - Lot B _0208 | CLI.CON-000001 |  |  | Approved
Qasr Rashwan - Lot B _0208 | CLI.CON-000001 | 15.11 - Al Burm-Bill No. 2: Force Main Pipeline--2.3.6 | Supplying, installing, connecting and testing of ductile iron pipes with diameter 150 mm for wash-out chamber and inlet pipe (in the case of chamber Type-A) , the item includes all pipes, fittings, gaskets, flexible joint, bolts, nut, washers, non-shrink mortar and all required works for completion and performance of the work item in accordance with the Contract Drawings, Specifications, the Ministerial Decree No. (277 / 2000) and its annexes No. 14 /2002) and the Engineer's instructions. | Approved
Qasr Rashwan - Lot B _0208 | CLI.CON-000001 |  |  | Approved
Qasr Rashwan - Lot B _0208 | CLI.CON-000001 | 15.14 - Iz. Al Burm-BILL NO. 3.3: Main Pump Station-3.3.2- | Outdoor Kiosk power transformer package 300KVA, 11/0.4KV complete with Ring Main Unit, Bus-Bar, Breakers, Protection, Measuring, Low Voltage accumulated energy meter and all required accessories for medium voltage, as per tendered documents, and shall be supplied and erected according to the requirements of the Egyptian Electric Authority (E.E.A), the contractor shall take the approval of the (E.E.A) before supplying. | Approved
Qasr Rashwan - Lot B _0208 | CLI.CON-000001 |  |  | Approved
Qasr Rashwan - Lot B _0208 | CLI.CON-000001 | 15.10 - Al Burm-BILL NO. 1: SEWAGE NETWORK-1.4-b | HC 60*90 cm | Approved
Qasr Rashwan - Lot B _0208 | CLI.CON-000001 |  |  | Approved
Qasr Rashwan - Lot B _0208 | CLI.CON-000001 | 15.10 - Al Burm-BILL NO. 1: SEWAGE NETWORK-1.1.1-c.1 | Depth to invert not exceeding 1.5 m | Approved
Qasr Rashwan - Lot B _0208 | CLI.CON-000001 |  |  | Approved
Qasr Rashwan - Lot B _0208 | CLI.CON-000001 | 15.27 - Iz. Al Burm - Bill No.9: Site Work - 9.3.6 - 9.3.6 | Supply and Install catsh basin including all necessary fittings, the rate shall include excavation in soil, PVC pipes (SN4) with inner diameter of 150 mm for connections between storm gully and manhole, lay bedding layer under gravity pipe line, backfilling above pipe lines and surplus excavation as per specifications and drawings. | Approved
Qasr Rashwan - Lot B _0208 | CLI.CON-000001 |  |  | Approved
Qasr Rashwan - Lot B _0208 | CLI.CON-000001 | 15.14 - Iz. Al Burm-BILL NO. 3.3: Main Pump Station-3.3.4- | Supply, installation, programming, connecting, commissioning and testing of the control panel (2mm thickness) including the(Conformal coated) Programmable Logic Controller (PLC) consists of: Power supply Module CPU Module Digital Input Modules Digital Output Modules Analog Input Modules Analog Output Modules (If required) Complete with programming software, electrical protection devices, input and output isolation units, industrial switch, electrical feed, insulation transformer, lighting bulb, connection with main control system and all necessary accessories and devices. | Approved
Qasr Rashwan - Lot B _0208 | CLI.CON-000001 |  |  | Approved
Qasr Rashwan - Lot B _0208 | CLI.CON-000001 | 15.10 - Al Burm-BILL NO. 1: SEWAGE NETWORK-1.1.1-a.1 | Depth to invert not exceeding 1.2 m | Approved
Qasr Rashwan - Lot B _0208 | CLI.CON-000001 |  |  | Approved
Qasr Rashwan - Lot B _0208 | CLI.CON-000001 | 15.19 - Iz. Al Burm - Bill No.5: Store - 5.1.1 - c. | Supply, backfilling and compaction to the required grades with approved clean sand on layers not more than 25 cm thick. The layers are to be compacted by means of vibratory type equipment to obtain 95% of maximum dry density as per specifications. | Approved
Qasr Rashwan - Lot B _0208 | CLI.CON-000001 |  |  | Approved
Qasr Rashwan - Lot B _0208 | CLI.CON-000001 | 15.20 - Iz. Al Burm-BILL NO. 5.2: Store-5.2.2-c | Enclosed Polycarbonate, Wall Mounting Luminaire IP65 With 20 Watt LED Lamp. | Approved
Qasr Rashwan - Lot B _0208 | CLI.CON-000001 |  |  | Approved
Qasr Rashwan - Lot B _0208 | CLI.CON-000001 | 15.10 - Al Burm-BILL NO. 1: SEWAGE NETWORK-1.2.1-a.1 | Depth to invert not exceeding 1.5 m | Approved
Qasr Rashwan - Lot B _0208 | CLI.CON-000001 |  |  | Approved
Qasr Rashwan - Lot B _0208 | CLI.CON-000001 | 15.15 - Al Burm-Bill No.3.4: Mechanical Works - Pumping Station-3.4.5-a. | D.C.I, Socket and spigot Wall piece, dia. 500 mm. | Approved
Qasr Rashwan - Lot B _0208 | CLI.CON-000001 |  |  | Approved
Qasr Rashwan - Lot B _0208 | CLI.CON-000001 | 15.27 - Iz. Al Burm - Bill No.9: Site Work - 9.1 - 9..1.d | Supply and install and planting of grass including base, supbase and irrigation system include irrigation hydrant, valves and pipes. All required works of completion with the industry standards, as per specification and Engineer instructions. | Approved
Qasr Rashwan - Lot B _0208 | CLI.CON-000001 |  |  | Approved
Qasr Rashwan - Lot B _0208 | CLI.CON-000001 | 15.10 - Al Burm-BILL NO. 1: SEWAGE NETWORK-1.1.1-e.1 | Depth to invert between 3.51 m and 4.50 m | Approved
Qasr Rashwan - Lot B _0208 | CLI.CON-000001 |  |  | Approved
Qasr Rashwan - Lot B _0208 | CLI.CON-000001 | 15.27 - Iz. Al Burm - Bill No.9: Site Work - 9.2.2 - a | Under foundations | Approved
Qasr Rashwan - Lot B _0208 | CLI.CON-000001 |  |  | Approved
Qasr Rashwan - Lot B _0208 | CLI.CON-000001 | 15.16 - Iz. Al Burm - Bill No.4: Guard room - 4.1.2 - c.1 | structure | Approved
Qasr Rashwan - Lot B _0208 | CLI.CON-000001 |  |  | Approved
Qasr Rashwan - Lot B _0208 | CLI.CON-000001 | 15.16 - Iz. Al Burm - Bill No.4: Guard room - 4.1.3 - a.2 | 120 mm thick. | Approved
Qasr Rashwan - Lot B _0208 | CLI.CON-000001 |  |  | Approved
Qasr Rashwan - Lot B _0208 | CLI.CON-000001 | 15.10 - Al Burm-BILL NO. 1: SEWAGE NETWORK-1.5.3-b | Dismantling joints | Approved
Qasr Rashwan - Lot B _0208 | CLI.CON-000001 |  |  | Approved
Qasr Rashwan - Lot B _0208 | CLI.CON-000001 | 15.23 - Iz. Al Burm- BILL NO. 6.3: Admin Room-6.3.3-a | One Way, Two-gang Lighting Switch 10A. | Approved
Qasr Rashwan - Lot B _0208 | CLI.CON-000001 |  |  | Approved
Qasr Rashwan - Lot B _0208 | CLI.CON-000001 | 15.16 - Iz. Al Burm - Bill No.4: Guard room - 4.1.4 - c. | Supply and installation of 50 mm extruded polystyrene boards for roof heat insulation with minimum density 35 kg/cm²; the work include Polystyrene sheet 1mm layer. Sample shall be approved before execution and all required works shall be as per manufacturer's instructions, recommendations and Specification. | Approved
Qasr Rashwan - Lot B _0208 | CLI.CON-000001 |  |  | Approved
Qasr Rashwan - Lot B _0208 | CLI.CON-000001 | 15.13 | BILL NO. 3.2 Electrical Works – Pumping Station (LV and Lighting) | Approved
Qasr Rashwan - Lot B _0208 | CLI.CON-000001 |  |  | Approved
Qasr Rashwan - Lot B _0208 | CLI.CON-000001 | 15.18 - Iz. Al Burm-BILL NO. 4.3: Guard room-4.3.3-a | One Way, Two-gang Lighting Switch 10A. | Approved
Qasr Rashwan - Lot B _0208 | CLI.CON-000001 |  |  | Approved
Qasr Rashwan - Lot B _0208 | CLI.CON-000001 | 15.12 - Iz. Al Burm - Bill No.3: PUMP STATION - 3.1.7 - b | Supply and installation of abrasion, friction, acids and shock resistant ceramic tiles for wall, pattern as shown on drawings including cement mortar, setting bed, grouting, fixing, support and all required accessories. Complete as shown on drawings, specified in the Contract documents, recommended by manufacturer and approved by the Engineer prior to installation | Approved
Qasr Rashwan - Lot B _0208 | CLI.CON-000001 |  |  | Approved
Qasr Rashwan - Lot B _0208 | CLI.CON-000001 | 15.12 - Iz. Al Burm - Bill No.3: PUMP STATION - 3.1.2 - e. | Supply and casting of in-place reinforced concrete in super structure, including: formwork, scaffolding, expansion, construction joints, Steel bar reinforcement, joint filler, sealant, transporting, fixation, mixing, pouring, leveling, finishing, compaction by vibratory, curing of reinforced concrete and testing as set out in the specifications. | Approved
Qasr Rashwan - Lot B _0208 | CLI.CON-000001 |  |  | Approved
Qasr Rashwan - Lot B _0208 | CLI.CON-000001 | 15.13 - Iz. Al Burm-BILL NO. 3.2: Main Pump Station-3.2.5-b | Lighting outlets. Supply, Test, Delivery, Erection, Commissioning and putting into Operation of the following items (including all accessories) as per Contract Documents: | Approved
Qasr Rashwan - Lot B _0208 | CLI.CON-000001 |  |  | Approved
Qasr Rashwan - Lot B _0208 | CLI.CON-000001 | 15.14 - Iz. Al Burm-BILL NO. 3.3: Main Pump Station-3.3.18- | Fire alarm system complete with Conventional fire alarm control panel, smoke detectors, heat detectors, manual call point, bell, fire alarm siren and wire and all necessary components (internal wires and outlets, etc) required to complete the system in perfect case, the fire alarm control panel shall be erected in pump operating room. | Approved
Qasr Rashwan - Lot B _0208 | CLI.CON-000001 |  |  | Approved
Qasr Rashwan - Lot B _0208 | CLI.CON-000001 | 15.13 - Iz. Al Burm-BILL NO. 3.2: Main Pump Station-3.2.2-a | Rated Wall Mounted luminaire IP65, with 60W LED lamp, watertight. | Approved
Qasr Rashwan - Lot B _0208 | CLI.CON-000001 |  |  | Approved
Qasr Rashwan - Lot B _0208 | CLI.CON-000001 | 15.18 | BILL NO. 4.3 Electrical Works – Guard Room | Approved
Qasr Rashwan - Lot B _0208 | CLI.CON-000001 |  |  | Approved
Qasr Rashwan - Lot B _0208 | CLI.CON-000001 | 15.26 - Iz. Al Burm - Bill No.8: Transformer - Bill No.8 - Transformer Kiosk "Iz. Al Burm" (Civil Works) - 8.1 | Supplying and casting in-place of transformer base and the price includes all the necessary excavation and backfilling works, the removal and disposal of the excavated material to the designated dump, the supply and work of plain concrete Grade C20, reinforced concrete Grade C25, insulation works for the base and all that comes into contact with the soil, including formwork, transporting, mixing, casting, finishing, curing and testing as required by the specifications. provided that the work is completed in full according to the Contract drawings, technical specifications, industry assets and the instructions of the Engineer. | Approved
Qasr Rashwan - Lot B _0208 | CLI.CON-000001 |  |  | Approved
Qasr Rashwan - Lot B _0208 | CLI.CON-000001 | 15.12 - Iz. Al Burm - Bill No.3: PUMP STATION - 3.1.7 - a.2 | Cement tiles for roof | Approved
Qasr Rashwan - Lot B _0208 | CLI.CON-000001 |  |  | Approved
Qasr Rashwan - Lot B _0208 | CLI.CON-000001 | 15.18 - Iz. Al Burm-BILL NO. 4.3: Guard room-4.3.2-a | Surface mounted luminaire with 1x60 watt led lamps, With (IP20) | Approved
Qasr Rashwan - Lot B _0208 | CLI.CON-000001 |  |  | Approved
Qasr Rashwan - Lot B _0208 | CLI.CON-000001 | 15.11 - Al Burm-Bill No. 2: Force Main Pipeline-2.4.3-a | Inception chamber | Approved
Qasr Rashwan - Lot B _0208 | CLI.CON-000001 |  |  | Approved
Qasr Rashwan - Lot B _0208 | CLI.CON-000001 | 15.21 - Iz. Al Burm - Bill No.6: Admin Building - 6.1.6 - b.2 | Type W2, 600 mm width x 600 mm height | Approved
Qasr Rashwan - Lot B _0208 | CLI.CON-000001 |  |  | Approved
Qasr Rashwan - Lot B _0208 | CLI.CON-000001 | 15.20 - Iz. Al Burm-BILL NO. 5.2: Store-5.2.3- | One Way, Three-gang Lighting Switch 10A. | Approved
Qasr Rashwan - Lot B _0208 | CLI.CON-000001 |  |  | Approved
Qasr Rashwan - Lot B _0208 | CLI.CON-000001 | 15.17 - Al Burm-BILL NO. 4.2: Plumbing Works – Guard Room-4.2.3-a. | gully trap 30 x 30 | Approved
Qasr Rashwan - Lot B _0208 | CLI.CON-000001 |  |  | Approved
Qasr Rashwan - Lot B _0208 | CLI.CON-000001 | 15.21 - Iz. Al Burm - Bill No.6: Admin Building - 6.1.4 - c. | Supply and installation of 50 mm extruded polystyrene boards for roof heat insulation with minimum density 35 kg/cm²; the work include Polystyrene sheet 1mm layer. Sample shall be approved before execution and all required works shall be as per manufacturer's instructions, recommendations and Specification. | Approved
Qasr Rashwan - Lot B _0208 | CLI.CON-000001 |  |  | Approved
Qasr Rashwan - Lot B _0208 | CLI.CON-000001 | 15.21 - Iz. Al Burm - Bill No.6: Admin Building - 6.1.6 - a.2 | Type D2, size 700mmx2,200mm | Approved
Qasr Rashwan - Lot B _0208 | CLI.CON-000001 |  |  | Approved
Qasr Rashwan - Lot B _0208 | CLI.CON-000001 | 15.21 - Iz. Al Burm - Bill No.6: Admin Building - 6.1.7 - b | Supply and installation of ceramic tiles, pattern as shown on drawings including cement mortar, setting bed, grouting, pointing, fixing, support and all required accessories. Complete as shown on drawings, specified in the Contract documents, recommended by manufacturer and approved by the Engineer prior to installation. | Approved
Qasr Rashwan - Lot B _0208 | CLI.CON-000001 |  |  | Approved
Qasr Rashwan - Lot B _0208 | CLI.CON-000001 | 15.25 - Iz. Al Burm-BILL NO.7.2: Generator Shed-7.2.2-b | Ditto As Above But For Maintained Electricity Duration. Provided With Emergency Unit For 3 Hours | Approved
Qasr Rashwan - Lot B _0208 | CLI.CON-000001 |  |  | Approved
Qasr Rashwan - Lot B _0208 | CLI.CON-000001 | 15.16 - Iz. Al Burm - Bill No.4: Guard room - 4.1.1 - c. | Supply, backfilling and compaction to the required grades with approved clean sand on layers not more than 25 cm thick. The layers are to be compacted by means of vibratory type equipment to obtain 95% of maximum dry density as per specifications. | Approved
Qasr Rashwan - Lot B _0208 | CLI.CON-000001 |  |  | Approved
Qasr Rashwan - Lot B _0208 | CLI.CON-000001 | 15.21 - Iz. Al Burm - Bill No.6: Admin Building - 6.1.5 - b | Supply and apply external cement plastering to facades with all metal accessories, base and finish coat, thickness 2cm striped with 2 cm groove render for facades. all required works of completion with the industry standards. As per Specification, Drawings and Engineer's instructions. | Approved
Qasr Rashwan - Lot B _0208 | CLI.CON-000001 |  |  | Approved
Qasr Rashwan - Lot B _0208 | CLI.CON-000001 | 15.16 - Iz. Al Burm - Bill No.4: Guard room - 4.1.7 - c | Supply and lay marble / granite steps the riser 20 mm thick and the tread 40 mm thick including skirting & anti slip braking width 3 cm, as parallel lines as per drawings, specifications and approved sample. | Approved
Qasr Rashwan - Lot B _0208 | CLI.CON-000001 |  |  | Approved
Qasr Rashwan - Lot B _0208 | CLI.CON-000001 | 15.11 - Al Burm-Bill No. 2: Force Main Pipeline-2.2-c | Flowmeter chamber | Approved
Qasr Rashwan - Lot B _0208 | CLI.CON-000001 |  |  | Approved
Qasr Rashwan - Lot B _0208 | CLI.CON-000001 | 15.19 - Iz. Al Burm - Bill No.5: Store - 5.1.9 - a. | 75mm dia. | Approved
Qasr Rashwan - Lot B _0208 | CLI.CON-000001 |  |  | Approved
Qasr Rashwan - Lot B _0208 | CLI.CON-000001 | 15.13 - Iz. Al Burm-BILL NO. 3.2: Main Pump Station-3.2.3-b | Ditto As Above Item, But Of Weatherproof Type. | Approved
Qasr Rashwan - Lot B _0208 | CLI.CON-000001 |  |  | Approved
Qasr Rashwan - Lot B _0208 | CLI.CON-000001 | 15.27 - Iz. Al Burm - Bill No.9: Site Work - 9.1 - 9.1.c | Supply and install pre-cast concrete kerbs, the price includes excavation, backfilling, mortar bed, lean concrete, concrete haunching, including ends, angles, provision of curb opening for drainage, and painting. All required works of completion with the industry standards, as per specification, drawings and Engineer instructions. | Approved
Qasr Rashwan - Lot B _0208 | CLI.CON-000001 |  |  | Approved
Qasr Rashwan - Lot B _0208 | CLI.CON-000001 | 15.16 - Iz. Al Burm - Bill No.4: Guard room - 4.1.8 - b | Supply and apply of Dry mix paint for facades including substrate preparation, scaffoldings, grooves, applying three coats of paint as per required colors and all required accessories as shown on the Contract Drawings, recommended by manufacturer and approved by the Engineer prior to installation. | Approved
Qasr Rashwan - Lot B _0208 | CLI.CON-000001 |  |  | Approved
Qasr Rashwan - Lot B _0208 | CLI.CON-000001 | 15.12 - Iz. Al Burm - Bill No.3: PUMP STATION - 3.1.2 - a.3 | For roof slopes, 30 mm to 140 mm thick | Approved
Qasr Rashwan - Lot B _0208 | CLI.CON-000001 |  |  | Approved
Qasr Rashwan - Lot B _0208 | CLI.CON-000001 | 15.11 - Al Burm-Bill No. 2: Force Main Pipeline-2.5.2-a | Tee 250/150 | Approved
Qasr Rashwan - Lot B _0208 | CLI.CON-000001 |  |  | Approved
Qasr Rashwan - Lot B _0208 | CLI.CON-000001 | 15.10 - Al Burm-BILL NO. 1: SEWAGE NETWORK-1.6.2-a | (Crossing under TENEHLA DRAIN by pipe jacking/Macro-tunneling | Approved
Qasr Rashwan - Lot B _0208 | CLI.CON-000001 |  |  | Approved
Qasr Rashwan - Lot B _0208 | CLI.CON-000001 | 15.13 - Iz. Al Burm-BILL NO. 3.2: Main Pump Station-3.2.4-b | Industrial Single Phase Switched Power Socket 220v, 25A, 2-pin Type Complete With Earthing Contact And Cover. | Approved
Qasr Rashwan - Lot B _0208 | CLI.CON-000001 |  |  | Approved
Qasr Rashwan - Lot B _0208 | CLI.CON-000001 | 15.21 - Iz. Al Burm - Bill No.6: Admin Building - 6.1.2 - a.1 | Under foundations | Approved
Qasr Rashwan - Lot B _0208 | CLI.CON-000001 |  |  | Approved
Qasr Rashwan - Lot B _0208 | CLI.CON-000001 | 15.10 - Al Burm-BILL NO. 1: SEWAGE NETWORK-1.2.1-b.5 | Ditto, depth to invert between 3.51 m and 4.00 m | Approved
Qasr Rashwan - Lot B _0208 | CLI.CON-000001 |  |  | Approved
Qasr Rashwan - Lot B _0208 | CLI.CON-000001 | 15.19 - Iz. Al Burm - Bill No.5: Store - 5.1.2 - c.1 | structure | Approved
Qasr Rashwan - Lot B _0208 | CLI.CON-000001 |  |  | Approved
Qasr Rashwan - Lot B _0208 | CLI.CON-000001 | 15.15 - Al Burm-Bill No.3.4: Mechanical Works - Pumping Station-3.4.3-g. | Flanged Reducer, dia 200/Pump outlet diameter | Approved
Qasr Rashwan - Lot B _0208 | CLI.CON-000001 |  |  | Approved
Qasr Rashwan - Lot B _0208 | CLI.CON-000001 | 15.10 - Al Burm-BILL NO. 1: SEWAGE NETWORK-1.5.3-c | Puddle flanged pipe | Approved
Qasr Rashwan - Lot B _0208 | CLI.CON-000001 |  |  | Approved
Qasr Rashwan - Lot B _0208 | CLI.CON-000001 | 15.23 - Iz. Al Burm- BILL NO. 6.3: Admin Room-6.3.1-a | Supply, install, connect, test and commission of complete L.V. distribution boards (LP-ADMIN.) the price include selectvity study, termination, Identifications, labling, glands, copper luggs as specified and as indicating drawings. System shall be lump sum complete in every respect with all necessary accessories and ancillary works. | Approved
Qasr Rashwan - Lot B _0208 | CLI.CON-000001 |  |  | Approved
Qasr Rashwan - Lot B _0208 | CLI.CON-000001 | 15.17 - Al Burm-BILL NO. 4.2: Plumbing Works – Guard Room-4.2.1-a. | Water closet with flush tank floor mounted water closet with flush tank (European type) shall be provided with a toilet paper holder and all its required accessories and fittings with approved sample. All required works of completion with the industry standards. | Approved
Qasr Rashwan - Lot B _0208 | CLI.CON-000001 |  |  | Approved
Qasr Rashwan - Lot B _0208 | CLI.CON-000001 | 15.2 | BILL NO. 5.2 Electrical Works – Store Building | Approved
Qasr Rashwan - Lot B _0208 | CLI.CON-000001 |  |  | Approved
Qasr Rashwan - Lot B _0208 | CLI.CON-000001 | 15.11 - Al Burm-Bill No. 2: Force Main Pipeline-2.3.3-a | Flange socket with puddle flanged pieces 250mm | Approved
Qasr Rashwan - Lot B _0208 | CLI.CON-000001 |  |  | Approved
Qasr Rashwan - Lot B _0208 | CLI.CON-000001 | 15.12 - Iz. Al Burm - Bill No.3: PUMP STATION - 3.1.2 - a.1 | Un-reinforced lean concrete for sub-structure | Approved
Qasr Rashwan - Lot B _0208 | CLI.CON-000001 |  |  | Approved
Qasr Rashwan - Lot B _0208 | CLI.CON-000001 | 15.13 - Iz. Al Burm-BILL NO. 3.2: Main Pump Station-3.2.2-f | Enclosed Polycarbonate, Wall Mounting Luminaire IP65 With 20 Watt LED Lamp. | Approved
Qasr Rashwan - Lot B _0208 | CLI.CON-000001 |  |  | Approved
Qasr Rashwan - Lot B _0208 | CLI.CON-000001 | 15.11 - Al Burm-Bill No. 2: Force Main Pipeline--2.9 | Wooden formwork are left in their places after the excavation, construction and backfilling works over them, as approved from the Engineer Bill No.3.4: Mechanical Works - Pumping Station | Approved
Qasr Rashwan - Lot B _0208 | CLI.CON-000001 |  |  | Approved
Qasr Rashwan - Lot B _0208 | CLI.CON-000001 | 15.21 - Iz. Al Burm - Bill No.6: Admin Building - 6.1.8 - b | Supply and apply of Dry mix paint for facades including substrate preparation, scaffoldings, grooves, applying three coats of paint as per required colors and all required accessories as shown on the Contract Drawings, recommended by manufacturer and approved by the Engineer prior to installation. | Approved
Qasr Rashwan - Lot B _0208 | CLI.CON-000001 |  |  | Approved
Qasr Rashwan - Lot B _0208 | CLI.CON-000001 | 15.11 - Al Burm-Bill No. 2: Force Main Pipeline-2.5.3-b | Flange spigot with puddle flanged pieces 250mm | Approved
Qasr Rashwan - Lot B _0208 | CLI.CON-000001 |  |  | Approved
Qasr Rashwan - Lot B _0208 | CLI.CON-000001 | 15.10 - Al Burm-BILL NO. 1: SEWAGE NETWORK-1.2.1-b.9 | Ditto, depth to invert between 6.01 m and 6.50 m | Approved
Qasr Rashwan - Lot B _0208 | CLI.CON-000001 |  |  | Approved
Qasr Rashwan - Lot B _0208 | CLI.CON-000001 | 15.15 - Al Burm-Bill No.3.4: Mechanical Works - Pumping Station--3.4.11 | Fire fighting equipment as per tendered documents. BILL NO. 4.2: Plumbing Works – Guard Room | Approved
Qasr Rashwan - Lot B _0208 | CLI.CON-000001 |  |  | Approved
Qasr Rashwan - Lot B _0208 | CLI.CON-000001 | 15.10 - Al Burm-BILL NO. 1: SEWAGE NETWORK-1.2.1-b.6 | Ditto, depth to invert between 4.01 m and 4.50 m | Approved
Qasr Rashwan - Lot B _0208 | CLI.CON-000001 |  |  | Approved
Qasr Rashwan - Lot B _0208 | CLI.CON-000001 | 15.27 - Iz. Al Burm - Bill No.9: Site Work - 9.2.3 - b. | 250 mm thick. | Approved
Qasr Rashwan - Lot B _0208 | CLI.CON-000001 |  |  | Approved
Qasr Rashwan - Lot B _0208 | CLI.CON-000001 | 15.11 - Al Burm-Bill No. 2: Force Main Pipeline-2.3.2-a | Tee 250/150 | Approved
Qasr Rashwan - Lot B _0208 | CLI.CON-000001 |  |  | Approved
Qasr Rashwan - Lot B _0208 | CLI.CON-000001 | 15.16 - Iz. Al Burm - Bill No.4: Guard room - 4.1.2 - b.1 | for foundation | Approved
Qasr Rashwan - Lot B _0208 | CLI.CON-000001 |  |  | Approved
Qasr Rashwan - Lot B _0208 | CLI.CON-000001 | 15.16 - Iz. Al Burm - Bill No.4: Guard room - 4.1.7 - a.2 | Ceramic floor, non-slip ceramic for toilet | Approved
Qasr Rashwan - Lot B _0208 | CLI.CON-000001 |  |  | Approved
Qasr Rashwan - Lot B _0208 | CLI.CON-000001 | 15.11 - Al Burm-Bill No. 2: Force Main Pipeline-2.3.1-d | washout 150 mm dia. | Approved
Qasr Rashwan - Lot B _0208 | CLI.CON-000001 |  |  | Approved
Qasr Rashwan - Lot B _0208 | CLI.CON-000001 | 15.14 - Iz. Al Burm-BILL NO. 3.3: Main Pump Station-3.3.11- | Supply, installation, termination and testing of instrumentation shielded cables (2 x 1.5 mm2) from field instrumentation to control panel complete with conduits, pull boxes, junction boxes, accessories, duct bank...etc. | Approved
Qasr Rashwan - Lot B _0208 | CLI.CON-000001 |  |  | Approved
Qasr Rashwan - Lot B _0208 | CLI.CON-000001 | 15.19 | BILL NO. 5.1 Civil Works - Store Building | Approved
Qasr Rashwan - Lot B _0208 | CLI.CON-000001 |  |  | Approved
Qasr Rashwan - Lot B _0208 | CLI.CON-000001 | 15.15 - Al Burm-Bill No.3.4: Mechanical Works - Pumping Station-3.4.4-a. | D.C.I, K9, flanged pipes, dia. 250 mm. | Approved
Qasr Rashwan - Lot B _0208 | CLI.CON-000001 |  |  | Approved
Qasr Rashwan - Lot B _0208 | CLI.CON-000001 | 15.21 - Iz. Al Burm - Bill No.6: Admin Building - 6.1.2 - a.2 | For roof slopes, 30 mm to 140 mm thick | Approved
Qasr Rashwan - Lot B _0208 | CLI.CON-000001 |  |  | Approved
Qasr Rashwan - Lot B _0208 | CLI.CON-000001 | 15.14 - Iz. Al Burm-BILL NO. 3.3: Main Pump Station-3.3.12- | Supply, installation, termination and testing of control cables (12 x 2 mm2) from valve actuators, water hammering system, generators, transformers, Low Voltage Main Distribution Board (LVMDB), Motor Control Centers (MCC) to the PLC panel complete with conduits, pull boxes, junction boxes, accessories, duct bank...etc. | Approved
Qasr Rashwan - Lot B _0208 | CLI.CON-000001 |  |  | Approved
Qasr Rashwan - Lot B _0208 | CLI.CON-000001 | 15.12 - Iz. Al Burm - Bill No.3: PUMP STATION - 3.1.6 - a | Type D1, size 2,500mmx2,500mm | Approved
Qasr Rashwan - Lot B _0208 | CLI.CON-000001 |  |  | Approved
Qasr Rashwan - Lot B _0208 | CLI.CON-000001 | 15.27 - Iz. Al Burm - Bill No.9: Site Work - 9.1 - 9.1.b | Furnish and install of Interlock tiles for walkways including preparation and compaction of bed, 150mm thick aggregate base course, sand for leveling and accessories. All required works of completion with the industry standards, as per specification, drawings and Engineer instructions. | Approved
Qasr Rashwan - Lot B _0208 | CLI.CON-000001 |  |  | Approved
Qasr Rashwan - Lot B _0208 | CLI.CON-000001 | 15.19 - Iz. Al Burm - Bill No.5: Store - 5.1.2 - c.2 | RC protection layer | Approved
Qasr Rashwan - Lot B _0208 | CLI.CON-000001 |  |  | Approved
Qasr Rashwan - Lot B _0208 | CLI.CON-000001 | 15.14 - Iz. Al Burm-BILL NO. 3.3: Main Pump Station-3.3.3- | Main Low tension switchboard (0.38kV) complete with all component (C.B, contactors,Electrcal and mechanical interlock, measuring and protection devices …etc), as per Single Line Diagram and Contract Documents (to be erected in pump building). | Approved
Qasr Rashwan - Lot B _0208 | CLI.CON-000001 |  |  | Approved
Qasr Rashwan - Lot B _0208 | CLI.CON-000001 | 15.13 - Iz. Al Burm-BILL NO. 3.2: Main Pump Station-3.2.4-c | Industrial Three Phase Switched Socket 380v, 32A, 4-pin Type Complete With Earthing Contact And Plug, Totally Enclosed (IP54). | Approved
Qasr Rashwan - Lot B _0208 | CLI.CON-000001 |  |  | Approved
Qasr Rashwan - Lot B _0208 | CLI.CON-000001 | 15.20 - Iz. Al Burm-BILL NO. 5.2: Store-5.2.5-a | Wall Mounted Exhaust Fan Outlet. | Approved
Qasr Rashwan - Lot B _0208 | CLI.CON-000001 |  |  | Approved
Qasr Rashwan - Lot B _0208 | CLI.CON-000001 | 15.22 - Al Burm-BILL NO. 6.2: Plumbing Works – Admin Room-6.2.1-a. | Water closet with flush tank floor mounted water closet with flush tank (European type) shall be provided with a toilet paper holder and all its required accessories and fittings with approved sample. All required works of completion with the industry standards. | Approved
Qasr Rashwan - Lot B _0208 | CLI.CON-000001 |  |  | Approved
Qasr Rashwan - Lot B _0208 | CLI.CON-000001 | 15.10 - Al Burm-BILL NO. 1: SEWAGE NETWORK-1.5.3-a | DI gate valve 500 mm, | Approved
Qasr Rashwan - Lot B _0208 | CLI.CON-000001 |  |  | Approved
Qasr Rashwan - Lot B _0208 | CLI.CON-000001 | 15.19 - Iz. Al Burm - Bill No.5: Store - 5.1.1 - b. | Extra over for excavation in rock. | Approved
Qasr Rashwan - Lot B _0208 | CLI.CON-000001 |  |  | Approved
Qasr Rashwan - Lot B _0208 | CLI.CON-000001 | 15.10 - Al Burm-BILL NO. 1: SEWAGE NETWORK-1.1.1-c.3 | Ditto, depth to invert between 2.51 m and 3.50 m | Approved
Qasr Rashwan - Lot B _0208 | CLI.CON-000001 |  |  | Approved
Qasr Rashwan - Lot B _0208 | CLI.CON-000001 | 15.19 - Iz. Al Burm - Bill No.5: Store - 5.1.6 - a.1 | Type D1, Size 2,500mmx2,500mm | Approved
Qasr Rashwan - Lot B _0208 | CLI.CON-000001 |  |  | Approved
Qasr Rashwan - Lot B _0208 | CLI.CON-000001 | 15.10 - Al Burm-BILL NO. 1: SEWAGE NETWORK-1.6.3-d | Concrete encasement 25cm (500mm) | Approved
Qasr Rashwan - Lot B _0208 | CLI.CON-000001 |  |  | Approved
Qasr Rashwan - Lot B _0208 | CLI.CON-000001 | 15.11 - Al Burm-Bill No. 2: Force Main Pipeline-2.5.4-b | Dismantling joint 150mm | Approved
Qasr Rashwan - Lot B _0208 | CLI.CON-000001 |  |  | Approved
Qasr Rashwan - Lot B _0208 | CLI.CON-000001 | 15.16 - Iz. Al Burm - Bill No.4: Guard room - 4.1.2 - c.2 | RC protection layer | Approved
Qasr Rashwan - Lot B _0208 | CLI.CON-000001 |  |  | Approved
Qasr Rashwan - Lot B _0208 | CLI.CON-000001 | 15.21 - Iz. Al Burm - Bill No.6: Admin Building - 6.1.8 - c | Supply and apply of 90 cm high dry mix for skirting including substrate preparation, scaffoldings, grooves, and all required accessories as shown on Contract Drawings, recommended by manufacturer and approved by the Engineer prior to installation. | Approved
Qasr Rashwan - Lot B _0208 | CLI.CON-000001 |  |  | Approved
Qasr Rashwan - Lot B _0208 | CLI.CON-000001 | 16 | Provisional Sum | Approved
Qasr Rashwan - Lot B _0208 | CLI.CON-000001 |  |  | Approved
Qasr Rashwan - Lot B _0208 | CLI.CON-000001 | 16 - Provisional sum-summary-1 | PROVISIONAL SUM (5% OF SUB-TOTAL AMOUNT (ITEM 7)) | Approved
Qasr Rashwan - Lot B _0208 | CLI.CON-000001 |  |  | Approved
Qasr Rashwan - Lot B _0208 | CLI.CON-000001 | 17 | Indirect Cost | Approved
Qasr Rashwan - Lot B _0208 | CLI.CON-000001 |  |  | Approved
Qasr Rashwan - Lot B _0208 | CLI.CON-000001 | 17 | Indirect Cost | Approved
Qasr Rashwan - Lot B _0208 | CLI.CON-000001 |  |  | Approved
Qasr Rashwan - Lot B _0208 | CLI.CON-000001 | 17.1 | General Items | Approved
Qasr Rashwan - Lot B _0208 | CLI.CON-000001 |  |  | Approved
Qasr Rashwan - Lot B _0208 | CLI.CON-000001 | 17.10 - Bill No.A1 - GENERAL ITEMS - A1.3 | As-built documentation and Operation and Maintenance manuals | Approved
Qasr Rashwan - Lot B _0208 | CLI.CON-000001 |  |  | Approved
Qasr Rashwan - Lot B _0208 | CLI.CON-000001 | 17.10 - Bill No.A1 - GENERAL ITEMS - A1.1 | Implementation of the Health and Safety Plan and compliance with Health and safety requirementS | Approved
Qasr Rashwan - Lot B _0208 | CLI.CON-000001 |  |  | Approved
Qasr Rashwan - Lot B _0208 | CLI.CON-000001 | 17.10 - Bill No.A1 - GENERAL ITEMS - A1.2 | Project Signboards | Approved
Qasr Rashwan - Lot B _0208 | CLI.CON-000001 |  |  | Approved
Koumassi Flyover _CD0001 | CLI.CON-000002 | 10.20 - Famille H6 SIGNALISATION LUMINEUSE TRICOLORE-1.07 | FOURNITURE ET POSE D'UN ENSEMBLE SUPPORT ET SIGNAUX LUMINEUX PROVISOIRES PHASE CHANTIER | Approved
Koumassi Flyover _CD0001 | CLI.CON-000002 |  |  | Approved
Koumassi Flyover _CD0001 | CLI.CON-000002 | 10.17 - Famille H3 RÉSEAUX-6.07 | RÉSEAU FIBRE OPTIQUE 24 FO | Approved
Koumassi Flyover _CD0001 | CLI.CON-000002 |  |  | Approved
Koumassi Flyover _CD0001 | CLI.CON-000002 | 10.15 - Famille F ASSAINISSEMENT-11.05 | DALOT L1.20M x H1.20M | Approved
Koumassi Flyover _CD0001 | CLI.CON-000002 |  |  | Approved
Koumassi Flyover _CD0001 | CLI.CON-000002 | 10.23 | Famille SV SIGNALISATION VERTICALE | Approved
Koumassi Flyover _CD0001 | CLI.CON-000002 |  |  | Approved
Koumassi Flyover _CD0001 | CLI.CON-000002 | 10.23 - Famille SV SIGNALISATION VERTICALE- 1104.00 | HAUT-MAT DE PRESIGNALISATION | Approved
Koumassi Flyover _CD0001 | CLI.CON-000002 |  |  | Approved
Koumassi Flyover _CD0001 | CLI.CON-000002 | 10.20 - Famille H6 SIGNALISATION LUMINEUSE TRICOLORE-4.20 | BOITIER COMPTEUR/DÉCOMPTEUR DE TEMPS DE ROUGE/VERT À DIODES (FOURNITURE + POSE + RACCORDEMENT) CÂBLE U1000 R2V | Approved
Koumassi Flyover _CD0001 | CLI.CON-000002 |  |  | Approved
Koumassi Flyover _CD0001 | CLI.CON-000002 | 10.10 - Famille A GÉNÉRALITÉS- 2.00 | LABORATOIRE DE CHANTIER | Approved
Koumassi Flyover _CD0001 | CLI.CON-000002 |  |  | Approved
Koumassi Flyover _CD0001 | CLI.CON-000002 | 10.15 - Famille F ASSAINISSEMENT-13.09 | BORDURE SIFFLET REGARDS | Approved
Koumassi Flyover _CD0001 | CLI.CON-000002 |  |  | Approved
Koumassi Flyover _CD0001 | CLI.CON-000002 | 10.21 - Famille L AMÉNAGEMENTS PAYSAGERS-9.02 | FOURNITURE ET MISE EN OEUVRE DE TUTEURS BIPODE | Approved
Koumassi Flyover _CD0001 | CLI.CON-000002 |  |  | Approved
Koumassi Flyover _CD0001 | CLI.CON-000002 | 10.15 - Famille F ASSAINISSEMENT-10.04 | COLLECTEUR BA Ø 400 | Approved
Koumassi Flyover _CD0001 | CLI.CON-000002 |  |  | Approved
Koumassi Flyover _CD0001 | CLI.CON-000002 | 10.18 - Famille H4 SIGNALISATION TEMPORAIRE ET BALISAGE- 2.02 | LOCATION SMV H1 (BT4) | Approved
Koumassi Flyover _CD0001 | CLI.CON-000002 |  |  | Approved
Koumassi Flyover _CD0001 | CLI.CON-000002 | 10.14.14 - Famille E7 TABLIERS- 711.10 | COFFRAGES FINS DU TABLIER | Approved
Koumassi Flyover _CD0001 | CLI.CON-000002 |  |  | Approved
Koumassi Flyover _CD0001 | CLI.CON-000002 | 10.20 - Famille H6 SIGNALISATION LUMINEUSE TRICOLORE-2.02 | TRANCHEES SOUS TROTTOIR DE LARGEUR 0.60 M OUVERTURE ET REMBLAIEMENT DE TRANCHÉES SOUS CHAUSSÉES | Approved
Koumassi Flyover _CD0001 | CLI.CON-000002 |  |  | Approved
Koumassi Flyover _CD0001 | CLI.CON-000002 | 10.18 - Famille H4 SIGNALISATION TEMPORAIRE ET BALISAGE- 1305.00 | SUPPORT DE TYPE ME/MG | Approved
Koumassi Flyover _CD0001 | CLI.CON-000002 |  |  | Approved
Koumassi Flyover _CD0001 | CLI.CON-000002 | 10.14.10 - Famille E1 ETUDES ET GENERALITES- 123.00 | INSTRUMENTATION SUIVI LONG TERME DES RAMPES EN SOL RENFORCÉ | Approved
Koumassi Flyover _CD0001 | CLI.CON-000002 |  |  | Approved
Koumassi Flyover _CD0001 | CLI.CON-000002 | 10.21 - Famille L AMÉNAGEMENTS PAYSAGERS-24.01 | GRADINS | Approved
Koumassi Flyover _CD0001 | CLI.CON-000002 |  |  | Approved
Koumassi Flyover _CD0001 | CLI.CON-000002 | 10.14.10 - Famille E1 ETUDES ET GENERALITES- 160.00 | CAMPAGNE GÉOTECHNIQUE - ÉQUIPEMENT PIÉZOMÈTRIQUE - BOUCHE A CLEFS | Approved
Koumassi Flyover _CD0001 | CLI.CON-000002 |  |  | Approved
Koumassi Flyover _CD0001 | CLI.CON-000002 | 10.14.11 | Famille E2 TERRASSEMENTS - FOUILLES - BLINDAGES - REMBLAIS | Approved
Koumassi Flyover _CD0001 | CLI.CON-000002 |  |  | Approved
Koumassi Flyover _CD0001 | CLI.CON-000002 | 10.21 - Famille L AMÉNAGEMENTS PAYSAGERS-22.01 | POTELETS PIÉTONS | Approved
Koumassi Flyover _CD0001 | CLI.CON-000002 |  |  | Approved
Koumassi Flyover _CD0001 | CLI.CON-000002 | 10.17 - Famille H3 RÉSEAUX- 6.04 | REGARD DE BRANCHEMENT | Approved
Koumassi Flyover _CD0001 | CLI.CON-000002 |  |  | Approved
Koumassi Flyover _CD0001 | CLI.CON-000002 | 10.15 - Famille F ASSAINISSEMENT-15.10 | REGARD DOUBLE BOUCHE AVALOIR | Approved
Koumassi Flyover _CD0001 | CLI.CON-000002 |  |  | Approved
Koumassi Flyover _CD0001 | CLI.CON-000002 | 10.10 - Famille A GÉNÉRALITÉS- 2.01 | RECONNAISSANCES PRÉALABLES ET SUIVI GÉOTECHNIQUE | Approved
Koumassi Flyover _CD0001 | CLI.CON-000002 |  |  | Approved
Koumassi Flyover _CD0001 | CLI.CON-000002 | 10.20 - Famille H6 SIGNALISATION LUMINEUSE TRICOLORE-3.09 | CHAMBRE DE TIRAGE L3T FONTE 250 kN | Approved
Koumassi Flyover _CD0001 | CLI.CON-000002 |  |  | Approved
Koumassi Flyover _CD0001 | CLI.CON-000002 | 10.17 - Famille H3 RÉSEAUX-6.09 | BOÎTIER BPE-O T2 FIBRE OPTIQUE | Approved
Koumassi Flyover _CD0001 | CLI.CON-000002 |  |  | Approved
Koumassi Flyover _CD0001 | CLI.CON-000002 | 10.20 - Famille H6 SIGNALISATION LUMINEUSE TRICOLORE-7.05 | LANTERNE TRICOLORE Ø 300 / 300 / 300 MM À DIODES (R11V OU R11J) | Approved
Koumassi Flyover _CD0001 | CLI.CON-000002 |  |  | Approved
Koumassi Flyover _CD0001 | CLI.CON-000002 | 10.21 - Famille L AMÉNAGEMENTS PAYSAGERS-16.01 | LISSES D'ENTOURAGES D'ARBRES | Approved
Koumassi Flyover _CD0001 | CLI.CON-000002 |  |  | Approved
Koumassi Flyover _CD0001 | CLI.CON-000002 | 10.20 - Famille H6 SIGNALISATION LUMINEUSE TRICOLORE-6.03 | ESSAIS ET RECETTE USINE POUR UN CARREFOUR | Approved
Koumassi Flyover _CD0001 | CLI.CON-000002 |  |  | Approved
Koumassi Flyover _CD0001 | CLI.CON-000002 | 10.11 - Famille Abis PRESCRIPTIONS ENVIRONNEMENTALES ET SOCIALES- 8.02 | PLAN GESTION DÉCHETS | Approved
Koumassi Flyover _CD0001 | CLI.CON-000002 |  |  | Approved
Koumassi Flyover _CD0001 | CLI.CON-000002 | 10.14.11 - Famille E2 TERRASSEMENTS - FOUILLES - BLINDAGES - REMBLAIS- 202.00 | BLINDAGE DE FOUILLE | Approved
Koumassi Flyover _CD0001 | CLI.CON-000002 |  |  | Approved
Koumassi Flyover _CD0001 | CLI.CON-000002 | 10.20 - Famille H6 SIGNALISATION LUMINEUSE TRICOLORE-3.06 | CHAMBRE DE TIRAGE L0T FONTE 250 kN | Approved
Koumassi Flyover _CD0001 | CLI.CON-000002 |  |  | Approved
Koumassi Flyover _CD0001 | CLI.CON-000002 | 10.15 - Famille F ASSAINISSEMENT-1.21 | CURAGE COLLECTEUR EXISTISTANT D ≤ 800 | Approved
Koumassi Flyover _CD0001 | CLI.CON-000002 |  |  | Approved
Koumassi Flyover _CD0001 | CLI.CON-000002 | 10.17 - Famille H3 RÉSEAUX-1.11 | PORTIQUE DE GABARIT OUVERTURE / REMBLAIEMENT DE TRANCHEE SOUS TROTTOIR | Approved
Koumassi Flyover _CD0001 | CLI.CON-000002 |  |  | Approved
Koumassi Flyover _CD0001 | CLI.CON-000002 | 10.16 - Famille G CHAUSSÉES-900.02 | DALLE BÉTON TEINTE TELEGREY 4 - RAL 7047 | Approved
Koumassi Flyover _CD0001 | CLI.CON-000002 |  |  | Approved
Koumassi Flyover _CD0001 | CLI.CON-000002 | 10.16 - Famille G CHAUSSÉES- 402.00 | COUCHE D'IMPRÉGNATION | Approved
Koumassi Flyover _CD0001 | CLI.CON-000002 |  |  | Approved
Koumassi Flyover _CD0001 | CLI.CON-000002 | 10.20 - Famille H6 SIGNALISATION LUMINEUSE TRICOLORE-5.02 | CÂBLE U1000 R2V : 5 X 1,5 MM² (FOURNITURE + POSE + RACCORDEMENT) | Approved
Koumassi Flyover _CD0001 | CLI.CON-000002 |  |  | Approved
Koumassi Flyover _CD0001 | CLI.CON-000002 | 10.18 - Famille H4 SIGNALISATION TEMPORAIRE ET BALISAGE- 2350.00 | MASSIF BÉTON PRÉFABRIQUÉ | Approved
Koumassi Flyover _CD0001 | CLI.CON-000002 |  |  | Approved
Koumassi Flyover _CD0001 | CLI.CON-000002 | 10.14.13 - Famille E5 SEMELLES - SOUTENEMENTS - APPUIS - MURS- 503.00 | COFFFRAGE POUR PAREMENTS FINS DES APPUIS BÉTON | Approved
Koumassi Flyover _CD0001 | CLI.CON-000002 |  |  | Approved
Koumassi Flyover _CD0001 | CLI.CON-000002 | 10.20 - Famille H6 SIGNALISATION LUMINEUSE TRICOLORE-7.02 | POTEAU HAUTEUR DE 3,7 MÈTRES | Approved
Koumassi Flyover _CD0001 | CLI.CON-000002 |  |  | Approved
Koumassi Flyover _CD0001 | CLI.CON-000002 | 10.21 - Famille L AMÉNAGEMENTS PAYSAGERS-27.03 | PMV DECAUX (STOCKAGE ET RÉINSTALLATION) | Approved
Koumassi Flyover _CD0001 | CLI.CON-000002 |  |  | Approved
Koumassi Flyover _CD0001 | CLI.CON-000002 | 10.10 - Famille A GÉNÉRALITÉS- 7.02 | RESPONSABLE QUALITÉ | Approved
Koumassi Flyover _CD0001 | CLI.CON-000002 |  |  | Approved
Koumassi Flyover _CD0001 | CLI.CON-000002 | 10.17 - Famille H3 RÉSEAUX-2.01 | OUVERTURE/REMBLAI TRANCHEE TRO 40CM | Approved
Koumassi Flyover _CD0001 | CLI.CON-000002 |  |  | Approved
Koumassi Flyover _CD0001 | CLI.CON-000002 | 10.15 - Famille F ASSAINISSEMENT-15.14 | REGARD DE VISITE DE DIMENSIONS 2,0x2,0x2,0 | Approved
Koumassi Flyover _CD0001 | CLI.CON-000002 |  |  | Approved
Koumassi Flyover _CD0001 | CLI.CON-000002 | 10.16 - Famille G CHAUSSÉES-112.00 | NETTOYAGE DE CHAUSSÉES | Approved
Koumassi Flyover _CD0001 | CLI.CON-000002 |  |  | Approved
Koumassi Flyover _CD0001 | CLI.CON-000002 | 10.21 - Famille L AMÉNAGEMENTS PAYSAGERS-22.03 | BARRIÈRES DE VILLE | Approved
Koumassi Flyover _CD0001 | CLI.CON-000002 |  |  | Approved
Koumassi Flyover _CD0001 | CLI.CON-000002 | 10.18 - Famille H4 SIGNALISATION TEMPORAIRE ET BALISAGE- 418.12 | OCTOGONE N CL.II - SA=800 | Approved
Koumassi Flyover _CD0001 | CLI.CON-000002 |  |  | Approved
Koumassi Flyover _CD0001 | CLI.CON-000002 | 10.14.12 - Famille E4 FONDATIONS PROFONDES : PIEUX- 401.00 | AMENÉE ET REPLI MATÉRIEL D'EXÉCUTION DES PIEUX FORÉS | Approved
Koumassi Flyover _CD0001 | CLI.CON-000002 |  |  | Approved
Koumassi Flyover _CD0001 | CLI.CON-000002 | 10.21 - Famille L AMÉNAGEMENTS PAYSAGERS-8.01 | FERTILISATION PAR APPORT DE COMPOST | Approved
Koumassi Flyover _CD0001 | CLI.CON-000002 |  |  | Approved
Koumassi Flyover _CD0001 | CLI.CON-000002 | 10.17 - Famille H3 RÉSEAUX-5.11 | FOURNITURE ET POSE DE CÂBLE MT RÉSEAUX TÉLÉCOMMUNICATIONS | Approved
Koumassi Flyover _CD0001 | CLI.CON-000002 |  |  | Approved
Koumassi Flyover _CD0001 | CLI.CON-000002 | 10.14.15 - Famille E8 SUPERSTRUCTURES - EQUIPEMENTS - MATERIELS ET TRAVAUX DIVERS- 822.00 | PROTECTION RELEVÉS D'ÉTANCHÉITÉ | Approved
Koumassi Flyover _CD0001 | CLI.CON-000002 |  |  | Approved
Koumassi Flyover _CD0001 | CLI.CON-000002 | 10.17 - Famille H3 RÉSEAUX-1.10 | DALLE DE PROTECTION | Approved
Koumassi Flyover _CD0001 | CLI.CON-000002 |  |  | Approved
Koumassi Flyover _CD0001 | CLI.CON-000002 | 10.20 - Famille H6 SIGNALISATION LUMINEUSE TRICOLORE-3.12 | MASSIF POTENCE DE SIGNALISATION LUMINEUSE TRICOLORE | Approved
Koumassi Flyover _CD0001 | CLI.CON-000002 |  |  | Approved
Koumassi Flyover _CD0001 | CLI.CON-000002 | 10.23 - Famille SV SIGNALISATION VERTICALE- 1102.00 | PORTIQUE DE SORTIE 2V + 1V | Approved
Koumassi Flyover _CD0001 | CLI.CON-000002 |  |  | Approved
Koumassi Flyover _CD0001 | CLI.CON-000002 | 10.14.15 - Famille E8 SUPERSTRUCTURES - EQUIPEMENTS - MATERIELS ET TRAVAUX DIVERS- 840.00 | DALLES TRANSITION SUR CULÉES JOINTS DE CHAUSSÉE MÉCANIQUES DE TABLIER | Approved
Koumassi Flyover _CD0001 | CLI.CON-000002 |  |  | Approved
Koumassi Flyover _CD0001 | CLI.CON-000002 | 10.19 - Famille H5 ÉCLAIRAGE PUBLIC- 7.02 | ARMOIRE COMMANDE BASSE TENSION COMPLÈTE MÂTS D'ÉCLAIRAGE | Approved
Koumassi Flyover _CD0001 | CLI.CON-000002 |  |  | Approved
Koumassi Flyover _CD0001 | CLI.CON-000002 | 10.14.15 - Famille E8 SUPERSTRUCTURES - EQUIPEMENTS - MATERIELS ET TRAVAUX DIVERS- 801.00 | BARRIÈRE DE SÉCURITÉ BN1 | Approved
Koumassi Flyover _CD0001 | CLI.CON-000002 |  |  | Approved
Koumassi Flyover _CD0001 | CLI.CON-000002 | 10.14.13 - Famille E5 SEMELLES - SOUTENEMENTS - APPUIS - MURS- 510.30 | BÉTON C35/45 DES SEMELLES DES APPUIS | Approved
Koumassi Flyover _CD0001 | CLI.CON-000002 |  |  | Approved
Koumassi Flyover _CD0001 | CLI.CON-000002 | 10.20 - Famille H6 SIGNALISATION LUMINEUSE TRICOLORE-5.14 | RECÂBLAGE COMPLET D'UNE ARMOIRE DE SLT EXISTANTE | Approved
Koumassi Flyover _CD0001 | CLI.CON-000002 |  |  | Approved
Koumassi Flyover _CD0001 | CLI.CON-000002 | 10.15 - Famille F ASSAINISSEMENT-13.08 | BORDURE QUAIS DE BUS | Approved
Koumassi Flyover _CD0001 | CLI.CON-000002 |  |  | Approved
Koumassi Flyover _CD0001 | CLI.CON-000002 | 10 | DQ Echangeur du Grand carrefour de Koumassi VGE | Approved
Koumassi Flyover _CD0001 | CLI.CON-000002 |  |  | Approved
Koumassi Flyover _CD0001 | CLI.CON-000002 | 10.17 - Famille H3 RÉSEAUX-1.01 | RECONNAISSANCE PRÉALABLE RÉSEAUX EXISTANTS DÉPOSE DE RÉSEAUX EXISTANTS | Approved
Koumassi Flyover _CD0001 | CLI.CON-000002 |  |  | Approved
Koumassi Flyover _CD0001 | CLI.CON-000002 | 10.14.13 - Famille E5 SEMELLES - SOUTENEMENTS - APPUIS - MURS- 532.00 | BARBACANES DES CULEES | Approved
Koumassi Flyover _CD0001 | CLI.CON-000002 |  |  | Approved
Koumassi Flyover _CD0001 | CLI.CON-000002 | 10.2 | Famille H6 SIGNALISATION LUMINEUSE TRICOLORE | Approved
Koumassi Flyover _CD0001 | CLI.CON-000002 |  |  | Approved
Koumassi Flyover _CD0001 | CLI.CON-000002 | 10.18 - Famille H4 SIGNALISATION TEMPORAIRE ET BALISAGE- 1.00 | CHAUSSÉE PROVISOIRE | Approved
Koumassi Flyover _CD0001 | CLI.CON-000002 |  |  | Approved
Koumassi Flyover _CD0001 | CLI.CON-000002 | 10.14.13 - Famille E5 SEMELLES - SOUTENEMENTS - APPUIS - MURS- 510.40 | BÉTON C35/45 DES APPUIS EN ÉLÉVATION | Approved
Koumassi Flyover _CD0001 | CLI.CON-000002 |  |  | Approved
Koumassi Flyover _CD0001 | CLI.CON-000002 | 10.14.15 - Famille E8 SUPERSTRUCTURES - EQUIPEMENTS - MATERIELS ET TRAVAUX DIVERS- 821.00 | CHAPE D'ÉTANCHÉITÉ DU TABLIER | Approved
Koumassi Flyover _CD0001 | CLI.CON-000002 |  |  | Approved
Koumassi Flyover _CD0001 | CLI.CON-000002 | 10.22 - Famille SH SIGNALISATION HORIZONTALE-303.02 | MARQUAGE BLANC 1.000.000 PR L=0.180M | Approved
Koumassi Flyover _CD0001 | CLI.CON-000002 |  |  | Approved
Koumassi Flyover _CD0001 | CLI.CON-000002 | 10.21 - Famille L AMÉNAGEMENTS PAYSAGERS-12.01 | PLANTATION DE SUJETS EN SACHET OU CONTENEUR D'UNE HAUTEUR DE 20/30 CM | Approved
Koumassi Flyover _CD0001 | CLI.CON-000002 |  |  | Approved
Koumassi Flyover _CD0001 | CLI.CON-000002 | 10.19 - Famille H5 ÉCLAIRAGE PUBLIC- 3.01 | CÂBLETTE CUIVRE NU FOURNITURE ET POSE DE FOURREAUX TPC | Approved
Koumassi Flyover _CD0001 | CLI.CON-000002 |  |  | Approved
Koumassi Flyover _CD0001 | CLI.CON-000002 | 10.11 - Famille Abis PRESCRIPTIONS ENVIRONNEMENTALES ET SOCIALES- 9.02 | CHARGÉ SANTÉ SÉCURITÉ CHANTIER | Approved
Koumassi Flyover _CD0001 | CLI.CON-000002 |  |  | Approved
Koumassi Flyover _CD0001 | CLI.CON-000002 | 10.22 - Famille SH SIGNALISATION HORIZONTALE- 1350.00 | PASSAGE PIÉTONS 1.000.000 PR | Approved
Koumassi Flyover _CD0001 | CLI.CON-000002 |  |  | Approved
Koumassi Flyover _CD0001 | CLI.CON-000002 | 10.18 - Famille H4 SIGNALISATION TEMPORAIRE ET BALISAGE- 421.12 | PANONCEAU CL II | Approved
Koumassi Flyover _CD0001 | CLI.CON-000002 |  |  | Approved
Koumassi Flyover _CD0001 | CLI.CON-000002 | 10.19 - Famille H5 ÉCLAIRAGE PUBLIC- 10.01 | MODIFICATION ARMOIRE EXISTANTE LOT DE RECHANGE ÉCLAIRAGE PUBLIC | Approved
Koumassi Flyover _CD0001 | CLI.CON-000002 | 10.20 - Famille H6 SIGNALISATION LUMINEUSE TRICOLORE-4.06 | POTEAU HAUTEUR DE 3,7 MÈTRES (FOURNITURE + POSE) | Approved
Koumassi Flyover _CD0001 | CLI.CON-000002 |  |  | Approved
Koumassi Flyover _CD0001 | CLI.CON-000002 | 10.16 - Famille G CHAUSSÉES- 504.02 | BETON BITUMINEUX À SEMI GRENU (BBSG) 0/6 SUR TROTTOIRS | Approved
Koumassi Flyover _CD0001 | CLI.CON-000002 |  |  | Approved
Koumassi Flyover _CD0001 | CLI.CON-000002 | 10.16 | Famille G CHAUSSÉES | Approved
Koumassi Flyover _CD0001 | CLI.CON-000002 |  |  | Approved
Koumassi Flyover _CD0001 | CLI.CON-000002 | 10.11 | Famille Abis PRESCRIPTIONS ENVIRONNEMENTALES ET SOCIALES | Approved
Koumassi Flyover _CD0001 | CLI.CON-000002 |  |  | Approved
Koumassi Flyover _CD0001 | CLI.CON-000002 | 10.20 - Famille H6 SIGNALISATION LUMINEUSE TRICOLORE-5.13 | AIGUILLAGE DES FOURREAUX | Approved
Koumassi Flyover _CD0001 | CLI.CON-000002 |  |  | Approved
Koumassi Flyover _CD0001 | CLI.CON-000002 | 10.12 - Famille C DÉGAGEMENT DES EMPRISES-5.10 | DÉMOLITION DE BORDURES ET CANIVEAUX EN BÉTON CS | Approved
Koumassi Flyover _CD0001 | CLI.CON-000002 |  |  | Approved
Koumassi Flyover _CD0001 | CLI.CON-000002 | 10.14.12 - Famille E4 FONDATIONS PROFONDES : PIEUX- 411.00 | ARMATURES PASSIVES DES PIEUX EN BÉTON ARMÉ | Approved
Koumassi Flyover _CD0001 | CLI.CON-000002 |  |  | Approved
Koumassi Flyover _CD0001 | CLI.CON-000002 | 10.15 - Famille F ASSAINISSEMENT-13.06 | BORDURES T2 RAMPANTES | Approved
Koumassi Flyover _CD0001 | CLI.CON-000002 |  |  | Approved
Koumassi Flyover _CD0001 | CLI.CON-000002 | 10.21 - Famille L AMÉNAGEMENTS PAYSAGERS-12.06 | PLANTATION D'ARBRES ET PALMIERS EN MOTTE D'UNE HAUTEUR DE 250/350 CM | Approved
Koumassi Flyover _CD0001 | CLI.CON-000002 |  |  | Approved
Koumassi Flyover _CD0001 | CLI.CON-000002 | 10.23 - Famille SV SIGNALISATION VERTICALE- 203.13 | PANNEAU SD2 | Approved
Koumassi Flyover _CD0001 | CLI.CON-000002 |  |  | Approved
Koumassi Flyover _CD0001 | CLI.CON-000002 | 10.14.12 - Famille E4 FONDATIONS PROFONDES : PIEUX- 410.00 | BÉTON C35/45 PIEUX FORÉS EN BÉTON ARMÉ | Approved
Koumassi Flyover _CD0001 | CLI.CON-000002 |  |  | Approved
Koumassi Flyover _CD0001 | CLI.CON-000002 | 10.15 - Famille F ASSAINISSEMENT- 1.41 | CURAGE REGARD EXISTANT S ≤ 1m2 | Approved
Koumassi Flyover _CD0001 | CLI.CON-000002 |  |  | Approved
Koumassi Flyover _CD0001 | CLI.CON-000002 | 10.14.15 - Famille E8 SUPERSTRUCTURES - EQUIPEMENTS - MATERIELS ET TRAVAUX DIVERS- 830.00 | MORTIER DE CALAGE DES APPAREILS D'APPUI | Approved
Koumassi Flyover _CD0001 | CLI.CON-000002 |  |  | Approved
Koumassi Flyover _CD0001 | CLI.CON-000002 | 10.17 - Famille H3 RÉSEAUX- 6.03 | CHAMBRE DE TIRAGE | Approved
Koumassi Flyover _CD0001 | CLI.CON-000002 |  |  | Approved
Koumassi Flyover _CD0001 | CLI.CON-000002 | 10.14.13 - Famille E5 SEMELLES - SOUTENEMENTS - APPUIS - MURS- 541.00 | PLUS-VALUE POUR COFFRAGES FINS PAREMENTS SOIGNÉS DES MURS DES RAMPES | Approved
Koumassi Flyover _CD0001 | CLI.CON-000002 |  |  | Approved
Koumassi Flyover _CD0001 | CLI.CON-000002 | 10.20 - Famille H6 SIGNALISATION LUMINEUSE TRICOLORE-6.04 | ESSAIS, RECETTE SUR SITE ET MISE EN SERVICE ROUTIÈRE D'UN CARREFOUR | Approved
Koumassi Flyover _CD0001 | CLI.CON-000002 |  |  | Approved
Koumassi Flyover _CD0001 | CLI.CON-000002 | 10.15 - Famille F ASSAINISSEMENT-11.15 | DALOT L2.00M x H2.00M BORDURES ET CANIVEAUX CS | Approved
Koumassi Flyover _CD0001 | CLI.CON-000002 |  |  | Approved
Koumassi Flyover _CD0001 | CLI.CON-000002 | 10.16 - Famille G CHAUSSÉES-800.01 | LIANT HYDRAULIQUE | Approved
Koumassi Flyover _CD0001 | CLI.CON-000002 |  |  | Approved
Koumassi Flyover _CD0001 | CLI.CON-000002 | 10.14.12 - Famille E4 FONDATIONS PROFONDES : PIEUX- 404.00 | PLUS-VALUE POUR GAINAGE DÉFINITIF DES PIEUX | Approved
Koumassi Flyover _CD0001 | CLI.CON-000002 |  |  | Approved
Koumassi Flyover _CD0001 | CLI.CON-000002 | 10.15 - Famille F ASSAINISSEMENT-11.06 | DALOT L1.50M x H1.50M | Approved
Koumassi Flyover _CD0001 | CLI.CON-000002 |  |  | Approved
Koumassi Flyover _CD0001 | CLI.CON-000002 | 10.16 - Famille G CHAUSSÉES-900.05 | DALLE BÉTON TEINTE PASTEL BLUE - RAL 5024 | Approved
Koumassi Flyover _CD0001 | CLI.CON-000002 |  |  | Approved
Koumassi Flyover _CD0001 | CLI.CON-000002 | 10.10 - Famille A GÉNÉRALITÉS- 1.00 | INSTALLATIONS DE CHANTIER | Approved
Koumassi Flyover _CD0001 | CLI.CON-000002 |  |  | Approved
Koumassi Flyover _CD0001 | CLI.CON-000002 | 10.21 - Famille L AMÉNAGEMENTS PAYSAGERS-14.01 | PARACHEVEMENT ARBRES ET PALMIERS | Approved
Koumassi Flyover _CD0001 | CLI.CON-000002 |  |  | Approved
Koumassi Flyover _CD0001 | CLI.CON-000002 | 10.14.13 - Famille E5 SEMELLES - SOUTENEMENTS - APPUIS - MURS- 542.00 | COMPLEXE ÉTANCHÉITÉ POUR REMBLAI ARMÉ | Approved
Koumassi Flyover _CD0001 | CLI.CON-000002 |  |  | Approved
Koumassi Flyover _CD0001 | CLI.CON-000002 | 10.19 - Famille H5 ÉCLAIRAGE PUBLIC- 9.02 | CÂBLE ÉNERGIE U1000 R2V 5x16MM2 | Approved
Koumassi Flyover _CD0001 | CLI.CON-000002 |  |  | Approved
Koumassi Flyover _CD0001 | CLI.CON-000002 | 10.14.14 - Famille E7 TABLIERS- 715.00 | PEINTURE PAREMENTS TABLIERS | Approved
Koumassi Flyover _CD0001 | CLI.CON-000002 |  |  | Approved
Koumassi Flyover _CD0001 | CLI.CON-000002 | 10.16 - Famille G CHAUSSÉES- 504.00 | BETON BITUMINEUX À MODÈLE ÉLEVÉ (BBME) 0/10 CLASSE 3 | Approved
Koumassi Flyover _CD0001 | CLI.CON-000002 |  |  | Approved
Koumassi Flyover _CD0001 | CLI.CON-000002 | 10.14.10 - Famille E1 ETUDES ET GENERALITES- 152.30 | CAMPAGNE GÉOTECHNIQUE - AMENÉE, INSTALLATION ET REPLI - CITERNAGE CAMPAGNE GÉOTECHNIQUE - MISE EN PLACE AU DROIT DE CHAQUE SONDAGE | Approved
Koumassi Flyover _CD0001 | CLI.CON-000002 |  |  | Approved
Koumassi Flyover _CD0001 | CLI.CON-000002 | 10.18 - Famille H4 SIGNALISATION TEMPORAIRE ET BALISAGE- 2.05 | REPLI SÉPARATREUR MODULAIRE H1 (BT4) | Approved
Koumassi Flyover _CD0001 | CLI.CON-000002 |  |  | Approved
Koumassi Flyover _CD0001 | CLI.CON-000002 | 10.16 - Famille G CHAUSSÉES-900.04 | DALLE BÉTON TEINTE ULTRA MARINE - RAL 5002 | Approved
Koumassi Flyover _CD0001 | CLI.CON-000002 |  |  | Approved
Koumassi Flyover _CD0001 | CLI.CON-000002 | 10.20 - Famille H6 SIGNALISATION LUMINEUSE TRICOLORE-4.01 | DALLE SUPPORT ARMOIRE DE SIGNALISATION LUMINEUSE TRICOLORE | Approved
Koumassi Flyover _CD0001 | CLI.CON-000002 |  |  | Approved
Koumassi Flyover _CD0001 | CLI.CON-000002 | 10.21 - Famille L AMÉNAGEMENTS PAYSAGERS-11.01 | GANIVELLES PLANTATION DES VÉGÉTAUX | Approved
Koumassi Flyover _CD0001 | CLI.CON-000002 |  |  | Approved
Koumassi Flyover _CD0001 | CLI.CON-000002 | 10.14.12 - Famille E4 FONDATIONS PROFONDES : PIEUX- 403.00 | FORAGES DES PIEUX | Approved
Koumassi Flyover _CD0001 | CLI.CON-000002 |  |  | Approved
Koumassi Flyover _CD0001 | CLI.CON-000002 | 10.19 - Famille H5 ÉCLAIRAGE PUBLIC- 2.02 | TRANCHÉE SOUS TROTTOIR 0.60M OUVERTURE ET REMBLAIEMENT DE TRANCHÉES SOUS CHAUSSÉE | Approved
Koumassi Flyover _CD0001 | CLI.CON-000002 |  |  | Approved
Koumassi Flyover _CD0001 | CLI.CON-000002 | 10.14.10 - Famille E1 ETUDES ET GENERALITES- 124.00 | EPREUVES DE L'OUVRAGE | Approved
Koumassi Flyover _CD0001 | CLI.CON-000002 |  |  | Approved
Koumassi Flyover _CD0001 | CLI.CON-000002 | 10.20 - Famille H6 SIGNALISATION LUMINEUSE TRICOLORE-5.12 | PUITS DE TERRE | Approved
Koumassi Flyover _CD0001 | CLI.CON-000002 |  |  | Approved
Koumassi Flyover _CD0001 | CLI.CON-000002 | 10.23 - Famille SV SIGNALISATION VERTICALE- 2203.00 | MASSIF POUR MÂT MC | Approved
Koumassi Flyover _CD0001 | CLI.CON-000002 |  |  | Approved
Koumassi Flyover _CD0001 | CLI.CON-000002 | 10.23 - Famille SV SIGNALISATION VERTICALE- 1206.00 | MAT CYLINDRIQUE MF | Approved
Koumassi Flyover _CD0001 | CLI.CON-000002 |  |  | Approved
Koumassi Flyover _CD0001 | CLI.CON-000002 | 10.19 - Famille H5 ÉCLAIRAGE PUBLIC- 5.01 | DALLE BÉTON POUR ARMOIRE DE COMMANDE MASSIFS POUR CANDÉLABRE | Approved
Koumassi Flyover _CD0001 | CLI.CON-000002 |  |  | Approved
Koumassi Flyover _CD0001 | CLI.CON-000002 |  |  | Approved
Koumassi Flyover _CD0001 | CLI.CON-000002 | 10.14.14 - Famille E7 TABLIERS- 710.10 | COFFRAGES SIMPLES TABLIER | Approved
Koumassi Flyover _CD0001 | CLI.CON-000002 |  |  | Approved
Koumassi Flyover _CD0001 | CLI.CON-000002 | 10.20 - Famille H6 SIGNALISATION LUMINEUSE TRICOLORE-6.08 | DOSSIER DE RÉCOLEMENT GÉNÉRAL D'ÉTUDES D'EXÉCUTION DE LA SLT | Approved
Koumassi Flyover _CD0001 | CLI.CON-000002 |  |  | Approved
Koumassi Flyover _CD0001 | CLI.CON-000002 | 10.19 - Famille H5 ÉCLAIRAGE PUBLIC- 2.04 | TRANCHÉE SOUS CHAUSSÉE 0.60M | Approved
Koumassi Flyover _CD0001 | CLI.CON-000002 |  |  | Approved
Koumassi Flyover _CD0001 | CLI.CON-000002 | 10.23 - Famille SV SIGNALISATION VERTICALE- 1207.02 | MAT CYLINDRIQUE MI | Approved
Koumassi Flyover _CD0001 | CLI.CON-000002 |  |  | Approved
Koumassi Flyover _CD0001 | CLI.CON-000002 | 10.20 - Famille H6 SIGNALISATION LUMINEUSE TRICOLORE-5.04 | CÂBLE U1000 R2V : 12 X 1,5 MM² (FOURNITURE + POSE + RACCORDEMENT) | Approved
Koumassi Flyover _CD0001 | CLI.CON-000002 |  |  | Approved
Koumassi Flyover _CD0001 | CLI.CON-000002 | 10.15 - Famille F ASSAINISSEMENT-10.06 | COLLECTEUR BA Ø 600 | Approved
Koumassi Flyover _CD0001 | CLI.CON-000002 |  |  | Approved
Koumassi Flyover _CD0001 | CLI.CON-000002 | 10.20 - Famille H6 SIGNALISATION LUMINEUSE TRICOLORE-1.09 | PROGRAMMATION D'UN CONTRÔLEUR DE FEUX EN PHASE CHANTIER OUVERTURE ET REMBLAIEMENT DE TRANCHÉES SOUS TROTTOIR | Approved
Koumassi Flyover _CD0001 | CLI.CON-000002 |  |  | Approved
Koumassi Flyover _CD0001 | CLI.CON-000002 | 10.20 - Famille H6 SIGNALISATION LUMINEUSE TRICOLORE-6.06 | ESSAIS D'ENSEMBLE RÉALISÉS EN JOURNÉE | Approved
Koumassi Flyover _CD0001 | CLI.CON-000002 |  |  | Approved
Koumassi Flyover _CD0001 | CLI.CON-000002 | 10.14.15 - Famille E8 SUPERSTRUCTURES - EQUIPEMENTS - MATERIELS ET TRAVAUX DIVERS- 820.00 | PRÉPARATION DU SUPPORT DE CHAPE DU TABLIER | Approved
Koumassi Flyover _CD0001 | CLI.CON-000002 |  |  | Approved
Koumassi Flyover _CD0001 | CLI.CON-000002 | 10.23 - Famille SV SIGNALISATION VERTICALE- 1203.00 | MAT CYLINDRIQUE MC | Approved
Koumassi Flyover _CD0001 | CLI.CON-000002 |  |  | Approved
Koumassi Flyover _CD0001 | CLI.CON-000002 | 10.14.10 - Famille E1 ETUDES ET GENERALITES- 158.10 | CAMPAGNE GÉOTECHNIQUE - SONDAGES PRESSIOMÈTRIQUES - ESSAIS - PROF. 0 M à 20 M | Approved
Koumassi Flyover _CD0001 | CLI.CON-000002 |  |  | Approved
Koumassi Flyover _CD0001 | CLI.CON-000002 | 10.14.10 - Famille E1 ETUDES ET GENERALITES- 154.00 | CAMPAGNE GÉOTECHNIQUE - ESSAI AU PÉNÉTROMÈTRE STATIQUE - POINT PIÉZOCONE AVEC MESURE DE U | Approved
Koumassi Flyover _CD0001 | CLI.CON-000002 |  |  | Approved
Koumassi Flyover _CD0001 | CLI.CON-000002 | 10.18 - Famille H4 SIGNALISATION TEMPORAIRE ET BALISAGE- 1303.00 | SUPPORT DE TYPE MB/MC/MD | Approved
Koumassi Flyover _CD0001 | CLI.CON-000002 |  |  | Approved
Koumassi Flyover _CD0001 | CLI.CON-000002 | 10.14.11 - Famille E2 TERRASSEMENTS - FOUILLES - BLINDAGES - REMBLAIS- 212.00 | INSTRUMENTATION DES REMBLAIS POUR SUIVI DES TASSEMENTS EN PHASE TRAVAUX | Approved
Koumassi Flyover _CD0001 | CLI.CON-000002 |  |  | Approved
Koumassi Flyover _CD0001 | CLI.CON-000002 | 10.21 - Famille L AMÉNAGEMENTS PAYSAGERS-14.02 | PARACHEVEMENT MASSIFS TRAVAUX DE CONFORTEMENT | Approved
Koumassi Flyover _CD0001 | CLI.CON-000002 |  |  | Approved
Koumassi Flyover _CD0001 | CLI.CON-000002 | 10.11 - Famille Abis PRESCRIPTIONS ENVIRONNEMENTALES ET SOCIALES- 8.09 | MISE EN ŒUVRE DES MESURES ENVIRONNEMENTALES ET SOCIALES | Approved
Koumassi Flyover _CD0001 | CLI.CON-000002 |  |  | Approved
Koumassi Flyover _CD0001 | CLI.CON-000002 | 10.19 - Famille H5 ÉCLAIRAGE PUBLIC- 1.01 | RACCORDEMENT RÉSEAU ALIMENTATION | Approved
Koumassi Flyover _CD0001 | CLI.CON-000002 |  |  | Approved
Koumassi Flyover _CD0001 | CLI.CON-000002 | 10.21 - Famille L AMÉNAGEMENTS PAYSAGERS-3.06 | PROTECTION ANTI-RACINE FOURNITURE ET MISE EN OEUVRE DE TERRE VÉGÉTALE / MÉLANGE TERRE PIERRES | Approved
Koumassi Flyover _CD0001 | CLI.CON-000002 |  |  | Approved
Koumassi Flyover _CD0001 | CLI.CON-000002 | 10.20 - Famille H6 SIGNALISATION LUMINEUSE TRICOLORE-7.14 | CARTES ÉLECTRONIQUES ENTRÉES/SORTIES | Approved
Koumassi Flyover _CD0001 | CLI.CON-000002 |  |  | Approved
Koumassi Flyover _CD0001 | CLI.CON-000002 | 10.20 - Famille H6 SIGNALISATION LUMINEUSE TRICOLORE-3.08 | CHAMBRE DE TIRAGE L2T FONTE 250 kN | Approved
Koumassi Flyover _CD0001 | CLI.CON-000002 |  |  | Approved
Koumassi Flyover _CD0001 | CLI.CON-000002 | 10.14.11 - Famille E2 TERRASSEMENTS - FOUILLES - BLINDAGES - REMBLAIS- 211.00 | REMBLAIS DES RAMPES EN SOL RENFORCE | Approved
Koumassi Flyover _CD0001 | CLI.CON-000002 |  |  | Approved
Koumassi Flyover _CD0001 | CLI.CON-000002 | 10.19 - Famille H5 ÉCLAIRAGE PUBLIC-12.00 | PROJECTEUR LED SOUS OUVRAGE 3800 LM | Approved
Koumassi Flyover _CD0001 | CLI.CON-000002 |  |  | Approved
Koumassi Flyover _CD0001 | CLI.CON-000002 | 10.22 - Famille SH SIGNALISATION HORIZONTALE- 318.00 | FLÈCHE UNIDIRECTIONNELLES 1.000.000 PR | Approved
Koumassi Flyover _CD0001 | CLI.CON-000002 |  |  | Approved
Koumassi Flyover _CD0001 | CLI.CON-000002 | 10.14.12 - Famille E4 FONDATIONS PROFONDES : PIEUX- 422.00 | AUSCULTATIONS PIEUX FORÉS EN BÉTON ARMÉ | Approved
Koumassi Flyover _CD0001 | CLI.CON-000002 |  |  | Approved
Koumassi Flyover _CD0001 | CLI.CON-000002 | 10.14.15 - Famille E8 SUPERSTRUCTURES - EQUIPEMENTS - MATERIELS ET TRAVAUX DIVERS- 804.00 | LIAISON BN1 AVEC GBA | Approved
Koumassi Flyover _CD0001 | CLI.CON-000002 |  |  | Approved
Koumassi Flyover _CD0001 | CLI.CON-000002 | 10.14.15 - Famille E8 SUPERSTRUCTURES - EQUIPEMENTS - MATERIELS ET TRAVAUX DIVERS- 850.20 | JOINTS DE CHAUSSÉE MÉCANIQUES DE TABLIER SOUFFLE 160mm | Approved
Koumassi Flyover _CD0001 | CLI.CON-000002 |  |  | Approved
Koumassi Flyover _CD0001 | CLI.CON-000002 | 10.14.10 - Famille E1 ETUDES ET GENERALITES- 111.00 | ÉTUDES D'ÉXECUTION DES RAMPES EN SOL RENFORCÉ | Approved
Koumassi Flyover _CD0001 | CLI.CON-000002 |  |  | Approved
Koumassi Flyover _CD0001 | CLI.CON-000002 | 10.20 - Famille H6 SIGNALISATION LUMINEUSE TRICOLORE-7.10 | ÉQUIPEMENTS SONORES POUR NON VOYANTS DANS SIGNAL PIÉTON | Approved
Koumassi Flyover _CD0001 | CLI.CON-000002 |  |  | Approved
Koumassi Flyover _CD0001 | CLI.CON-000002 | 10.15 - Famille F ASSAINISSEMENT-11.14 | DALOT L2.00M x H1.50M | Approved
Koumassi Flyover _CD0001 | CLI.CON-000002 |  |  | Approved
Koumassi Flyover _CD0001 | CLI.CON-000002 | 10.21 - Famille L AMÉNAGEMENTS PAYSAGERS-7.01 | APPORT D'ENGRAIS ET AMENDEMENTS | Approved
Koumassi Flyover _CD0001 | CLI.CON-000002 |  |  | Approved
Koumassi Flyover _CD0001 | CLI.CON-000002 | 10.14.10 - Famille E1 ETUDES ET GENERALITES- 153.10 | CAMPAGNE GÉOTECHNIQUE - MISE EN PLACE - SONDAGES PRESSIOMÈTRIQUES | Approved
Koumassi Flyover _CD0001 | CLI.CON-000002 |  |  | Approved
Koumassi Flyover _CD0001 | CLI.CON-000002 | 10.14.12 - Famille E4 FONDATIONS PROFONDES : PIEUX- 421.20 | TUBES AUSCULTATION 102/114 | Approved
Koumassi Flyover _CD0001 | CLI.CON-000002 |  |  | Approved
Koumassi Flyover _CD0001 | CLI.CON-000002 | 10.15 - Famille F ASSAINISSEMENT-15.15 | REGARD SPECIAL | Approved
Koumassi Flyover _CD0001 | CLI.CON-000002 |  |  | Approved
Koumassi Flyover _CD0001 | CLI.CON-000002 | 10.15 - Famille F ASSAINISSEMENT-1.33 | CURAGE DALOT EXISTANT S>2m2 | Approved
Koumassi Flyover _CD0001 | CLI.CON-000002 |  |  | Approved
Koumassi Flyover _CD0001 | CLI.CON-000002 | 10.20 - Famille H6 SIGNALISATION LUMINEUSE TRICOLORE-4.07 | POTENCE AVEC BRAS DE SAILLIE DE 5 A 6 MÈTRES (FOURNITURE + POSE) LANTERNE TRICOLORE D200/200/200 MM À DIODES | Approved
Koumassi Flyover _CD0001 | CLI.CON-000002 |  |  | Approved
Koumassi Flyover _CD0001 | CLI.CON-000002 | 10.13 - Famille D TERRASSEMENTS- 5.01 | DÉPÔT DÉFINITIF EXTÉRIEUR | Approved
Koumassi Flyover _CD0001 | CLI.CON-000002 |  |  | Approved
Koumassi Flyover _CD0001 | CLI.CON-000002 | 10.21 - Famille L AMÉNAGEMENTS PAYSAGERS-12.07 | PLANTATION D'ARBRES ET PALMIERS EN MOTTE D'UNE HAUTEUR DE 400/450 CM ENTRETIEN DES ESPACES VERTS / TRAVAUX DE PARACHÈVEMENT | Approved
Koumassi Flyover _CD0001 | CLI.CON-000002 |  |  | Approved
Koumassi Flyover _CD0001 | CLI.CON-000002 | 10.1 | Famille A GÉNÉRALITÉS | Approved
Koumassi Flyover _CD0001 | CLI.CON-000002 |  |  | Approved
Koumassi Flyover _CD0001 | CLI.CON-000002 | 10.16 - Famille G CHAUSSÉES- 404.00 | COUCHE D'ACCROCHAGE BBME ENROBÉS | Approved
Koumassi Flyover _CD0001 | CLI.CON-000002 |  |  | Approved
Koumassi Flyover _CD0001 | CLI.CON-000002 | 10.10 - Famille A GÉNÉRALITÉS- 3.01 | IMPLANTATION ET SUIVI TOPOGRAPHIQUE CHANTIER | Approved
Koumassi Flyover _CD0001 | CLI.CON-000002 |  |  | Approved
Koumassi Flyover _CD0001 | CLI.CON-000002 | 10.15 | Famille F ASSAINISSEMENT | Approved
Koumassi Flyover _CD0001 | CLI.CON-000002 |  |  | Approved
Koumassi Flyover _CD0001 | CLI.CON-000002 | 10.23 - Famille SV SIGNALISATION VERTICALE- 1204.00 | MAT CYLINDRIQUE MD | Approved
Koumassi Flyover _CD0001 | CLI.CON-000002 |  |  | Approved
Koumassi Flyover _CD0001 | CLI.CON-000002 | 10.15 - Famille F ASSAINISSEMENT- 1.42 | CURAGE REGARD EXISTANT 1m2 < S ≤ 1.5m2 | Approved
Koumassi Flyover _CD0001 | CLI.CON-000002 |  |  | Approved
Koumassi Flyover _CD0001 | CLI.CON-000002 | 10.21 - Famille L AMÉNAGEMENTS PAYSAGERS-15.01 | CONFORTEMENT ARBRES ET PALMIERS | Approved
Koumassi Flyover _CD0001 | CLI.CON-000002 |  |  | Approved
Koumassi Flyover _CD0001 | CLI.CON-000002 | 10.14.14 - Famille E7 TABLIERS- 713.00 | ARMATURES PASSIVES DU TABLIER ET DES DALLES DE FROTTEMENT | Approved
Koumassi Flyover _CD0001 | CLI.CON-000002 |  |  | Approved
Koumassi Flyover _CD0001 | CLI.CON-000002 | 10.21 - Famille L AMÉNAGEMENTS PAYSAGERS-18.02 | TABOURET PETIT MODÈLE | Approved
Koumassi Flyover _CD0001 | CLI.CON-000002 |  |  | Approved
Koumassi Flyover _CD0001 | CLI.CON-000002 | 10.22 - Famille SH SIGNALISATION HORIZONTALE- 303.00 | MARQUAGE BLANC 1.000.000 PR L=0.120M | Approved
Koumassi Flyover _CD0001 | CLI.CON-000002 |  |  | Approved
Koumassi Flyover _CD0001 | CLI.CON-000002 | 10.20 - Famille H6 SIGNALISATION LUMINEUSE TRICOLORE-1.05 | TRAVAUX DE MISE EN PROVISOIRE D'UNE ARMOIRE SLT EXISTANTE EN PHASE CHANTIER | Approved
Koumassi Flyover _CD0001 | CLI.CON-000002 |  |  | Approved
Koumassi Flyover _CD0001 | CLI.CON-000002 | 10.16 - Famille G CHAUSSÉES-702.00 | TROTTOIR EN PAVÉS AUTOBLOQUANTS LIANTS | Approved
Koumassi Flyover _CD0001 | CLI.CON-000002 |  |  | Approved
Koumassi Flyover _CD0001 | CLI.CON-000002 | 10.21 - Famille L AMÉNAGEMENTS PAYSAGERS-27.01 | ABRI BUS DECAUX (STOCKAGE ET RÉINSTALLATION) | Approved
Koumassi Flyover _CD0001 | CLI.CON-000002 |  |  | Approved
Koumassi Flyover _CD0001 | CLI.CON-000002 | 10.23 - Famille SV SIGNALISATION VERTICALE- 2206.00 | MASSIF POUR MÂT MF | Approved
Koumassi Flyover _CD0001 | CLI.CON-000002 |  |  | Approved
Koumassi Flyover _CD0001 | CLI.CON-000002 | 10.12 - Famille C DÉGAGEMENT DES EMPRISES- 5.02 | DÉMOLITION OUVRAGE BÉTON NON ARMÉ | Approved
Koumassi Flyover _CD0001 | CLI.CON-000002 |  |  | Approved
Koumassi Flyover _CD0001 | CLI.CON-000002 | 10.21 - Famille L AMÉNAGEMENTS PAYSAGERS-4.01 | TERRE VEGETALE FOSSE 3,5 m3 | Approved
Koumassi Flyover _CD0001 | CLI.CON-000002 |  |  | Approved
Koumassi Flyover _CD0001 | CLI.CON-000002 | 10.18 - Famille H4 SIGNALISATION TEMPORAIRE ET BALISAGE- 402.12 | TRIANGLE G CL II - C=1250 | Approved
Koumassi Flyover _CD0001 | CLI.CON-000002 |  |  | Approved
Koumassi Flyover _CD0001 | CLI.CON-000002 | 10.14.14 - Famille E7 TABLIERS- 710.20 | COFFRAGES SIMPLES DES DALLES DE FROTTEMENT COFFRAGES POUR PAREMENTS FINS | Approved
Koumassi Flyover _CD0001 | CLI.CON-000002 |  |  | Approved
Koumassi Flyover _CD0001 | CLI.CON-000002 | 10.15 - Famille F ASSAINISSEMENT-10.03 | COLLECTEUR BA Ø 300 | Approved
Koumassi Flyover _CD0001 | CLI.CON-000002 |  |  | Approved
Koumassi Flyover _CD0001 | CLI.CON-000002 | 10.18 - Famille H4 SIGNALISATION TEMPORAIRE ET BALISAGE- 413.12 | CARRE N CL II - C=700 | Approved
Koumassi Flyover _CD0001 | CLI.CON-000002 |  |  | Approved
Koumassi Flyover _CD0001 | CLI.CON-000002 | 10.14.14 | Famille E7 TABLIERS | Approved
Koumassi Flyover _CD0001 | CLI.CON-000002 |  |  | Approved
Koumassi Flyover _CD0001 | CLI.CON-000002 | 10.14.15 - Famille E8 SUPERSTRUCTURES - EQUIPEMENTS - MATERIELS ET TRAVAUX DIVERS- 803.00 | GLISSIERE DE TYPE GBA | Approved
Koumassi Flyover _CD0001 | CLI.CON-000002 |  |  | Approved
Koumassi Flyover _CD0001 | CLI.CON-000002 | 10.11 - Famille Abis PRESCRIPTIONS ENVIRONNEMENTALES ET SOCIALES- 9.03 | MISE EN ŒUVRE DES MESURES DE SANTÉ SÉCURITÉ | Approved
Koumassi Flyover _CD0001 | CLI.CON-000002 |  |  | Approved
Koumassi Flyover _CD0001 | CLI.CON-000002 | 10.18 - Famille H4 SIGNALISATION TEMPORAIRE ET BALISAGE- 57.00 | FLÈCHES UNIDIRRECTIONNELLES 100.000 PR | Approved
Koumassi Flyover _CD0001 | CLI.CON-000002 |  |  | Approved
Koumassi Flyover _CD0001 | CLI.CON-000002 | 10.17 - Famille H3 RÉSEAUX-6.06 | RÉSEAU FIBRE OPTIQUE 72 FO | Approved
Koumassi Flyover _CD0001 | CLI.CON-000002 |  |  | Approved
Koumassi Flyover _CD0001 | CLI.CON-000002 | 10.12 - Famille C DÉGAGEMENT DES EMPRISES-5.08 | DÉMOLITION CANIVEAUX | Approved
Koumassi Flyover _CD0001 | CLI.CON-000002 |  |  | Approved
Koumassi Flyover _CD0001 | CLI.CON-000002 | 10.16 - Famille G CHAUSSÉES-800.02 | TRAITEMENT DE SOL DALLE BÉTON TEINTE | Approved
Koumassi Flyover _CD0001 | CLI.CON-000002 |  |  | Approved
Koumassi Flyover _CD0001 | CLI.CON-000002 | 10.14.10 - Famille E1 ETUDES ET GENERALITES- 170.00 | ESSAIS DE PERMEABILITE FOUILLES | Approved
Koumassi Flyover _CD0001 | CLI.CON-000002 |  |  | Approved
Koumassi Flyover _CD0001 | CLI.CON-000002 | 10.14.15 - Famille E8 SUPERSTRUCTURES - EQUIPEMENTS - MATERIELS ET TRAVAUX DIVERS- 823.00 | CANIVEAUX FILS D'EAU ASPHALTE DU TABLIER | Approved
Koumassi Flyover _CD0001 | CLI.CON-000002 |  |  | Approved
Koumassi Flyover _CD0001 | CLI.CON-000002 | 10.13 - Famille D TERRASSEMENTS- 5.02 | MISE EN DÉCHARGE MATÉRIAUX IMPROPRES | Approved
Koumassi Flyover _CD0001 | CLI.CON-000002 |  |  | Approved
Koumassi Flyover _CD0001 | CLI.CON-000002 | 10.18 - Famille H4 SIGNALISATION TEMPORAIRE ET BALISAGE- 55.00 | ZEBRAS 100.000 PR | Approved
Koumassi Flyover _CD0001 | CLI.CON-000002 |  |  | Approved
Koumassi Flyover _CD0001 | CLI.CON-000002 | 10.23 - Famille SV SIGNALISATION VERTICALE- 2202.00 | MASSIF POUR MÂT MB | Approved
Koumassi Flyover _CD0001 | CLI.CON-000002 |  |  | Approved
Koumassi Flyover _CD0001 | CLI.CON-000002 | 10.14.11 - Famille E2 TERRASSEMENTS - FOUILLES - BLINDAGES - REMBLAIS- 209.00 | REMBLAIS TECHNIQUES RAMPE PARTIE AVEC DALLES DE FROTTEMENT | Approved
Koumassi Flyover _CD0001 | CLI.CON-000002 |  |  | Approved
Koumassi Flyover _CD0001 | CLI.CON-000002 | 10.23 - Famille SV SIGNALISATION VERTICALE- 1106.00 | PORTIQUE DE SORTIE 4V + 2V | Approved
Koumassi Flyover _CD0001 | CLI.CON-000002 |  |  | Approved
Koumassi Flyover _CD0001 | CLI.CON-000002 | 10.12 - Famille C DÉGAGEMENT DES EMPRISES- 5.03 | DÉMOLITION REGARD TOUT TYPE | Approved
Koumassi Flyover _CD0001 | CLI.CON-000002 |  |  | Approved
Koumassi Flyover _CD0001 | CLI.CON-000002 | 10.21 - Famille L AMÉNAGEMENTS PAYSAGERS-1.01 | CONTRÔLE ET ANALYSES | Approved
Koumassi Flyover _CD0001 | CLI.CON-000002 |  |  | Approved
Koumassi Flyover _CD0001 | CLI.CON-000002 | 10.21 - Famille L AMÉNAGEMENTS PAYSAGERS-10.01 | PROTECTION D'ARBRES | Approved
Koumassi Flyover _CD0001 | CLI.CON-000002 |  |  | Approved
Koumassi Flyover _CD0001 | CLI.CON-000002 | 10.10 - Famille A GÉNÉRALITÉS- 7.01 | PLAN ASSURANCE QUALITÉ | Approved
Koumassi Flyover _CD0001 | CLI.CON-000002 |  |  | Approved
Koumassi Flyover _CD0001 | CLI.CON-000002 | 10.15 - Famille F ASSAINISSEMENT-13.02 | BORDURES T2 ABAISSÉES | Approved
Koumassi Flyover _CD0001 | CLI.CON-000002 |  |  | Approved
Koumassi Flyover _CD0001 | CLI.CON-000002 | 10.10 - Famille A GÉNÉRALITÉS- 7.03 | CONTRÔLE EXTERNE / GESTION QUALITÉ | Approved
Koumassi Flyover _CD0001 | CLI.CON-000002 |  |  | Approved
Koumassi Flyover _CD0001 | CLI.CON-000002 | 10.17 - Famille H3 RÉSEAUX-2.04 | OUVERTURE/REMBLAI TRANCHÉE CHAUS 60CM RÉSEAUX AEP | Approved
Koumassi Flyover _CD0001 | CLI.CON-000002 |  |  | Approved
Koumassi Flyover _CD0001 | CLI.CON-000002 | 10.21 - Famille L AMÉNAGEMENTS PAYSAGERS-18.01 | TABOURET GRAND MODÈLE | Approved
Koumassi Flyover _CD0001 | CLI.CON-000002 |  |  | Approved
Koumassi Flyover _CD0001 | CLI.CON-000002 | 10.12 - Famille C DÉGAGEMENT DES EMPRISES-8.01 | ENLÈVEMENT ORDURES | Approved
Koumassi Flyover _CD0001 | CLI.CON-000002 |  |  | Approved
Koumassi Flyover _CD0001 | CLI.CON-000002 | 10.19 - Famille H5 ÉCLAIRAGE PUBLIC- 2.01 | TRANCHÉE SOUS TROTTOIR 0.40M | Approved
Koumassi Flyover _CD0001 | CLI.CON-000002 |  |  | Approved
Koumassi Flyover _CD0001 | CLI.CON-000002 | 10.20 - Famille H6 SIGNALISATION LUMINEUSE TRICOLORE-3.11 | MASSIF POTEAU DE SIGNALISATION LUMINEUSE TRICOLORE | Approved
Koumassi Flyover _CD0001 | CLI.CON-000002 |  |  | Approved
Koumassi Flyover _CD0001 | CLI.CON-000002 | 10.14.10 - Famille E1 ETUDES ET GENERALITES- 115.00 | DOSSIER DE GESTION ET D'ENTRETIEN DES OUVRAGES D'ART | Approved
Koumassi Flyover _CD0001 | CLI.CON-000002 |  |  | Approved
Koumassi Flyover _CD0001 | CLI.CON-000002 | 10.14.10 - Famille E1 ETUDES ET GENERALITES- 162.00 | CAMPAGNE GÉOTECHNIQUE - ÉQUIPEMENT PIÉZOMÈTRIQUE - RELEVÉS | Approved
Koumassi Flyover _CD0001 | CLI.CON-000002 |  |  | Approved
Koumassi Flyover _CD0001 | CLI.CON-000002 | 10.23 - Famille SV SIGNALISATION VERTICALE- 421.12 | PANONCEAU CLII | Approved
Koumassi Flyover _CD0001 | CLI.CON-000002 |  |  | Approved
Koumassi Flyover _CD0001 | CLI.CON-000002 | 10.12 - Famille C DÉGAGEMENT DES EMPRISES- 4.05 | DÉPOSE PANNEAUX POLICE | Approved
Koumassi Flyover _CD0001 | CLI.CON-000002 |  |  | Approved
Koumassi Flyover _CD0001 | CLI.CON-000002 | 10.20 - Famille H6 SIGNALISATION LUMINEUSE TRICOLORE-4.18 | CONFECTION BOUCLE MAGNÉTIQUE (INDUCTIVE) (FOURNITURE + POSE + RACCORDEMENT) | Approved
Koumassi Flyover _CD0001 | CLI.CON-000002 |  |  | Approved
Koumassi Flyover _CD0001 | CLI.CON-000002 | 10.16 - Famille G CHAUSSÉES-101.00 | DÉMOLITION DE CHAUSSÉES | Approved
Koumassi Flyover _CD0001 | CLI.CON-000002 |  |  | Approved
Koumassi Flyover _CD0001 | CLI.CON-000002 | 10.22 | Famille SH SIGNALISATION HORIZONTALE | Approved
Koumassi Flyover _CD0001 | CLI.CON-000002 |  |  | Approved
Koumassi Flyover _CD0001 | CLI.CON-000002 | 10.20 - Famille H6 SIGNALISATION LUMINEUSE TRICOLORE-7.03 | LANTERNE TRICOLORE Ø 200 / 200 / 200 MM À DIODES (R11V OU R11J) | Approved
Koumassi Flyover _CD0001 | CLI.CON-000002 |  |  | Approved
Koumassi Flyover _CD0001 | CLI.CON-000002 | 10.21 - Famille L AMÉNAGEMENTS PAYSAGERS-12.05 | PLANTATION D'ARBUSTES ET ARBRES EN SACHET OU CONTENEUR D'UNE HAUTEUR DE 125/150 CM | Approved
Koumassi Flyover _CD0001 | CLI.CON-000002 |  |  | Approved
Koumassi Flyover _CD0001 | CLI.CON-000002 | 10.19 - Famille H5 ÉCLAIRAGE PUBLIC- 8.01 | MÂT SIMPLE CROSSE LED H=8.00M | Approved
Koumassi Flyover _CD0001 | CLI.CON-000002 |  |  | Approved
Koumassi Flyover _CD0001 | CLI.CON-000002 | 10.14.10 - Famille E1 ETUDES ET GENERALITES- 104.00 | MISE SUR APPUIS PROVISOIRES DU TABLIER | Approved
Koumassi Flyover _CD0001 | CLI.CON-000002 |  |  | Approved
Koumassi Flyover _CD0001 | CLI.CON-000002 | 10.19 - Famille H5 ÉCLAIRAGE PUBLIC- 8.04 | MÂT SIMPLE CROSSE LED H=10.00M | Approved
Koumassi Flyover _CD0001 | CLI.CON-000002 |  |  | Approved
Koumassi Flyover _CD0001 | CLI.CON-000002 | 10.23 - Famille SV SIGNALISATION VERTICALE- 1202.00 | MAT CYLINDRIQUE MB | Approved
Koumassi Flyover _CD0001 | CLI.CON-000002 |  |  | Approved
Koumassi Flyover _CD0001 | CLI.CON-000002 | 10.10 - Famille A GÉNÉRALITÉS- 10.01 | DOSSIERS EXPLOITATION SOUS CHANTIER D'OPÉRATION (DESC-O) | Approved
Koumassi Flyover _CD0001 | CLI.CON-000002 |  |  | Approved
Koumassi Flyover _CD0001 | CLI.CON-000002 | 10.20 - Famille H6 SIGNALISATION LUMINEUSE TRICOLORE-6.09 | DOE DOSSIER CARREFOUR ET PROGRAMMATION LOT DE RECHANGE SLT | Approved
Koumassi Flyover _CD0001 | CLI.CON-000002 | 10.21 - Famille L AMÉNAGEMENTS PAYSAGERS-19.01 | CACHES POUBELLES | Approved
Koumassi Flyover _CD0001 | CLI.CON-000002 |  |  | Approved
Koumassi Flyover _CD0001 | CLI.CON-000002 | 10.14.12 - Famille E4 FONDATIONS PROFONDES : PIEUX- 420.00 | CAROTTAGE EN FOND DE PIEUX TUBES D'AUSCULTATION POUR PIEUX FORÉS EN BÉTON ARMÉ | Approved
Koumassi Flyover _CD0001 | CLI.CON-000002 |  |  | Approved
Koumassi Flyover _CD0001 | CLI.CON-000002 | 10.15 - Famille F ASSAINISSEMENT-13.05 | BORDURES P3 | Approved
Koumassi Flyover _CD0001 | CLI.CON-000002 |  |  | Approved
Koumassi Flyover _CD0001 | CLI.CON-000002 | 10.20 - Famille H6 SIGNALISATION LUMINEUSE TRICOLORE-6.07 | CONTRÔLE ET RÉGLAGES PHASE VSR | Approved
Koumassi Flyover _CD0001 | CLI.CON-000002 |  |  | Approved
Koumassi Flyover _CD0001 | CLI.CON-000002 | 10.15 - Famille F ASSAINISSEMENT-13.01 | BORDURES T2 | Approved
Koumassi Flyover _CD0001 | CLI.CON-000002 |  |  | Approved
Koumassi Flyover _CD0001 | CLI.CON-000002 | 10.12 - Famille C DÉGAGEMENT DES EMPRISES- 4.04 | DÉPOSE BALISE TOUT TYPE | Approved
Koumassi Flyover _CD0001 | CLI.CON-000002 |  |  | Approved
Koumassi Flyover _CD0001 | CLI.CON-000002 | 10.14.15 - Famille E8 SUPERSTRUCTURES - EQUIPEMENTS - MATERIELS ET TRAVAUX DIVERS- 832.00 | APPAREILS D'APPUI ÉLASTOMÈRE FRETTÉ | Approved
Koumassi Flyover _CD0001 | CLI.CON-000002 |  |  | Approved
Koumassi Flyover _CD0001 | CLI.CON-000002 | 10.14.10 - Famille E1 ETUDES ET GENERALITES- 153.20 | CAMPAGNE GÉOTECHNIQUE - MISE EN PLACE - SONDAGES PÉNÉTROMÈTRIQUES | Approved
Koumassi Flyover _CD0001 | CLI.CON-000002 |  |  | Approved
Koumassi Flyover _CD0001 | CLI.CON-000002 | 10.20 - Famille H6 SIGNALISATION LUMINEUSE TRICOLORE-3.10 | MASSIF POTELET DE SIGNALISATION LUMINEUSE TRICOLORE | Approved
Koumassi Flyover _CD0001 | CLI.CON-000002 |  |  | Approved
Koumassi Flyover _CD0001 | CLI.CON-000002 | 10.15 - Famille F ASSAINISSEMENT-1.51 | INSPECTION TÉLÉVISÉE DES OUVRAGES EXISTANTS | Approved
Koumassi Flyover _CD0001 | CLI.CON-000002 |  |  | Approved
Koumassi Flyover _CD0001 | CLI.CON-000002 | 10.21 - Famille L AMÉNAGEMENTS PAYSAGERS-6.01 | PRÉPARATION DES SOLS MASSIFS ARBUSTIFS ET VIVACES | Approved
Koumassi Flyover _CD0001 | CLI.CON-000002 |  |  | Approved
Koumassi Flyover _CD0001 | CLI.CON-000002 | 10.16 - Famille G CHAUSSÉES-900.07 | DALLE BÉTON TEINTE SULPHUR YELLOW - RAL 1016 | Approved
Koumassi Flyover _CD0001 | CLI.CON-000002 |  |  | Approved
Koumassi Flyover _CD0001 | CLI.CON-000002 | 10.14.14 - Famille E7 TABLIERS- 711.20 | COFFRAGES FINS DES MURETS BN1 SUR OUVRAGES ET SUR RAMPES D'ACCÈS BETONS C35/45 | Approved
Koumassi Flyover _CD0001 | CLI.CON-000002 |  |  | Approved
Koumassi Flyover _CD0001 | CLI.CON-000002 | 10.15 - Famille F ASSAINISSEMENT- 1.01 | VISITE AVANT RÉCEPTION VIDÉO ÉPREUVE ÉTANCHÉITÉ NETTOYAGE | Approved
Koumassi Flyover _CD0001 | CLI.CON-000002 |  |  | Approved
Koumassi Flyover _CD0001 | CLI.CON-000002 | 10.14.15 - Famille E8 SUPERSTRUCTURES - EQUIPEMENTS - MATERIELS ET TRAVAUX DIVERS - 870.00 | REPERES DE NIVELLEMENT | Approved
Koumassi Flyover _CD0001 | CLI.CON-000002 |  |  | Approved
Koumassi Flyover _CD0001 | CLI.CON-000002 | 10.14.13 - Famille E5 SEMELLES - SOUTENEMENTS - APPUIS - MURS- 502.00 | COFFRAGE POUR PAREMENTS SIMPLES DES APPUIS | Approved
Koumassi Flyover _CD0001 | CLI.CON-000002 |  |  | Approved
Koumassi Flyover _CD0001 | CLI.CON-000002 | 10.18 - Famille H4 SIGNALISATION TEMPORAIRE ET BALISAGE- 593.00 | FEUX D'ALERTE | Approved
Koumassi Flyover _CD0001 | CLI.CON-000002 |  |  | Approved
Koumassi Flyover _CD0001 | CLI.CON-000002 | 10.12 - Famille C DÉGAGEMENT DES EMPRISES-2.02 | ABATTAGE DÉSSOUCHAGE D > 0.5m | Approved
Koumassi Flyover _CD0001 | CLI.CON-000002 |  |  | Approved
Koumassi Flyover _CD0001 | CLI.CON-000002 | 10.20 - Famille H6 SIGNALISATION LUMINEUSE TRICOLORE-7.12 | DÉTECTEUR MAGNÉTIQUE | Approved
Koumassi Flyover _CD0001 | CLI.CON-000002 |  |  | Approved
Koumassi Flyover _CD0001 | CLI.CON-000002 |  |  | Approved
Koumassi Flyover _CD0001 | CLI.CON-000002 | 10.19 - Famille H5 ÉCLAIRAGE PUBLIC- 11.04 | MÂT SIMPLE CROSSE LED H=10.00M | Approved
Koumassi Flyover _CD0001 | CLI.CON-000002 |  |  | Approved
Koumassi Flyover _CD0001 | CLI.CON-000002 | 10.21 - Famille L AMÉNAGEMENTS PAYSAGERS-4.02 | TERRE VEGETALE FOSSE 10 m3 | Approved
Koumassi Flyover _CD0001 | CLI.CON-000002 |  |  | Approved
Koumassi Flyover _CD0001 | CLI.CON-000002 | 10.21 - Famille L AMÉNAGEMENTS PAYSAGERS-17.03 | BANCS BÉTON 3M AVEC DOSSIER | Approved
Koumassi Flyover _CD0001 | CLI.CON-000002 |  |  | Approved
Koumassi Flyover _CD0001 | CLI.CON-000002 | 10.19 - Famille H5 ÉCLAIRAGE PUBLIC- 3.03 | FOURREAUX TPC Ø 90MM | Approved
Koumassi Flyover _CD0001 | CLI.CON-000002 |  |  | Approved
Koumassi Flyover _CD0001 | CLI.CON-000002 | 10.22 - Famille SH SIGNALISATION HORIZONTALE- 311.00 | ZÉBRAS 1.000.000 PR | Approved
Koumassi Flyover _CD0001 | CLI.CON-000002 |  |  | Approved
Koumassi Flyover _CD0001 | CLI.CON-000002 | 10.17 - Famille H3 RÉSEAUX- 1.05 | DÉPOSE RÉSEAUX ÉLECTRIQUES EXISTANTS | Approved
Koumassi Flyover _CD0001 | CLI.CON-000002 |  |  | Approved
Koumassi Flyover _CD0001 | CLI.CON-000002 | 10.14.11 - Famille E2 TERRASSEMENTS - FOUILLES - BLINDAGES - REMBLAIS- 203.00 | REMBLAIEMENTS DE FOUILLES | Approved
Koumassi Flyover _CD0001 | CLI.CON-000002 |  |  | Approved
Koumassi Flyover _CD0001 | CLI.CON-000002 | 10.15 - Famille F ASSAINISSEMENT-13.03 | CANIVEAUX CS2 | Approved
Koumassi Flyover _CD0001 | CLI.CON-000002 |  |  | Approved
Koumassi Flyover _CD0001 | CLI.CON-000002 | 10.21 - Famille L AMÉNAGEMENTS PAYSAGERS-3.04 | OUVERTURE DE FOSSES ARBRES-PALMIERS SOUS DES ESPACES CARROSSABLES ET PIÉTINÉS- 3,5 M3 | Approved
Koumassi Flyover _CD0001 | CLI.CON-000002 |  |  | Approved
Koumassi Flyover _CD0001 | CLI.CON-000002 | 10.17 - Famille H3 RÉSEAUX- 2.10 | ESSAIS ET ÉPREUVES RÉSEAUX ÉLECTRICITÉ | Approved
Koumassi Flyover _CD0001 | CLI.CON-000002 |  |  | Approved
Koumassi Flyover _CD0001 | CLI.CON-000002 | 10.21 - Famille L AMÉNAGEMENTS PAYSAGERS-4.03 | TERRE VEGETALE FOSSE 13 m3 | Approved
Koumassi Flyover _CD0001 | CLI.CON-000002 |  |  | Approved
Koumassi Flyover _CD0001 | CLI.CON-000002 | 10.14.13 - Famille E5 SEMELLES - SOUTENEMENTS - APPUIS - MURS- 510.10 | BÉTON DE PROPRETÉ | Approved
Koumassi Flyover _CD0001 | CLI.CON-000002 |  |  | Approved
Koumassi Flyover _CD0001 | CLI.CON-000002 | 10.14.10 - Famille E1 ETUDES ET GENERALITES- 112.00 | ÉTUDES DES MÉTHODES DES OUVRAGES PROVISOIRES | Approved
Koumassi Flyover _CD0001 | CLI.CON-000002 |  |  | Approved
Koumassi Flyover _CD0001 | CLI.CON-000002 | 10.20 - Famille H6 SIGNALISATION LUMINEUSE TRICOLORE-4.08 | LANTERNE TRICOLORE R11V OU R11J Ø 200/200/200 MM À DIODES (FOURNITURE + POSE + RACCORDEMENT) | Approved
Koumassi Flyover _CD0001 | CLI.CON-000002 |  |  | Approved
Koumassi Flyover _CD0001 | CLI.CON-000002 | 10.19 - Famille H5 ÉCLAIRAGE PUBLIC- 3.06 | REGARD DE TERRE CHAMBRES DETIRAGE DE TYPE L TAMPON FONTE 250 kN | Approved
Koumassi Flyover _CD0001 | CLI.CON-000002 |  |  | Approved
Koumassi Flyover _CD0001 | CLI.CON-000002 | 10.20 - Famille H6 SIGNALISATION LUMINEUSE TRICOLORE-6.02 | BANC DE TEST PROGRAMMATION EN USINE | Approved
Koumassi Flyover _CD0001 | CLI.CON-000002 |  |  | Approved
Koumassi Flyover _CD0001 | CLI.CON-000002 | 10.12 - Famille C DÉGAGEMENT DES EMPRISES- 4.06 | DÉPOSE PANNEAUX SURFACE ≤ 2 m2 | Approved
Koumassi Flyover _CD0001 | CLI.CON-000002 |  |  | Approved
Koumassi Flyover _CD0001 | CLI.CON-000002 | 10.14.10 - Famille E1 ETUDES ET GENERALITES- 105.00 | MISE SUR APPUIS DÉFINITIFS DU TABLIER | Approved
Koumassi Flyover _CD0001 | CLI.CON-000002 |  |  | Approved
Koumassi Flyover _CD0001 | CLI.CON-000002 | 10.18 - Famille H4 SIGNALISATION TEMPORAIRE ET BALISAGE- 40.01 | AMENÉE / DÉPLACEMENT K5C | Approved
Koumassi Flyover _CD0001 | CLI.CON-000002 |  |  | Approved
Koumassi Flyover _CD0001 | CLI.CON-000002 | 10.11 - Famille Abis PRESCRIPTIONS ENVIRONNEMENTALES ET SOCIALES-8.04 | RESPONSABLE SAUVEGARDES ENVIRONNEMENTALES ET SOCIALES CHANTIER (RSES-C) | Approved
Koumassi Flyover _CD0001 | CLI.CON-000002 |  |  | Approved
Koumassi Flyover _CD0001 | CLI.CON-000002 | 10.21 - Famille L AMÉNAGEMENTS PAYSAGERS-23.01 | JARDINIÈRES RECTANGULAIRES MONOBLOC | Approved
Koumassi Flyover _CD0001 | CLI.CON-000002 |  |  | Approved
Koumassi Flyover _CD0001 | CLI.CON-000002 | 10.10 - Famille A GÉNÉRALITÉS- 11.01 | DOCUMENTS CONFORMES À L'EXÉCUTION | Approved
Koumassi Flyover _CD0001 | CLI.CON-000002 |  |  | Approved
Koumassi Flyover _CD0001 | CLI.CON-000002 | 10.14.15 - Famille E8 SUPERSTRUCTURES - EQUIPEMENTS - MATERIELS ET TRAVAUX DIVERS- 831.00 | BOSSAGES INFÉRIEURS BÉTON ARMÉ | Approved
Koumassi Flyover _CD0001 | CLI.CON-000002 |  |  | Approved
Koumassi Flyover _CD0001 | CLI.CON-000002 | 10.18 - Famille H4 SIGNALISATION TEMPORAIRE ET BALISAGE- 3.03 | DÉPLACEMENT SMV K16 | Approved
Koumassi Flyover _CD0001 | CLI.CON-000002 |  |  | Approved
Koumassi Flyover _CD0001 | CLI.CON-000002 | 10.14.15 - Famille E8 SUPERSTRUCTURES - EQUIPEMENTS - MATERIELS ET TRAVAUX DIVERS- 860.00 | CAILLEBOTTIS MÉTALLIQUES SUR TABLIER | Approved
Koumassi Flyover _CD0001 | CLI.CON-000002 |  |  | Approved
Koumassi Flyover _CD0001 | CLI.CON-000002 | 10.16 - Famille G CHAUSSÉES- 103.01 | SCIAGE DE CHAUSSÉES | Approved
Koumassi Flyover _CD0001 | CLI.CON-000002 |  |  | Approved
Koumassi Flyover _CD0001 | CLI.CON-000002 | 10.12 | Famille C DÉGAGEMENT DES EMPRISES | Approved
Koumassi Flyover _CD0001 | CLI.CON-000002 |  |  | Approved
Koumassi Flyover _CD0001 | CLI.CON-000002 | 10.14.12 - Famille E4 FONDATIONS PROFONDES : PIEUX- 421.10 | TUBES AUSCULTATION 50/60 | Approved
Koumassi Flyover _CD0001 | CLI.CON-000002 |  |  | Approved
Koumassi Flyover _CD0001 | CLI.CON-000002 | 10.21 | Famille L AMÉNAGEMENTS PAYSAGERS | Approved
Koumassi Flyover _CD0001 | CLI.CON-000002 |  |  | Approved
Koumassi Flyover _CD0001 | CLI.CON-000002 | 10.14.13 - Famille E5 SEMELLES - SOUTENEMENTS - APPUIS - MURS- 540.00 | MURS EN REMBLAI RENFORCÉ | Approved
Koumassi Flyover _CD0001 | CLI.CON-000002 |  |  | Approved
Koumassi Flyover _CD0001 | CLI.CON-000002 | 10.17 - Famille H3 RÉSEAUX-2.03 | OUVERTURE/REMBLAI TRANCHÉE CHAUS 40CM | Approved
Koumassi Flyover _CD0001 | CLI.CON-000002 |  |  | Approved
Koumassi Flyover _CD0001 | CLI.CON-000002 | 10.21 - Famille L AMÉNAGEMENTS PAYSAGERS-15.02 | CONFORTEMENT MASSIFS ARBUSTIF COUVRE SOL FOURNITURE ET MISE EN OEUVRE DE MOBILIERS | Approved
Koumassi Flyover _CD0001 | CLI.CON-000002 |  |  | Approved
Koumassi Flyover _CD0001 | CLI.CON-000002 | 10.17 - Famille H3 RÉSEAUX-6.05 | RÉSEAU FIBRE OPTIQUE 144 FO | Approved
Koumassi Flyover _CD0001 | CLI.CON-000002 |  |  | Approved
Koumassi Flyover _CD0001 | CLI.CON-000002 | 10.16 - Famille G CHAUSSÉES- 110.00 | GÉOGRILLE FIBRE DE VERRE | Approved
Koumassi Flyover _CD0001 | CLI.CON-000002 |  |  | Approved
Koumassi Flyover _CD0001 | CLI.CON-000002 | 10.18 - Famille H4 SIGNALISATION TEMPORAIRE ET BALISAGE- 2.01 | MISE EN PLACE SMV H1 (BT4) | Approved
Koumassi Flyover _CD0001 | CLI.CON-000002 |  |  | Approved
Koumassi Flyover _CD0001 | CLI.CON-000002 | 10.17 - Famille H3 RÉSEAUX-5.09 | FOURNITURE ET POSE DE POTEAUX MT | Approved
Koumassi Flyover _CD0001 | CLI.CON-000002 |  |  | Approved
Koumassi Flyover _CD0001 | CLI.CON-000002 | 10.20 - Famille H6 SIGNALISATION LUMINEUSE TRICOLORE-6.01 | CONTRÔLE ÉLECTRIQUE DES INSTALLATIONS | Approved
Koumassi Flyover _CD0001 | CLI.CON-000002 |  |  | Approved
Koumassi Flyover _CD0001 | CLI.CON-000002 | 10.20 - Famille H6 SIGNALISATION LUMINEUSE TRICOLORE-1.04 | DÉPOSE D'UNE ARMOIRE DE SIGNALISATION TRICOLORE EXISTANTE | Approved
Koumassi Flyover _CD0001 | CLI.CON-000002 |  |  | Approved
Koumassi Flyover _CD0001 | CLI.CON-000002 | 10.20 - Famille H6 SIGNALISATION LUMINEUSE TRICOLORE-5.03 | CÂBLE U1000 R2V : 7 X 1,5 MM² (FOURNITURE + POSE + RACCORDEMENT) | Approved
Koumassi Flyover _CD0001 | CLI.CON-000002 | 10.21 - Famille L AMÉNAGEMENTS PAYSAGERS-9.03 | FOURNITURE ET MISE EN OEUVRE DE TUTEURS QUADRIPODE | Approved
Koumassi Flyover _CD0001 | CLI.CON-000002 |  |  | Approved
Koumassi Flyover _CD0001 | CLI.CON-000002 | 10.14.12 - Famille E4 FONDATIONS PROFONDES : PIEUX- 402.00 | MISE EN STATION PIEU FORE | Approved
Koumassi Flyover _CD0001 | CLI.CON-000002 |  |  | Approved
Koumassi Flyover _CD0001 | CLI.CON-000002 | 10.21 - Famille L AMÉNAGEMENTS PAYSAGERS-12.02 | PLANTATION DE SUJETS EN SACHET OU CONTENEUR D'UNE HAUTEUR DE 40/50 CM | Approved
Koumassi Flyover _CD0001 | CLI.CON-000002 |  |  | Approved
Koumassi Flyover _CD0001 | CLI.CON-000002 | 10.20 - Famille H6 SIGNALISATION LUMINEUSE TRICOLORE-7.01 | POTEAU HAUTEUR DE 2.8 MÈTRES | Approved
Koumassi Flyover _CD0001 | CLI.CON-000002 |  |  | Approved
Koumassi Flyover _CD0001 | CLI.CON-000002 | 10.14.15 - Famille E8 SUPERSTRUCTURES - EQUIPEMENTS - MATERIELS ET TRAVAUX DIVERS- 850.10 | JOINTS DE CHAUSSÉE MÉCANIQUES DE TABLIER SOUFFLE 80mm | Approved
Koumassi Flyover _CD0001 | CLI.CON-000002 |  |  | Approved
Koumassi Flyover _CD0001 | CLI.CON-000002 | 10.15 - Famille F ASSAINISSEMENT-15.12 | REGARD DE VISITE DE DIMENSIONS 1,0x1,0x1,0 | Approved
Koumassi Flyover _CD0001 | CLI.CON-000002 |  |  | Approved
Koumassi Flyover _CD0001 | CLI.CON-000002 | 10.19 - Famille H5 ÉCLAIRAGE PUBLIC- 1.05 | DÉPLACEMENT CANDÉLABRE PROVISOIRE | Approved
Koumassi Flyover _CD0001 | CLI.CON-000002 |  |  | Approved
Koumassi Flyover _CD0001 | CLI.CON-000002 | 10.14.13 | Famille E5 SEMELLES - SOUTENEMENTS - APPUIS - MURS | Approved
Koumassi Flyover _CD0001 | CLI.CON-000002 |  |  | Approved
Koumassi Flyover _CD0001 | CLI.CON-000002 | 10.15 - Famille F ASSAINISSEMENT-1.03 | NETTOYAGE COLLECTEURS CURAGE OUVRAGES ASSAINISSEMENT | Approved
Koumassi Flyover _CD0001 | CLI.CON-000002 |  |  | Approved
Koumassi Flyover _CD0001 | CLI.CON-000002 | 10.12 - Famille C DÉGAGEMENT DES EMPRISES- 4.07 | DÉPOSE PANNEAUX SURFACE > 2 m2 | Approved
Koumassi Flyover _CD0001 | CLI.CON-000002 |  |  | Approved
Koumassi Flyover _CD0001 | CLI.CON-000002 | 10.13 - Famille D TERRASSEMENTS- 4.02 | REMBLAIS EN MATÉRIAUX D'APPORT | Approved
Koumassi Flyover _CD0001 | CLI.CON-000002 |  |  | Approved
Koumassi Flyover _CD0001 | CLI.CON-000002 | 10.17 - Famille H3 RÉSEAUX- 7.01 | TRAVERSÉE MULTITUBULAIRE | Approved
Koumassi Flyover _CD0001 | CLI.CON-000002 |  |  | Approved
Koumassi Flyover _CD0001 | CLI.CON-000002 | 10.12 - Famille C DÉGAGEMENT DES EMPRISES- 3.08 | DÉMOLITION TROTTOIR | Approved
Koumassi Flyover _CD0001 | CLI.CON-000002 |  |  | Approved
Koumassi Flyover _CD0001 | CLI.CON-000002 | 10.16 - Famille G CHAUSSÉES-900.06 | DALLE BÉTON TEINTE LIGHT PINK - RAL 3015 | Approved
Koumassi Flyover _CD0001 | CLI.CON-000002 |  |  | Approved
Koumassi Flyover _CD0001 | CLI.CON-000002 | 10.23 - Famille SV SIGNALISATION VERTICALE-2101.00 | MASSIF D'ANCRAGE EN BÉTON ARMÉ POUR PORTIQUES ET HAUT-MÂTS | Approved
Koumassi Flyover _CD0001 | CLI.CON-000002 |  |  | Approved
Koumassi Flyover _CD0001 | CLI.CON-000002 | 10.21 - Famille L AMÉNAGEMENTS PAYSAGERS-19.02 | CONTENEUR POUBELLE 240L | Approved
Koumassi Flyover _CD0001 | CLI.CON-000002 |  |  | Approved
Koumassi Flyover _CD0001 | CLI.CON-000002 | 10.20 - Famille H6 SIGNALISATION LUMINEUSE TRICOLORE-4.15 | SIGNAL PRIORITÉ PIÉTON TYPE « A13B " À DIODES (FOURNITURE + POSE + RACCORDEMENT) | Approved
Koumassi Flyover _CD0001 | CLI.CON-000002 |  |  | Approved
Koumassi Flyover _CD0001 | CLI.CON-000002 | 10.19 - Famille H5 ÉCLAIRAGE PUBLIC- 3.05 | PIQUET DE TERRE 1,5M | Approved
Koumassi Flyover _CD0001 | CLI.CON-000002 |  |  | Approved
Koumassi Flyover _CD0001 | CLI.CON-000002 | 10.14.13 - Famille E5 SEMELLES - SOUTENEMENTS - APPUIS - MURS- 510.20 | BÉTON DE BLOCAGE, DE SUBSTITUTION, OU D'ENROBAGE | Approved
Koumassi Flyover _CD0001 | CLI.CON-000002 |  |  | Approved
Koumassi Flyover _CD0001 | CLI.CON-000002 |  |  | Approved
Koumassi Flyover _CD0001 | CLI.CON-000002 | 10.21 - Famille L AMÉNAGEMENTS PAYSAGERS-3.05 | OUVERTURE DE FOSSES ARBUSTES ET PLANTS | Approved
Koumassi Flyover _CD0001 | CLI.CON-000002 |  |  | Approved
Koumassi Flyover _CD0001 | CLI.CON-000002 | 10.22 - Famille SH SIGNALISATION HORIZONTALE- 319.00 | FLÈCHE BIDIRECTIONNELLES 1.000.000 PR | Approved
Koumassi Flyover _CD0001 | CLI.CON-000002 |  |  | Approved
Koumassi Flyover _CD0001 | CLI.CON-000002 | 10.19 - Famille H5 ÉCLAIRAGE PUBLIC- 9.04 | CÂBLE ÉNERGIE U1000 R2V 5x25MM2 | Approved
Koumassi Flyover _CD0001 | CLI.CON-000002 |  |  | Approved
Koumassi Flyover _CD0001 | CLI.CON-000002 | 10.24 | Indirect Cost | Approved
Koumassi Flyover _CD0001 | CLI.CON-000002 |  |  | Approved
Koumassi Flyover _CD0001 | CLI.CON-000002 | 10.20 - Famille H6 SIGNALISATION LUMINEUSE TRICOLORE-1.03 | DÉPOSE D'UNE POTENCE DE SIGNALISATION TRICOLORE EXISTANTE (hors massif) | Approved
Koumassi Flyover _CD0001 | CLI.CON-000002 |  |  | Approved
Koumassi Flyover _CD0001 | CLI.CON-000002 | 10.21 - Famille L AMÉNAGEMENTS PAYSAGERS-12.04 | PLANTATION DE SUJETS EN SACHET OU CONTENEUR D'UNE HAUTEUR DE 80/100 CM | Approved
Koumassi Flyover _CD0001 | CLI.CON-000002 |  |  | Approved
Koumassi Flyover _CD0001 | CLI.CON-000002 | 10.20 - Famille H6 SIGNALISATION LUMINEUSE TRICOLORE-4.05 | POTELET HAUTEUR DE 2,8 MÈTRES (FOURNITURE + POSE) | Approved
Koumassi Flyover _CD0001 | CLI.CON-000002 |  |  | Approved
Koumassi Flyover _CD0001 | CLI.CON-000002 | 10.14.10 - Famille E1 ETUDES ET GENERALITES- 156.20 | CAMPAGNE GÉOTECHNIQUE - SONDAGES PRESSIOMÈTRIQUES - FORAGE - PROF. 20 M à 40 M | Approved
Koumassi Flyover _CD0001 | CLI.CON-000002 |  |  | Approved
Koumassi Flyover _CD0001 | CLI.CON-000002 | 10.20 - Famille H6 SIGNALISATION LUMINEUSE TRICOLORE-3.07 | CHAMBRE DE TIRAGE L1T FONTE 250 kN | Approved
Koumassi Flyover _CD0001 | CLI.CON-000002 |  |  | Approved
Koumassi Flyover _CD0001 | CLI.CON-000002 | 10.14.10 - Famille E1 ETUDES ET GENERALITES- 156.10 | CAMPAGNE GÉOTECHNIQUE - SONDAGES PRESSIOMÈTRIQUES - FORAGE - PROF. 0 M à 20 M | Approved
Koumassi Flyover _CD0001 | CLI.CON-000002 |  |  | Approved
Koumassi Flyover _CD0001 | CLI.CON-000002 | 10.21 - Famille L AMÉNAGEMENTS PAYSAGERS-22.02 | BOLLARDS ANTI-STATIONNEMENT | Approved
Koumassi Flyover _CD0001 | CLI.CON-000002 |  |  | Approved
Koumassi Flyover _CD0001 | CLI.CON-000002 | 10.13 | Famille D TERRASSEMENTS | Approved
Koumassi Flyover _CD0001 | CLI.CON-000002 |  |  | Approved
Koumassi Flyover _CD0001 | CLI.CON-000002 | 10.17 - Famille H3 RÉSEAUX-5.08 | MISE À LA TERRE | Approved
Koumassi Flyover _CD0001 | CLI.CON-000002 |  |  | Approved
Koumassi Flyover _CD0001 | CLI.CON-000002 | 10.18 - Famille H4 SIGNALISATION TEMPORAIRE ET BALISAGE- 408.12 | DISQUE N CL II - diam.=850 | Approved
Koumassi Flyover _CD0001 | CLI.CON-000002 |  |  | Approved
Koumassi Flyover _CD0001 | CLI.CON-000002 | 10.20 - Famille H6 SIGNALISATION LUMINEUSE TRICOLORE-1.02 | DÉPOSE D'UN POTEAU DE SIGNALISATION TRICOLORE EXISTANT (hors massif) | Approved
Koumassi Flyover _CD0001 | CLI.CON-000002 |  |  | Approved
Koumassi Flyover _CD0001 | CLI.CON-000002 | 10.12 - Famille C DÉGAGEMENT DES EMPRISES-2.01 | ABATTAGE DÉSSOUCHAGE D ≤ 0.5m | Approved
Koumassi Flyover _CD0001 | CLI.CON-000002 |  |  | Approved
Koumassi Flyover _CD0001 | CLI.CON-000002 | 10.18 - Famille H4 SIGNALISATION TEMPORAIRE ET BALISAGE- 203.11 | PANNEAU SD2 | Approved
Koumassi Flyover _CD0001 | CLI.CON-000002 |  |  | Approved
Koumassi Flyover _CD0001 | CLI.CON-000002 | 10.17 - Famille H3 RÉSEAUX-6.08 | RÉSEAU FIBRE OPTIQUE 12 FO | Approved
Koumassi Flyover _CD0001 | CLI.CON-000002 |  |  | Approved
Koumassi Flyover _CD0001 | CLI.CON-000002 | 10.14.10 - Famille E1 ETUDES ET GENERALITES- 158.20 | CAMPAGNE GÉOTECHNIQUE - SONDAGES PRESSIOMÈTRIQUES - ESSAIS - PROF. 20 M à 40 M | Approved
Koumassi Flyover _CD0001 | CLI.CON-000002 |  |  | Approved
Koumassi Flyover _CD0001 | CLI.CON-000002 | 10.13 - Famille D TERRASSEMENTS-3.01 | DÉBLAIS MEUBLES | Approved
Koumassi Flyover _CD0001 | CLI.CON-000002 |  |  | Approved
Koumassi Flyover _CD0001 | CLI.CON-000002 | 10.15 - Famille F ASSAINISSEMENT-15.13 | REGARD DE VISITE DE DIMENSIONS 1,5x1,5x1,5 | Approved
Koumassi Flyover _CD0001 | CLI.CON-000002 |  |  | Approved
Koumassi Flyover _CD0001 | CLI.CON-000002 | 10.20 - Famille H6 SIGNALISATION LUMINEUSE TRICOLORE-7.07 | CROIX GRECQUE Ø 200 MM À DIODES | Approved
Koumassi Flyover _CD0001 | CLI.CON-000002 |  |  | Approved
Koumassi Flyover _CD0001 | CLI.CON-000002 | 10.14.10 - Famille E1 ETUDES ET GENERALITES- 151.00 | CAMPAGNE GÉOTECHNIQUE - PRÉPARATION CAMPAGNE GÉOTECHNIQUE - AMENÉE, INSTALLATION ET REPLI | Approved
Koumassi Flyover _CD0001 | CLI.CON-000002 |  |  | Approved
Koumassi Flyover _CD0001 | CLI.CON-000002 | 10.20 - Famille H6 SIGNALISATION LUMINEUSE TRICOLORE-3.04 | FOURNITURE ET POSE DE FOURREAU TPC Ø 90 AVEC AIGUILLAGE CHAMBRES DE TIRAGE | Approved
Koumassi Flyover _CD0001 | CLI.CON-000002 |  |  | Approved
Koumassi Flyover _CD0001 | CLI.CON-000002 | 10.18 - Famille H4 SIGNALISATION TEMPORAIRE ET BALISAGE- 456.12 | BALISE K8 CL.II - 1050x1050 | Approved
Koumassi Flyover _CD0001 | CLI.CON-000002 |  |  | Approved
Koumassi Flyover _CD0001 | CLI.CON-000002 | 10.20 - Famille H6 SIGNALISATION LUMINEUSE TRICOLORE-6.05 | PROGRAMMATION CONTRÔLEUR À FEUX | Approved
Koumassi Flyover _CD0001 | CLI.CON-000002 |  |  | Approved
Koumassi Flyover _CD0001 | CLI.CON-000002 | 10.19 - Famille H5 ÉCLAIRAGE PUBLIC- 6.03 | MASSIF CANDÉLABRE H=10.00M | Approved
Koumassi Flyover _CD0001 | CLI.CON-000002 |  |  | Approved
Koumassi Flyover _CD0001 | CLI.CON-000002 | 10.19 - Famille H5 ÉCLAIRAGE PUBLIC- 9.01 | CÂBLE ÉNERGIE U1000 R2V 5x10MM2 | Approved
Koumassi Flyover _CD0001 | CLI.CON-000002 |  |  | Approved
Koumassi Flyover _CD0001 | CLI.CON-000002 | 10.21 - Famille L AMÉNAGEMENTS PAYSAGERS-27.02 | POTEAU ARRÊT DECAUX (STOCKAGE, TRANSPORT ET RÉINSTALLATION) | Approved
Koumassi Flyover _CD0001 | CLI.CON-000002 |  |  | Approved
Koumassi Flyover _CD0001 | CLI.CON-000002 | 10.19 - Famille H5 ÉCLAIRAGE PUBLIC- 3.02 | FOURREAUX TPC Ø 63MM | Approved
Koumassi Flyover _CD0001 | CLI.CON-000002 |  |  | Approved
Koumassi Flyover _CD0001 | CLI.CON-000002 | 10.14.11 - Famille E2 TERRASSEMENTS - FOUILLES - BLINDAGES - REMBLAIS- 201.00 | FOUILLES EN TERRAIN ORDINAIRE | Approved
Koumassi Flyover _CD0001 | CLI.CON-000002 |  |  | Approved
Koumassi Flyover _CD0001 | CLI.CON-000002 | 10.11 - Famille Abis PRESCRIPTIONS ENVIRONNEMENTALES ET SOCIALES- 8.03 | AUTRES PLANS ASSOCIÉS AU PGES-C | Approved
Koumassi Flyover _CD0001 | CLI.CON-000002 |  |  | Approved
Koumassi Flyover _CD0001 | CLI.CON-000002 | 10.20 - Famille H6 SIGNALISATION LUMINEUSE TRICOLORE-4.10 | LANTERNE TRICOLORE R11J OU R11V Ø 300/300/300 MM À DIODES (FOURNITURE + POSE + RACCORDEMENT) | Approved
Koumassi Flyover _CD0001 | CLI.CON-000002 |  |  | Approved
Koumassi Flyover _CD0001 | CLI.CON-000002 | 10.14.14 - Famille E7 TABLIERS- 712.20 | BETON C35/45 POUR MURETS BN1 ET DALLES DE FROTTEMENT SUR RAMPES D'ACCÈS | Approved
Koumassi Flyover _CD0001 | CLI.CON-000002 |  |  | Approved
Koumassi Flyover _CD0001 | CLI.CON-000002 | 10.15 - Famille F ASSAINISSEMENT-1.22 | CURAGE COLLECTEUR EXISTANT 800 < D ≤ 1000 | Approved
Koumassi Flyover _CD0001 | CLI.CON-000002 |  |  | Approved
Koumassi Flyover _CD0001 | CLI.CON-000002 | 10.22 - Famille SH SIGNALISATION HORIZONTALE-303.03 | MARQUAGE BLANC 1.000.000 PR L=0.500M | Approved
Koumassi Flyover _CD0001 | CLI.CON-000002 |  |  | Approved
Koumassi Flyover _CD0001 | CLI.CON-000002 | 10.20 - Famille H6 SIGNALISATION LUMINEUSE TRICOLORE-7.09 | SIGNAL PRIORITÉ PIÉTON TYPE « A13B " À DIODES | Approved
Koumassi Flyover _CD0001 | CLI.CON-000002 |  |  | Approved
Koumassi Flyover _CD0001 | CLI.CON-000002 | 10.15 - Famille F ASSAINISSEMENT-9.01 | CANIVEAUX À FENTE Ø 300 COLLECTEURS EN BÉTON ARMÉ | Approved
Koumassi Flyover _CD0001 | CLI.CON-000002 |  |  | Approved
Koumassi Flyover _CD0001 | CLI.CON-000002 | 10.20 - Famille H6 SIGNALISATION LUMINEUSE TRICOLORE-7.08 | LANTERNE PIÉTONS TYPE R12 À DIODES | Approved
Koumassi Flyover _CD0001 | CLI.CON-000002 |  |  | Approved
Koumassi Flyover _CD0001 | CLI.CON-000002 | 10.14.15 - Famille E8 SUPERSTRUCTURES - EQUIPEMENTS - MATERIELS ET TRAVAUX DIVERS- 810.00 | AVALOIRS DU TABLIER | Approved
Koumassi Flyover _CD0001 | CLI.CON-000002 |  |  | Approved
Koumassi Flyover _CD0001 | CLI.CON-000002 | 10.12 - Famille C DÉGAGEMENT DES EMPRISES- 5.01 | DÉMOLITION OUVRAGE BÉTON ARMÉ | Approved
Koumassi Flyover _CD0001 | CLI.CON-000002 |  |  | Approved
Koumassi Flyover _CD0001 | CLI.CON-000002 | 10.18 - Famille H4 SIGNALISATION TEMPORAIRE ET BALISAGE- 2502.00 | FERMETURE VOIE PRINCIPALE – SN | Approved
Koumassi Flyover _CD0001 | CLI.CON-000002 |  |  | Approved
Koumassi Flyover _CD0001 | CLI.CON-000002 | 10.12 - Famille C DÉGAGEMENT DES EMPRISES- 5.05 | DÉMOLITION CANALISATION BÉTON | Approved
Koumassi Flyover _CD0001 | CLI.CON-000002 |  |  | Approved
Koumassi Flyover _CD0001 | CLI.CON-000002 | 10.20 - Famille H6 SIGNALISATION LUMINEUSE TRICOLORE-3.02 | TRANCHÉE TRANCHÉE SOUS CHAUSSÉE DE LARGEUR 0.60 M FOURNITURE ET POSE DE FOURREAUX | Approved
Koumassi Flyover _CD0001 | CLI.CON-000002 |  |  | Approved
Koumassi Flyover _CD0001 | CLI.CON-000002 | 10.19 - Famille H5 ÉCLAIRAGE PUBLIC- 1.06 | ALIMENTATION AÉRIENNE PROVISOIRE TRANCHÉE SOUS TROTTOIR | Approved
Koumassi Flyover _CD0001 | CLI.CON-000002 |  |  | Approved
Koumassi Flyover _CD0001 | CLI.CON-000002 | 10.18 - Famille H4 SIGNALISATION TEMPORAIRE ET BALISAGE- 51.80 | MARQUAGE 100.000 PR L = 0,150m | Approved
Koumassi Flyover _CD0001 | CLI.CON-000002 |  |  | Approved
Koumassi Flyover _CD0001 | CLI.CON-000002 | 10.14.13 - Famille E5 SEMELLES - SOUTENEMENTS - APPUIS - MURS- 525.00 | PEINTURE PAREMENTS DES APPUIS | Approved
Koumassi Flyover _CD0001 | CLI.CON-000002 |  |  | Approved
Koumassi Flyover _CD0001 | CLI.CON-000002 | 10.14.10 - Famille E1 ETUDES ET GENERALITES- 152.20 | CAMPAGNE GÉOTECHNIQUE - AMENÉE, INSTALLATION ET REPLI - ÉQUIPE PÉNÉTROMÈTRE STATIQUE | Approved
Koumassi Flyover _CD0001 | CLI.CON-000002 |  |  | Approved
Koumassi Flyover _CD0001 | CLI.CON-000002 | 10.19 - Famille H5 ÉCLAIRAGE PUBLIC- 8.06 | MÂT DOUBLE CROSSE+PIÉTON LED H=10.0 CÂBLES ÉNERGIE | Approved
Koumassi Flyover _CD0001 | CLI.CON-000002 |  |  | Approved
Koumassi Flyover _CD0001 | CLI.CON-000002 | 10.23 - Famille SV SIGNALISATION VERTICALE- 2204.00 | MASSIF POUR MÂT MD | Approved
Koumassi Flyover _CD0001 | CLI.CON-000002 |  |  | Approved
Koumassi Flyover _CD0001 | CLI.CON-000002 | 10.19 - Famille H5 ÉCLAIRAGE PUBLIC- 7.01 | ÉTUDES, ESSAIS, RÉCOLEMENT | Approved
Koumassi Flyover _CD0001 | CLI.CON-000002 |  |  | Approved
Koumassi Flyover _CD0001 | CLI.CON-000002 | 10.14.15 | Famille E8 SUPERSTRUCTURES - EQUIPEMENTS - MATERIELS ET TRAVAUX DIVERS | Approved
Koumassi Flyover _CD0001 | CLI.CON-000002 |  |  | Approved
Koumassi Flyover _CD0001 | CLI.CON-000002 | 10.22 - Famille SH SIGNALISATION HORIZONTALE- 303.01 | MARQUAGE JAUNE 1.000.000 PR L=0.120M | Approved
Koumassi Flyover _CD0001 | CLI.CON-000002 |  |  | Approved
Koumassi Flyover _CD0001 | CLI.CON-000002 | 10.19 - Famille H5 ÉCLAIRAGE PUBLIC- 6.02 | MASSIF CANDÉLABRE H=8.00M | Approved
Koumassi Flyover _CD0001 | CLI.CON-000002 |  |  | Approved
Koumassi Flyover _CD0001 | CLI.CON-000002 | 10.21 - Famille L AMÉNAGEMENTS PAYSAGERS-17.02 | BANCS BÉTON 3M | Approved
Koumassi Flyover _CD0001 | CLI.CON-000002 |  |  | Approved
Koumassi Flyover _CD0001 | CLI.CON-000002 | 10.14.11 - Famille E2 TERRASSEMENTS - FOUILLES - BLINDAGES - REMBLAIS- 210.00 | REMBLAIS TECHNIQUES CONTRE LES MACONNERIES DES CULEES | Approved
Koumassi Flyover _CD0001 | CLI.CON-000002 |  |  | Approved
Koumassi Flyover _CD0001 | CLI.CON-000002 | 10.17 - Famille H3 RÉSEAUX-2.02 | OUVERTURE/REMBLAI TRANCHÉE TRO 60CM OUVERTURE / REMBLAIEMENT DE TRANCHÉE SOUS CHAUSSÉES | Approved
Koumassi Flyover _CD0001 | CLI.CON-000002 |  |  | Approved
Koumassi Flyover _CD0001 | CLI.CON-000002 | 10.17 - Famille H3 RÉSEAUX- 6.02 | FOURREAU 3xD63 MM | Approved
Koumassi Flyover _CD0001 | CLI.CON-000002 |  |  | Approved
Koumassi Flyover _CD0001 | CLI.CON-000002 | 10.14.12 | Famille E4 FONDATIONS PROFONDES : PIEUX | Approved
Koumassi Flyover _CD0001 | CLI.CON-000002 |  |  | Approved
Koumassi Flyover _CD0001 | CLI.CON-000002 | 10.21 - Famille L AMÉNAGEMENTS PAYSAGERS-3.02 | OUVERTURE DE FOSSES ARBRES-PALMIERS SOUS DES ESPACES CARROSSABLES ET PIÉTINÉS- 10 M3 | Approved
Koumassi Flyover _CD0001 | CLI.CON-000002 |  |  | Approved
Koumassi Flyover _CD0001 | CLI.CON-000002 | 10.20 - Famille H6 SIGNALISATION LUMINEUSE TRICOLORE-5.08 | CÂBLE DE RACCORDEMENT DES BOUCLES MAGNÉTIQUES AUX DÉTECTEURS (FOURNITURE + POSE + RACCORDEMENT) | Approved
Koumassi Flyover _CD0001 | CLI.CON-000002 |  |  | Approved
Koumassi Flyover _CD0001 | CLI.CON-000002 | 10.23 - Famille SV SIGNALISATION VERTICALE- 460.12 | MUSOIR D = 1000 | Approved
Koumassi Flyover _CD0001 | CLI.CON-000002 |  |  | Approved
Koumassi Flyover _CD0001 | CLI.CON-000002 | 10.12 - Famille C DÉGAGEMENT DES EMPRISES- 1.00 | DÉGAGEMENT DES EMPRISES | Approved
Koumassi Flyover _CD0001 | CLI.CON-000002 |  |  | Approved
Koumassi Flyover _CD0001 | CLI.CON-000002 | 10.20 - Famille H6 SIGNALISATION LUMINEUSE TRICOLORE-4.16 | ÉQUIPEMENTS SONORES POUR NON-VOYANTS DANS SIGNAL PIÉTON (FOURNITURE + POSE + RACCORDEMENT) | Approved
Koumassi Flyover _CD0001 | CLI.CON-000002 |  |  | Approved
Koumassi Flyover _CD0001 | CLI.CON-000002 | 10.15 - Famille F ASSAINISSEMENT-1.52 | INSPECTION STRUCTURELLE DES OUVRAGES EXISTANTS CANIVEAUX À FENTE | Approved
Koumassi Flyover _CD0001 | CLI.CON-000002 |  |  | Approved
Koumassi Flyover _CD0001 | CLI.CON-000002 | 10.11 - Famille Abis PRESCRIPTIONS ENVIRONNEMENTALES ET SOCIALES- 8.01 | PLAN GESTION ENVIRONNEMENTALE ET SOCIALE DE CHANTIER (PGES-C) | Approved
Koumassi Flyover _CD0001 | CLI.CON-000002 |  |  | Approved
Koumassi Flyover _CD0001 | CLI.CON-000002 | 10.20 - Famille H6 SIGNALISATION LUMINEUSE TRICOLORE-1.08 | DÉPLACEMENT D'UN ENSEMBLE SUPPORT ET SIGNAUX LUMINEUX PROVISOIRES PHASE CHANTIER | Approved
Koumassi Flyover _CD0001 | CLI.CON-000002 |  |  | Approved
Koumassi Flyover _CD0001 | CLI.CON-000002 | 10.15 - Famille F ASSAINISSEMENT-10.08 | COLLECTEUR BA Ø 800 | Approved
Koumassi Flyover _CD0001 | CLI.CON-000002 |  |  | Approved
Koumassi Flyover _CD0001 | CLI.CON-000002 | 10.16 - Famille G CHAUSSÉES- 103.00 | FRAISAGE/RABOTAGE 6CM < e ≤ 20CM | Approved
Koumassi Flyover _CD0001 | CLI.CON-000002 |  |  | Approved
Koumassi Flyover _CD0001 | CLI.CON-000002 | 10.12 - Famille C DÉGAGEMENT DES EMPRISES- 5.04 | DÉMOLITION CHAMBRE RÉSEAUX | Approved
Koumassi Flyover _CD0001 | CLI.CON-000002 |  |  | Approved
Koumassi Flyover _CD0001 | CLI.CON-000002 | 10.23 - Famille SV SIGNALISATION VERTICALE- 408.12 | DISQUE GN CLII - D=850MM | Approved
Koumassi Flyover _CD0001 | CLI.CON-000002 |  |  | Approved
Koumassi Flyover _CD0001 | CLI.CON-000002 | 10.11 - Famille Abis PRESCRIPTIONS ENVIRONNEMENTALES ET SOCIALES- 9.01 | PLAN PARTICULIER SANTÉ SÉCURITÉ (PPSS) | Approved
Koumassi Flyover _CD0001 | CLI.CON-000002 |  |  | Approved
Koumassi Flyover _CD0001 | CLI.CON-000002 | 10.14.10 - Famille E1 ETUDES ET GENERALITES- 113.00 | ÉTUDES ET SUIVI GÉOTECHNIQUE | Approved
Koumassi Flyover _CD0001 | CLI.CON-000002 |  |  | Approved
Koumassi Flyover _CD0001 | CLI.CON-000002 | 10.18 - Famille H4 SIGNALISATION TEMPORAIRE ET BALISAGE- 40.05 | REPLI K5C DÉFINITIF | Approved
Koumassi Flyover _CD0001 | CLI.CON-000002 |  |  | Approved
Koumassi Flyover _CD0001 | CLI.CON-000002 | 10.18 - Famille H4 SIGNALISATION TEMPORAIRE ET BALISAGE- 2501.00 | FERMETURE VOIE PRINCIPALE – NS | Approved
Koumassi Flyover _CD0001 | CLI.CON-000002 |  |  | Approved
Koumassi Flyover _CD0001 | CLI.CON-000002 | 10.14.14 - Famille E7 TABLIERS- 712.10 | BETONS C35/45 DU TABLIER | Approved
Koumassi Flyover _CD0001 | CLI.CON-000002 |  |  | Approved
Koumassi Flyover _CD0001 | CLI.CON-000002 | 10.17 - Famille H3 RÉSEAUX- 2.09 | FOSSE À COMPTEUR | Approved
Koumassi Flyover _CD0001 | CLI.CON-000002 |  |  | Approved
Koumassi Flyover _CD0001 | CLI.CON-000002 | 10.20 - Famille H6 SIGNALISATION LUMINEUSE TRICOLORE-4.11 | RÉPÉTITEUR VÉHICULES À DIODES (FOURNITURE + POSE + RACCORDEMENT) | Approved
Koumassi Flyover _CD0001 | CLI.CON-000002 |  |  | Approved
Koumassi Flyover _CD0001 | CLI.CON-000002 | 10.20 - Famille H6 SIGNALISATION LUMINEUSE TRICOLORE-4.02 | ARMOIRE COMPLÈTE ÉQUIPÉE D'UN CONTRÔLEUR 24 LIGNES DE FEUX (FOURNITURE + POSE) SUPPORTS DE FEUX | Approved
Koumassi Flyover _CD0001 | CLI.CON-000002 |  |  | Approved
Koumassi Flyover _CD0001 | CLI.CON-000002 | 10.20 - Famille H6 SIGNALISATION LUMINEUSE TRICOLORE-7.13 | CARTE ÉLECTRONIQUE DE COMMANDE PUISSANCE 3 À 4 LF | Approved
Koumassi Flyover _CD0001 | CLI.CON-000002 |  |  | Approved
Koumassi Flyover _CD0001 | CLI.CON-000002 | 10.23 - Famille SV SIGNALISATION VERTICALE- 2209.00 | MASSIF POUR MÂT MI | Approved
Koumassi Flyover _CD0001 | CLI.CON-000002 |  |  | Approved
Koumassi Flyover _CD0001 | CLI.CON-000002 | 10.21 - Famille L AMÉNAGEMENTS PAYSAGERS-3.01 | OUVERTURE DE FOSSES ARBRES-PALMIERS SOUS DES SURFACES PLANTÉES- 3,5 M3 | Approved
Koumassi Flyover _CD0001 | CLI.CON-000002 |  |  | Approved
Koumassi Flyover _CD0001 | CLI.CON-000002 | 10.18 - Famille H4 SIGNALISATION TEMPORAIRE ET BALISAGE- 51.81 | MARQUAGE 100.000 PR L = 0,2250m | Approved
Koumassi Flyover _CD0001 | CLI.CON-000002 |  |  | Approved
Koumassi Flyover _CD0001 | CLI.CON-000002 | 10.23 - Famille SV SIGNALISATION VERTICALE- 403.12 | TRIANGLE GN CLII - C=1000MM | Approved
Koumassi Flyover _CD0001 | CLI.CON-000002 |  |  | Approved
Koumassi Flyover _CD0001 | CLI.CON-000002 | 10.24 | Indirect Cost | Approved
Koumassi Flyover _CD0001 | CLI.CON-000002 |  |  | Approved
Koumassi Flyover _CD0001 | CLI.CON-000002 | 10.17 - Famille H3 RÉSEAUX-5.07 | RACCORDEMENT / VÉRIFICATION INSTALLATION ÉLECTRIQUE | Approved
Koumassi Flyover _CD0001 | CLI.CON-000002 |  |  | Approved
Koumassi Flyover _CD0001 | CLI.CON-000002 | 10.21 - Famille L AMÉNAGEMENTS PAYSAGERS-12.03 | PLANTATION DE SUJETS EN SACHET OU CONTENEUR D'UNE HAUTEUR DE 60/80 CM | Approved
Koumassi Flyover _CD0001 | CLI.CON-000002 |  |  | Approved
Koumassi Flyover _CD0001 | CLI.CON-000002 | 10.16 - Famille G CHAUSSÉES-900.01 | DALLE BÉTON TEINTE WINDOW GREY - RAL 7040 | Approved
Koumassi Flyover _CD0001 | CLI.CON-000002 |  |  | Approved
Koumassi Flyover _CD0001 | CLI.CON-000002 | 10.11 - Famille Abis PRESCRIPTIONS ENVIRONNEMENTALES ET SOCIALES- 8.05 | CHARGÉ ENVIRONNEMENTAL ET SOCIAL CHANTIER | Approved
Koumassi Flyover _CD0001 | CLI.CON-000002 |  |  | Approved
Koumassi Flyover _CD0001 | CLI.CON-000002 | 10.14.10 - Famille E1 ETUDES ET GENERALITES- 155.00 | CAMPAGNE GÉOTECHNIQUE - ESSAI AU PÉNÉTROMÈTRE STATIQUE - ESSAI DE DISSIPATION CAMPAGNE GÉOTECHNIQUE - SONDAGES PRESSIOMÈTRIQUES - FORAGES DESTRUCTIFS ⌀ 64MM | Approved
Koumassi Flyover _CD0001 | CLI.CON-000002 |  |  | Approved
Koumassi Flyover _CD0001 | CLI.CON-000002 | 10.14.13 - Famille E5 SEMELLES - SOUTENEMENTS - APPUIS - MURS- 543.00 | DRAINS EN PIEDS DE MURS | Approved
Koumassi Flyover _CD0001 | CLI.CON-000002 |  |  | Approved
Koumassi Flyover _CD0001 | CLI.CON-000002 | 10.14.10 - Famille E1 ETUDES ET GENERALITES- 157.00 | CAMPAGNE GÉOTECHNIQUE - SONDAGES PRESSIOMÈTRIQUES - TUBAGE OU BOUE ⌀ 76 MM CAMPAGNE GÉOTECHNIQUE - SONDAGES PRESSIOMÈTRIQUES - ESSAIS | Approved
Koumassi Flyover _CD0001 | CLI.CON-000002 |  |  | Approved
Koumassi Flyover _CD0001 | CLI.CON-000002 | 10.15 - Famille F ASSAINISSEMENT-13.07 | BORDURES P1 | Approved
Koumassi Flyover _CD0001 | CLI.CON-000002 |  |  | Approved
Koumassi Flyover _CD0001 | CLI.CON-000002 | 10.17 - Famille H3 RÉSEAUX-5.03 | FOURREAU TPC 90 MM | Approved
Koumassi Flyover _CD0001 | CLI.CON-000002 |  |  | Approved
Koumassi Flyover _CD0001 | CLI.CON-000002 | 10.19 - Famille H5 ÉCLAIRAGE PUBLIC- 4.02 | CHAMBRE L1T FONTE 250KN | Approved
Koumassi Flyover _CD0001 | CLI.CON-000002 |  |  | Approved
Koumassi Flyover _CD0001 | CLI.CON-000002 | 10.17 - Famille H3 RÉSEAUX-9.01 | PROVISION POUR LA GESTION DES CONFLITS DE RÉSEAUX | Approved
Koumassi Flyover _CD0001 | CLI.CON-000002 |  |  | Approved
Koumassi Flyover _CD0001 | CLI.CON-000002 | 10.12 - Famille C DÉGAGEMENT DES EMPRISES- 3.01 | DÉPOSE CLÔTURE/POTEAUX TOUT TYPE | Approved
Koumassi Flyover _CD0001 | CLI.CON-000002 |  |  | Approved
Koumassi Flyover _CD0001 | CLI.CON-000002 | 10.17 - Famille H3 RÉSEAUX-5.05 | CHAMBRE DE TIRAGE 700x700 MM | Approved
Koumassi Flyover _CD0001 | CLI.CON-000002 |  |  | Approved