## report (8)
RFQ Budget Lines and Vendor Winning Bid Lines
Project Name:
Project Number: | 22/02/2025
Project Name | Project Cost Center | Record No. | RFQ Bid Sponsor | Department | RFQ Creation Date | Title of RFQ | Status | BOQ No. | BOQ Description | Unit of Measure | Budget Quantity | Estimated Quantity | Item Unit Cost | Amount | Budget Cost Code | Winning Vendor | Winning Vendor BOQ No. | Winning Vendor BOQ Description | Winning Unit of Measure | Winning Vendor Quantity | Winning Vendor Item Unit Cost | Winning Vendor Amount | Winning Vendor Currency | Winning Vendor Cost Code
Sohag HSR Station _0210 |  | RFQ-00012 | Kareem Ashraf | Procurement | 2024-03-14 | Project Sign | Approved | 12 - 3.1 | تصنيع و توريد لافتة اعلانية معدنية ارتفاع9 متر عرض 6.5 متر و يشمل اعمال التصنيع و التركيب و الدهان و توريد و تركيب البانر | ECH | 1 | 1 | 81438 | 81438 | Oth | Mego | 12 - 3.1 | تصنيع و توريد لافتة اعلانية معدنية ارتفاع9 متر عرض 6.5 متر و يشمل اعمال التصنيع و التركيب و الدهان و توريد و تركيب البانر | ECH | 1 | 94000 | 94000 | EGP | Oth
Sohag HSR Station _0210 |  | RFQ-00012 | Kareem Ashraf | Procurement | 2024-03-14 | Project Sign | Approved | 12 - 3.2 | تصنيع و توريد لافتة اعلانية معدنية ارتفاع9 متر عرض 4 متر و يشمل اعمال التصنيع و التركيب و الدهان و توريد و تركيب البانر | ECH | 1 | 1 | 50115 | 50115 | Oth | Mego | 12 - 3.2 | تصنيع و توريد لافتة اعلانية معدنية ارتفاع9 متر عرض 4 متر و يشمل اعمال التصنيع و التركيب و الدهان و توريد و تركيب البانر | ECH | 1 | 70000 | 70000 | EGP | Oth
Abu Qir Bridge _0214 |  | RFQ-00002 | Mohamed Morsi | Operation | 2024-04-16 | Asters Zone -Bore holes and report | Approved | 2025-11-02 | نقل المعده و كارتات الطريق داخل لقاهره / المعده 2 50,000 | LS | 2 | 2 | 25000 | 50000 | SC_Supply/Apply | شركه استرز زون للمقاولات العامه والمتكامله و المت | 2025-11-02 | نقل المعده و كارتات الطريق داخل لقاهره / المعده 2 50,000 | LS | 2 | 25000 | 50000 | EGP | SC_Supply/Apply
Abu Qir Bridge _0214 |  | RFQ-00002 | Mohamed Morsi | Operation | 2024-04-16 | Asters Zone -Bore holes and report | Approved | 2025-11-02 | بالمتر الطولى جسات فى التربه العاديه حتى عمق من 0 م حتى 60 مترشامل الاختبارات المعمليه PSD ,Unit Weight, Water ) على العينات content, Specific Gravity Atterberg) Factual Report ويشمل ايضا | LM | 940 | 940 | 575 | 540500 | SC_Supply/Apply | شركه استرز زون للمقاولات العامه والمتكامله و المت | 2025-11-02 | بالمتر الطولى جسات فى التربه العاديه حتى عمق من 0 م حتى 60 مترشامل الاختبارات المعمليه PSD ,Unit Weight, Water ) على العينات content, Specific Gravity Atterberg) Factual Report ويشمل ايضا | LM | 940 | 575 | 540500 | EGP | SC_Supply/Apply
Abu Qir Bridge _0214 |  | RFQ-00002 | Mohamed Morsi | Operation | 2024-04-16 | Asters Zone -Bore holes and report | Approved | 2025-11-02 | بالمتر الطولى علاوه جسات فى التربه الحجريه | LM | 0 | 0 | 575 | 0 | SC_Supply/Apply | شركه استرز زون للمقاولات العامه والمتكامله و المت | 2025-11-02 | بالمتر الطولى علاوه جسات فى التربه الحجريه | LM | 0 | 0 | 0 | EGP | SC_Supply/Apply
Abu Qir Bridge _0214 |  | RFQ-00002 | Mohamed Morsi | Operation | 2024-04-16 | Asters Zone -Bore holes and report | Approved | 2025-11-02 | التقرير النهائى شامل التوصيات- تقرير لاجمالى عدد الجسات | LS | 1 | 1 | 70000 | 70000 | OTH | شركه استرز زون للمقاولات العامه والمتكامله و المت | 2025-11-02 | التقرير النهائى شامل التوصيات- تقرير لاجمالى عدد الجسات | LS | 1 | 0 | 0 | EGP | OTH
Katameya Creeks |  | RFQ-00040 | Youssef Abd El Kream | MEP (Electro Mechanical) | 2024-04-20 | Control Cables | Approved | All Buildings | power & control cable H05VV5-F 2Cx1 mm2 | LM | 300 | 300 | 13.97 | 4191 | MAT_Misc | الشحنه الكهربائيه للكابلات المتخصصه | All Buildings | power & control cable H05VV5-F 2Cx1 mm2 | LM | 300 | 30 | 9000 | EGP | MAT_Misc
Katameya Creeks |  | RFQ-00040 | Youssef Abd El Kream | MEP (Electro Mechanical) | 2024-04-20 | Control Cables | Approved | All Buildings | BUILDING MANAGEMENT SYSTEM INSTRUMENTATION / PROCESS CONTROL CABLES ( TYPE PLTC 300 VOLTS ) PVC INSULATED SINGLE TRIAD OVERALL SHIELDED CABLE 3c*1mm | LM | 2800 | 2800 | 31.92 | 89376 | MAT_Misc | الشحنه الكهربائيه للكابلات المتخصصه | All Buildings | BUILDING MANAGEMENT SYSTEM INSTRUMENTATION / PROCESS CONTROL CABLES ( TYPE PLTC 300 VOLTS ) PVC INSULATED SINGLE TRIAD OVERALL SHIELDED CABLE 3c*1mm | LM | 2800 | 50 | 140000 | EGP | MAT_Misc
Katameya Creeks |  | RFQ-00014 | Mahmoud El Nady | MEP (Electro Mechanical) | 2024-02-26 | supply & apply electrical works | Approved | Type D.Buildings.5-7 | Supply and install a complete socket outlet complete with wiring (3x3) mm² back to panel board or second outlet (exclude the socket) | ECH | 66 | 36 | 426 | 15336 | SC_Supply/Apply | ايزامو للاعمال هندسيه مهندسون ومقاولون | Type D.Buildings.5-7 | Supply and install a complete socket outlet complete with wiring (3x3) mm² back to panel board or second outlet (exclude the socket) | ECH | 36 | 467 | 16812 | EGP | SC_Supply/Apply
Katameya Creeks |  | RFQ-00014 | Mahmoud El Nady | MEP (Electro Mechanical) | 2024-02-26 | supply & apply electrical works | Approved | Type D.Buildings.3-4 | Supply, install & test a lighting fixtures complete with wiring (3x3) mm², back to panel or second outlet, according to drawings and specifications | ECH | 102 | 100 | 319 | 31900 | SC_Supply/Apply | ايزامو للاعمال هندسيه مهندسون ومقاولون | Type D.Buildings.3-4 | Supply, install & test a lighting fixtures complete with wiring (3x3) mm², back to panel or second outlet, according to drawings and specifications | ECH | 100 | 530 | 53000 | EGP | SC_Supply/Apply
Katameya Creeks |  | RFQ-00014 | Mahmoud El Nady | MEP (Electro Mechanical) | 2024-02-26 | supply & apply electrical works | Approved | RFV106 | supply and install PVC conduits size 50 mm and 25mm for gate barrier including all accessories and fitting requiere to complete the work as per specification and drawing and handing over the work to consultant for (17-18) basement ramps | ECH | 1 | 1 | 22420.77 | 22420.77 | SC_Supply/Apply | ايزامو للاعمال هندسيه مهندسون ومقاولون | RFV106 | supply and install PVC conduits size 50 mm and 25mm for gate barrier including all accessories and fitting requiere to complete the work as per specification and drawing and handing over the work to consultant for (17-18) basement ramps | ECH | 1 | 11379 | 11379 | EGP | SC_Supply/Apply
Katameya Creeks |  | RFQ-00014 | Mahmoud El Nady | MEP (Electro Mechanical) | 2024-02-26 | supply & apply electrical works | Approved | RFV106 | supply and install PVC conduits size 50 mm and 25mm for gate barrier including all accessories and fitting requiere to complete the work as per specification and drawing and handing over the work to consultant for (15-16 ) basement ramps | ECH | 1 | 1 | 22420.77 | 22420.77 | SC_Supply/Apply | ايزامو للاعمال هندسيه مهندسون ومقاولون | RFV106 | supply and install PVC conduits size 50 mm and 25mm for gate barrier including all accessories and fitting requiere to complete the work as per specification and drawing and handing over the work to consultant for (15-16 ) basement ramps | ECH | 1 | 7838 | 7838 | EGP | SC_Supply/Apply
Qasr Rashwan Lot A _0207 |  | RFQ-00029 | Peter Rafaat | MEP (Electro Mechanical) | 2024-05-07 | Supply & install CCTV system | Approved | 12.31 - Mansheya Fanous-SEC. Pump Station NO. 10.3-10.3.19- | Supply, install, connect and test a complete closed circuit surveillance TV (CCTV) system complete with Weatherproof fixed camera HD, Weatherproof Motorized cameras HD, DVR, Rack, UPS, Joystick, remote controller, color photos printer, conduits, Coaxial cables, control cables, LED screen, boxes between devices, UPS....etc. and all necessary works to complete works as per specifications and contract documents. | LS | 1 | 1 | 687860.33 | 687860.33 | MAT_Raw | بروجرس للانظمه الامنيه | 12.31 - Mansheya Fanous-SEC. Pump Station NO. 10.3-10.3.19- | Supply, install, connect and test a complete closed circuit surveillance TV (CCTV) system complete with Weatherproof fixed camera HD, Weatherproof Motorized cameras HD, DVR, Rack, UPS, Joystick, remote controller, color photos printer, conduits, Coaxial cables, control cables, LED screen, boxes between devices, UPS....etc. and all necessary works to complete works as per specifications and contract documents. | LS | 1 | 6736 | 6736 | EGP | MAT_Raw
Qasr Rashwan Lot A _0207 |  | RFQ-00029 | Peter Rafaat | MEP (Electro Mechanical) | 2024-05-07 | Supply & install CCTV system | Approved | 10.15 - Saad Al Rouby-Main Pump Station NO. 3.3-3.3.19- | Supply, install, connect and test a complete closed circuit surveillance TV (CCTV) system complete with Weatherproof fixed camera HD, Weatherproof Motorized cameras HD, DVR, Rack, UPS, Joystick, remote controller, color photos printer, conduits, Coaxial cables, control cables, LED screen, boxes between devices, UPS....etc. and all necessary works to complete works as per specifications and contract documents. | LS | 1 | 1 | 687860.33 | 687860.33 | MAT_Raw | بروجرس للانظمه الامنيه | 10.15 - Saad Al Rouby-Main Pump Station NO. 3.3-3.3.19- | Supply, install, connect and test a complete closed circuit surveillance TV (CCTV) system complete with Weatherproof fixed camera HD, Weatherproof Motorized cameras HD, DVR, Rack, UPS, Joystick, remote controller, color photos printer, conduits, Coaxial cables, control cables, LED screen, boxes between devices, UPS....etc. and all necessary works to complete works as per specifications and contract documents. | LS | 1 | 6736 | 6736 | EGP | MAT_Raw
Qasr Rashwan Lot A _0207 |  | RFQ-00029 | Peter Rafaat | MEP (Electro Mechanical) | 2024-05-07 | Supply & install CCTV system | Approved | 14.14 - Albersly & Iz.Alasfar-Main Pump Station NO. 3.3-3.3.19- | Supply, install, connect and test a complete closed circuit surveillance TV (CCTV) system complete with Weatherproof fixed camera HD, Weatherproof Motorized cameras HD, DVR, Rack, UPS, Joystick, remote controller, color photos printer, conduits, Coaxial cables, control cables, LED screen, boxes between devices, UPS....etc. and all necessary works to complete works as per specifications and contract documents. | LS | 1 | 1 | 687860.33 | 687860.33 | MAT_Raw | بروجرس للانظمه الامنيه | 14.14 - Albersly & Iz.Alasfar-Main Pump Station NO. 3.3-3.3.19- | Supply, install, connect and test a complete closed circuit surveillance TV (CCTV) system complete with Weatherproof fixed camera HD, Weatherproof Motorized cameras HD, DVR, Rack, UPS, Joystick, remote controller, color photos printer, conduits, Coaxial cables, control cables, LED screen, boxes between devices, UPS....etc. and all necessary works to complete works as per specifications and contract documents. | LS | 1 | 6736 | 6736 | EGP | MAT_Raw
Qasr Rashwan Lot A _0207 |  | RFQ-00029 | Peter Rafaat | MEP (Electro Mechanical) | 2024-05-07 | Supply & install CCTV system | Approved | 12.15 - Mansheya Fanous-Main Pump Station NO. 3.3-3.3.19- | Supply, install, connect and test a complete closed circuit surveillance TV (CCTV) system complete with Weatherproof fixed camera HD, Weatherproof Motorized cameras HD, DVR, Rack, UPS, Joystick, remote controller, color photos printer, conduits, Coaxial cables, control cables, LED screen, boxes between devices, UPS....etc. and all necessary works to complete works as per specifications and contract documents. | LS | 1 | 1 | 687860.33 | 687860.33 | MAT_Raw | بروجرس للانظمه الامنيه | 12.15 - Mansheya Fanous-Main Pump Station NO. 3.3-3.3.19- | Supply, install, connect and test a complete closed circuit surveillance TV (CCTV) system complete with Weatherproof fixed camera HD, Weatherproof Motorized cameras HD, DVR, Rack, UPS, Joystick, remote controller, color photos printer, conduits, Coaxial cables, control cables, LED screen, boxes between devices, UPS....etc. and all necessary works to complete works as per specifications and contract documents. | LS | 1 | 6736 | 6736 | EGP | MAT_Raw
Qasr Rashwan Lot A _0207 |  | RFQ-00029 | Peter Rafaat | MEP (Electro Mechanical) | 2024-05-07 | Supply & install CCTV system | Approved | 11.14 - Murad Al Gendy W Al Sanahra-Main Pump Station NO. 3.3-43527- | Supply, install, connect and test a complete closed circuit surveillance TV (CCTV) system complete with Weatherproof fixed camera HD, Weatherproof Motorized cameras HD, DVR, Rack, UPS, Joystick, remote controller, color photos printer, conduits, Coaxial cables, control cables, LED screen, boxes between devices, UPS....etc. and all necessary works to complete works as per specifications and contract documents. | LS | 1 | 1 | 687860.33 | 687860.33 | MAT_Raw | بروجرس للانظمه الامنيه | 11.14 - Murad Al Gendy W Al Sanahra-Main Pump Station NO. 3.3-43527- | Supply, install, connect and test a complete closed circuit surveillance TV (CCTV) system complete with Weatherproof fixed camera HD, Weatherproof Motorized cameras HD, DVR, Rack, UPS, Joystick, remote controller, color photos printer, conduits, Coaxial cables, control cables, LED screen, boxes between devices, UPS....etc. and all necessary works to complete works as per specifications and contract documents. | LS | 1 | 6736 | 6736 | EGP | MAT_Raw
Qasr Rashwan Lot A _0207 |  | RFQ-00029 | Peter Rafaat | MEP (Electro Mechanical) | 2024-05-07 | Supply & install CCTV system | Approved | 13.14 - Khulusi-Main Pump Station NO. 3.3-43527- | Supply, install, connect and test a complete closed circuit surveillance TV (CCTV) system complete with Weatherproof fixed camera HD, Weatherproof Motorized cameras HD, DVR, Rack, UPS, Joystick, remote controller, color photos printer, conduits, Coaxial cables, control cables, LED screen, boxes between devices, UPS....etc. and all necessary works to complete works as per specifications and contract documents. | LS | 1 | 1 | 687860.33 | 687860.33 | MAT_Raw | بروجرس للانظمه الامنيه | 13.14 - Khulusi-Main Pump Station NO. 3.3-43527- | Supply, install, connect and test a complete closed circuit surveillance TV (CCTV) system complete with Weatherproof fixed camera HD, Weatherproof Motorized cameras HD, DVR, Rack, UPS, Joystick, remote controller, color photos printer, conduits, Coaxial cables, control cables, LED screen, boxes between devices, UPS....etc. and all necessary works to complete works as per specifications and contract documents. | LS | 1 | 6736 | 6736 | EGP | MAT_Raw
BIOLOGICALS AND BIOSIMILARS MANUFACTURING FACILITY EIPICO 3 _0187 |  | RFQ-00125 | Youssef Abd El Kream | MEP (Electro Mechanical) | 2024-02-26 | Light Current Cables ( Fire & BMS ) | Approved | [MESC-UIE-KSA] F2012 (Red) Fire Resistant Cable Twisted Shielded LSOH IEC331-BS6387 Cat (C,W,Z) 950C 300-500V Size: 2CX1.5mm2 | [MESC-UIE-KSA] F2012 (Red) Fire Resistant Cable Twisted Shielded LSOH IEC331-BS6387 Cat (C,W,Z) 950C 300-500V Size: 2CX1.5mm2 | MTR | 3000 | 1000 | 80.68 | 80680 | SC_Supply/Apply | UIE | [MESC-UIE-KSA] F2012 (Red) Fire Resistant Cable Twisted Shielded LSOH IEC331-BS6387 Cat (C,W,Z) 950C 300-500V Size: 2CX1.5mm2 | [MESC-UIE-KSA] F2012 (Red) Fire Resistant Cable Twisted Shielded LSOH IEC331-BS6387 Cat (C,W,Z) 950C 300-500V Size: 2CX1.5mm2 | MTR | 1000 | 64 | 64000 | EGP | SC_Supply/Apply
BIOLOGICALS AND BIOSIMILARS MANUFACTURING FACILITY EIPICO 3 _0187 |  | RFQ-00125 | Youssef Abd El Kream | MEP (Electro Mechanical) | 2024-02-26 | Light Current Cables ( Fire & BMS ) | Approved | 12052 MESC Public adress 1P 16AWG shielded PVC Cable (instead of 1P 18AWG) | 12052 MESC Public adress 1P 16AWG shielded PVC Cable (instead of 1P 18AWG) | MTR | 3300 | 3300 | 45 | 148500 | SC_Supply/Apply | UIE | 12052 MESC Public adress 1P 16AWG shielded PVC Cable (instead of 1P 18AWG) | 12052 MESC Public adress 1P 16AWG shielded PVC Cable (instead of 1P 18AWG) | MTR | 3300 | 48 | 158400 | EGP | SC_Supply/Apply
BIOLOGICALS AND BIOSIMILARS MANUFACTURING FACILITY EIPICO 3 _0187 |  | RFQ-00125 | Youssef Abd El Kream | MEP (Electro Mechanical) | 2024-02-26 | Light Current Cables ( Fire & BMS ) | Approved | 1212 MESC 3C 18AWG Shielded Cable | 1212 MESC 3C 18AWG Shielded Cable | MTR | 330 | 300 | 56 | 16800 | SC_Supply/Apply | UIE | 1212 MESC 3C 18AWG Shielded Cable | 1212 MESC 3C 18AWG Shielded Cable | MTR | 300 | 60 | 18000 | EGP | SC_Supply/Apply
BIOLOGICALS AND BIOSIMILARS MANUFACTURING FACILITY EIPICO 3 _0187 |  | RFQ-00125 | Youssef Abd El Kream | MEP (Electro Mechanical) | 2024-02-26 | Light Current Cables ( Fire & BMS ) | Approved | 1212 MESC 4C 18AWG Shielded Cable | 1212 MESC 4C 18AWG Shielded Cable | MTR | 1200 | 1200 | 75 | 90000 | SC_Supply/Apply | UIE | 1212 MESC 4C 18AWG Shielded Cable | 1212 MESC 4C 18AWG Shielded Cable | MTR | 1200 | 65 | 78000 | EGP | SC_Supply/Apply
BIOLOGICALS AND BIOSIMILARS MANUFACTURING FACILITY EIPICO 3 _0187 |  | RFQ-00125 | Youssef Abd El Kream | MEP (Electro Mechanical) | 2024-02-26 | Light Current Cables ( Fire & BMS ) | Approved | 4342FE 3P 18 AWG LSZH SHLD Cable | 4342FE 3P 18 AWG LSZH SHLD Cable | MTR | 1000 | 900 | 130 | 117000 | SC_Supply/Apply | UIE | 4342FE 3P 18 AWG LSZH SHLD Cable | 4342FE 3P 18 AWG LSZH SHLD Cable | MTR | 900 | 86 | 77400 | EGP | SC_Supply/Apply
Abo Shanab El Agamien _0195 |  | RFQ-00068 | Mostafa Ramadan | Operation | 2024-04-07 | Shop Drawings for Chambers- | Approved | 13 | prepare structural shop drawings for Fences of pumpstations in the project | ECH | 9 | 9 | 3500 | 31500 | Ind | كور للتصميمات والإستشارات الهندسية | 13 | prepare structural shop drawings for Fences of pumpstations in the project | ECH | 9 | 3500 | 31500 | EGP | Ind
Abo Shanab El Agamien _0195 |  | RFQ-00068 | Mostafa Ramadan | Operation | 2024-04-07 | Shop Drawings for Chambers- | Approved | 13 | prepare structural shop drawings for valve chambers, crossing chambers | ECH | 67 | 67 | 1500 | 100500 | Ind | كور للتصميمات والإستشارات الهندسية | 13 | prepare structural shop drawings for valve chambers, crossing chambers | ECH | 67 | 1500 | 100500 | EGP | Ind
BIOLOGICALS AND BIOSIMILARS MANUFACTURING FACILITY EIPICO 3 _0187 |  | RFQ-00125 | Youssef Abd El Kream | MEP (Electro Mechanical) | 2024-02-26 | Light Current Cables ( Fire & BMS ) | Approved | [MESC-UIE-KSA] F2023 (Red) Fire Resistant Cable Twisted Shielded LSOH IEC331-BS6387 Cat (C,W,Z) 950C 300-500V Size: 2CX2.5mm2 | [MESC-UIE-KSA] F2023 (Red) Fire Resistant Cable Twisted Shielded LSOH IEC331-BS6387 Cat (C,W,Z) 950C 300-500V Size: 2CX2.5mm2 | MTR | 2550 | 1000 | 106.95 | 106950 | SC_Supply/Apply | UIE | [MESC-UIE-KSA] F2023 (Red) Fire Resistant Cable Twisted Shielded LSOH IEC331-BS6387 Cat (C,W,Z) 950C 300-500V Size: 2CX2.5mm2 | [MESC-UIE-KSA] F2023 (Red) Fire Resistant Cable Twisted Shielded LSOH IEC331-BS6387 Cat (C,W,Z) 950C 300-500V Size: 2CX2.5mm2 | MTR | 1000 | 79.5 | 79500 | EGP | SC_Supply/Apply
Mivida BP#189 |  | RFQ-00066 | Mostafa Shourbagi | MEP (Electro Mechanical) | 2024-04-15 | Trays Fittings | Approved | 162600.BAS Tray | PO - 84157 - BLD 03 Roof Cable trays | LS | 1 | 1 | 37152.51 | 37152.51 | SC_Supply | El Sewedy Trading | 162600.BAS Tray | PO - 84157 - BLD 03 Roof Cable trays | LS | 1 | 11824.5 | 11824.5 | EGP | SC_Supply
Mivida BP#189 |  | RFQ-00067 | Mostafa Shourbagi | MEP (Electro Mechanical) | 2024-04-15 | Trays & Trunk & Fittings | Approved | 162600.BAS Tray | PO - 85586 - Basement Cable trays | LS | 1 | 1 | 1560285.9 | 1560285.9 | SC_Supply | El Sewedy Trading | 162600.BAS Tray | PO - 85586 - Basement Cable trays | LS | 1 | 3915473 | 3915473 | EGP | SC_Supply
Rabigh PP - Piling Works_K0004 |  | RFQ-00013 | Mohamed Amr | Procurement | 2024-04-30 | Backfilling works | Approved | 10.10.16.10 - CP-02 Platform-42 08 13 EO-0028 | supply and apply a crushed stone for one ramp 7.5 m wideth to access the gas trubine platform from +2.50 to 3.70 slope 4% | CBM | 7000 | 7000 | 53 | 371000 | MAT_Raw | Excel | 10.10.16.10 - CP-02 Platform-42 08 13 EO-0028 | supply and apply a crushed stone for one ramp 7.5 m wideth to access the gas trubine platform from +2.50 to 3.70 slope 4% | CBM | 7000 | 38 | 266000 | SAR | MAT_Raw
Mivida BP#189 |  | RFQ-00071 | Mostafa Shourbagi | MEP (Electro Mechanical) | 2024-04-30 | UPVC Pipes | Approved | 152105.all | PO 179 - UPVC Pipes for basmenet & Infra | LS | 1 | 1 | 337641.39 | 337641.39 | SC_Supply | Roxy | 152105.all | PO 179 - UPVC Pipes for basmenet & Infra | LS | 1 | 750615.96 | 750615.96 | EGP | SC_Supply
Mivida BP#189 |  | RFQ-00077 | Mostafa Shourbagi | MEP (Electro Mechanical) | 2024-05-02 | UPVC Pipes | Approved | 162600.POs | PR-87859 - Conduits for MV Cable in duct bank | LS | 1 | 1 | 53000 | 53000 | SC_Supply | Roxy | 162600.POs | PR-87859 - Conduits for MV Cable in duct bank | LS | 1 | 162881.4 | 162881.4 | EGP | SC_Supply
Mivida BP#189 |  | RFQ-00072 | Mostafa Shourbagi | MEP (Electro Mechanical) | 2024-05-01 | PVC Conduits & Access. | Approved | 162600.POs | PR-91611 - Conduits for infra | LS | 1 | 1 | 198693.31 | 198693.31 | SC_Supply | New Ega | 162600.POs | PR-91611 - Conduits for infra | LS | 1 | 185186.84 | 185186.84 | EGP | SC_Supply
Mivida BP#189 |  | RFQ-00073 | Mostafa Shourbagi | MEP (Electro Mechanical) | 2024-05-01 | Insulation Tubes & Rolls | Approved | 152105.all | PR 91627 BLD 03 TYP CHILLED insulation | LS | 1 | 1 | 269910.78 | 269910.78 | SC_Supply | Al Alamia | 152105.all | PR 91627 BLD 03 TYP CHILLED insulation | LS | 1 | 282910 | 282910 | EGP | SC_Supply
Mivida BP#189 |  | RFQ-00074 | Mostafa Shourbagi | MEP (Electro Mechanical) | 2024-05-01 | Electrical Wires | Approved | 162600.POs | PR 81122 BLD 03 TYP Wires | LS | 1 | 1 | 262677.46 | 262677.46 | SC_Supply | المتحدة للصناعات - السويدى | 162600.POs | PR 81122 BLD 03 TYP Wires | LS | 1 | 101441.76 | 101441.76 | EGP | SC_Supply
Mivida BP#189 |  | RFQ-00075 | Mostafa Shourbagi | MEP (Electro Mechanical) | 2024-05-02 | ERW Steel Pipes | Approved | 152105.all | PR 88844 - FF pipes for basement | LS | 1 | 1 | 16236.18 | 16236.18 | SC_Supply | Linda | 152105.all | PR 88844 - FF pipes for basement | LS | 1 | 84952.8 | 84952.8 | EGP | SC_Supply
Mivida BP#189 |  | RFQ-00076 | Mostafa Shourbagi | MEP (Electro Mechanical) | 2024-05-02 | UPVC Fittings | Approved | 152105.all | PR 92299 LS UPVC Fiiting | LS | 1 | 1 | 37100.16 | 37100.16 | SC_Supply | Rowad | 152105.all | PR 92299 LS UPVC Fiiting | LS | 1 | 36919.18 | 36919.18 | EGP | SC_Supply
Mivida BP#189 |  | RFQ-00076 | Mostafa Shourbagi | MEP (Electro Mechanical) | 2024-05-02 | UPVC Fittings | Approved | 152105.all | PR 90378 & 91625 - UPVC Fitting only for basmenet & Infra(Pipes included in PO 179 | LS | 1 | 1 | 104060.06 | 104060.06 | SC_Supply | Rowad | 152105.all | PR 90378 & 91625 - UPVC Fitting only for basmenet & Infra(Pipes included in PO 179 | LS | 1 | 332272.64 | 332272.64 | EGP | SC_Supply
Katameya Creeks |  | RFQ-00015 | Youssef Abd El Kream | MEP (Electro Mechanical) | 2024-02-26 | Drainage UPVC Pipes | Approved | UPVC pipes | مواسير UPVC قطر خارجى 50 مم ضغط 6 بار رمادى لصق | LM | 1002 | 1002 | 11.97 | 11993.94 | MAT_Raw | Aquaflow | UPVC pipes | مواسير UPVC قطر خارجى 50 مم ضغط 6 بار رمادى لصق | LM | 1002 | 24.06 | 24108.12 | EGP | MAT_Raw
Katameya Creeks |  | RFQ-00015 | Youssef Abd El Kream | MEP (Electro Mechanical) | 2024-02-26 | Drainage UPVC Pipes | Approved | UPVC pipes | مواسير UPVC قطر خارجى 75 مم ضغط 6 بار رمادى لصق | LM | 204 | 204 | 21.38 | 4361.52 | MAT_Raw | Aquaflow | UPVC pipes | مواسير UPVC قطر خارجى 75 مم ضغط 6 بار رمادى لصق | LM | 204 | 44.59 | 9096.36 | EGP | MAT_Raw
Katameya Creeks |  | RFQ-00015 | Youssef Abd El Kream | MEP (Electro Mechanical) | 2024-02-26 | Drainage UPVC Pipes | Approved | UPVC pipes | مواسير UPVC قطر خارجى 32 مم ضغط 10 بار رمادى لصق | LM | 252 | 252 | 9 | 2268 | MAT_Raw | Aquaflow | UPVC pipes | مواسير UPVC قطر خارجى 32 مم ضغط 10 بار رمادى لصق | LM | 252 | 15.05 | 3792.6 | EGP | MAT_Raw
Katameya Creeks |  | RFQ-00015 | Youssef Abd El Kream | MEP (Electro Mechanical) | 2024-02-26 | Drainage UPVC Pipes | Approved | UPVC pipes | مواسير UPVC قطر خارجى 75 مم ضغط 10 بار رمادى لصق | LM | 102 | 102 | 21.38 | 2180.76 | MAT_Raw | Aquaflow | UPVC pipes | مواسير UPVC قطر خارجى 75 مم ضغط 10 بار رمادى لصق | LM | 102 | 69.56 | 7095.12 | EGP | MAT_Raw
Katameya Creeks |  | RFQ-00015 | Youssef Abd El Kream | MEP (Electro Mechanical) | 2024-02-26 | Drainage UPVC Pipes | Approved | UPVC pipes | مواسير UPVC قطر خارجى 110 مم ضغط 6 بار رمادى بجوان | LM | 402 | 402 | 41.9 | 16843.8 | MAT_Raw | Aquaflow | UPVC pipes | مواسير UPVC قطر خارجى 110 مم ضغط 6 بار رمادى بجوان | LM | 402 | 93.51 | 37591.02 | EGP | MAT_Raw
Mivida BP#189 |  | RFQ-00049 | Mohamed Amr | Procurement | 2024-02-27 | HPL Works | Approved | 800.Building 2 | 13mm thick. HPL (High Plastic Laminated) toilets partitions, rate includes Doors, panels, pilasters fixing, accessories and all necessary to complete the work as per approved samples and shop drawings and specifications. | SQM | 120 | 120 | 2300 | 276000 | SC_Supply/Apply | Misr Interiors | 800.Building 2 | 13mm thick. HPL (High Plastic Laminated) toilets partitions, rate includes Doors, panels, pilasters fixing, accessories and all necessary to complete the work as per approved samples and shop drawings and specifications. | SQM | 120 | 6750 | 810000 | EGP | SC_Supply/Apply
Mivida BP#189 |  | RFQ-00049 | Mohamed Amr | Procurement | 2024-02-27 | HPL Works | Approved | 800.Building 3 | 13mm thick. HPL (High Plastic Laminated) toilets partitions, rate includes Doors, panels, pilasters fixing, accessories and all necessary to complete the work as per approved samples and shop drawings and specifications. | SQM | 120 | 120 | 2300 | 276000 | SC_Supply/Apply | Misr Interiors | 800.Building 3 | 13mm thick. HPL (High Plastic Laminated) toilets partitions, rate includes Doors, panels, pilasters fixing, accessories and all necessary to complete the work as per approved samples and shop drawings and specifications. | SQM | 120 | 6750 | 810000 | EGP | SC_Supply/Apply
Mivida BP#189 |  | RFQ-00049 | Mohamed Amr | Procurement | 2024-02-27 | HPL Works | Approved | 800.Building 4 | 13mm thick. HPL (High Plastic Laminated) toilets partitions, rate includes Doors, panels, pilasters fixing, accessories and all necessary to complete the work as per approved samples and shop drawings and specifications. | SQM | 120 | 120 | 2300 | 276000 | SC_Supply/Apply | Misr Interiors | 800.Building 4 | 13mm thick. HPL (High Plastic Laminated) toilets partitions, rate includes Doors, panels, pilasters fixing, accessories and all necessary to complete the work as per approved samples and shop drawings and specifications. | SQM | 120 | 6750 | 810000 | EGP | SC_Supply/Apply
Mivida BP#189 |  | RFQ-00049 | Mohamed Amr | Procurement | 2024-02-27 | HPL Works | Approved | 800.Building 6 | 13mm thick. HPL (High Plastic Laminated) toilets partitions, rate includes Doors, panels, pilasters fixing, accessories and all necessary to complete the work as per approved samples and shop drawings and specifications. | SQM | 90 | 90 | 2300 | 207000 | SC_Supply/Apply | Misr Interiors | 800.Building 6 | 13mm thick. HPL (High Plastic Laminated) toilets partitions, rate includes Doors, panels, pilasters fixing, accessories and all necessary to complete the work as per approved samples and shop drawings and specifications. | SQM | 90 | 6750 | 607500 | EGP | SC_Supply/Apply
Mivida BP#189 |  | RFQ-00049 | Mohamed Amr | Procurement | 2024-02-27 | HPL Works | Approved | 800.Building 1 | 13mm thick. HPL (High Plastic Laminated) toilets partitions, rate includes Doors, panels, pilasters fixing, accessories and all necessary to complete the work as per approved samples and shop drawings and specifications. | SQM | 120 | 120 | 2300 | 276000 | SC_Supply/Apply | Misr Interiors | 800.Building 1 | 13mm thick. HPL (High Plastic Laminated) toilets partitions, rate includes Doors, panels, pilasters fixing, accessories and all necessary to complete the work as per approved samples and shop drawings and specifications. | SQM | 120 | 6750 | 810000 | EGP | SC_Supply/Apply
Mivida BP#189 |  | RFQ-00049 | Mohamed Amr | Procurement | 2024-02-27 | HPL Works | Approved | 800.Building 5 | 13mm thick. HPL (High Plastic Laminated) toilets partitions, rate includes Doors, panels, pilasters fixing, accessories and all necessary to complete the work as per approved samples and shop drawings and specifications. | SQM | 90 | 90 | 2300 | 207000 | SC_Supply/Apply | Misr Interiors | 800.Building 5 | 13mm thick. HPL (High Plastic Laminated) toilets partitions, rate includes Doors, panels, pilasters fixing, accessories and all necessary to complete the work as per approved samples and shop drawings and specifications. | SQM | 90 | 6750 | 607500 | EGP | SC_Supply/Apply
Red Sea Museum-Bab El-Bunt _K0003 |  | RFQ-00015 | Rola Yasser | Procurement | 2024-06-03 | Piles and Dewatering | Approved | 10.20.10 - 323223-P1-A | Design and build Diaphragm wall complete 500mm thick having a cylinder strength f'c = 400 kg/cm², including all temporary and permanent related works (approximate area 1,440m²) | ECH | 600 | 600 | 676.95 | 406170 | SC_Supply/Apply | شركة اساسات جدة للمقاولات | 10.20.10 - 323223-P1-A | Design and build Diaphragm wall complete 500mm thick having a cylinder strength f'c = 400 kg/cm², including all temporary and permanent related works (approximate area 1,440m²) | ECH | 600 | 850 | 510000 | SAR | SC_Supply/Apply
Red Sea Museum-Bab El-Bunt _K0003 |  | RFQ-00015 | Rola Yasser | Procurement | 2024-06-03 | Piles and Dewatering | Approved | 10.20.10 - 323223-P1-A | Design and build Diaphragm wall complete 500mm thick having a cylinder strength f'c = 400 kg/cm², including all temporary and permanent related works (approximate area 1,440m²) | ECH | 700 | 700 | 915.88 | 641116 | SC_Supply/Apply | شركة اساسات جدة للمقاولات | 10.20.10 - 323223-P1-A | Design and build Diaphragm wall complete 500mm thick having a cylinder strength f'c = 400 kg/cm², including all temporary and permanent related works (approximate area 1,440m²) | ECH | 700 | 1150 | 805000 | SAR | SC_Supply/Apply
Qasr Rashwan - Lot B _0208 |  | RFQ-00015 | Mostafa Shourbagi | MEP (Electro Mechanical) | 2024-03-04 | Supply of Valves | Approved | 11.11 - Abd Al Rahman Ibrahim-Bill No.2: Force Main Pipeline-2.3.1-b | Gate valve 350 mm dia. | NO | 2 | 2 | 72000 | 144000 | MAT_Raw | GCF | 11.11 - Abd Al Rahman Ibrahim-Bill No.2: Force Main Pipeline-2.3.1-b | Gate valve 350 mm dia. | NO | 2 | 74069.6 | 148139.2 | EGP | MAT_Raw
Qasr Rashwan - Lot B _0208 |  | RFQ-00015 | Mostafa Shourbagi | MEP (Electro Mechanical) | 2024-03-04 | Supply of Valves | Approved | 15.10 - Al Burm-BILL NO. 1: SEWAGE NETWORK-1.5.3-a | DI gate valve 500 mm, | NO | 1 | 1 | 120000 | 120000 | MAT_Raw | GCF | 15.10 - Al Burm-BILL NO. 1: SEWAGE NETWORK-1.5.3-a | DI gate valve 500 mm, | NO | 1 | 153551.35 | 153551.35 | EGP | MAT_Raw
Qasr Rashwan - Lot B _0208 |  | RFQ-00015 | Mostafa Shourbagi | MEP (Electro Mechanical) | 2024-03-04 | Supply of Valves | Approved | 10.15 - Abd Al Azeem Al Sofy -Bill No.3.4: Mechanical Works - Pumping Station-3.4.3-b. | Flanged manually gate valve, dia. 300 mm. | NO | 3 | 3 | 44000 | 132000 | MAT_Raw | GCF | 10.15 - Abd Al Azeem Al Sofy -Bill No.3.4: Mechanical Works - Pumping Station-3.4.3-b. | Flanged manually gate valve, dia. 300 mm. | NO | 3 | 49650.8 | 148952.4 | EGP | MAT_Raw
Qasr Rashwan - Lot B _0208 |  | RFQ-00015 | Mostafa Shourbagi | MEP (Electro Mechanical) | 2024-03-04 | Supply of Valves | Approved | 15.15 - Al Burm-Bill No.3.4: Mechanical Works - Pumping Station-3.4.3-b. | Flanged manually gate valve, dia. 200 mm. | NO | 3 | 3 | 20000 | 60000 | MAT_Raw | GCF | 15.15 - Al Burm-Bill No.3.4: Mechanical Works - Pumping Station-3.4.3-b. | Flanged manually gate valve, dia. 200 mm. | NO | 3 | 26218.1 | 78654.3 | EGP | MAT_Raw
Qasr Rashwan - Lot B _0208 |  | RFQ-00015 | Mostafa Shourbagi | MEP (Electro Mechanical) | 2024-03-04 | Supply of Valves | Approved | 15.15 - Al Burm-Bill No.3.4: Mechanical Works - Pumping Station-3.4.3-c. | Flanged non-return valve, dia. 200 mm. | NO | 3 | 3 | 18400 | 55200 | MAT_Raw | GCF | 15.15 - Al Burm-Bill No.3.4: Mechanical Works - Pumping Station-3.4.3-c. | Flanged non-return valve, dia. 200 mm. | NO | 3 | 26448.95 | 79346.85 | EGP | MAT_Raw
Qasr Rashwan - Lot B _0208 |  | RFQ-00015 | Mostafa Shourbagi | MEP (Electro Mechanical) | 2024-03-04 | Supply of Valves | Approved | 11.10 - Abd Al Rahman Ibrahim-BILL NO.1: SEWAGE NETWORK-1.5.3-a | DI gate valve 500 mm, | NO | 1 | 1 | 120000 | 120000 | MAT_Raw | GCF | 11.10 - Abd Al Rahman Ibrahim-BILL NO.1: SEWAGE NETWORK-1.5.3-a | DI gate valve 500 mm, | NO | 1 | 153551.35 | 153551.35 | EGP | MAT_Raw
Katameya Creeks |  | RFQ-00015 | Youssef Abd El Kream | MEP (Electro Mechanical) | 2024-02-26 | Drainage UPVC Pipes | Approved | UPVC pipes | مواسير UPVC قطر خارجى 50 مم ضغط 6 بار رمادى لصق | LM | 504 | 504 | 11.97 | 6032.88 | MAT_Raw | Aquaflow | UPVC pipes | مواسير UPVC قطر خارجى 50 مم ضغط 6 بار رمادى لصق | LM | 504 | 24.06 | 12126.24 | EGP | MAT_Raw
Katameya Creeks |  | RFQ-00015 | Youssef Abd El Kream | MEP (Electro Mechanical) | 2024-02-26 | Drainage UPVC Pipes | Approved | UPVC pipes | مواسير UPVC قطر خارجى 75 مم ضغط 6 بار رمادى لصق | LM | 804 | 804 | 21.38 | 17189.52 | MAT_Raw | Aquaflow | UPVC pipes | مواسير UPVC قطر خارجى 75 مم ضغط 6 بار رمادى لصق | LM | 804 | 44.59 | 35850.36 | EGP | MAT_Raw
Qasr Rashwan - Lot B _0208 |  | RFQ-00015 | Mostafa Shourbagi | MEP (Electro Mechanical) | 2024-03-04 | Supply of Valves | Approved | 10.10 - Abd Al Azeem Al Sofy -BILL NO.1: SEWAGE NETWORK-1.6.3-a | DI gate valve 700 mm, | NO | 1 | 1 | 360000 | 360000 | MAT_Raw | GCF | 10.10 - Abd Al Azeem Al Sofy -BILL NO.1: SEWAGE NETWORK-1.6.3-a | DI gate valve 700 mm, | NO | 1 | 317542.25 | 317542.25 | EGP | MAT_Raw
Red Sea Museum-Bab El-Bunt _K0003 |  | RFQ-00015 | Rola Yasser | Procurement | 2024-06-03 | Piles and Dewatering | Approved | 10.20.10 - 323223-P1-A | Design and build Diaphragm wall complete 500mm thick having a cylinder strength f'c = 400 kg/cm², including all temporary and permanent related works (approximate area 1,440m²) | ECH | 1 | 1 | 79641.67 | 79641.67 | SC_Supply/Apply | شركة اساسات جدة للمقاولات | 10.20.10 - 323223-P1-A | Design and build Diaphragm wall complete 500mm thick having a cylinder strength f'c = 400 kg/cm², including all temporary and permanent related works (approximate area 1,440m²) | ECH | 1 | 100000 | 100000 | SAR | SC_Supply/Apply
Qasr Rashwan - Lot B _0208 |  | RFQ-00015 | Mostafa Shourbagi | MEP (Electro Mechanical) | 2024-03-04 | Supply of Valves | Approved | 13.11 - Salih Shamatah-Bill No.2: Force Main Pipeline-2.3.1-d | Air Relief valve 100 mm dia.(include gate valve 100mm) | NO | 5 | 5 | 20160 | 100800 | MAT_Raw | GCF | 13.11 - Salih Shamatah-Bill No.2: Force Main Pipeline-2.3.1-d | Air Relief valve 100 mm dia.(include gate valve 100mm) | NO | 5 | 25825.75 | 129128.75 | EGP | MAT_Raw
Qasr Rashwan - Lot B _0208 |  | RFQ-00015 | Mostafa Shourbagi | MEP (Electro Mechanical) | 2024-03-04 | Supply of Valves | Approved | 14.11 - Abou Hussein-BILL NO.2 : Force Main Pipeline-2.3.1-d | Air Relief valve 100 mm dia.(include gate valve 100mm) | NO | 1 | 1 | 20160 | 20160 | MAT_Raw | GCF | 14.11 - Abou Hussein-BILL NO.2 : Force Main Pipeline-2.3.1-d | Air Relief valve 100 mm dia.(include gate valve 100mm) | NO | 1 | 25825.75 | 25825.75 | EGP | MAT_Raw
Qasr Rashwan - Lot B _0208 |  | RFQ-00015 | Mostafa Shourbagi | MEP (Electro Mechanical) | 2024-03-04 | Supply of Valves | Approved | 14.11 - Abou Hussein-BILL NO.2 : Force Main Pipeline-2.3.1-d | Air Relief valve 100 mm dia.(include gate valve 100mm) | NO | 1 | 1 | 11200 | 11200 | MAT_Raw | GCF | 14.11 - Abou Hussein-BILL NO.2 : Force Main Pipeline-2.3.1-d | Air Relief valve 100 mm dia.(include gate valve 100mm) | NO | 1 | 11666 | 11666 | EGP | MAT_Raw
Qasr Rashwan - Lot B _0208 |  | RFQ-00015 | Mostafa Shourbagi | MEP (Electro Mechanical) | 2024-03-04 | Supply of Valves | Approved | 13.11 - Salih Shamatah-Bill No.2: Force Main Pipeline-2.3.1-d | Air Relief valve 100 mm dia.(include gate valve 100mm) | NO | 5 | 5 | 11200 | 56000 | MAT_Raw | GCF | 13.11 - Salih Shamatah-Bill No.2: Force Main Pipeline-2.3.1-d | Air Relief valve 100 mm dia.(include gate valve 100mm) | NO | 5 | 11666 | 58330 | EGP | MAT_Raw
Qasr Rashwan - Lot B _0208 |  | RFQ-00015 | Mostafa Shourbagi | MEP (Electro Mechanical) | 2024-03-04 | Supply of Valves | Approved | 12.11 - Suleiman Tadrus-Bill No.2: Force Main Pipeline-2.5.1-b | Gate valve 200mm dia. | NO | 1 | 1 | 20000 | 20000 | MAT_Raw | GCF | 12.11 - Suleiman Tadrus-Bill No.2: Force Main Pipeline-2.5.1-b | Gate valve 200mm dia. | NO | 1 | 26218.1 | 26218.1 | EGP | MAT_Raw
Qasr Rashwan - Lot B _0208 |  | RFQ-00015 | Mostafa Shourbagi | MEP (Electro Mechanical) | 2024-03-04 | Supply of Valves | Approved | 10.11 - Abd Al Azeem Al Sofy -Bill No.2: Force Main Pipeline-2.3.1-b | Gate valve 400 mm dia. | NO | 2 | 2 | 96000 | 192000 | MAT_Raw | GCF | 10.11 - Abd Al Azeem Al Sofy -Bill No.2: Force Main Pipeline-2.3.1-b | Gate valve 400 mm dia. | NO | 2 | 85707.1 | 171414.2 | EGP | MAT_Raw
Qasr Rashwan - Lot B _0208 |  | RFQ-00015 | Mostafa Shourbagi | MEP (Electro Mechanical) | 2024-03-04 | Supply of Valves | Approved | 14.11 - Abou Hussein-BILL NO.2 : Force Main Pipeline-2.3.1-a | Non- return valve 200 mm dia. | NO | 1 | 1 | 18400 | 18400 | MAT_Raw | GCF | 14.11 - Abou Hussein-BILL NO.2 : Force Main Pipeline-2.3.1-a | Non- return valve 200 mm dia. | NO | 1 | 26448.95 | 26448.95 | EGP | MAT_Raw
Qasr Rashwan - Lot B _0208 |  | RFQ-00015 | Mostafa Shourbagi | MEP (Electro Mechanical) | 2024-03-04 | Supply of Valves | Approved | 15.11 - Al Burm-Bill No. 2: Force Main Pipeline-2.5.1-a | Gate valve 250mm dia. | NO | 1 | 1 | 32800 | 32800 | MAT_Raw | GCF | 15.11 - Al Burm-Bill No. 2: Force Main Pipeline-2.5.1-a | Gate valve 250mm dia. | NO | 1 | 39951.3 | 39951.3 | EGP | MAT_Raw
Qasr Rashwan - Lot B _0208 |  | RFQ-00015 | Mostafa Shourbagi | MEP (Electro Mechanical) | 2024-03-04 | Supply of Valves | Approved | 12.10 - Suleiman Tadrus-BILL NO.1: SEWAGE NETWORK-1.6.3-a | DI gate valve 500 mm, | NO | 1 | 1 | 120000 | 120000 | MAT_Raw | GCF | 12.10 - Suleiman Tadrus-BILL NO.1: SEWAGE NETWORK-1.6.3-a | DI gate valve 500 mm, | NO | 1 | 153551.35 | 153551.35 | EGP | MAT_Raw
Qasr Rashwan - Lot B _0208 |  | RFQ-00015 | Mostafa Shourbagi | MEP (Electro Mechanical) | 2024-03-04 | Supply of Valves | Approved | 14.15 - Abou Hussein-Bill No.3.4: Mechanical Works - Pumping Station-3.4.3-c. | Flanged non-return valve, dia. 150 mm. | NO | 3 | 3 | 11840 | 35520 | MAT_Raw | GCF | 14.15 - Abou Hussein-Bill No.3.4: Mechanical Works - Pumping Station-3.4.3-c. | Flanged non-return valve, dia. 150 mm. | NO | 3 | 19718.2 | 59154.6 | EGP | MAT_Raw
Qasr Rashwan - Lot B _0208 |  | RFQ-00015 | Mostafa Shourbagi | MEP (Electro Mechanical) | 2024-03-04 | Supply of Valves | Approved | 14.11 - Abou Hussein-BILL NO.2 : Force Main Pipeline-2.3.1-b | Gate valve 200 mm dia. | NO | 2 | 2 | 20000 | 40000 | MAT_Raw | GCF | 14.11 - Abou Hussein-BILL NO.2 : Force Main Pipeline-2.3.1-b | Gate valve 200 mm dia. | NO | 2 | 26218.1 | 52436.2 | EGP | MAT_Raw
Qasr Rashwan - Lot B _0208 |  | RFQ-00015 | Mostafa Shourbagi | MEP (Electro Mechanical) | 2024-03-04 | Supply of Valves | Approved | 12.11 - Suleiman Tadrus-Bill No.2: Force Main Pipeline-2.5.1-a | Gate valve 300mm dia. | NO | 2 | 2 | 44000 | 88000 | MAT_Raw | GCF | 12.11 - Suleiman Tadrus-Bill No.2: Force Main Pipeline-2.5.1-a | Gate valve 300mm dia. | NO | 2 | 49650.8 | 99301.6 | EGP | MAT_Raw
Qasr Rashwan - Lot B _0208 |  | RFQ-00015 | Mostafa Shourbagi | MEP (Electro Mechanical) | 2024-03-04 | Supply of Valves | Approved | 12.11 - Suleiman Tadrus-Bill No.2: Force Main Pipeline-2.3.1-d | Air Relief valve 100 mm dia.(include gate valve 100mm) | NO | 8 | 8 | 20160 | 161280 | MAT_Raw | GCF | 12.11 - Suleiman Tadrus-Bill No.2: Force Main Pipeline-2.3.1-d | Air Relief valve 100 mm dia.(include gate valve 100mm) | NO | 8 | 25825.75 | 206606 | EGP | MAT_Raw
Qasr Rashwan - Lot B _0208 |  | RFQ-00015 | Mostafa Shourbagi | MEP (Electro Mechanical) | 2024-03-04 | Supply of Valves | Approved | 12.11 - Suleiman Tadrus-Bill No.2: Force Main Pipeline-2.3.1-d | Air Relief valve 100 mm dia.(include gate valve 100mm) | NO | 8 | 8 | 11200 | 89600 | MAT_Raw | GCF | 12.11 - Suleiman Tadrus-Bill No.2: Force Main Pipeline-2.3.1-d | Air Relief valve 100 mm dia.(include gate valve 100mm) | NO | 8 | 11666 | 93328 | EGP | MAT_Raw
Qasr Rashwan - Lot B _0208 |  | RFQ-00015 | Mostafa Shourbagi | MEP (Electro Mechanical) | 2024-03-04 | Supply of Valves | Approved | 12.15 - Suleiman Tadrus-Bill No.3.4: Mechanical Works - Pumping Station-3.4.3-b. | Flanged manually gate valve, dia. 200 mm. | NO | 3 | 3 | 20000 | 60000 | MAT_Raw | GCF | 12.15 - Suleiman Tadrus-Bill No.3.4: Mechanical Works - Pumping Station-3.4.3-b. | Flanged manually gate valve, dia. 200 mm. | NO | 3 | 26218.1 | 78654.3 | EGP | MAT_Raw
Qasr Rashwan - Lot B _0208 |  | RFQ-00015 | Mostafa Shourbagi | MEP (Electro Mechanical) | 2024-03-04 | Supply of Valves | Approved | 14.10 - Abou Hussein-BILL NO.1 : SEWAGE NETWORK-1.5.3-a | DI gate valve 300 mm, | NO | 1 | 1 | 44000 | 44000 | MAT_Raw | GCF | 14.10 - Abou Hussein-BILL NO.1 : SEWAGE NETWORK-1.5.3-a | DI gate valve 300 mm, | NO | 1 | 49650.8 | 49650.8 | EGP | MAT_Raw
Qasr Rashwan - Lot B _0208 |  | RFQ-00015 | Mostafa Shourbagi | MEP (Electro Mechanical) | 2024-03-04 | Supply of Valves | Approved | 12.11 - Suleiman Tadrus-Bill No.2: Force Main Pipeline-2.3.1-b | Gate valve 300 mm dia. | NO | 3 | 3 | 44000 | 132000 | MAT_Raw | GCF | 12.11 - Suleiman Tadrus-Bill No.2: Force Main Pipeline-2.3.1-b | Gate valve 300 mm dia. | NO | 3 | 49650.8 | 148952.4 | EGP | MAT_Raw
Qasr Rashwan - Lot B _0208 |  | RFQ-00015 | Mostafa Shourbagi | MEP (Electro Mechanical) | 2024-03-04 | Supply of Valves | Approved | 12.15 - Suleiman Tadrus-Bill No.3.4: Mechanical Works - Pumping Station-3.4.3-c. | Flanged non-return valve, dia. 200 mm. | NO | 3 | 3 | 18400 | 55200 | MAT_Raw | GCF | 12.15 - Suleiman Tadrus-Bill No.3.4: Mechanical Works - Pumping Station-3.4.3-c. | Flanged non-return valve, dia. 200 mm. | NO | 3 | 26448.95 | 79346.85 | EGP | MAT_Raw
Qasr Rashwan - Lot B _0208 |  | RFQ-00015 | Mostafa Shourbagi | MEP (Electro Mechanical) | 2024-03-04 | Supply of Valves | Approved | 10.11 - Abd Al Azeem Al Sofy -Bill No.2: Force Main Pipeline-2.5.1-a | Gate valve 400 mm dia. | NO | 4 | 4 | 96000 | 384000 | MAT_Raw | GCF | 10.11 - Abd Al Azeem Al Sofy -Bill No.2: Force Main Pipeline-2.5.1-a | Gate valve 400 mm dia. | NO | 4 | 85707.1 | 342828.4 | EGP | MAT_Raw
Qasr Rashwan - Lot B _0208 |  | RFQ-00015 | Mostafa Shourbagi | MEP (Electro Mechanical) | 2024-03-04 | Supply of Valves | Approved | 10.11 - Abd Al Azeem Al Sofy -Bill No.2: Force Main Pipeline-2.5.1-b | Gate valve 250mm dia. | NO | 2 | 2 | 32800 | 65600 | MAT_Raw | GCF | 10.11 - Abd Al Azeem Al Sofy -Bill No.2: Force Main Pipeline-2.5.1-b | Gate valve 250mm dia. | NO | 2 | 39951.3 | 79902.6 | EGP | MAT_Raw
Qasr Rashwan - Lot B _0208 |  | RFQ-00015 | Mostafa Shourbagi | MEP (Electro Mechanical) | 2024-03-04 | Supply of Valves | Approved | 13.10 - Salih Shamatah-BILL NO.1: SEWAGE NETWORK-1.5.3-a | DI gate valve 300 mm, | NO | 1 | 1 | 44000 | 44000 | MAT_Raw | GCF | 13.10 - Salih Shamatah-BILL NO.1: SEWAGE NETWORK-1.5.3-a | DI gate valve 300 mm, | NO | 1 | 49650.8 | 49650.8 | EGP | MAT_Raw
Qasr Rashwan - Lot B _0208 |  | RFQ-00015 | Mostafa Shourbagi | MEP (Electro Mechanical) | 2024-03-04 | Supply of Valves | Approved | 13.15 - Salih Shamatah-Bill No.3.4: Mechanical Works - Pumping Station-3.4.3-c. | Flanged non-return valve, dia. 150 mm. | NO | 3 | 3 | 11840 | 35520 | MAT_Raw | GCF | 13.15 - Salih Shamatah-Bill No.3.4: Mechanical Works - Pumping Station-3.4.3-c. | Flanged non-return valve, dia. 150 mm. | NO | 3 | 19718.2 | 59154.6 | EGP | MAT_Raw
Qasr Rashwan - Lot B _0208 |  | RFQ-00015 | Mostafa Shourbagi | MEP (Electro Mechanical) | 2024-03-04 | Supply of Valves | Approved | 15.11 - Al Burm-Bill No. 2: Force Main Pipeline-2.3.1-e | Air Relief valve 100 mm dia.(include gate valve 100mm) | NO | 3 | 3 | 20160 | 60480 | MAT_Raw | GCF | 15.11 - Al Burm-Bill No. 2: Force Main Pipeline-2.3.1-e | Air Relief valve 100 mm dia.(include gate valve 100mm) | NO | 3 | 25825.75 | 77477.25 | EGP | MAT_Raw
Qasr Rashwan - Lot B _0208 |  | RFQ-00015 | Mostafa Shourbagi | MEP (Electro Mechanical) | 2024-03-04 | Supply of Valves | Approved | 15.11 - Al Burm-Bill No. 2: Force Main Pipeline-2.3.1-e | Air Relief valve 100 mm dia.(include gate valve 100mm) | NO | 3 | 3 | 11200 | 33600 | MAT_Raw | GCF | 15.11 - Al Burm-Bill No. 2: Force Main Pipeline-2.3.1-e | Air Relief valve 100 mm dia.(include gate valve 100mm) | NO | 3 | 11666 | 34998 | EGP | MAT_Raw
Qasr Rashwan - Lot B _0208 |  | RFQ-00015 | Mostafa Shourbagi | MEP (Electro Mechanical) | 2024-03-04 | Supply of Valves | Approved | 13.11 - Salih Shamatah-Bill No.2: Force Main Pipeline-2.3.1-b | Gate valve 200 mm dia. | NO | 3 | 3 | 20000 | 60000 | MAT_Raw | GCF | 13.11 - Salih Shamatah-Bill No.2: Force Main Pipeline-2.3.1-b | Gate valve 200 mm dia. | NO | 3 | 26218.1 | 78654.3 | EGP | MAT_Raw
Qasr Rashwan - Lot B _0208 |  | RFQ-00015 | Mostafa Shourbagi | MEP (Electro Mechanical) | 2024-03-04 | Supply of Valves | Approved | 15.11 - Al Burm-Bill No. 2: Force Main Pipeline-2.3.1-a | Non- return valve 250 mm dia. | NO | 1 | 1 | 24000 | 24000 | MAT_Raw | GCF | 15.11 - Al Burm-Bill No. 2: Force Main Pipeline-2.3.1-a | Non- return valve 250 mm dia. | NO | 1 | 44954.95 | 44954.95 | EGP | MAT_Raw
Qasr Rashwan - Lot B _0208 |  | RFQ-00015 | Mostafa Shourbagi | MEP (Electro Mechanical) | 2024-03-04 | Supply of Valves | Approved | 15.11 - Al Burm-Bill No. 2: Force Main Pipeline-2.3.1-b | Gate valve 250 mm dia. | NO | 1 | 1 | 32800 | 32800 | MAT_Raw | GCF | 15.11 - Al Burm-Bill No. 2: Force Main Pipeline-2.3.1-b | Gate valve 250 mm dia. | NO | 1 | 39951.3 | 39951.3 | EGP | MAT_Raw
Qasr Rashwan - Lot B _0208 |  | RFQ-00015 | Mostafa Shourbagi | MEP (Electro Mechanical) | 2024-03-04 | Supply of Valves | Approved | 13.11 - Salih Shamatah-Bill No.2: Force Main Pipeline-2.3.1-a | Non- return valve 200 mm dia. | NO | 1 | 1 | 18400 | 18400 | MAT_Raw | GCF | 13.11 - Salih Shamatah-Bill No.2: Force Main Pipeline-2.3.1-a | Non- return valve 200 mm dia. | NO | 1 | 26448.95 | 26448.95 | EGP | MAT_Raw
Qasr Rashwan - Lot B _0208 |  | RFQ-00015 | Mostafa Shourbagi | MEP (Electro Mechanical) | 2024-03-04 | Supply of Valves | Approved | 11.15 - Abd Al Rahman Ibrahim-Bill No.3.4: Mechanical Works - Pumping Station-3.4.3-c. | Flanged non-return valve, dia. 200 mm. | NO | 3 | 3 | 18400 | 55200 | MAT_Raw | GCF | 11.15 - Abd Al Rahman Ibrahim-Bill No.3.4: Mechanical Works - Pumping Station-3.4.3-c. | Flanged non-return valve, dia. 200 mm. | NO | 3 | 26448.95 | 79346.85 | EGP | MAT_Raw
Qasr Rashwan - Lot B _0208 |  | RFQ-00015 | Mostafa Shourbagi | MEP (Electro Mechanical) | 2024-03-04 | Supply of Valves | Approved | 10.11 - Abd Al Azeem Al Sofy -Bill No.2: Force Main Pipeline-2.3.1-c | Gate valve 250 mm dia. | NO | 1 | 1 | 32800 | 32800 | MAT_Raw | GCF | 10.11 - Abd Al Azeem Al Sofy -Bill No.2: Force Main Pipeline-2.3.1-c | Gate valve 250 mm dia. | NO | 1 | 39951.3 | 39951.3 | EGP | MAT_Raw
Qasr Rashwan - Lot B _0208 |  | RFQ-00015 | Mostafa Shourbagi | MEP (Electro Mechanical) | 2024-03-04 | Supply of Valves | Approved | 10.11 - Abd Al Azeem Al Sofy -Bill No.2: Force Main Pipeline-2.3.1-e | Air Relief valve 100 mm dia.(include gate valve 100mm) | NO | 5 | 5 | 20160 | 100800 | MAT_Raw | GCF | 10.11 - Abd Al Azeem Al Sofy -Bill No.2: Force Main Pipeline-2.3.1-e | Air Relief valve 100 mm dia.(include gate valve 100mm) | NO | 5 | 25825.75 | 129128.75 | EGP | MAT_Raw
Qasr Rashwan - Lot B _0208 |  | RFQ-00015 | Mostafa Shourbagi | MEP (Electro Mechanical) | 2024-03-04 | Supply of Valves | Approved | 13.11 - Salih Shamatah-Bill No.2: Force Main Pipeline-2.5.1-a | Gate valve 200mm dia. | NO | 1 | 1 | 20000 | 20000 | MAT_Raw | GCF | 13.11 - Salih Shamatah-Bill No.2: Force Main Pipeline-2.5.1-a | Gate valve 200mm dia. | NO | 1 | 26218.1 | 26218.1 | EGP | MAT_Raw
Qasr Rashwan - Lot B _0208 |  | RFQ-00015 | Mostafa Shourbagi | MEP (Electro Mechanical) | 2024-03-04 | Supply of Valves | Approved | 14.11 - Abou Hussein-BILL NO.2 : Force Main Pipeline-2.5.1-a | Gate valve 200mm dia. | NO | 1 | 1 | 20000 | 20000 | MAT_Raw | GCF | 14.11 - Abou Hussein-BILL NO.2 : Force Main Pipeline-2.5.1-a | Gate valve 200mm dia. | NO | 1 | 26218.1 | 26218.1 | EGP | MAT_Raw
Qasr Rashwan - Lot B _0208 |  | RFQ-00015 | Mostafa Shourbagi | MEP (Electro Mechanical) | 2024-03-04 | Supply of Valves | Approved | 10.11 - Abd Al Azeem Al Sofy -Bill No.2: Force Main Pipeline-2.3.1-e | Air Relief valve 100 mm dia.(include gate valve 100mm) | NO | 5 | 5 | 11200 | 56000 | MAT_Raw | GCF | 10.11 - Abd Al Azeem Al Sofy -Bill No.2: Force Main Pipeline-2.3.1-e | Air Relief valve 100 mm dia.(include gate valve 100mm) | NO | 5 | 11666 | 58330 | EGP | MAT_Raw
Qasr Rashwan - Lot B _0208 |  | RFQ-00015 | Mostafa Shourbagi | MEP (Electro Mechanical) | 2024-03-04 | Supply of Valves | Approved | 11.15 - Abd Al Rahman Ibrahim-Bill No.3.4: Mechanical Works - Pumping Station-3.4.3-b. | Flanged manually gate valve, dia. 200 mm. | NO | 3 | 3 | 20000 | 60000 | MAT_Raw | GCF | 11.15 - Abd Al Rahman Ibrahim-Bill No.3.4: Mechanical Works - Pumping Station-3.4.3-b. | Flanged manually gate valve, dia. 200 mm. | NO | 3 | 26218.1 | 78654.3 | EGP | MAT_Raw
Qasr Rashwan - Lot B _0208 |  | RFQ-00015 | Mostafa Shourbagi | MEP (Electro Mechanical) | 2024-03-04 | Supply of Valves | Approved | 11.11 - Abd Al Rahman Ibrahim-Bill No.2: Force Main Pipeline-2.5.1-a | Gate valve 350mm dia. | NO | 4 | 4 | 72000 | 288000 | MAT_Raw | GCF | 11.11 - Abd Al Rahman Ibrahim-Bill No.2: Force Main Pipeline-2.5.1-a | Gate valve 350mm dia. | NO | 4 | 74069.6 | 296278.4 | EGP | MAT_Raw
Qasr Rashwan - Lot B _0208 |  | RFQ-00015 | Mostafa Shourbagi | MEP (Electro Mechanical) | 2024-03-04 | Supply of Valves | Approved | 11.11 - Abd Al Rahman Ibrahim-Bill No.2: Force Main Pipeline-2.3.1-d | Air Relief valve 100 mm dia.(include gate valve 100mm) | NO | 6 | 6 | 20160 | 120960 | MAT_Raw | GCF | 11.11 - Abd Al Rahman Ibrahim-Bill No.2: Force Main Pipeline-2.3.1-d | Air Relief valve 100 mm dia.(include gate valve 100mm) | NO | 6 | 25825.75 | 154954.5 | EGP | MAT_Raw
Qasr Rashwan - Lot B _0208 |  | RFQ-00015 | Mostafa Shourbagi | MEP (Electro Mechanical) | 2024-03-04 | Supply of Valves | Approved | 11.11 - Abd Al Rahman Ibrahim-Bill No.2: Force Main Pipeline-2.3.1-d | Air Relief valve 100 mm dia.(include gate valve 100mm) | NO | 6 | 6 | 11200 | 67200 | MAT_Raw | GCF | 11.11 - Abd Al Rahman Ibrahim-Bill No.2: Force Main Pipeline-2.3.1-d | Air Relief valve 100 mm dia.(include gate valve 100mm) | NO | 6 | 11666 | 69996 | EGP | MAT_Raw
Qasr Rashwan - Lot B _0208 |  | RFQ-00015 | Mostafa Shourbagi | MEP (Electro Mechanical) | 2024-03-04 | Supply of Valves | Approved | 11.11 - Abd Al Rahman Ibrahim-Bill No.2: Force Main Pipeline-2.5.1-b | Gate valve 300mm dia. | NO | 1 | 1 | 44000 | 44000 | MAT_Raw | GCF | 11.11 - Abd Al Rahman Ibrahim-Bill No.2: Force Main Pipeline-2.5.1-b | Gate valve 300mm dia. | NO | 1 | 49650.8 | 49650.8 | EGP | MAT_Raw
Qasr Rashwan - Lot B _0208 |  | RFQ-00015 | Mostafa Shourbagi | MEP (Electro Mechanical) | 2024-03-04 | Supply of Valves | Approved | 11.11 - Abd Al Rahman Ibrahim-Bill No.2: Force Main Pipeline-2.5.1-c | Gate valve 200mm dia. | NO | 1 | 1 | 20000 | 20000 | MAT_Raw | GCF | 11.11 - Abd Al Rahman Ibrahim-Bill No.2: Force Main Pipeline-2.5.1-c | Gate valve 200mm dia. | NO | 1 | 26218.1 | 26218.1 | EGP | MAT_Raw
Qasr Rashwan - Lot B _0208 |  | RFQ-00015 | Mostafa Shourbagi | MEP (Electro Mechanical) | 2024-03-04 | Supply of Valves | Approved | 14.11 - Abou Hussein-BILL NO.2 : Force Main Pipeline-2.3.1-c | washout 150 mm dia. | NO | 2 | 2 | 14720 | 29440 | MAT_Raw | GCF | 14.11 - Abou Hussein-BILL NO.2 : Force Main Pipeline-2.3.1-c | washout 150 mm dia. | NO | 2 | 19804.65 | 39609.3 | EGP | MAT_Raw
Qasr Rashwan - Lot B _0208 |  | RFQ-00015 | Mostafa Shourbagi | MEP (Electro Mechanical) | 2024-03-04 | Supply of Valves | Approved | 15.11 - Al Burm-Bill No. 2: Force Main Pipeline-2.5.1-b | washout 150mm dia. | NO | 1 | 1 | 14720 | 14720 | MAT_Raw | GCF | 15.11 - Al Burm-Bill No. 2: Force Main Pipeline-2.5.1-b | washout 150mm dia. | NO | 1 | 19804.65 | 19804.65 | EGP | MAT_Raw
Qasr Rashwan - Lot B _0208 |  | RFQ-00015 | Mostafa Shourbagi | MEP (Electro Mechanical) | 2024-03-04 | Supply of Valves | Approved | 12.11 - Suleiman Tadrus-Bill No.2: Force Main Pipeline-2.5.1-c | washout 150mm dia. | NO | 3 | 3 | 14720 | 44160 | MAT_Raw | GCF | 12.11 - Suleiman Tadrus-Bill No.2: Force Main Pipeline-2.5.1-c | washout 150mm dia. | NO | 3 | 19804.65 | 59413.95 | EGP | MAT_Raw
Qasr Rashwan - Lot B _0208 |  | RFQ-00015 | Mostafa Shourbagi | MEP (Electro Mechanical) | 2024-03-04 | Supply of Valves | Approved | 12.11 - Suleiman Tadrus-Bill No.2: Force Main Pipeline-2.3.1-c | washout 150 mm dia. | NO | 3 | 3 | 14720 | 44160 | MAT_Raw | GCF | 12.11 - Suleiman Tadrus-Bill No.2: Force Main Pipeline-2.3.1-c | washout 150 mm dia. | NO | 3 | 19804.65 | 59413.95 | EGP | MAT_Raw
Qasr Rashwan - Lot B _0208 |  | RFQ-00015 | Mostafa Shourbagi | MEP (Electro Mechanical) | 2024-03-04 | Supply of Valves | Approved | 10.11 - Abd Al Azeem Al Sofy -Bill No.2: Force Main Pipeline-2.5.1-c | washout 150mm dia. | NO | 3 | 3 | 14720 | 44160 | MAT_Raw | GCF | 10.11 - Abd Al Azeem Al Sofy -Bill No.2: Force Main Pipeline-2.5.1-c | washout 150mm dia. | NO | 3 | 19804.65 | 59413.95 | EGP | MAT_Raw
Qasr Rashwan - Lot B _0208 |  | RFQ-00015 | Mostafa Shourbagi | MEP (Electro Mechanical) | 2024-03-04 | Supply of Valves | Approved | 13.15 - Salih Shamatah-Bill No.3.4: Mechanical Works - Pumping Station-3.4.3-b. | Flanged manually gate valve, dia. 150 mm. | NO | 3 | 3 | 14720 | 44160 | MAT_Raw | GCF | 13.15 - Salih Shamatah-Bill No.3.4: Mechanical Works - Pumping Station-3.4.3-b. | Flanged manually gate valve, dia. 150 mm. | NO | 3 | 19804.65 | 59413.95 | EGP | MAT_Raw
Qasr Rashwan - Lot B _0208 |  | RFQ-00015 | Mostafa Shourbagi | MEP (Electro Mechanical) | 2024-03-04 | Supply of Valves | Approved | 14.15 - Abou Hussein-Bill No.3.4: Mechanical Works - Pumping Station-3.4.3-b. | Flanged manually gate valve, dia. 150 mm. | NO | 3 | 3 | 14720 | 44160 | MAT_Raw | GCF | 14.15 - Abou Hussein-Bill No.3.4: Mechanical Works - Pumping Station-3.4.3-b. | Flanged manually gate valve, dia. 150 mm. | NO | 3 | 19804.65 | 59413.95 | EGP | MAT_Raw
Qasr Rashwan - Lot B _0208 |  | RFQ-00015 | Mostafa Shourbagi | MEP (Electro Mechanical) | 2024-03-04 | Supply of Valves | Approved | 13.11 - Salih Shamatah-Bill No.2: Force Main Pipeline-2.3.1-c | washout 150 mm dia. | NO | 3 | 3 | 14720 | 44160 | MAT_Raw | GCF | 13.11 - Salih Shamatah-Bill No.2: Force Main Pipeline-2.3.1-c | washout 150 mm dia. | NO | 3 | 19804.65 | 59413.95 | EGP | MAT_Raw
Qasr Rashwan - Lot B _0208 |  | RFQ-00015 | Mostafa Shourbagi | MEP (Electro Mechanical) | 2024-03-04 | Supply of Valves | Approved | 15.11 - Al Burm-Bill No. 2: Force Main Pipeline-2.3.1-d | washout 150 mm dia. | NO | 1 | 1 | 14720 | 14720 | MAT_Raw | GCF | 15.11 - Al Burm-Bill No. 2: Force Main Pipeline-2.3.1-d | washout 150 mm dia. | NO | 1 | 19804.65 | 19804.65 | EGP | MAT_Raw
Qasr Rashwan - Lot B _0208 |  | RFQ-00015 | Mostafa Shourbagi | MEP (Electro Mechanical) | 2024-03-04 | Supply of Valves | Approved | 10.11 - Abd Al Azeem Al Sofy -Bill No.2: Force Main Pipeline-2.3.1-d | washout 150 mm dia. | NO | 3 | 3 | 14720 | 44160 | MAT_Raw | GCF | 10.11 - Abd Al Azeem Al Sofy -Bill No.2: Force Main Pipeline-2.3.1-d | washout 150 mm dia. | NO | 3 | 19804.65 | 59413.95 | EGP | MAT_Raw
Qasr Rashwan - Lot B _0208 |  | RFQ-00015 | Mostafa Shourbagi | MEP (Electro Mechanical) | 2024-03-04 | Supply of Valves | Approved | 13.11 - Salih Shamatah-Bill No.2: Force Main Pipeline-2.5.1-b | washout 150mm dia. | NO | 1 | 1 | 14720 | 14720 | MAT_Raw | GCF | 13.11 - Salih Shamatah-Bill No.2: Force Main Pipeline-2.5.1-b | washout 150mm dia. | NO | 1 | 19804.65 | 19804.65 | EGP | MAT_Raw
Qasr Rashwan - Lot B _0208 |  | RFQ-00015 | Mostafa Shourbagi | MEP (Electro Mechanical) | 2024-03-04 | Supply of Valves | Approved | 14.11 - Abou Hussein-BILL NO.2 : Force Main Pipeline-2.5.1-b | washout 150mm dia. | NO | 1 | 1 | 14720 | 14720 | MAT_Raw | GCF | 14.11 - Abou Hussein-BILL NO.2 : Force Main Pipeline-2.5.1-b | washout 150mm dia. | NO | 1 | 19804.65 | 19804.65 | EGP | MAT_Raw
Qasr Rashwan - Lot B _0208 |  | RFQ-00015 | Mostafa Shourbagi | MEP (Electro Mechanical) | 2024-03-04 | Supply of Valves | Approved | 11.11 - Abd Al Rahman Ibrahim-Bill No.2: Force Main Pipeline-2.3.1-c | washout 150 mm dia. | NO | 2 | 2 | 14720 | 29440 | MAT_Raw | GCF | 11.11 - Abd Al Rahman Ibrahim-Bill No.2: Force Main Pipeline-2.3.1-c | washout 150 mm dia. | NO | 2 | 19804.65 | 39609.3 | EGP | MAT_Raw
Qasr Rashwan - Lot B _0208 |  | RFQ-00015 | Mostafa Shourbagi | MEP (Electro Mechanical) | 2024-03-04 | Supply of Valves | Approved | 11.11 - Abd Al Rahman Ibrahim-Bill No.2: Force Main Pipeline-2.5.1-d | washout 150mm dia. | NO | 6 | 6 | 14720 | 88320 | MAT_Raw | GCF | 11.11 - Abd Al Rahman Ibrahim-Bill No.2: Force Main Pipeline-2.5.1-d | washout 150mm dia. | NO | 6 | 19804.65 | 118827.9 | EGP | MAT_Raw
Sohag HSR Station _0210 |  | RFQ-00011 | Purchasing Engineers | Purchasing | 2024-03-11 | Ready Mix Concrete | Approved | 12 - 3.4 | خرسانة عادية جهد 180 كجم / سم2 | CBM | 17 | 17 | 1130 | 19210 | PC | مصر للأسمنت بيتون | 12 - 3.4 | خرسانة عادية جهد 180 كجم / سم2 | CBM | 17 | 1096.49 | 18640.33 | EGP | PC
Sohag HSR Station _0210 |  | RFQ-00011 | Purchasing Engineers | Purchasing | 2024-03-11 | Ready Mix Concrete | Approved | 5.01.3 | خرسانة عادية جهد 200 كجم / سم2 | CBM | 1330 | 1330 | 1245 | 1655850 | PC | مصر للأسمنت بيتون | 5.01.3 | خرسانة عادية جهد 200 كجم / سم2 | CBM | 1330 | 1149.12 | 1528329.6 | EGP | PC
Sohag HSR Station _0210 |  | RFQ-00011 | Purchasing Engineers | Purchasing | 2024-03-11 | Ready Mix Concrete | Approved | 5.03.07 | خرسانة مسلحة جهد 350 كجم / سم2 | CBM | 3105 | 3105 | 1496.9 | 4647874.5 | RC | مصر للأسمنت بيتون | 5.03.07 | خرسانة مسلحة جهد 350 كجم / سم2 | CBM | 3105 | 1447.37 | 4494083.85 | EGP | RC
Sohag HSR Station _0210 |  | RFQ-00011 | Purchasing Engineers | Purchasing | 2024-03-11 | Ready Mix Concrete | Approved | 5.08.14 | خرسانة مسلحة جهد 400 كجم / سم2 | CBM | 930 | 930 | 1633.7 | 1519341 | RC | مصر للأسمنت بيتون | 5.08.14 | خرسانة مسلحة جهد 400 كجم / سم2 | CBM | 930 | 1561.4 | 1452102 | EGP | RC
Sohag HSR Station _0210 |  | RFQ-00011 | Purchasing Engineers | Purchasing | 2024-03-11 | Ready Mix Concrete | Approved | 5 | Pump With Height Up To 36-42 m | CBM | 5365 | 5365 | 30.7 | 164705.5 | RC | مصر للأسمنت بيتون | 5 | Pump With Height Up To 36-42 m | CBM | 5365 | 30.7 | 164705.5 | EGP | RC
Red Sea Museum-Bab El-Bunt _K0003 |  | RFQ-00009 | Marwa Mounir | Operation | 2024-03-12 | Demolish Work | Approved | 10.10.10 - 024119-P4-G | 4**- Demolish First Floor slab works | SQM | 1000 | 1000 | 311.33 | 311330 | SC_Apply | BHC | 10.10.10 - 024119-P4-G | 4**- Demolish First Floor slab works | SQM | 1000 | 45 | 45000 | SAR | SC_Apply
Red Sea Museum-Bab El-Bunt _K0003 |  | RFQ-00009 | Marwa Mounir | Operation | 2024-03-12 | Demolish Work | Approved | 10.10.10 - 024119-P4-H | 4**- Demolish Ground Floor slab works | SQM | 1000 | 1000 | 273.84 | 273840 | SC_Apply | BHC | 10.10.10 - 024119-P4-H | 4**- Demolish Ground Floor slab works | SQM | 1000 | 45 | 45000 | SAR | SC_Apply
BIOLOGICALS AND BIOSIMILARS MANUFACTURING FACILITY EIPICO 3 _0187 |  | RFQ-00132 | Essam Ibrahim | MEP (Electro Mechanical) | 2024-03-14 | Supply panel boards. | Approved | 10.5 - B03(Transformer Building)-233423-1 | EMCC/B03/01 - EPICO | ECH | 1 | 1 | 0 | 0 | MAT_Raw | Memico (Schneider) misr elec.&mech.industries co. | 10.5 - B03(Transformer Building)-233423-1 | EMCC/B03/01 - EPICO | ECH | 1 | 4373.11 | 4373.11 | EGP | MAT_Raw
BIOLOGICALS AND BIOSIMILARS MANUFACTURING FACILITY EIPICO 3 _0187 |  | RFQ-00132 | Essam Ibrahim | MEP (Electro Mechanical) | 2024-03-14 | Supply panel boards. | Approved | 10.5 - B03(Transformer Building)-233423-1 | EF-01, 30 L/S,wall mounted | ECH | 1 | 1 | 75000 | 75000 | MAT_Raw | Memico (Schneider) misr elec.&mech.industries co. | 10.5 - B03(Transformer Building)-233423-1 | EF-01, 30 L/S,wall mounted | ECH | 1 | 2311.89 | 2311.89 | EGP | MAT_Raw
ORA ZED-Ph 2-Pkgs A&D |  | RFQ-00009 | Ahmed Atia | Operation | 2024-03-10 | Plaster Application | Approved | E07 External Walls, 20 mm thick Plaster | External Walls, 20 mm thick | SQM | 7717 | 6500 | 88.89 | 577785 | SC_Apply | ضاحى عبد الغفار فرغلى جعفرى | E07 External Walls, 20 mm thick Plaster | External Walls, 20 mm thick | SQM | 6500 | 170 | 1105000 | EGP | SC_Apply
Rabigh PP - Piling Works_K0004 |  | RFQ-00012 | Mina Ayman | Operation | 2024-03-31 | Pile head demolish | Approved | 10.10.12 - CP-02 Pile-main scope NEW-31 11 00 DSP-0012 | Disposal of drilled out materials to approved dumping area out of site. | CBM | 8696.17 | 1800 | 40 | 72000 | SC_Supply/Apply | شركة نوروسكو العربية للمقاولات شخص واحد | 10.10.12 - CP-02 Pile-main scope NEW-31 11 00 DSP-0012 | Disposal of drilled out materials to approved dumping area out of site. | CBM | 1800 | 14.5 | 26100 | SAR | SC_Supply/Apply
Rabigh PP - Piling Works_K0004 |  | RFQ-00012 | Mina Ayman | Operation | 2024-03-31 | Pile head demolish | Approved | 10.10.13 - CP-02 Pile-main scope NEW-31 63 23 EO-0005 | Cutting; pile head; bored concrete piles; 800mm nominal diameter. | ECH | 869 | 400 | 586.01 | 234404 | SC_Apply | شركة نوروسكو العربية للمقاولات شخص واحد | 10.10.13 - CP-02 Pile-main scope NEW-31 63 23 EO-0005 | Cutting; pile head; bored concrete piles; 800mm nominal diameter. | ECH | 400 | 380 | 152000 | SAR | SC_Apply
BIOLOGICALS AND BIOSIMILARS MANUFACTURING FACILITY EIPICO 3 _0187 |  | RFQ-00143 | Mohamed Nader | Procurement | 2024-03-31 | Internal painting | Approved | 1 - B01(ADMIN BUILDING)-099123-1 | Paint for walls, code (PT-02). | SQM | 1605 | 1605 | 72.38 | 116169.9 | SC_Supply/Apply | Global Prima | 1 - B01(ADMIN BUILDING)-099123-1 | Paint for walls, code (PT-02). | SQM | 1605 | 120 | 192600 | EGP | SC_Supply/Apply
BIOLOGICALS AND BIOSIMILARS MANUFACTURING FACILITY EIPICO 3 _0187 |  | RFQ-00143 | Mohamed Nader | Procurement | 2024-03-31 | Internal painting | Approved | 1 - B04(Boiler, Chiller, Power Station)-099123-1 | paint for walls, code (PT-02). | SQM | 1994 | 1994 | 72.38 | 144325.72 | SC_Supply/Apply | Global Prima | 1 - B04(Boiler, Chiller, Power Station)-099123-1 | paint for walls, code (PT-02). | SQM | 1994 | 120 | 239280 | EGP | SC_Supply/Apply
Rabigh CCPP-Civil _K0006 |  | RFQ-00001 | Mohamed Amr | Procurement | 2024-04-01 | Steel Reinforcements | Approved | 11.11 - Baseline BOQ- Power Block+Balance of Plant-03 21 00 TFD-0004 | Supplying; fabricating; installing; high tensile; uncoated; deformed rebars; Grade 60 as per ASTM Standard A615 A/M; to turbine foundation; nominal diameter (Var)mm | TON | 536.42 | 192 | 2574 | 494208 | MAT_Raw | Bahra | 11.11 - Baseline BOQ- Power Block+Balance of Plant-03 21 00 TFD-0004 | Supplying; fabricating; installing; high tensile; uncoated; deformed rebars; Grade 60 as per ASTM Standard A615 A/M; to turbine foundation; nominal diameter (Var)mm | TON | 192 | 2445 | 469440 | SAR | MAT_Raw
Rabigh CCPP-Civil _K0006 |  | RFQ-00001 | Mohamed Amr | Procurement | 2024-04-01 | Steel Reinforcements | Approved | 11.11 - Baseline BOQ- Power Block+Balance of Plant-03 21 00 TFD-0004 | Supplying; fabricating; installing; high tensile; uncoated; deformed rebars; Grade 60 as per ASTM Standard A615 A/M; to turbine foundation; nominal diameter (Var)mm | TON | 520.8 | 192 | 10 | 1920 | SC_Apply | Bahra | 11.11 - Baseline BOQ- Power Block+Balance of Plant-03 21 00 TFD-0004 | Supplying; fabricating; installing; high tensile; uncoated; deformed rebars; Grade 60 as per ASTM Standard A615 A/M; to turbine foundation; nominal diameter (Var)mm | TON | 192 | 0 | 0 | SAR | SC_Apply
Rabigh CCPP-Civil _K0006 |  | RFQ-00001 | Mohamed Amr | Procurement | 2024-04-01 | Steel Reinforcements | Approved | 11.11 - Baseline BOQ- Power Block+Balance of Plant-03 21 00 TFD-0004 | Supplying; fabricating; installing; high tensile; uncoated; deformed rebars; Grade 60 as per ASTM Standard A615 A/M; to turbine foundation; nominal diameter (Var)mm | TON | 520.8 | 192 | 10 | 1920 | SC_Apply | Bahra | 11.11 - Baseline BOQ- Power Block+Balance of Plant-03 21 00 TFD-0004 | Supplying; fabricating; installing; high tensile; uncoated; deformed rebars; Grade 60 as per ASTM Standard A615 A/M; to turbine foundation; nominal diameter (Var)mm | TON | 192 | 0 | 0 | SAR | SC_Apply
BIOLOGICALS AND BIOSIMILARS MANUFACTURING FACILITY EIPICO 3 _0187 |  | RFQ-00145 | Mohamed Nader | Procurement | 2024-04-03 | sandwich panel | Approved | 1 - B02 (Warehouse, Packaging and QC Building)-074243-1 | 50mm thick, Aluminum panel with 4mm thick aluminum sheet, for fa�ade, code (CP-01). | SQM | 2022 | 572 | 150 | 85800 | MAT_Misc | Zamzam | 1 - B02 (Warehouse, Packaging and QC Building)-074243-1 | 50mm thick, Aluminum panel with 4mm thick aluminum sheet, for fa�ade, code (CP-01). | SQM | 572 | 0 | 0 | EGP | MAT_Misc
BIOLOGICALS AND BIOSIMILARS MANUFACTURING FACILITY EIPICO 3 _0187 |  | RFQ-00145 | Mohamed Nader | Procurement | 2024-04-03 | sandwich panel | Approved | 1 - B02 (Warehouse, Packaging and QC Building)-074243-1 | 50mm thick, Aluminum panel with 4mm thick aluminum sheet, for fa�ade, code (CP-01). | SQM | 2022 | 572 | 30 | 17160 | MAT_Misc | Zamzam | 1 - B02 (Warehouse, Packaging and QC Building)-074243-1 | 50mm thick, Aluminum panel with 4mm thick aluminum sheet, for fa�ade, code (CP-01). | SQM | 572 | 0 | 0 | EGP | MAT_Misc
BIOLOGICALS AND BIOSIMILARS MANUFACTURING FACILITY EIPICO 3 _0187 |  | RFQ-00145 | Mohamed Nader | Procurement | 2024-04-03 | sandwich panel | Approved | 1 - B02 (Warehouse, Packaging and QC Building)-074243-1 | 50mm thick, Aluminum panel with 4mm thick aluminum sheet, for fa�ade, code (CP-01). | SQM | 2022 | 572 | 2359.3 | 1349519.6 | SC_Supply/Apply | Zamzam | 1 - B02 (Warehouse, Packaging and QC Building)-074243-1 | 50mm thick, Aluminum panel with 4mm thick aluminum sheet, for fa�ade, code (CP-01). | SQM | 572 | 5000 | 2860000 | EGP | SC_Supply/Apply
Qasr Rashwan Lot A _0207 |  | RFQ-00025 | Mostafa Ashraf | MEP (Electro Mechanical) | 2024-04-03 | Medium Voltage Kiosk (Without Transformer) | Approved | 13.14 - Khulusi-Main Pump Station NO. 3.3-3.3.2- | Outdoor Kiosk power transformer package 100 KVA, 11/0.4KV complete with Ring Main Unit, Bus-Bar, Breakers, Protection, Measuring, Low Voltage accumulated energy meter and all required accessories for medium voltage, as per tendered documents, and shall be supplied and erected according to the requirements of the Egyptian Electric Authority (E.E.A), the contractor shall take the approval of the (E.E.A) before supplying. | NO | 2 | 2 | 210548.04 | 421096.08 | MAT_Misc | شنت اجيماك للمنتجات الكهربائيه | 13.14 - Khulusi-Main Pump Station NO. 3.3-3.3.2- | Outdoor Kiosk power transformer package 100 KVA, 11/0.4KV complete with Ring Main Unit, Bus-Bar, Breakers, Protection, Measuring, Low Voltage accumulated energy meter and all required accessories for medium voltage, as per tendered documents, and shall be supplied and erected according to the requirements of the Egyptian Electric Authority (E.E.A), the contractor shall take the approval of the (E.E.A) before supplying. | NO | 2 | 13759 | 27518 | USD | MAT_Misc
BIOLOGICALS AND BIOSIMILARS MANUFACTURING FACILITY EIPICO 3 _0187 |  | RFQ-00146 | Mohamed Nader | Procurement | 2024-04-03 | PVC Skirting | Approved | 1 - B01(ADMIN BUILDING)-096519-2 | 100mm Height, PVC skirting, code (PV-01). | MTR | 13 | 13 | 135.66 | 1763.58 | SC_Supply/Apply | Style Decoration | 1 - B01(ADMIN BUILDING)-096519-2 | 100mm Height, PVC skirting, code (PV-01). | MTR | 13 | 399 | 5187 | EGP | SC_Supply/Apply
Mivida BP#189 |  | RFQ-00058 | Mostafa Shourbagi | MEP (Electro Mechanical) | 2024-03-27 | Galvanized Ducts | Approved | 152105.all | PO 168 - Basement Duct | LS | 1 | 1 | 948024 | 948024 | SC_Supply | المتحدة لتصنيع مجارى الهواء (الصاج) الخاصه بالتكيف | 152105.all | PO 168 - Basement Duct | LS | 1 | 1152600 | 1152600 | EGP | SC_Supply
Mivida BP#189 |  | RFQ-00059 | Mostafa Shourbagi | MEP (Electro Mechanical) | 2024-03-27 | Fixation accessories | Approved | 152105.all | PO 96011 - Hvac valves | LS | 1 | 1 | 31025 | 31025 | SC_Supply | Power Trade | 152105.all | PO 96011 - Hvac valves | LS | 1 | 38902.5 | 38902.5 | EGP | SC_Supply
Qasr Rashwan Lot A _0207 |  | RFQ-00025 | Mostafa Ashraf | MEP (Electro Mechanical) | 2024-04-03 | Medium Voltage Kiosk (Without Transformer) | Approved | 11.14 - Murad Al Gendy W Al Sanahra-Main Pump Station NO. 3.3-3.3.2- | Outdoor Kiosk power transformer package 500 KVA, 11/0.4KV complete with Ring Main Unit, Bus-Bar, Breakers, Protection, Measuring, Low Voltage accumulated energy meter and all required accessories for medium voltage, as per tendered documents, and shall be supplied and erected according to the requirements of the Egyptian Electric Authority (E.E.A), the contractor shall take the approval of the (E.E.A) before supplying. | NO | 2 | 2 | 428816.7 | 857633.4 | MAT_Misc | شنت اجيماك للمنتجات الكهربائيه | 11.14 - Murad Al Gendy W Al Sanahra-Main Pump Station NO. 3.3-3.3.2- | Outdoor Kiosk power transformer package 500 KVA, 11/0.4KV complete with Ring Main Unit, Bus-Bar, Breakers, Protection, Measuring, Low Voltage accumulated energy meter and all required accessories for medium voltage, as per tendered documents, and shall be supplied and erected according to the requirements of the Egyptian Electric Authority (E.E.A), the contractor shall take the approval of the (E.E.A) before supplying. | NO | 2 | 19459 | 38918 | USD | MAT_Misc
Qasr Rashwan Lot A _0207 |  | RFQ-00025 | Mostafa Ashraf | MEP (Electro Mechanical) | 2024-04-03 | Medium Voltage Kiosk (Without Transformer) | Approved | 14.14 - Albersly & Iz.Alasfar-Main Pump Station NO. 3.3-3.3.2- | Outdoor Kiosk power transformer package 50 KVA, 11/0.4KV complete with Ring Main Unit, Bus-Bar, Breakers, Protection, Measuring, Low Voltage accumulated energy meter and all required accessories for medium voltage, as per tendered documents, and shall be supplied and erected according to the requirements of the Egyptian Electric Authority (E.E.A), the contractor shall take the approval of the (E.E.A) before supplying. | NO | 2 | 2 | 185268.06 | 370536.12 | SC_Apply | شنت اجيماك للمنتجات الكهربائيه | 14.14 - Albersly & Iz.Alasfar-Main Pump Station NO. 3.3-3.3.2- | Outdoor Kiosk power transformer package 50 KVA, 11/0.4KV complete with Ring Main Unit, Bus-Bar, Breakers, Protection, Measuring, Low Voltage accumulated energy meter and all required accessories for medium voltage, as per tendered documents, and shall be supplied and erected according to the requirements of the Egyptian Electric Authority (E.E.A), the contractor shall take the approval of the (E.E.A) before supplying. | NO | 2 | 13735 | 27470 | USD | SC_Apply
Qasr Rashwan Lot A _0207 |  | RFQ-00025 | Mostafa Ashraf | MEP (Electro Mechanical) | 2024-04-03 | Medium Voltage Kiosk (Without Transformer) | Approved | 10.15 - Saad Al Rouby-Main Pump Station NO. 3.3-3.3.2- | Outdoor Kiosk power transformer package 800 KVA, 11/0.4KV complete with Ring Main Unit, Bus-Bar, Breakers, Protection, Measuring, Low Voltage accumulated energy meter and all required accessories for medium voltage, as per tendered documents, and shall be supplied and erected according to the requirements of the Egyptian Electric Authority (E.E.A), the contractor shall take the approval of the (E.E.A) before supplying. | NO | 2 | 2 | 527242.11 | 1054484.22 | MAT_Misc | شنت اجيماك للمنتجات الكهربائيه | 10.15 - Saad Al Rouby-Main Pump Station NO. 3.3-3.3.2- | Outdoor Kiosk power transformer package 800 KVA, 11/0.4KV complete with Ring Main Unit, Bus-Bar, Breakers, Protection, Measuring, Low Voltage accumulated energy meter and all required accessories for medium voltage, as per tendered documents, and shall be supplied and erected according to the requirements of the Egyptian Electric Authority (E.E.A), the contractor shall take the approval of the (E.E.A) before supplying. | NO | 2 | 21233 | 42466 | USD | MAT_Misc
Qasr Rashwan - Lot B _0208 |  | RFQ-00021 | Mostafa Ashraf | MEP (Electro Mechanical) | 2024-04-03 | Medium Voltage Kiosk (Without Transformer) | Approved | 10.14 - Abd Al Azeem Al Sofy-BILL NO. 3.3: Main Pump Station-3.3.2- | Outdoor Kiosk power transformer package 500 KVA, 11/0.4KV complete with Ring Main Unit, Bus-Bar, Breakers, Protection, Measuring, Low Voltage accumulated energy meter and all required accessories for medium voltage, as per tendered documents, and shall be supplied and erected according to the requirements of the Egyptian Electric Authority (E.E.A), the contractor shall take the approval of the (E.E.A) before supplying. | NO | 2 | 2 | 446174.4 | 892348.8 | MAT_Raw | شنت اجيماك للمنتجات الكهربائيه | 10.14 - Abd Al Azeem Al Sofy-BILL NO. 3.3: Main Pump Station-3.3.2- | Outdoor Kiosk power transformer package 500 KVA, 11/0.4KV complete with Ring Main Unit, Bus-Bar, Breakers, Protection, Measuring, Low Voltage accumulated energy meter and all required accessories for medium voltage, as per tendered documents, and shall be supplied and erected according to the requirements of the Egyptian Electric Authority (E.E.A), the contractor shall take the approval of the (E.E.A) before supplying. | NO | 2 | 19459 | 38918 | USD | MAT_Raw
Qasr Rashwan Lot A _0207 |  | RFQ-00025 | Mostafa Ashraf | MEP (Electro Mechanical) | 2024-04-03 | Medium Voltage Kiosk (Without Transformer) | Approved | 12.15 - Mansheya Fanous-Main Pump Station NO. 3.3-3.3.2- | Outdoor Kiosk power transformer package 300 KVA, 11/0.4KV complete with Ring Main Unit, Bus-Bar, Breakers, Protection, Measuring, Low Voltage accumulated energy meter and all required accessories for medium voltage, as per tendered documents, and shall be supplied and erected according to the requirements of the Egyptian Electric Authority (E.E.A), the contractor shall take the approval of the (E.E.A) before supplying. | NO | 2 | 2 | 303199.14 | 606398.28 | MAT_Misc | شنت اجيماك للمنتجات الكهربائيه | 12.15 - Mansheya Fanous-Main Pump Station NO. 3.3-3.3.2- | Outdoor Kiosk power transformer package 300 KVA, 11/0.4KV complete with Ring Main Unit, Bus-Bar, Breakers, Protection, Measuring, Low Voltage accumulated energy meter and all required accessories for medium voltage, as per tendered documents, and shall be supplied and erected according to the requirements of the Egyptian Electric Authority (E.E.A), the contractor shall take the approval of the (E.E.A) before supplying. | NO | 2 | 14733 | 29466 | USD | MAT_Misc
Qasr Rashwan Lot A _0207 |  | RFQ-00025 | Mostafa Ashraf | MEP (Electro Mechanical) | 2024-04-03 | Medium Voltage Kiosk (Without Transformer) | Approved | 12.31 - Mansheya Fanous-SEC. Pump Station NO. 10.3-10.3.2- | Outdoor Kiosk power transformer package 50 KVA, 11/0.4KV complete with Ring Main Unit, Bus-Bar, Breakers, Protection, Measuring, Low Voltage accumulated energy meter and all required accessories for medium voltage, as per tendered documents, and shall be supplied and erected according to the requirements of the Egyptian Electric Authority (E.E.A), the contractor shall take the approval of the (E.E.A) before supplying. | NO | 2 | 2 | 185268.06 | 370536.12 | MAT_Misc | شنت اجيماك للمنتجات الكهربائيه | 12.31 - Mansheya Fanous-SEC. Pump Station NO. 10.3-10.3.2- | Outdoor Kiosk power transformer package 50 KVA, 11/0.4KV complete with Ring Main Unit, Bus-Bar, Breakers, Protection, Measuring, Low Voltage accumulated energy meter and all required accessories for medium voltage, as per tendered documents, and shall be supplied and erected according to the requirements of the Egyptian Electric Authority (E.E.A), the contractor shall take the approval of the (E.E.A) before supplying. | NO | 2 | 13735 | 27470 | USD | MAT_Misc
Qasr Rashwan - Lot B _0208 |  | RFQ-00021 | Mostafa Ashraf | MEP (Electro Mechanical) | 2024-04-03 | Medium Voltage Kiosk (Without Transformer) | Approved | 13.14 - Iz.Salih Shamatah-BILL NO. 3.3: Main Pump Station-3.3.2- | Outdoor Kiosk power transformer package 100 KVA, 11/0.4KV complete with Ring Main Unit, Bus-Bar, Breakers, Protection, Measuring, Low Voltage accumulated energy meter and all required accessories for medium voltage, as per tendered documents, and shall be supplied and erected according to the requirements of the Egyptian Electric Authority (E.E.A), the contractor shall take the approval of the (E.E.A) before supplying. | NO | 2 | 2 | 219018.3 | 438036.6 | MAT_Raw | شنت اجيماك للمنتجات الكهربائيه | 13.14 - Iz.Salih Shamatah-BILL NO. 3.3: Main Pump Station-3.3.2- | Outdoor Kiosk power transformer package 100 KVA, 11/0.4KV complete with Ring Main Unit, Bus-Bar, Breakers, Protection, Measuring, Low Voltage accumulated energy meter and all required accessories for medium voltage, as per tendered documents, and shall be supplied and erected according to the requirements of the Egyptian Electric Authority (E.E.A), the contractor shall take the approval of the (E.E.A) before supplying. | NO | 2 | 13759 | 27518 | USD | MAT_Raw
Qasr Rashwan - Lot B _0208 |  | RFQ-00021 | Mostafa Ashraf | MEP (Electro Mechanical) | 2024-04-03 | Medium Voltage Kiosk (Without Transformer) | Approved | 14.14 - Iz. Abou Hussein-BILL NO. 3.3: Main Pump Station-3.3.2- | Outdoor Kiosk power transformer package 160KVA, 11/0.4KV complete with Ring Main Unit, Bus-Bar, Breakers, Protection, Measuring, Low Voltage accumulated energy meter and all required accessories for medium voltage, as per tendered documents, and shall be supplied and erected according to the requirements of the Egyptian Electric Authority (E.E.A), the contractor shall take the approval of the (E.E.A) before supplying. | NO | 2 | 2 | 266340.6 | 532681.2 | MAT_Raw | شنت اجيماك للمنتجات الكهربائيه | 14.14 - Iz. Abou Hussein-BILL NO. 3.3: Main Pump Station-3.3.2- | Outdoor Kiosk power transformer package 160KVA, 11/0.4KV complete with Ring Main Unit, Bus-Bar, Breakers, Protection, Measuring, Low Voltage accumulated energy meter and all required accessories for medium voltage, as per tendered documents, and shall be supplied and erected according to the requirements of the Egyptian Electric Authority (E.E.A), the contractor shall take the approval of the (E.E.A) before supplying. | NO | 2 | 14444 | 28888 | USD | MAT_Raw
Qasr Rashwan - Lot B _0208 |  | RFQ-00021 | Mostafa Ashraf | MEP (Electro Mechanical) | 2024-04-03 | Medium Voltage Kiosk (Without Transformer) | Approved | 11.14 - Abd Al Rahman Ibrahim-BILL NO. 3.3: Main Pump Station-3.3.2- | Outdoor Kiosk power transformer package 315 KVA, 11/0.4KV complete with Ring Main Unit, Bus-Bar, Breakers, Protection, Measuring, Low Voltage accumulated energy meter and all required accessories for medium voltage, as per tendered documents, and shall be supplied and erected according to the requirements of the Egyptian Electric Authority (E.E.A), the contractor shall take the approval of the (E.E.A) before supplying. | NO | 2 | 2 | 329832.75 | 659665.5 | MAT_Raw | شنت اجيماك للمنتجات الكهربائيه | 11.14 - Abd Al Rahman Ibrahim-BILL NO. 3.3: Main Pump Station-3.3.2- | Outdoor Kiosk power transformer package 315 KVA, 11/0.4KV complete with Ring Main Unit, Bus-Bar, Breakers, Protection, Measuring, Low Voltage accumulated energy meter and all required accessories for medium voltage, as per tendered documents, and shall be supplied and erected according to the requirements of the Egyptian Electric Authority (E.E.A), the contractor shall take the approval of the (E.E.A) before supplying. | NO | 2 | 14733 | 29466 | USD | MAT_Raw
Qasr Rashwan - Lot B _0208 |  | RFQ-00021 | Mostafa Ashraf | MEP (Electro Mechanical) | 2024-04-03 | Medium Voltage Kiosk (Without Transformer) | Approved | 15.14 - Iz. Al Burm-BILL NO. 3.3: Main Pump Station-3.3.2- | Outdoor Kiosk power transformer package 300KVA, 11/0.4KV complete with Ring Main Unit, Bus-Bar, Breakers, Protection, Measuring, Low Voltage accumulated energy meter and all required accessories for medium voltage, as per tendered documents, and shall be supplied and erected according to the requirements of the Egyptian Electric Authority (E.E.A), the contractor shall take the approval of the (E.E.A) before supplying. | NO | 2 | 2 | 315450.3 | 630900.6 | MAT_Raw | شنت اجيماك للمنتجات الكهربائيه | 15.14 - Iz. Al Burm-BILL NO. 3.3: Main Pump Station-3.3.2- | Outdoor Kiosk power transformer package 300KVA, 11/0.4KV complete with Ring Main Unit, Bus-Bar, Breakers, Protection, Measuring, Low Voltage accumulated energy meter and all required accessories for medium voltage, as per tendered documents, and shall be supplied and erected according to the requirements of the Egyptian Electric Authority (E.E.A), the contractor shall take the approval of the (E.E.A) before supplying. | NO | 2 | 14733 | 29466 | USD | MAT_Raw
Qasr Rashwan - Lot B _0208 |  | RFQ-00021 | Mostafa Ashraf | MEP (Electro Mechanical) | 2024-04-03 | Medium Voltage Kiosk (Without Transformer) | Approved | 12.14 - Iz. Suleiman Tadrus-BILL NO. 3.3: Main Pump Station-3.3.2- | Outdoor Kiosk power transformer package 200 KVA, 11/0.4KV complete with Ring Main Unit, Bus-Bar, Breakers, Protection, Measuring, Low Voltage accumulated energy meter and all required accessories for medium voltage, as per tendered documents, and shall be supplied and erected according to the requirements of the Egyptian Electric Authority (E.E.A), the contractor shall take the approval of the (E.E.A) before supplying. | NO | 2 | 2 | 286626.45 | 573252.9 | MAT_Raw | شنت اجيماك للمنتجات الكهربائيه | 12.14 - Iz. Suleiman Tadrus-BILL NO. 3.3: Main Pump Station-3.3.2- | Outdoor Kiosk power transformer package 200 KVA, 11/0.4KV complete with Ring Main Unit, Bus-Bar, Breakers, Protection, Measuring, Low Voltage accumulated energy meter and all required accessories for medium voltage, as per tendered documents, and shall be supplied and erected according to the requirements of the Egyptian Electric Authority (E.E.A), the contractor shall take the approval of the (E.E.A) before supplying. | NO | 2 | 14509 | 29018 | USD | MAT_Raw
Katameya Creeks |  | RFQ-00028 | Youssef Abd El Kream | MEP (Electro Mechanical) | 2024-03-24 | UPVC Pipes | Approved | All | مواسير UPVC قطر خارجى 110 مم ضغط 6 بار رمادى بجوان | LM | 246 | 246 | 41.9 | 10307.4 | SC_Supply | Aquaflow | All | مواسير UPVC قطر خارجى 110 مم ضغط 6 بار رمادى بجوان | LM | 246 | 112.21 | 27603.66 | EGP | SC_Supply
Katameya Creeks |  | RFQ-00028 | Youssef Abd El Kream | MEP (Electro Mechanical) | 2024-03-24 | UPVC Pipes | Approved | All | مواسير UPVC قطر خارجى 75 مم ضغط 6 بار رمادى لصق | LM | 1002 | 1002 | 21.38 | 21422.76 | SC_Supply | Aquaflow | All | مواسير UPVC قطر خارجى 75 مم ضغط 6 بار رمادى لصق | LM | 1002 | 53.51 | 53617.02 | EGP | SC_Supply
Katameya Creeks |  | RFQ-00028 | Youssef Abd El Kream | MEP (Electro Mechanical) | 2024-03-24 | UPVC Pipes | Approved | All | مواسير UPVC قطر خارجى 75 مم ضغط 10 بار رمادى لصق | LM | 108 | 108 | 21.38 | 2309.04 | SC_Supply | Aquaflow | All | مواسير UPVC قطر خارجى 75 مم ضغط 10 بار رمادى لصق | LM | 108 | 83.47 | 9014.76 | EGP | SC_Supply
Katameya Creeks |  | RFQ-00028 | Youssef Abd El Kream | MEP (Electro Mechanical) | 2024-03-24 | UPVC Pipes | Approved | All | مواسير UPVC قطر خارجى 50 مم ضغط 6 بار رمادى لصق | LM | 1200 | 1200 | 11.97 | 14364 | SC_Supply | Aquaflow | All | مواسير UPVC قطر خارجى 50 مم ضغط 6 بار رمادى لصق | LM | 1200 | 28.87 | 34644 | EGP | SC_Supply
Katameya Creeks |  | RFQ-00028 | Youssef Abd El Kream | MEP (Electro Mechanical) | 2024-03-24 | UPVC Pipes | Approved | All | مواسير UPVC قطر خارجى 32 مم ضغط 10 بار رمادى لصق | LM | 186 | 186 | 9 | 1674 | SC_Supply | Aquaflow | All | مواسير UPVC قطر خارجى 32 مم ضغط 10 بار رمادى لصق | LM | 186 | 18.06 | 3359.16 | EGP | SC_Supply
Katameya Creeks |  | RFQ-00027 | Youssef Abd El Kream | MEP (Electro Mechanical) | 2024-03-24 | Pipe Clamps | Approved | All | pipe clamp size 2.5" | ECH | 300 | 300 | 0 | 0 | SC_Supply | Al Nour | All | pipe clamp size 2.5" | ECH | 300 | 47.3 | 14190 | EGP | SC_Supply
Katameya Creeks |  | RFQ-00027 | Youssef Abd El Kream | MEP (Electro Mechanical) | 2024-03-24 | Pipe Clamps | Approved | All | pipe clamp size 1" | ECH | 150 | 150 | 0 | 0 | SC_Supply | Al Nour | All | pipe clamp size 1" | ECH | 150 | 33.95 | 5092.5 | EGP | SC_Supply
BIOLOGICALS AND BIOSIMILARS MANUFACTURING FACILITY EIPICO 3 _0187 |  | RFQ-00144 | Ahmed Atia | Operation | 2024-04-01 | Civil 3D Modeling | Approved | 6.17.SS.05.7 | Indirect Cost | LS | 1 | 1 | 0 | 0 | Ind | محمد ايهاب | 6.17.SS.05.7 | Indirect Cost | LS | 1 | 50000 | 50000 | EGP | Ind
Qasr Rashwan - Lot B _0208 |  | RFQ-00020 | Reham Ashraf | Operation | 2024-04-01 | Pump stations Slip Forms | Approved | 11.12 - Iz. Abd Al Rahman Ibrahim - Bill No.3: PUMP STATION - 3.1.1 - b | Submersible Excavation | CBM | 287 | 287 | 612.5 | 175787.5 | SC_Supply/Apply | محمد الطنطاوي محمد الطنطاوي | 11.12 - Iz. Abd Al Rahman Ibrahim - Bill No.3: PUMP STATION - 3.1.1 - b | Submersible Excavation | CBM | 287 | 650 | 186550 | EGP | SC_Supply/Apply
Qasr Rashwan - Lot B _0208 |  | RFQ-00020 | Reham Ashraf | Operation | 2024-04-01 | Pump stations Slip Forms | Approved | 12.12 - Iz. Suleiman Tadrus - Bill No.3: PUMP STATION - 3.1.1 - b | Submersible Excavation | CBM | 260 | 260 | 612.5 | 159250 | SC_Supply/Apply | محمد الطنطاوي محمد الطنطاوي | 12.12 - Iz. Suleiman Tadrus - Bill No.3: PUMP STATION - 3.1.1 - b | Submersible Excavation | CBM | 260 | 650 | 169000 | EGP | SC_Supply/Apply
Qasr Rashwan - Lot B _0208 |  | RFQ-00020 | Reham Ashraf | Operation | 2024-04-01 | Pump stations Slip Forms | Approved | 14.12 - Iz. Abou Hussein - Bill No.3: PUMP STATION - 3.1.1 - b | Submersible Excavation | CBM | 156 | 156 | 612.5 | 95550 | SC_Supply/Apply | محمد الطنطاوي محمد الطنطاوي | 14.12 - Iz. Abou Hussein - Bill No.3: PUMP STATION - 3.1.1 - b | Submersible Excavation | CBM | 156 | 650 | 101400 | EGP | SC_Supply/Apply
Qasr Rashwan - Lot B _0208 |  | RFQ-00020 | Reham Ashraf | Operation | 2024-04-01 | Pump stations Slip Forms | Approved | 10.12 - Abd Al Azeem Al Sofy Village - Bill No.3: PUMP STATION - 3.1.1 - b | Submersible Excavation | CBM | 331 | 331 | 612.5 | 202737.5 | SC_Supply/Apply | محمد الطنطاوي محمد الطنطاوي | 10.12 - Abd Al Azeem Al Sofy Village - Bill No.3: PUMP STATION - 3.1.1 - b | Submersible Excavation | CBM | 331 | 650 | 215150 | EGP | SC_Supply/Apply
Qasr Rashwan - Lot B _0208 |  | RFQ-00020 | Reham Ashraf | Operation | 2024-04-01 | Pump stations Slip Forms | Approved | 15.12 - Iz. Al Burm - Bill No.3: PUMP STATION - 3.1.1 - b | Submersible Excavation | CBM | 249 | 249 | 612.5 | 152512.5 | SC_Supply/Apply | محمد الطنطاوي محمد الطنطاوي | 15.12 - Iz. Al Burm - Bill No.3: PUMP STATION - 3.1.1 - b | Submersible Excavation | CBM | 249 | 650 | 161850 | EGP | SC_Supply/Apply
Qasr Rashwan - Lot B _0208 |  | RFQ-00020 | Reham Ashraf | Operation | 2024-04-01 | Pump stations Slip Forms | Approved | 13.12 - Iz. Salih Shamatah - Bill No.3: PUMP STATION - 3.1.1 - b | Submersible Excavation | CBM | 127 | 127 | 612.5 | 77787.5 | SC_Supply/Apply | محمد الطنطاوي محمد الطنطاوي | 13.12 - Iz. Salih Shamatah - Bill No.3: PUMP STATION - 3.1.1 - b | Submersible Excavation | CBM | 127 | 650 | 82550 | EGP | SC_Supply/Apply
Qasr Rashwan - Lot B _0208 |  | RFQ-00020 | Reham Ashraf | Operation | 2024-04-01 | Pump stations Slip Forms | Approved | 10.12 - Abd Al Azeem Al Sofy Village - Bill No.3: PUMP STATION - 3.1.1 - a | Structural excavation | CBM | 311 | 311 | 87.5 | 27212.5 | SC_Supply/Apply | محمد الطنطاوي محمد الطنطاوي | 10.12 - Abd Al Azeem Al Sofy Village - Bill No.3: PUMP STATION - 3.1.1 - a | Structural excavation | CBM | 311 | 100 | 31100 | EGP | SC_Supply/Apply
Qasr Rashwan - Lot B _0208 |  | RFQ-00020 | Reham Ashraf | Operation | 2024-04-01 | Pump stations Slip Forms | Approved | 12.12 - Iz. Suleiman Tadrus - Bill No.3: PUMP STATION - 3.1.1 - a | Structural excavation | CBM | 222 | 222 | 87.5 | 19425 | SC_Supply/Apply | محمد الطنطاوي محمد الطنطاوي | 12.12 - Iz. Suleiman Tadrus - Bill No.3: PUMP STATION - 3.1.1 - a | Structural excavation | CBM | 222 | 100 | 22200 | EGP | SC_Supply/Apply
Qasr Rashwan - Lot B _0208 |  | RFQ-00020 | Reham Ashraf | Operation | 2024-04-01 | Pump stations Slip Forms | Approved | 11.12 - Iz. Abd Al Rahman Ibrahim - Bill No.3: PUMP STATION - 3.1.1 - a | Structural excavation | CBM | 222 | 222 | 87.5 | 19425 | SC_Supply/Apply | محمد الطنطاوي محمد الطنطاوي | 11.12 - Iz. Abd Al Rahman Ibrahim - Bill No.3: PUMP STATION - 3.1.1 - a | Structural excavation | CBM | 222 | 100 | 22200 | EGP | SC_Supply/Apply
Qasr Rashwan - Lot B _0208 |  | RFQ-00020 | Reham Ashraf | Operation | 2024-04-01 | Pump stations Slip Forms | Approved | 14.12 - Iz. Abou Hussein - Bill No.3: PUMP STATION - 3.1.1 - a | Structural excavation | CBM | 127 | 127 | 87.5 | 11112.5 | SC_Supply/Apply | محمد الطنطاوي محمد الطنطاوي | 14.12 - Iz. Abou Hussein - Bill No.3: PUMP STATION - 3.1.1 - a | Structural excavation | CBM | 127 | 100 | 12700 | EGP | SC_Supply/Apply
Qasr Rashwan - Lot B _0208 |  | RFQ-00020 | Reham Ashraf | Operation | 2024-04-01 | Pump stations Slip Forms | Approved | 15.12 - Iz. Al Burm - Bill No.3: PUMP STATION - 3.1.1 - a | Structural excavation | CBM | 222 | 222 | 87.5 | 19425 | SC_Supply/Apply | محمد الطنطاوي محمد الطنطاوي | 15.12 - Iz. Al Burm - Bill No.3: PUMP STATION - 3.1.1 - a | Structural excavation | CBM | 222 | 100 | 22200 | EGP | SC_Supply/Apply
Qasr Rashwan - Lot B _0208 |  | RFQ-00020 | Reham Ashraf | Operation | 2024-04-01 | Pump stations Slip Forms | Approved | 13.12 - Iz. Salih Shamatah - Bill No.3: PUMP STATION - 3.1.1 - a | Structural excavation | CBM | 127 | 127 | 87.5 | 11112.5 | SC_Supply/Apply | محمد الطنطاوي محمد الطنطاوي | 13.12 - Iz. Salih Shamatah - Bill No.3: PUMP STATION - 3.1.1 - a | Structural excavation | CBM | 127 | 100 | 12700 | EGP | SC_Supply/Apply
Qasr Rashwan - Lot B _0208 |  | RFQ-00020 | Reham Ashraf | Operation | 2024-04-01 | Pump stations Slip Forms | Approved | 11.12 - Iz. Abd Al Rahman Ibrahim - Bill No.3: PUMP STATION - 3.1.1 - c | Extra over for excavation in rock. | CBM | 5 | 5 | 131.25 | 656.25 | SC_Supply/Apply | محمد الطنطاوي محمد الطنطاوي | 11.12 - Iz. Abd Al Rahman Ibrahim - Bill No.3: PUMP STATION - 3.1.1 - c | Extra over for excavation in rock. | CBM | 5 | 150 | 750 | EGP | SC_Supply/Apply
Qasr Rashwan - Lot B _0208 |  | RFQ-00020 | Reham Ashraf | Operation | 2024-04-01 | Pump stations Slip Forms | Approved | 12.12 - Iz. Suleiman Tadrus - Bill No.3: PUMP STATION - 3.1.1 - c | Extra over for excavation in rock. | CBM | 2 | 2 | 131.25 | 262.5 | SC_Supply/Apply | محمد الطنطاوي محمد الطنطاوي | 12.12 - Iz. Suleiman Tadrus - Bill No.3: PUMP STATION - 3.1.1 - c | Extra over for excavation in rock. | CBM | 2 | 150 | 300 | EGP | SC_Supply/Apply
Qasr Rashwan - Lot B _0208 |  | RFQ-00020 | Reham Ashraf | Operation | 2024-04-01 | Pump stations Slip Forms | Approved | 10.12 - Abd Al Azeem Al Sofy Village - Bill No.3: PUMP STATION - 3.1.1 - c | Extra over for excavation in rock. | CBM | 5 | 5 | 131.25 | 656.25 | SC_Supply/Apply | محمد الطنطاوي محمد الطنطاوي | 10.12 - Abd Al Azeem Al Sofy Village - Bill No.3: PUMP STATION - 3.1.1 - c | Extra over for excavation in rock. | CBM | 5 | 150 | 750 | EGP | SC_Supply/Apply
Qasr Rashwan - Lot B _0208 |  | RFQ-00020 | Reham Ashraf | Operation | 2024-04-01 | Pump stations Slip Forms | Approved | 14.12 - Iz. Abou Hussein - Bill No.3: PUMP STATION - 3.1.1 - c | Extra over for excavation in rock. | CBM | 5 | 5 | 131.25 | 656.25 | SC_Supply/Apply | محمد الطنطاوي محمد الطنطاوي | 14.12 - Iz. Abou Hussein - Bill No.3: PUMP STATION - 3.1.1 - c | Extra over for excavation in rock. | CBM | 5 | 150 | 750 | EGP | SC_Supply/Apply
Qasr Rashwan - Lot B _0208 |  | RFQ-00020 | Reham Ashraf | Operation | 2024-04-01 | Pump stations Slip Forms | Approved | 15.12 - Iz. Al Burm - Bill No.3: PUMP STATION - 3.1.1 - c | Extra over for excavation in rock. | CBM | 5 | 5 | 131.25 | 656.25 | SC_Supply/Apply | محمد الطنطاوي محمد الطنطاوي | 15.12 - Iz. Al Burm - Bill No.3: PUMP STATION - 3.1.1 - c | Extra over for excavation in rock. | CBM | 5 | 150 | 750 | EGP | SC_Supply/Apply
Qasr Rashwan - Lot B _0208 |  | RFQ-00020 | Reham Ashraf | Operation | 2024-04-01 | Pump stations Slip Forms | Approved | 13.12 - Iz. Salih Shamatah - Bill No.3: PUMP STATION - 3.1.1 - c | Extra over for excavation in rock. | CBM | 5 | 5 | 131.25 | 656.25 | SC_Supply/Apply | محمد الطنطاوي محمد الطنطاوي | 13.12 - Iz. Salih Shamatah - Bill No.3: PUMP STATION - 3.1.1 - c | Extra over for excavation in rock. | CBM | 5 | 150 | 750 | EGP | SC_Supply/Apply
Qasr Rashwan - Lot B _0208 |  | RFQ-00020 | Reham Ashraf | Operation | 2024-04-01 | Pump stations Slip Forms | Approved | 15.12 - Iz. Al Burm - Bill No.3: PUMP STATION - 3.1.1 - d | Supply, backfilling and compaction to the required grades with approved clean sand on layers not more than 25 cm thick. The layers are to be compacted by means of vibratory type equipment to obtain 95% of maximum dry density as per specifications. | CBM | 28 | 28 | 185.94 | 5206.32 | SC_Supply/Apply | محمد الطنطاوي محمد الطنطاوي | 15.12 - Iz. Al Burm - Bill No.3: PUMP STATION - 3.1.1 - d | Supply, backfilling and compaction to the required grades with approved clean sand on layers not more than 25 cm thick. The layers are to be compacted by means of vibratory type equipment to obtain 95% of maximum dry density as per specifications. | CBM | 28 | 160 | 4480 | EGP | SC_Supply/Apply
Qasr Rashwan - Lot B _0208 |  | RFQ-00020 | Reham Ashraf | Operation | 2024-04-01 | Pump stations Slip Forms | Approved | 12.12 - Iz. Suleiman Tadrus - Bill No.3: PUMP STATION - 3.1.1 - d | Supply, backfilling and compaction to the required grades with approved clean sand on layers not more than 25 cm thick. The layers are to be compacted by means of vibratory type equipment to obtain 95% of maximum dry density as per specifications. | CBM | 28 | 28 | 185.94 | 5206.32 | SC_Supply/Apply | محمد الطنطاوي محمد الطنطاوي | 12.12 - Iz. Suleiman Tadrus - Bill No.3: PUMP STATION - 3.1.1 - d | Supply, backfilling and compaction to the required grades with approved clean sand on layers not more than 25 cm thick. The layers are to be compacted by means of vibratory type equipment to obtain 95% of maximum dry density as per specifications. | CBM | 28 | 160 | 4480 | EGP | SC_Supply/Apply
Qasr Rashwan - Lot B _0208 |  | RFQ-00020 | Reham Ashraf | Operation | 2024-04-01 | Pump stations Slip Forms | Approved | 11.12 - Iz. Abd Al Rahman Ibrahim - Bill No.3: PUMP STATION - 3.1.1 - d | Supply, backfilling and compaction to the required grades with approved clean sand on layers not more than 25 cm thick. The layers are to be compacted by means of vibratory type equipment to obtain 95% of maximum dry density as per specifications. | CBM | 28 | 28 | 185.94 | 5206.32 | SC_Supply/Apply | محمد الطنطاوي محمد الطنطاوي | 11.12 - Iz. Abd Al Rahman Ibrahim - Bill No.3: PUMP STATION - 3.1.1 - d | Supply, backfilling and compaction to the required grades with approved clean sand on layers not more than 25 cm thick. The layers are to be compacted by means of vibratory type equipment to obtain 95% of maximum dry density as per specifications. | CBM | 28 | 160 | 4480 | EGP | SC_Supply/Apply
Mivida BP#189 |  | RFQ-00060 | Sarah Al Shaarawy | MEP (Electro Mechanical) | 2024-04-03 | Supply MVSG , RMU & LBS Package | Approved | 162600.RMUMVSG | 24KV Medium voltage Switchgear - Supply | ECH | 1 | 1 | 3086533.79 | 3086533.79 | SC_Supply | EMAS (ELSEWEDY INDUSTRIES Group) | 162600.RMUMVSG | 24KV Medium voltage Switchgear - Supply | ECH | 1 | 310443 | 310443 | USD | SC_Supply
Mivida BP#189 |  | RFQ-00060 | Sarah Al Shaarawy | MEP (Electro Mechanical) | 2024-04-03 | Supply MVSG , RMU & LBS Package | Approved | 162600.RMUMVSG | 24 KV, RMU - Supply | ECH | 2 | 2 | 313054.93 | 626109.86 | SC_Supply | EMAS (ELSEWEDY INDUSTRIES Group) | 162600.RMUMVSG | 24 KV, RMU - Supply | ECH | 2 | 37971.62 | 75943.24 | USD | SC_Supply
Mivida BP#189 |  | RFQ-00060 | Sarah Al Shaarawy | MEP (Electro Mechanical) | 2024-04-03 | Supply MVSG , RMU & LBS Package | Approved | 162600.RMUMVSG | 24 KV, SF6 type load break switches 630A - Supply | ECH | 6 | 6 | 32656.6 | 195939.6 | SC_Supply | EMAS (ELSEWEDY INDUSTRIES Group) | 162600.RMUMVSG | 24 KV, SF6 type load break switches 630A - Supply | ECH | 6 | 7467.41 | 44804.46 | USD | SC_Supply
Koumassi Flyover _CD0001 |  | RFQ-00023 | Mohamed Morsi | Operation | 2024-04-04 | A&A Engineering service - Geotechnical Report | Approved | 10.24 | Indirect Cost | LS | 1 | 1 | 0 | 0 | Ind | مكتب ايه اند ايه | 10.24 | Indirect Cost | LS | 1 | 2000 | 2000 | USD | Ind
Red Sea Museum-Bab El-Bunt _K0003 |  | RFQ-00012 | Rola Yasser | Procurement | 2024-04-03 | Insulation RFQ | Approved | 10.15.10 - 071416-P1-D | To floors and perimeter of wet areas, average 600mm high | SQM | 168 | 168 | 83 | 13944 | SC_Supply/Apply | Absar | 10.15.10 - 071416-P1-D | To floors and perimeter of wet areas, average 600mm high | SQM | 168 | 53 | 8904 | SAR | SC_Supply/Apply
Red Sea Museum-Bab El-Bunt _K0003 |  | RFQ-00012 | Rola Yasser | Procurement | 2024-04-03 | Insulation RFQ | Approved | 10.15.10 - 075216-P2-B | To floors of terraces, roof and top of roof including upturn at perimeter with termination in grooves and sealant | SQM | 1138 | 1138 | 59.43 | 67631.34 | SC_Supply/Apply | Absar | 10.15.10 - 075216-P2-B | To floors of terraces, roof and top of roof including upturn at perimeter with termination in grooves and sealant | SQM | 1138 | 65 | 73970 | SAR | SC_Supply/Apply
Red Sea Museum-Bab El-Bunt _K0003 |  | RFQ-00012 | Rola Yasser | Procurement | 2024-04-03 | Insulation RFQ | Approved | 10.15.10 - 075216-P2-C | To top of foundations and slabs | SQM | 1700 | 1700 | 58.23 | 98991 | SC_Supply/Apply | Absar | 10.15.10 - 075216-P2-C | To top of foundations and slabs | SQM | 1700 | 50 | 85000 | SAR | SC_Supply/Apply
Red Sea Museum-Bab El-Bunt _K0003 |  | RFQ-00012 | Rola Yasser | Procurement | 2024-04-03 | Insulation RFQ | Approved | 10.15.10 - 071613-P1-A | To floors of water tanks | SQM | 30 | 30 | 99 | 2970 | SC_Supply/Apply | Absar | 10.15.10 - 071613-P1-A | To floors of water tanks | SQM | 30 | 55 | 1650 | SAR | SC_Supply/Apply
Katameya Creeks |  | RFQ-00017 | Mohamed Amr | Procurement | 2024-03-04 | Marble & Granite Works | Approved | RFV-005 | ترابيع لا تشمل افريز 4*4 سم كل 4سم كما بالرسم DR01 64x40x7 | SQM | 22.53 | 22.53 | 3655.84 | 82366.08 | SC_Supply | Galala | RFV-005 | ترابيع لا تشمل افريز 4*4 سم كل 4سم كما بالرسم DR01 64x40x7 | SQM | 22.53 | 3473.05 | 78247.82 | EGP | SC_Supply
Katameya Creeks |  | RFQ-00017 | Mohamed Amr | Procurement | 2024-03-04 | Marble & Granite Works | Approved | RFV-005 | ترابيع لا تشمل افريز 4*4 سم كل 4سم كما بالرسم DR02 64.5x40x7 | SQM | 11.35 | 11.35 | 3655.84 | 41493.78 | SC_Supply | Galala | RFV-005 | ترابيع لا تشمل افريز 4*4 سم كل 4سم كما بالرسم DR02 64.5x40x7 | SQM | 11.35 | 3473.05 | 39419.12 | EGP | SC_Supply
Katameya Creeks |  | RFQ-00017 | Mohamed Amr | Procurement | 2024-03-04 | Marble & Granite Works | Approved | RFV-005 | ترابيع لا تشمل افريز 4*4 سم كل 4سم كما بالرسم DR03 44.5x40x7 | SQM | 7.83 | 7.83 | 3490.66 | 27331.87 | SC_Supply | Galala | RFV-005 | ترابيع لا تشمل افريز 4*4 سم كل 4سم كما بالرسم DR03 44.5x40x7 | SQM | 7.83 | 3316.13 | 25965.3 | EGP | SC_Supply
Katameya Creeks |  | RFQ-00017 | Mohamed Amr | Procurement | 2024-03-04 | Marble & Granite Works | Approved | RFV-005 | ترابيع KM188 - شامل شطف 0.5/0.5سم فى اربع اتجاهات 100x40x3 | SQM | 9858 | 9858 | 700.52 | 6905726.16 | SC_Supply | Galala | RFV-005 | ترابيع KM188 - شامل شطف 0.5/0.5سم فى اربع اتجاهات 100x40x3 | SQM | 9858 | 1002.71 | 9884715.18 | EGP | SC_Supply
Katameya Creeks |  | RFQ-00017 | Mohamed Amr | Procurement | 2024-03-04 | Marble & Granite Works | Approved | RFV-005 | ترابيع ساده KM188 100x40x3 | SQM | 766 | 766 | 700.52 | 536598.32 | SC_Supply | Galala | RFV-005 | ترابيع ساده KM188 100x40x3 | SQM | 766 | 883.01 | 676385.66 | EGP | SC_Supply
Katameya Creeks |  | RFQ-00017 | Mohamed Amr | Procurement | 2024-03-04 | Marble & Granite Works | Approved | RFV-005 | ترابيع - KM 188 - - شامل شطف 0.5/0.5سم فى اربع اتجاهات 100x40x2 | SQM | 382 | 382 | 700.52 | 267598.64 | SC_Supply | Galala | RFV-005 | ترابيع - KM 188 - - شامل شطف 0.5/0.5سم فى اربع اتجاهات 100x40x2 | SQM | 382 | 769.6 | 293987.2 | EGP | SC_Supply
Katameya Creeks |  | RFQ-00017 | Mohamed Amr | Procurement | 2024-03-04 | Marble & Granite Works | Approved | RFV-005 | ترابيع ساده - KM 188 - 100x40x2 | SQM | 2197 | 2197 | 700.52 | 1539042.44 | SC_Supply | Galala | RFV-005 | ترابيع ساده - KM 188 - 100x40x2 | SQM | 2197 | 649.9 | 1427830.3 | EGP | SC_Supply
Katameya Creeks |  | RFQ-00017 | Mohamed Amr | Procurement | 2024-03-04 | Marble & Granite Works | Approved | RFV-005 | كرانيش ساده - KM 188 - 100x80x5 | SQM | 1118 | 1118 | 330 | 368940 | SC_Supply | Galala | RFV-005 | كرانيش ساده - KM 188 - 100x80x5 | SQM | 1118 | 119.43 | 133522.74 | EGP | SC_Supply
Katameya Creeks |  | RFQ-00017 | Mohamed Amr | Procurement | 2024-03-04 | Marble & Granite Works | Approved | RFV-005 | كرانيش ساده - KM 188 - 100x14x5 | SQM | 568 | 568 | 330 | 187440 | SC_Supply | Galala | RFV-005 | كرانيش ساده - KM 188 - 100x14x5 | SQM | 568 | 200.62 | 113952.16 | EGP | SC_Supply
Katameya Creeks |  | RFQ-00017 | Mohamed Amr | Procurement | 2024-03-04 | Marble & Granite Works | Approved | RFV-005 | كرانيش ساده - KM 188 - 100x35x5 | SQM | 622 | 622 | 450 | 279900 | SC_Supply | Galala | RFV-005 | كرانيش ساده - KM 188 - 100x35x5 | SQM | 622 | 518.32 | 322395.04 | EGP | SC_Supply
Katameya Creeks |  | RFQ-00017 | Mohamed Amr | Procurement | 2024-03-04 | Marble & Granite Works | Approved | RFV-005 | كرانيش ساده - KM 188 - 100x13x10 | SQM | 539 | 539 | 585 | 315315 | SC_Supply | Galala | RFV-005 | كرانيش ساده - KM 188 - 100x13x10 | SQM | 539 | 361.65 | 194929.35 | EGP | SC_Supply
Red Sea Museum-Bab El-Bunt _K0003 |  | RFQ-00012 | Rola Yasser | Procurement | 2024-04-03 | Insulation RFQ | Approved | 10.15.10 - 071613-P1-C | To ceilings of water tanks | SQM | 30 | 30 | 99 | 2970 | SC_Supply/Apply | Absar | 10.15.10 - 071613-P1-C | To ceilings of water tanks | SQM | 30 | 55 | 1650 | SAR | SC_Supply/Apply
Red Sea Museum-Bab El-Bunt _K0003 |  | RFQ-00012 | Rola Yasser | Procurement | 2024-04-03 | Insulation RFQ | Approved | 10.15.10 - 071416-P1-E | To floors and perimeter of basement, average 600mm high | SQM | 1951 | 1951 | 83 | 161933 | SC_Supply/Apply | Absar | 10.15.10 - 071416-P1-E | To floors and perimeter of basement, average 600mm high | SQM | 1951 | 53 | 103403 | SAR | SC_Supply/Apply
Red Sea Museum-Bab El-Bunt _K0003 |  | RFQ-00012 | Rola Yasser | Procurement | 2024-04-03 | Insulation RFQ | Approved | 10.15.10 - 072100-P2-A | To floors of terraces, 70mm approximate thickness | SQM | 551 | 551 | 83.3 | 45898.3 | SC_Supply/Apply | Absar | 10.15.10 - 072100-P2-A | To floors of terraces, 70mm approximate thickness | SQM | 551 | 45 | 24795 | SAR | SC_Supply/Apply
Red Sea Museum-Bab El-Bunt _K0003 |  | RFQ-00012 | Rola Yasser | Procurement | 2024-04-03 | Insulation RFQ | Approved | 10.15.10 - 075216-P2-D | To walls | SQM | 235 | 235 | 60.3 | 14170.5 | SC_Supply/Apply | Absar | 10.15.10 - 075216-P2-D | To walls | SQM | 235 | 50 | 11750 | SAR | SC_Supply/Apply
Red Sea Museum-Bab El-Bunt _K0003 |  | RFQ-00012 | Rola Yasser | Procurement | 2024-04-03 | Insulation RFQ | Approved | 10.15.10 - 075216-P2-H | At terraces | SQM | 1009 | 1009 | 4 | 4036 | SC_Supply/Apply | Absar | 10.15.10 - 075216-P2-H | At terraces | SQM | 1009 | 3 | 3027 | SAR | SC_Supply/Apply
Red Sea Museum-Bab El-Bunt _K0003 |  | RFQ-00012 | Rola Yasser | Procurement | 2024-04-03 | Insulation RFQ | Approved | 10.15.10 - 075216-P2-J | At second floor terrace and first floor balcony | SQM | 588 | 588 | 5 | 2940 | SC_Supply/Apply | Absar | 10.15.10 - 075216-P2-J | At second floor terrace and first floor balcony | SQM | 588 | 3 | 1764 | SAR | SC_Supply/Apply
Red Sea Museum-Bab El-Bunt _K0003 |  | RFQ-00012 | Rola Yasser | Procurement | 2024-04-03 | Insulation RFQ | Approved | 10.15.10 - 075216-P2-K | To walls | SQM | 235 | 235 | 20 | 4700 | SC_Supply/Apply | Absar | 10.15.10 - 075216-P2-K | To walls | SQM | 235 | 15 | 3525 | SAR | SC_Supply/Apply
Red Sea Museum-Bab El-Bunt _K0003 |  | RFQ-00012 | Rola Yasser | Procurement | 2024-04-03 | Insulation RFQ | Approved | X1 | **Supply and apply LIGHT WEIGHT FOAM CONCRETE with 1% slope, 70 mm average thickness and 40mm minimum thickness at outlets,density 400-450 kg/m3 Including slope guides but excluding Cement, water & Electricity. (Any changes in thickness of LWFC will change price on pro rata basis) | SQM | 0 | 0 | 0 | 0 | SC_Apply | Absar | X1 | **Supply and apply LIGHT WEIGHT FOAM CONCRETE with 1% slope, 70 mm average thickness and 40mm minimum thickness at outlets,density 400-450 kg/m3 Including slope guides but excluding Cement, water & Electricity. (Any changes in thickness of LWFC will change price on pro rata basis) | SQM | 0 | 7 | 0 | SAR | SC_Apply
Qasr Rashwan Lot A _0207 |  | RFQ-00026 | Peter Rafaat | MEP (Electro Mechanical) | 2024-04-04 | Supply & Install Fire Alarm System | Approved | 10.15 - Saad Al Rouby-Main Pump Station NO. 3.3-3.3.18- | Fire alarm system complete with Conventional fire alarm control panel, smoke detectors, heat detectors, manual call point, bell, fire alarm siren and wire and all necessary components (internal wires and outlets, etc) required to complete the system in perfect case, the fire alarm control panel shall be erected in pump operating room. | LS | 1 | 1 | 161034 | 161034 | MAT_Raw | سمارت سكيورتى سليوشن | 10.15 - Saad Al Rouby-Main Pump Station NO. 3.3-3.3.18- | Fire alarm system complete with Conventional fire alarm control panel, smoke detectors, heat detectors, manual call point, bell, fire alarm siren and wire and all necessary components (internal wires and outlets, etc) required to complete the system in perfect case, the fire alarm control panel shall be erected in pump operating room. | LS | 1 | 92884 | 92884 | EGP | MAT_Raw
Red Sea Museum-Bab El-Bunt _K0003 |  | RFQ-00012 | Rola Yasser | Procurement | 2024-04-03 | Insulation RFQ | Approved | 10.15.10 - 071613-P1-B | To walls of water tanks | SQM | 229 | 229 | 99 | 22671 | SC_Supply/Apply | Absar | 10.15.10 - 071613-P1-B | To walls of water tanks | SQM | 229 | 55 | 12595 | SAR | SC_Supply/Apply
Qasr Rashwan Lot A _0207 |  | RFQ-00026 | Peter Rafaat | MEP (Electro Mechanical) | 2024-04-04 | Supply & Install Fire Alarm System | Approved | 11.14 - Murad Al Gendy W Al Sanahra-Main Pump Station NO. 3.3-43162- | Fire alarm system complete with Conventional fire alarm control panel, smoke detectors, heat detectors, manual call point, bell, fire alarm siren and wire and all necessary components (internal wires and outlets, etc) required to complete the system in perfect case, the fire alarm control panel shall be erected in pump operating room. | LS | 1 | 1 | 173552 | 173552 | MAT_Raw | سمارت سكيورتى سليوشن | 11.14 - Murad Al Gendy W Al Sanahra-Main Pump Station NO. 3.3-43162- | Fire alarm system complete with Conventional fire alarm control panel, smoke detectors, heat detectors, manual call point, bell, fire alarm siren and wire and all necessary components (internal wires and outlets, etc) required to complete the system in perfect case, the fire alarm control panel shall be erected in pump operating room. | LS | 1 | 97234 | 97234 | EGP | MAT_Raw
Qasr Rashwan Lot A _0207 |  | RFQ-00026 | Peter Rafaat | MEP (Electro Mechanical) | 2024-04-04 | Supply & Install Fire Alarm System | Approved | 13.14 - Khulusi-Main Pump Station NO. 3.3-43162- | Fire alarm system complete with Conventional fire alarm control panel, smoke detectors, heat detectors, manual call point, bell, fire alarm siren and wire and all necessary components (internal wires and outlets, etc) required to complete the system in perfect case, the fire alarm control panel shall be erected in pump operating room. | LS | 1 | 1 | 173552 | 173552 | MAT_Raw | سمارت سكيورتى سليوشن | 13.14 - Khulusi-Main Pump Station NO. 3.3-43162- | Fire alarm system complete with Conventional fire alarm control panel, smoke detectors, heat detectors, manual call point, bell, fire alarm siren and wire and all necessary components (internal wires and outlets, etc) required to complete the system in perfect case, the fire alarm control panel shall be erected in pump operating room. | LS | 1 | 97234 | 97234 | EGP | MAT_Raw
Qasr Rashwan Lot A _0207 |  | RFQ-00026 | Peter Rafaat | MEP (Electro Mechanical) | 2024-04-04 | Supply & Install Fire Alarm System | Approved | 14.14 - Albersly & Iz.Alasfar-Main Pump Station NO. 3.3-3.3.18- | Fire alarm system complete with Conventional fire alarm control panel, smoke detectors, heat detectors, manual call point, bell, fire alarm siren and wire and all necessary components (internal wires and outlets, etc) required to complete the system in perfect case, the fire alarm control panel shall be erected in pump operating room. | LS | 1 | 1 | 148515 | 148515 | MAT_Raw | سمارت سكيورتى سليوشن | 14.14 - Albersly & Iz.Alasfar-Main Pump Station NO. 3.3-3.3.18- | Fire alarm system complete with Conventional fire alarm control panel, smoke detectors, heat detectors, manual call point, bell, fire alarm siren and wire and all necessary components (internal wires and outlets, etc) required to complete the system in perfect case, the fire alarm control panel shall be erected in pump operating room. | LS | 1 | 88534 | 88534 | EGP | MAT_Raw
Qasr Rashwan Lot A _0207 |  | RFQ-00026 | Peter Rafaat | MEP (Electro Mechanical) | 2024-04-04 | Supply & Install Fire Alarm System | Approved | 12.31 - Mansheya Fanous-SEC. Pump Station NO. 10.3-10.3.18- | Fire alarm system complete with Conventional fire alarm control panel, smoke detectors, heat detectors, manual call point, bell, fire alarm siren and wire and all necessary components (internal wires and outlets, etc) required to complete the system in perfect case, the fire alarm control panel shall be erected in pump operating room. | LS | 1 | 1 | 184079.67 | 184079.67 | MAT_Raw | سمارت سكيورتى سليوشن | 12.31 - Mansheya Fanous-SEC. Pump Station NO. 10.3-10.3.18- | Fire alarm system complete with Conventional fire alarm control panel, smoke detectors, heat detectors, manual call point, bell, fire alarm siren and wire and all necessary components (internal wires and outlets, etc) required to complete the system in perfect case, the fire alarm control panel shall be erected in pump operating room. | LS | 1 | 109834 | 109834 | EGP | MAT_Raw
Qasr Rashwan Lot A _0207 |  | RFQ-00016 | Mostafa Ashraf | MEP (Electro Mechanical) | 2024-02-25 | Supply of Generators | Approved | 13.14 - Khulusi-Main Pump Station NO. 3.3-42066- | Prime Power Diesel Generator 50 KVA (at least) (Canopy Type - Under Shed) complete with outgoing circuit breaker (MCCB) and fully equipped with all accessories as per Contract Documents and complete with all accessories required for erection and good working conditions. | NO | 1 | 1 | 1279626 | 1279626 | SC_Apply | RICH UNI (TEKSAN) | 13.14 - Khulusi-Main Pump Station NO. 3.3-42066- | Prime Power Diesel Generator 50 KVA (at least) (Canopy Type - Under Shed) complete with outgoing circuit breaker (MCCB) and fully equipped with all accessories as per Contract Documents and complete with all accessories required for erection and good working conditions. | NO | 1 | 31200 | 31200 | EUR | SC_Apply
Qasr Rashwan Lot A _0207 |  | RFQ-00016 | Mostafa Ashraf | MEP (Electro Mechanical) | 2024-02-25 | Supply of Generators | Approved | 10.15 - Saad Al Rouby-Main Pump Station NO. 3.3-3.3.15- | Prime Power Diesel Generator 175 KVA (at least) (Canopy Type - Under Shed) complete with outgoing circuit breaker (MCCB) and fully equipped with all accessories as per Contract Documents and complete with all accessories required for erection and good working conditions. | NO | 1 | 1 | 2355190 | 2355190 | SC_Apply | RICH UNI (TEKSAN) | 10.15 - Saad Al Rouby-Main Pump Station NO. 3.3-3.3.15- | Prime Power Diesel Generator 175 KVA (at least) (Canopy Type - Under Shed) complete with outgoing circuit breaker (MCCB) and fully equipped with all accessories as per Contract Documents and complete with all accessories required for erection and good working conditions. | NO | 1 | 67125 | 67125 | EUR | SC_Apply
Qasr Rashwan Lot A _0207 |  | RFQ-00016 | Mostafa Ashraf | MEP (Electro Mechanical) | 2024-02-25 | Supply of Generators | Approved | 11.14 - Murad Al Gendy W Al Sanahra-Main Pump Station NO. 3.3-42066- | Prime Power Diesel Generator 175 KVA (at least) (Canopy Type - Under Shed) complete with outgoing circuit breaker (MCCB) and fully equipped with all accessories as per Contract Documents and complete with all accessories required for erection and good working conditions. | NO | 1 | 1 | 2355190 | 2355190 | SC_Apply | RICH UNI (TEKSAN) | 11.14 - Murad Al Gendy W Al Sanahra-Main Pump Station NO. 3.3-42066- | Prime Power Diesel Generator 175 KVA (at least) (Canopy Type - Under Shed) complete with outgoing circuit breaker (MCCB) and fully equipped with all accessories as per Contract Documents and complete with all accessories required for erection and good working conditions. | NO | 1 | 67125 | 67125 | EUR | SC_Apply
Qasr Rashwan Lot A _0207 |  | RFQ-00016 | Mostafa Ashraf | MEP (Electro Mechanical) | 2024-02-25 | Supply of Generators | Approved | 14.14 - Albersly & Iz.Alasfar-Main Pump Station NO. 3.3-3.3.15- | Prime Power Diesel Generator 45 KVA (at least) (Canopy Type - Under Shed) complete with outgoing circuit breaker (MCCB) and fully equipped with all accessories as per Contract Documents and complete with all accessories required for erection and good working conditions. | NO | 1 | 1 | 1279626 | 1279626 | MAT_Raw | RICH UNI (TEKSAN) | 14.14 - Albersly & Iz.Alasfar-Main Pump Station NO. 3.3-3.3.15- | Prime Power Diesel Generator 45 KVA (at least) (Canopy Type - Under Shed) complete with outgoing circuit breaker (MCCB) and fully equipped with all accessories as per Contract Documents and complete with all accessories required for erection and good working conditions. | NO | 1 | 31200 | 31200 | EUR | MAT_Raw
Qasr Rashwan Lot A _0207 |  | RFQ-00016 | Mostafa Ashraf | MEP (Electro Mechanical) | 2024-02-25 | Supply of Generators | Approved | 12.31 - Mansheya Fanous-SEC. Pump Station NO. 10.3-10.3.15- | Prime Power Diesel Generator 45 KVA (at least) (Canopy Type - Under Shed) complete with outgoing circuit breaker (MCCB) and fully equipped with all accessories as per Contract Documents and complete with all accessories required for erection and good working conditions. | NO | 1 | 1 | 1279626 | 1279626 | SC_Apply | RICH UNI (TEKSAN) | 12.31 - Mansheya Fanous-SEC. Pump Station NO. 10.3-10.3.15- | Prime Power Diesel Generator 45 KVA (at least) (Canopy Type - Under Shed) complete with outgoing circuit breaker (MCCB) and fully equipped with all accessories as per Contract Documents and complete with all accessories required for erection and good working conditions. | NO | 1 | 31200 | 31200 | EUR | SC_Apply
Qasr Rashwan Lot A _0207 |  | RFQ-00016 | Mostafa Ashraf | MEP (Electro Mechanical) | 2024-02-25 | Supply of Generators | Approved | 12.15 - Mansheya Fanous-Main Pump Station NO. 3.3-3.3.15- | Prime Power Diesel Generator 110 KVA (at least) (Canopy Type - Under Shed) complete with outgoing circuit breaker (MCCB) and fully equipped with all accessories as per Contract Documents and complete with all accessories required for erection and good working conditions. | NO | 1 | 1 | 1916202 | 1916202 | SC_Apply | RICH UNI (TEKSAN) | 12.15 - Mansheya Fanous-Main Pump Station NO. 3.3-3.3.15- | Prime Power Diesel Generator 110 KVA (at least) (Canopy Type - Under Shed) complete with outgoing circuit breaker (MCCB) and fully equipped with all accessories as per Contract Documents and complete with all accessories required for erection and good working conditions. | NO | 1 | 47820 | 47820 | EUR | SC_Apply
Qasr Rashwan Lot A _0207 |  | RFQ-00016 | Mostafa Ashraf | MEP (Electro Mechanical) | 2024-02-25 | Supply of Generators | Approved | 12.15 - Mansheya Fanous-Main Pump Station NO. 3.3-3.3.20- | Supply and Delivery spare parts of the following equipment as per tendered documents: - Pump unit. - Main Low-Tension Switchboard. - Generator unit. | LS | 1 | 1 | 124175.38 | 124175.38 | MAT_Raw | RICH UNI (TEKSAN) | 12.15 - Mansheya Fanous-Main Pump Station NO. 3.3-3.3.20- | Supply and Delivery spare parts of the following equipment as per tendered documents: - Pump unit. - Main Low-Tension Switchboard. - Generator unit. | LS | 1 | 4080 | 4080 | EUR | MAT_Raw
Qasr Rashwan Lot A _0207 |  | RFQ-00016 | Mostafa Ashraf | MEP (Electro Mechanical) | 2024-02-25 | Supply of Generators | Approved | 12.31 - Mansheya Fanous-SEC. Pump Station NO. 10.3-10.3.20- | Supply and Delivery spare parts of the following equipment as per tendered documents: - Pump unit. - Main Low-Tension Switchboard. - Generator unit. | LS | 1 | 1 | 87938.76 | 87938.76 | MAT_Raw | RICH UNI (TEKSAN) | 12.31 - Mansheya Fanous-SEC. Pump Station NO. 10.3-10.3.20- | Supply and Delivery spare parts of the following equipment as per tendered documents: - Pump unit. - Main Low-Tension Switchboard. - Generator unit. | LS | 1 | 2370 | 2370 | EUR | MAT_Raw
Qasr Rashwan Lot A _0207 |  | RFQ-00016 | Mostafa Ashraf | MEP (Electro Mechanical) | 2024-02-25 | Supply of Generators | Approved | 10.15 - Saad Al Rouby-Main Pump Station NO. 3.3-3.3.20- | Supply and Delivery spare parts of the following equipment as per tendered documents: - Pump unit. - Main Low-Tension Switchboard. - Generator unit. | LS | 1 | 1 | 194896.08 | 194896.08 | MAT_Raw | RICH UNI (TEKSAN) | 10.15 - Saad Al Rouby-Main Pump Station NO. 3.3-3.3.20- | Supply and Delivery spare parts of the following equipment as per tendered documents: - Pump unit. - Main Low-Tension Switchboard. - Generator unit. | LS | 1 | 8400 | 8400 | EUR | MAT_Raw
Qasr Rashwan Lot A _0207 |  | RFQ-00016 | Mostafa Ashraf | MEP (Electro Mechanical) | 2024-02-25 | Supply of Generators | Approved | 14.14 - Albersly & Iz.Alasfar-Main Pump Station NO. 3.3-3.3.20- | Supply and Delivery spare parts of the following equipment as per tendered documents: - Pump unit. - Main Low-Tension Switchboard. - Generator unit. | LS | 1 | 1 | 87938.76 | 87938.76 | MAT_Raw | RICH UNI (TEKSAN) | 14.14 - Albersly & Iz.Alasfar-Main Pump Station NO. 3.3-3.3.20- | Supply and Delivery spare parts of the following equipment as per tendered documents: - Pump unit. - Main Low-Tension Switchboard. - Generator unit. | LS | 1 | 2370 | 2370 | EUR | MAT_Raw
Qasr Rashwan Lot A _0207 |  | RFQ-00016 | Mostafa Ashraf | MEP (Electro Mechanical) | 2024-02-25 | Supply of Generators | Approved | 13.14 - Khulusi-Main Pump Station NO. 3.3-43893- | Supply and Delivery spare parts of the following equipment as per tendered documents: - Pump unit. - Main Low-Tension Switchboard. - Generator unit. | LS | 1 | 1 | 86475.31 | 86475.31 | MAT_Raw | RICH UNI (TEKSAN) | 13.14 - Khulusi-Main Pump Station NO. 3.3-43893- | Supply and Delivery spare parts of the following equipment as per tendered documents: - Pump unit. - Main Low-Tension Switchboard. - Generator unit. | LS | 1 | 2370 | 2370 | EUR | MAT_Raw
Qasr Rashwan Lot A _0207 |  | RFQ-00026 | Peter Rafaat | MEP (Electro Mechanical) | 2024-04-04 | Supply & Install Fire Alarm System | Approved | 12.15 - Mansheya Fanous-Main Pump Station NO. 3.3-3.3.18- | Fire alarm system complete with Conventional fire alarm control panel, smoke detectors, heat detectors, manual call point, bell, fire alarm siren and wire and all necessary components (internal wires and outlets, etc) required to complete the system in perfect case, the fire alarm control panel shall be erected in pump operating room. | LS | 1 | 1 | 184079.67 | 184079.67 | MAT_Raw | سمارت سكيورتى سليوشن | 12.15 - Mansheya Fanous-Main Pump Station NO. 3.3-3.3.18- | Fire alarm system complete with Conventional fire alarm control panel, smoke detectors, heat detectors, manual call point, bell, fire alarm siren and wire and all necessary components (internal wires and outlets, etc) required to complete the system in perfect case, the fire alarm control panel shall be erected in pump operating room. | LS | 1 | 109834 | 109834 | EGP | MAT_Raw
Qasr Rashwan - Lot B _0208 |  | RFQ-00022 | Peter Rafaat | MEP (Electro Mechanical) | 2024-04-04 | Supply & Install Fire Alarm System | Approved | 12.14 - Iz. Suleiman Tadrus-BILL NO. 3.3: Main Pump Station-3.3.18- | Fire alarm system complete with Conventional fire alarm control panel, smoke detectors, heat detectors, manual call point, bell, fire alarm siren and wire and all necessary components (internal wires and outlets, etc) required to complete the system in perfect case, the fire alarm control panel shall be erected in pump operating room. | LS | 1 | 1 | 177573.33 | 177573.33 | MAT_Raw | سمارت سكيورتى سليوشن | 12.14 - Iz. Suleiman Tadrus-BILL NO. 3.3: Main Pump Station-3.3.18- | Fire alarm system complete with Conventional fire alarm control panel, smoke detectors, heat detectors, manual call point, bell, fire alarm siren and wire and all necessary components (internal wires and outlets, etc) required to complete the system in perfect case, the fire alarm control panel shall be erected in pump operating room. | LS | 1 | 109834 | 109834 | EGP | MAT_Raw
Qasr Rashwan - Lot B _0208 |  | RFQ-00022 | Peter Rafaat | MEP (Electro Mechanical) | 2024-04-04 | Supply & Install Fire Alarm System | Approved | 15.14 - Iz. Al Burm-BILL NO. 3.3: Main Pump Station-3.3.18- | Fire alarm system complete with Conventional fire alarm control panel, smoke detectors, heat detectors, manual call point, bell, fire alarm siren and wire and all necessary components (internal wires and outlets, etc) required to complete the system in perfect case, the fire alarm control panel shall be erected in pump operating room. | LS | 1 | 1 | 177573.33 | 177573.33 | MAT_Raw | سمارت سكيورتى سليوشن | 15.14 - Iz. Al Burm-BILL NO. 3.3: Main Pump Station-3.3.18- | Fire alarm system complete with Conventional fire alarm control panel, smoke detectors, heat detectors, manual call point, bell, fire alarm siren and wire and all necessary components (internal wires and outlets, etc) required to complete the system in perfect case, the fire alarm control panel shall be erected in pump operating room. | LS | 1 | 97234 | 97234 | EGP | MAT_Raw
Qasr Rashwan - Lot B _0208 |  | RFQ-00022 | Peter Rafaat | MEP (Electro Mechanical) | 2024-04-04 | Supply & Install Fire Alarm System | Approved | 14.14 - Iz. Abou Hussein-BILL NO. 3.3: Main Pump Station-3.3.18- | Fire alarm system complete with Conventional fire alarm control panel, smoke detectors, heat detectors, manual call point, bell, fire alarm siren and wire and all necessary components (internal wires and outlets, etc) required to complete the system in perfect case, the fire alarm control panel shall be erected in pump operating room. | LS | 1 | 1 | 164769.67 | 164769.67 | MAT_Raw | سمارت سكيورتى سليوشن | 14.14 - Iz. Abou Hussein-BILL NO. 3.3: Main Pump Station-3.3.18- | Fire alarm system complete with Conventional fire alarm control panel, smoke detectors, heat detectors, manual call point, bell, fire alarm siren and wire and all necessary components (internal wires and outlets, etc) required to complete the system in perfect case, the fire alarm control panel shall be erected in pump operating room. | LS | 1 | 99184 | 99184 | EGP | MAT_Raw
Qasr Rashwan - Lot B _0208 |  | RFQ-00022 | Peter Rafaat | MEP (Electro Mechanical) | 2024-04-04 | Supply & Install Fire Alarm System | Approved | 13.14 - Iz.Salih Shamatah-BILL NO. 3.3: Main Pump Station-3.3.18- | Fire alarm system complete with Conventional fire alarm control panel, smoke detectors, heat detectors, manual call point, bell, fire alarm siren and wire and all necessary components (internal wires and outlets, etc) required to complete the system in perfect case, the fire alarm control panel shall be erected in pump operating room. | LS | 1 | 1 | 172186.67 | 172186.67 | MAT_Raw | سمارت سكيورتى سليوشن | 13.14 - Iz.Salih Shamatah-BILL NO. 3.3: Main Pump Station-3.3.18- | Fire alarm system complete with Conventional fire alarm control panel, smoke detectors, heat detectors, manual call point, bell, fire alarm siren and wire and all necessary components (internal wires and outlets, etc) required to complete the system in perfect case, the fire alarm control panel shall be erected in pump operating room. | LS | 1 | 97234 | 97234 | EGP | MAT_Raw
Qasr Rashwan - Lot B _0208 |  | RFQ-00022 | Peter Rafaat | MEP (Electro Mechanical) | 2024-04-04 | Supply & Install Fire Alarm System | Approved | 11.14 - Abd Al Rahman Ibrahim-BILL NO. 3.3: Main Pump Station-3.3.18- | Fire alarm system complete with Conventional fire alarm control panel, smoke detectors, heat detectors, manual call point, bell, fire alarm siren and wire and all necessary components (internal wires and outlets, etc) required to complete the system in perfect case, the fire alarm control panel shall be erected in pump operating room. | LS | 1 | 1 | 177573.33 | 177573.33 | MAT_Raw | سمارت سكيورتى سليوشن | 11.14 - Abd Al Rahman Ibrahim-BILL NO. 3.3: Main Pump Station-3.3.18- | Fire alarm system complete with Conventional fire alarm control panel, smoke detectors, heat detectors, manual call point, bell, fire alarm siren and wire and all necessary components (internal wires and outlets, etc) required to complete the system in perfect case, the fire alarm control panel shall be erected in pump operating room. | LS | 1 | 103534 | 103534 | EGP | MAT_Raw
Qasr Rashwan - Lot B _0208 |  | RFQ-00022 | Peter Rafaat | MEP (Electro Mechanical) | 2024-04-04 | Supply & Install Fire Alarm System | Approved | 10.14 - Abd Al Azeem Al Sofy-BILL NO. 3.3: Main Pump Station-3.3.18- | Fire alarm system complete with Conventional fire alarm control panel, smoke detectors, heat detectors, manual call point, bell, fire alarm siren and wire and all necessary components (internal wires and outlets, etc) required to complete the system in perfect case, the fire alarm control panel shall be erected in pump operating room. | LS | 1 | 1 | 177573.33 | 177573.33 | MAT_Raw | سمارت سكيورتى سليوشن | 10.14 - Abd Al Azeem Al Sofy-BILL NO. 3.3: Main Pump Station-3.3.18- | Fire alarm system complete with Conventional fire alarm control panel, smoke detectors, heat detectors, manual call point, bell, fire alarm siren and wire and all necessary components (internal wires and outlets, etc) required to complete the system in perfect case, the fire alarm control panel shall be erected in pump operating room. | LS | 1 | 103534 | 103534 | EGP | MAT_Raw
ORA ZED-Ph 2-Pkgs A&D |  | RFQ-00018 | Mostafa Shourbagi | MEP (Electro Mechanical) | 2024-03-26 | PVC Conduits & Access. | Approved | pipes | ماسورة 20مم UPVC سمك ثقيل قطر خارجي 20 قطر داخلي 15.8مم اللفة= 34×3 متر(اللون أبيض) | LM | 12036 | 12036 | 7.09 | 85335.24 | SC_Supply | New Ega | pipes | ماسورة 20مم UPVC سمك ثقيل قطر خارجي 20 قطر داخلي 15.8مم اللفة= 34×3 متر(اللون أبيض) | LM | 12036 | 10.5 | 126378 | EGP | SC_Supply
ORA ZED-Ph 2-Pkgs A&D |  | RFQ-00018 | Mostafa Shourbagi | MEP (Electro Mechanical) | 2024-03-26 | PVC Conduits & Access. | Approved | pipes | ماسورة 25مم UPVC سمك ثقيل قطر خارجي 25 قطر داخلي 20.6مم اللفة= 20×3 متر(اللون أبيض) | LM | 24000 | 24000 | 9.92 | 238080 | SC_Supply | New Ega | pipes | ماسورة 25مم UPVC سمك ثقيل قطر خارجي 25 قطر داخلي 20.6مم اللفة= 20×3 متر(اللون أبيض) | LM | 24000 | 14.6 | 350400 | EGP | SC_Supply
ORA ZED-Ph 2-Pkgs A&D |  | RFQ-00018 | Mostafa Shourbagi | MEP (Electro Mechanical) | 2024-03-26 | PVC Conduits & Access. | Approved | ACC | جلبة ماسورة 25مم UPVC (اللون أبيض) | ECH | 15000 | 15000 | 7.09 | 106350 | SC_Supply | New Ega | ACC | جلبة ماسورة 25مم UPVC (اللون أبيض) | ECH | 15000 | 2.2 | 33000 | EGP | SC_Supply
ORA ZED-Ph 2-Pkgs A&D |  | RFQ-00018 | Mostafa Shourbagi | MEP (Electro Mechanical) | 2024-03-26 | PVC Conduits & Access. | Approved | ACC | أدابتور UPVC لماسورة 20مم(اللون أبيض) | ECH | 6000 | 6000 | 7.09 | 42540 | SC_Supply | New Ega | ACC | أدابتور UPVC لماسورة 20مم(اللون أبيض) | ECH | 6000 | 3.49 | 20940 | EGP | SC_Supply
ORA ZED-Ph 2-Pkgs A&D |  | RFQ-00018 | Mostafa Shourbagi | MEP (Electro Mechanical) | 2024-03-26 | PVC Conduits & Access. | Approved | ACC | أدابتور UPVC لماسورة 25مم(اللون أبيض) | ECH | 15000 | 15000 | 7.09 | 106350 | SC_Supply | New Ega | ACC | أدابتور UPVC لماسورة 25مم(اللون أبيض) | ECH | 15000 | 4.9 | 73500 | EGP | SC_Supply
ORA ZED-Ph 2-Pkgs A&D |  | RFQ-00018 | Mostafa Shourbagi | MEP (Electro Mechanical) | 2024-03-26 | PVC Conduits & Access. | Approved | ACC | UPVC BACK BOX 7X7 | ECH | 2000 | 2000 | 8.51 | 17020 | SC_Supply | New Ega | ACC | UPVC BACK BOX 7X7 | ECH | 2000 | 9.55 | 19100 | EGP | SC_Supply
ORA ZED-Ph 2-Pkgs A&D |  | RFQ-00018 | Mostafa Shourbagi | MEP (Electro Mechanical) | 2024-03-26 | PVC Conduits & Access. | Approved | ACC | UPVC BACK BOX 7X10 | ECH | 5000 | 5000 | 8.51 | 42550 | SC_Supply | New Ega | ACC | UPVC BACK BOX 7X10 | ECH | 5000 | 12 | 60000 | EGP | SC_Supply
ORA ZED-Ph 2-Pkgs A&D |  | RFQ-00018 | Mostafa Shourbagi | MEP (Electro Mechanical) | 2024-03-26 | PVC Conduits & Access. | Approved | ACC | UPVC BACK BOX 7X14 | ECH | 600 | 600 | 9.92 | 5952 | SC_Supply | New Ega | ACC | UPVC BACK BOX 7X14 | ECH | 600 | 19 | 11400 | EGP | SC_Supply
ORA ZED-Ph 2-Pkgs A&D |  | RFQ-00018 | Mostafa Shourbagi | MEP (Electro Mechanical) | 2024-03-26 | PVC Conduits & Access. | Approved | ACC | PVC Reducer 25 mm2/20 mm2. | ECH | 2000 | 2000 | 7.09 | 14180 | SC_Supply | New Ega | ACC | PVC Reducer 25 mm2/20 mm2. | ECH | 2000 | 5.25 | 10500 | EGP | SC_Supply
ORA ZED-Ph 2-Pkgs A&D |  | RFQ-00018 | Mostafa Shourbagi | MEP (Electro Mechanical) | 2024-03-26 | PVC Conduits & Access. | Approved | ACC | لاصق مواسير 1/4 كيلو | ECH | 400 | 400 | 0 | 0 | SC_Supply | New Ega | ACC | لاصق مواسير 1/4 كيلو | ECH | 400 | 70 | 28000 | EGP | SC_Supply
ORA ZED-Ph 2-Pkgs A&D |  | RFQ-00011 | Mostafa Shourbagi | MEP (Electro Mechanical) | 2024-03-24 | Supply of PPR Pipes & Fittings | Approved | PPR | مواسير PPR قطر 25 مم PN16 - فايبر | LM | 300 | 300 | 41.74 | 12522 | MAT_Raw | Roxy | PPR | مواسير PPR قطر 25 مم PN16 - فايبر | LM | 300 | 33.38 | 10014 | EGP | MAT_Raw
ORA ZED-Ph 2-Pkgs A&D |  | RFQ-00011 | Mostafa Shourbagi | MEP (Electro Mechanical) | 2024-03-24 | Supply of PPR Pipes & Fittings | Approved | PPR | مواسير PPR قطر 25 مم PN16 | LM | 400 | 400 | 41.74 | 16696 | MAT_Raw | Roxy | PPR | مواسير PPR قطر 25 مم PN16 | LM | 400 | 27.6 | 11040 | EGP | MAT_Raw
ORA ZED-Ph 2-Pkgs A&D |  | RFQ-00011 | Mostafa Shourbagi | MEP (Electro Mechanical) | 2024-03-24 | Supply of PPR Pipes & Fittings | Approved | PPR | مواسير PPR قطر 32 مم للمياه البارده و الساخنه | LM | 1252 | 1252 | 62.08 | 77724.16 | MAT_Raw | Roxy | PPR | مواسير PPR قطر 32 مم للمياه البارده و الساخنه | LM | 1252 | 38.7 | 48452.4 | EGP | MAT_Raw
ORA ZED-Ph 2-Pkgs A&D |  | RFQ-00011 | Mostafa Shourbagi | MEP (Electro Mechanical) | 2024-03-24 | Supply of PPR Pipes & Fittings | Approved | PPR | مواسير PPR قطر 40 مم PN16 | LM | 700 | 700 | 99.74 | 69818 | MAT_Raw | Roxy | PPR | مواسير PPR قطر 40 مم PN16 | LM | 700 | 63.69 | 44583 | EGP | MAT_Raw
ORA ZED-Ph 2-Pkgs A&D |  | RFQ-00011 | Mostafa Shourbagi | MEP (Electro Mechanical) | 2024-03-24 | Supply of PPR Pipes & Fittings | Approved | PPR | مواسير PPR قطر 50 مم PN16 | LM | 500 | 500 | 148.58 | 74290 | MAT_Raw | Roxy | PPR | مواسير PPR قطر 50 مم PN16 | LM | 500 | 92.57 | 46285 | EGP | MAT_Raw
ORA ZED-Ph 2-Pkgs A&D |  | RFQ-00011 | Mostafa Shourbagi | MEP (Electro Mechanical) | 2024-03-24 | Supply of PPR Pipes & Fittings | Approved | PPR | كوع لحام PPR قطر 25 مم | NO | 3700 | 3700 | 5.58 | 20646 | MAT_Misc | Roxy | PPR | كوع لحام PPR قطر 25 مم | NO | 3700 | 9.91 | 36667 | EGP | MAT_Misc
Qasr Rashwan Lot A _0207 |  | RFQ-00024 | Reham Ashraf | Operation | 2024-03-31 | Pump stations | Approved | 12.29 - Mansheya Fanous-Bill No. 10 SECONDARY Pumping Station (Civil works)-58-10.1.2.d- | Supply and casting of in-place reinforced concrete (Grade C30) with Sulfate- resistant cement, including: formwork, scaffolding, expansion and construction joints, Steel bar reinforcement, joint filler and sealant, accessories, transporting, mixing, casting, finishing, compaction by vibratory, curing and testing as required by the specifications. | CBM | 55 | 55 | 1784 | 98120 | SC_Apply | محمد الطنطاوي محمد الطنطاوي | 12.29 - Mansheya Fanous-Bill No. 10 SECONDARY Pumping Station (Civil works)-58-10.1.2.d- | Supply and casting of in-place reinforced concrete (Grade C30) with Sulfate- resistant cement, including: formwork, scaffolding, expansion and construction joints, Steel bar reinforcement, joint filler and sealant, accessories, transporting, mixing, casting, finishing, compaction by vibratory, curing and testing as required by the specifications. | CBM | 55 | 950 | 52250 | EGP | SC_Apply
Qasr Rashwan Lot A _0207 |  | RFQ-00024 | Reham Ashraf | Operation | 2024-03-31 | Pump stations | Approved | 13.12 - Khulusi-Bill No. 3 Main Pumping Station (Civil works)-15-3.1.1-a | Structural excavation | CBM | 300 | 300 | 87.5 | 26250 | SC_Supply/Apply | محمد الطنطاوي محمد الطنطاوي | 13.12 - Khulusi-Bill No. 3 Main Pumping Station (Civil works)-15-3.1.1-a | Structural excavation | CBM | 300 | 100 | 30000 | EGP | SC_Supply/Apply
Qasr Rashwan Lot A _0207 |  | RFQ-00024 | Reham Ashraf | Operation | 2024-03-31 | Pump stations | Approved | 14.12 - Albersly & Iz.Alasfar-Bill No. 3 Main Pumping Station (Civil works)-12-3.1.2.e- | Supply and casting of in-place reinforced concrete in super structure, including: formwork, scaffolding, expansion, construction joints, Steel bar reinforcement, joint filler, sealant, transporting, fixation, mixing, pouring, leveling, finishing, compaction by vibratory, curing of reinforced concrete and testing as set out in the specifications. | CBM | 9 | 9 | 1651 | 14859 | SC_Apply | محمد الطنطاوي محمد الطنطاوي | 14.12 - Albersly & Iz.Alasfar-Bill No. 3 Main Pumping Station (Civil works)-12-3.1.2.e- | Supply and casting of in-place reinforced concrete in super structure, including: formwork, scaffolding, expansion, construction joints, Steel bar reinforcement, joint filler, sealant, transporting, fixation, mixing, pouring, leveling, finishing, compaction by vibratory, curing of reinforced concrete and testing as set out in the specifications. | CBM | 9 | 950 | 8550 | EGP | SC_Apply
Qasr Rashwan Lot A _0207 |  | RFQ-00024 | Reham Ashraf | Operation | 2024-03-31 | Pump stations | Approved | 13.12 - Khulusi-Bill No. 3 Main Pumping Station (Civil works)-15-3.1.1-c | Extra over for excavation in rock. | CBM | 10 | 10 | 131.25 | 1312.5 | SC_Supply/Apply | محمد الطنطاوي محمد الطنطاوي | 13.12 - Khulusi-Bill No. 3 Main Pumping Station (Civil works)-15-3.1.1-c | Extra over for excavation in rock. | CBM | 10 | 150 | 1500 | EGP | SC_Supply/Apply
Qasr Rashwan Lot A _0207 |  | RFQ-00024 | Reham Ashraf | Operation | 2024-03-31 | Pump stations | Approved | 13.12 - Khulusi-Bill No. 3 Main Pumping Station (Civil works)-15-3.1.1-d | Supply, backfilling and compaction to the required grades with approved clean sand on layers not more than 25 cm thick. The layers are to be compacted by means of vibratory type equipment to obtain 95% of maximum dry density as per specifications. | CBM | 80 | 80 | 185.94 | 14875.2 | SC_Supply/Apply | محمد الطنطاوي محمد الطنطاوي | 13.12 - Khulusi-Bill No. 3 Main Pumping Station (Civil works)-15-3.1.1-d | Supply, backfilling and compaction to the required grades with approved clean sand on layers not more than 25 cm thick. The layers are to be compacted by means of vibratory type equipment to obtain 95% of maximum dry density as per specifications. | CBM | 80 | 160 | 12800 | EGP | SC_Supply/Apply
Qasr Rashwan Lot A _0207 |  | RFQ-00016 | Mostafa Ashraf | MEP (Electro Mechanical) | 2024-02-25 | Supply of Generators | Approved | 11.14 - Murad Al Gendy W Al Sanahra-Main Pump Station NO. 3.3-43893- | Supply and Delivery spare parts of the following equipment as per tendered documents: - Pump unit. - Main Low-Tension Switchboard. - Generator unit. | LS | 1 | 1 | 179901.96 | 179901.96 | MAT_Raw | RICH UNI (TEKSAN) | 11.14 - Murad Al Gendy W Al Sanahra-Main Pump Station NO. 3.3-43893- | Supply and Delivery spare parts of the following equipment as per tendered documents: - Pump unit. - Main Low-Tension Switchboard. - Generator unit. | LS | 1 | 8400 | 8400 | EUR | MAT_Raw
Red Sea Museum-Bab El-Bunt _K0003 |  | RFQ-00003 | Marwa Mounir | Operation | 2024-03-04 | أعمال الجسات والحفر الاستكشافية | Approved | 10.22 | *Indirect - Red Sea Muesum | LS | 1 | 1 | 21850 | 21850 | Oth | Plan Lab. | 10.22 | *Indirect - Red Sea Muesum | LS | 1 | 19000 | 19000 | SAR | Oth
Hosh Eissa Hospital _0201 |  | RFQ-00018 | Nouran Moataz | Operation | 2024-03-04 | CONCRETE | Approved | 10.1 | بالمتر مكعب اعمال تنفيذ النجارة والحدادة للأعمدة بكافة الأدوار والبند يشمل تركيب السقالات المعدنية وتوريد المسمار ومستلزماته و سلك الرباط وكل مايلزم لنهو الاعمال حسب اصول الصناعة ومتطلبات استشاري المشروع و الحساب هندسي | CBM | 1697 | 849 | 545 | 462705 | SC_Apply | الجوهري | 10.1 | بالمتر مكعب اعمال تنفيذ النجارة والحدادة للأعمدة بكافة الأدوار والبند يشمل تركيب السقالات المعدنية وتوريد المسمار ومستلزماته و سلك الرباط وكل مايلزم لنهو الاعمال حسب اصول الصناعة ومتطلبات استشاري المشروع و الحساب هندسي | CBM | 849 | 475 | 403275 | EGP | SC_Apply
Hosh Eissa Hospital _0201 |  | RFQ-00018 | Nouran Moataz | Operation | 2024-03-04 | CONCRETE | Approved | 10.1 | بالمتر مكعب اعمال تنفيذ النجارة والحدادة للأسقف الخرسانية فلات سلاب وسقوط البلاطات عند الأعمدة والكمرات والسلالم وأسقف غرف السطح بكافة الأدوار والبند يشمل تركيب السقالات المعدنية وتوريد المسمار ومستلزماته و سلك الرباط وكل مايلزم لنهو الاعمال حسب اصول الصناعة ومتطلبات استشاري المشروع و الحساب هندسي | CBM | 7740 | 3870 | 545 | 2109150 | SC_Apply | الجوهري | 10.1 | بالمتر مكعب اعمال تنفيذ النجارة والحدادة للأسقف الخرسانية فلات سلاب وسقوط البلاطات عند الأعمدة والكمرات والسلالم وأسقف غرف السطح بكافة الأدوار والبند يشمل تركيب السقالات المعدنية وتوريد المسمار ومستلزماته و سلك الرباط وكل مايلزم لنهو الاعمال حسب اصول الصناعة ومتطلبات استشاري المشروع و الحساب هندسي | CBM | 3870 | 500 | 1935000 | EGP | SC_Apply
Hosh Eissa Hospital _0201 |  | RFQ-00018 | Nouran Moataz | Operation | 2024-03-04 | CONCRETE | Approved | 10.1 | بالمتر مكعب اعمال تنفيذ النجارة والحدادة للاساسات المسلحة (لبشة شاملة القواعد المنفصلة اعلاها) والبند يشمل توريد المسمار ومستلزماته و سلك الرباط وكل مايلزم لنهو الاعمال حسب اصول الصناعة ومتطلبات استشاري المشروع و الحساب هندسي | CBM | 5500 | 2750 | 290 | 797500 | SC_Apply | الجوهري | 10.1 | بالمتر مكعب اعمال تنفيذ النجارة والحدادة للاساسات المسلحة (لبشة شاملة القواعد المنفصلة اعلاها) والبند يشمل توريد المسمار ومستلزماته و سلك الرباط وكل مايلزم لنهو الاعمال حسب اصول الصناعة ومتطلبات استشاري المشروع و الحساب هندسي | CBM | 2750 | 275 | 756250 | EGP | SC_Apply
Hosh Eissa Hospital _0201 |  | RFQ-00018 | Nouran Moataz | Operation | 2024-03-04 | CONCRETE | Approved | 10.1 | بالمتر مكعب اعمال تنفيذ النجارة والحدادة للحوائط الخرسانية والأكوار بكافة الأدوار والبند يشمل تركيب السقالات المعدنية وتوريد المسمار ومستلزماته و سلك الرباط وكل مايلزم لنهو الاعمال حسب اصول الصناعة ومتطلبات استشاري المشروع و الحساب هندسي | CBM | 1322 | 661 | 545 | 360245 | SC_Apply | الجوهري | 10.1 | بالمتر مكعب اعمال تنفيذ النجارة والحدادة للحوائط الخرسانية والأكوار بكافة الأدوار والبند يشمل تركيب السقالات المعدنية وتوريد المسمار ومستلزماته و سلك الرباط وكل مايلزم لنهو الاعمال حسب اصول الصناعة ومتطلبات استشاري المشروع و الحساب هندسي | CBM | 661 | 475 | 313975 | EGP | SC_Apply
Hosh Eissa Hospital _0201 |  | RFQ-00018 | Nouran Moataz | Operation | 2024-03-04 | CONCRETE | Approved | 10.1 | بالمتر مكعب اعمال تنفيذ النجارة للاساسات العادية (لبشة) والبند يشمل توريد المسمار ومستلزماته وكل مايلزم لنهو الاعمال حسب اصول الصناعة ومتطلبات استشاري المشروع و الحساب هندسي | CBM | 700 | 700 | 50 | 35000 | SC_Apply | الجوهري | 10.1 | بالمتر مكعب اعمال تنفيذ النجارة للاساسات العادية (لبشة) والبند يشمل توريد المسمار ومستلزماته وكل مايلزم لنهو الاعمال حسب اصول الصناعة ومتطلبات استشاري المشروع و الحساب هندسي | CBM | 700 | 40 | 28000 | EGP | SC_Apply
Mivida BP#189 |  | RFQ-00046 | Mostafa Shourbagi | MEP (Electro Mechanical) | 2024-02-27 | UPVC Pipes & Fittings | Approved | 152105.Infra | 163 -Infra-structure Piping | LS | 1 | 1 | 41200 | 41200 | SC_Supply | Rowad | 152105.Infra | 163 -Infra-structure Piping | LS | 1 | 1001334.42 | 1001334.42 | EGP | SC_Supply
Mivida BP#189 |  | RFQ-00048 | Mostafa Shourbagi | MEP (Electro Mechanical) | 2024-02-27 | Cast Iron Drains | Approved | 152105.Bas | 165 -Drains | LS | 1 | 1 | 403857 | 403857 | SC_Supply | El Tawakol | 152105.Bas | 165 -Drains | LS | 1 | 1290820.86 | 1290820.86 | EGP | SC_Supply
ORA ZED-Ph 2-Pkgs A&D |  | RFQ-00011 | Mostafa Shourbagi | MEP (Electro Mechanical) | 2024-03-24 | Supply of PPR Pipes & Fittings | Approved | PPR | كوع لحام 90 درجة PPR قطر 50 مم | NO | 300 | 300 | 99.05 | 29715 | MAT_Misc | Roxy | PPR | كوع لحام 90 درجة PPR قطر 50 مم | NO | 300 | 70.07 | 21021 | EGP | MAT_Misc
ORA ZED-Ph 2-Pkgs A&D |  | RFQ-00011 | Mostafa Shourbagi | MEP (Electro Mechanical) | 2024-03-24 | Supply of PPR Pipes & Fittings | Approved | PPR | مشترك لحام PPR قطر 25 مم | NO | 650 | 650 | 5.58 | 3627 | MAT_Misc | Roxy | PPR | مشترك لحام PPR قطر 25 مم | NO | 650 | 13.27 | 8625.5 | EGP | MAT_Misc
ORA ZED-Ph 2-Pkgs A&D |  | RFQ-00011 | Mostafa Shourbagi | MEP (Electro Mechanical) | 2024-03-24 | Supply of PPR Pipes & Fittings | Approved | PPR | مشترك مسلوب لحام PPR مقاس 32-25-32 مم | NO | 650 | 650 | 5.58 | 3627 | MAT_Misc | Roxy | PPR | مشترك مسلوب لحام PPR مقاس 32-25-32 مم | NO | 650 | 31.37 | 20390.5 | EGP | MAT_Misc
ORA ZED-Ph 2-Pkgs A&D |  | RFQ-00011 | Mostafa Shourbagi | MEP (Electro Mechanical) | 2024-03-24 | Supply of PPR Pipes & Fittings | Approved | PPR | كوع بسن داخلى PPR مقاس 25-1/2" مم | NO | 1600 | 1600 | 5.58 | 8928 | MAT_Misc | Roxy | PPR | كوع بسن داخلى PPR مقاس 25-1/2" مم | NO | 1600 | 57.03 | 91248 | EGP | MAT_Misc
ORA ZED-Ph 2-Pkgs A&D |  | RFQ-00011 | Mostafa Shourbagi | MEP (Electro Mechanical) | 2024-03-24 | Supply of PPR Pipes & Fittings | Approved | PPR | كوع بسن دكر PPR مقاس "1/2-25 مم | NO | 1000 | 1000 | 5.58 | 5580 | MAT_Misc | Roxy | PPR | كوع بسن دكر PPR مقاس "1/2-25 مم | NO | 1000 | 101.58 | 101580 | EGP | MAT_Misc
ORA ZED-Ph 2-Pkgs A&D |  | RFQ-00011 | Mostafa Shourbagi | MEP (Electro Mechanical) | 2024-03-24 | Supply of PPR Pipes & Fittings | Approved | PPR | جلبه لحام PPR قطر 32 مم | NO | 650 | 650 | 78.25 | 50862.5 | MAT_Misc | Roxy | PPR | جلبه لحام PPR قطر 32 مم | NO | 650 | 13.68 | 8892 | EGP | MAT_Misc
ORA ZED-Ph 2-Pkgs A&D |  | RFQ-00011 | Mostafa Shourbagi | MEP (Electro Mechanical) | 2024-03-24 | Supply of PPR Pipes & Fittings | Approved | PPR | جلبه لحام PPR قطر 40 مم | NO | 300 | 300 | 110.24 | 33072 | MAT_Misc | Roxy | PPR | جلبه لحام PPR قطر 40 مم | NO | 300 | 25.12 | 7536 | EGP | MAT_Misc
ORA ZED-Ph 2-Pkgs A&D |  | RFQ-00011 | Mostafa Shourbagi | MEP (Electro Mechanical) | 2024-03-24 | Supply of PPR Pipes & Fittings | Approved | PPR | جلبه لحام PPR قطر 50 مم | NO | 300 | 300 | 99.05 | 29715 | MAT_Misc | Roxy | PPR | جلبه لحام PPR قطر 50 مم | NO | 300 | 42.35 | 12705 | EGP | MAT_Misc
ORA ZED-Ph 2-Pkgs A&D |  | RFQ-00011 | Mostafa Shourbagi | MEP (Electro Mechanical) | 2024-03-24 | Supply of PPR Pipes & Fittings | Approved | PPR | جلبه لحام PPR قطر 25 مم | NO | 650 | 650 | 5.58 | 3627 | MAT_Misc | Roxy | PPR | جلبه لحام PPR قطر 25 مم | NO | 650 | 8.08 | 5252 | EGP | MAT_Misc
ORA ZED-Ph 2-Pkgs A&D |  | RFQ-00011 | Mostafa Shourbagi | MEP (Electro Mechanical) | 2024-03-24 | Supply of PPR Pipes & Fittings | Approved | PPR | مسلوب لحام PPR مقاس 32-25 مم | NO | 650 | 650 | 5.58 | 3627 | MAT_Misc | Roxy | PPR | مسلوب لحام PPR مقاس 32-25 مم | NO | 650 | 14.68 | 9542 | EGP | MAT_Misc
ORA ZED-Ph 2-Pkgs A&D |  | RFQ-00011 | Mostafa Shourbagi | MEP (Electro Mechanical) | 2024-03-24 | Supply of PPR Pipes & Fittings | Approved | PPR | مشترك لحام PPR قطر 50 مم | NO | 150 | 150 | 99.05 | 14857.5 | MAT_Misc | Roxy | PPR | مشترك لحام PPR قطر 50 مم | NO | 150 | 77.2 | 11580 | EGP | MAT_Misc
ORA ZED-Ph 2-Pkgs A&D |  | RFQ-00011 | Mostafa Shourbagi | MEP (Electro Mechanical) | 2024-03-24 | Supply of PPR Pipes & Fittings | Approved | PPR | مشترك لحام PPR قطر 40 مم | NO | 200 | 200 | 110.24 | 22048 | MAT_Misc | Roxy | PPR | مشترك لحام PPR قطر 40 مم | NO | 200 | 48.19 | 9638 | EGP | MAT_Misc
ORA ZED-Ph 2-Pkgs A&D |  | RFQ-00011 | Mostafa Shourbagi | MEP (Electro Mechanical) | 2024-03-24 | Supply of PPR Pipes & Fittings | Approved | PPR | مشترك مسلوب لحام PPR مقاس 50-40-50 مم | NO | 100 | 100 | 110.24 | 11024 | MAT_Misc | Roxy | PPR | مشترك مسلوب لحام PPR مقاس 50-40-50 مم | NO | 100 | 91 | 9100 | EGP | MAT_Misc
ORA ZED-Ph 2-Pkgs A&D |  | RFQ-00011 | Mostafa Shourbagi | MEP (Electro Mechanical) | 2024-03-24 | Supply of PPR Pipes & Fittings | Approved | PPR | مشترك مسلوب لحام PPR مقاس 40-32-40 مم | NO | 150 | 150 | 78.25 | 11737.5 | MAT_Misc | Roxy | PPR | مشترك مسلوب لحام PPR مقاس 40-32-40 مم | NO | 150 | 54.85 | 8227.5 | EGP | MAT_Misc
ORA ZED-Ph 2-Pkgs A&D |  | RFQ-00011 | Mostafa Shourbagi | MEP (Electro Mechanical) | 2024-03-24 | Supply of PPR Pipes & Fittings | Approved | PPR | مسلوب لحام PPR مقاس 50-40 مم | NO | 50 | 50 | 110.24 | 5512 | MAT_Misc | Roxy | PPR | مسلوب لحام PPR مقاس 50-40 مم | NO | 50 | 41.05 | 2052.5 | EGP | MAT_Misc
ORA ZED-Ph 2-Pkgs A&D |  | RFQ-00011 | Mostafa Shourbagi | MEP (Electro Mechanical) | 2024-03-24 | Supply of PPR Pipes & Fittings | Approved | PPR | مسلوب لحام PPR مقاس 40-32 مم | NO | 40 | 40 | 78.25 | 3130 | MAT_Misc | Roxy | PPR | مسلوب لحام PPR مقاس 40-32 مم | NO | 40 | 28.19 | 1127.6 | EGP | MAT_Misc
ORA ZED-Ph 2-Pkgs A&D |  | RFQ-00011 | Mostafa Shourbagi | MEP (Electro Mechanical) | 2024-03-24 | Supply of PPR Pipes & Fittings | Approved | PPR | كوع لحام PPR قطر 32 مم | NO | 650 | 650 | 78.25 | 50862.5 | MAT_Misc | Roxy | PPR | كوع لحام PPR قطر 32 مم | NO | 650 | 18.99 | 12343.5 | EGP | MAT_Misc
ORA ZED-Ph 2-Pkgs A&D |  | RFQ-00011 | Mostafa Shourbagi | MEP (Electro Mechanical) | 2024-03-24 | Supply of PPR Pipes & Fittings | Approved | PPR | كوع لحام PPR قطر 40 مم | NO | 300 | 300 | 110.24 | 33072 | MAT_Misc | Roxy | PPR | كوع لحام PPR قطر 40 مم | NO | 300 | 37.51 | 11253 | EGP | MAT_Misc
ORA ZED-Ph 2-Pkgs A&D |  | RFQ-00013 | Mostafa Shourbagi | MEP (Electro Mechanical) | 2024-03-26 | Supply UPVC Pipes | Approved | UPVC | مواسير UPVC قطر خارجى 32 مم ضغط 10 بار رمادى لصق | LM | 546 | 546 | 16.18 | 8834.28 | MAT_Raw | Roxy | UPVC | مواسير UPVC قطر خارجى 32 مم ضغط 10 بار رمادى لصق | LM | 546 | 17.37 | 9484.02 | EGP | MAT_Raw
ORA ZED-Ph 2-Pkgs A&D |  | RFQ-00013 | Mostafa Shourbagi | MEP (Electro Mechanical) | 2024-03-26 | Supply UPVC Pipes | Approved | UPVC | مواسير UPVC قطر خارجى 50 مم ضغط 10 بار رمادى لصق | LM | 1200 | 1200 | 24.39 | 29268 | MAT_Raw | Roxy | UPVC | مواسير UPVC قطر خارجى 50 مم ضغط 10 بار رمادى لصق | LM | 1200 | 36.32 | 43584 | EGP | MAT_Raw
ORA ZED-Ph 2-Pkgs A&D |  | RFQ-00013 | Mostafa Shourbagi | MEP (Electro Mechanical) | 2024-03-26 | Supply UPVC Pipes | Approved | UPVC | مواسير UPVC قطر خارجى 75 مم ضغط 10 بار رمادى لصق | LM | 300 | 300 | 43.8 | 13140 | MAT_Raw | Roxy | UPVC | مواسير UPVC قطر خارجى 75 مم ضغط 10 بار رمادى لصق | LM | 300 | 80.26 | 24078 | EGP | MAT_Raw
ORA ZED-Ph 2-Pkgs A&D |  | RFQ-00013 | Mostafa Shourbagi | MEP (Electro Mechanical) | 2024-03-26 | Supply UPVC Pipes | Approved | UPVC | مواسير UPVC قطر خارجى 110 مم ضغط 10 بار رمادى بجوان | LM | 2604 | 2604 | 137.09 | 356982.36 | MAT_Raw | Roxy | UPVC | مواسير UPVC قطر خارجى 110 مم ضغط 10 بار رمادى بجوان | LM | 2604 | 171.71 | 447132.84 | EGP | MAT_Raw
ORA ZED-Ph 2-Pkgs A&D |  | RFQ-00017 | Mostafa Shourbagi | MEP (Electro Mechanical) | 2024-03-26 | Insulation Tubes | Approved | HVAC | Armaflex Insulation Tube Diameter 1/4", 19 mm Thickness | LM | 1200 | 1200 | 21.33 | 25596 | MAT_Misc | Al Alamia | HVAC | Armaflex Insulation Tube Diameter 1/4", 19 mm Thickness | LM | 1200 | 18.01 | 21612 | EGP | MAT_Misc
ORA ZED-Ph 2-Pkgs A&D |  | RFQ-00017 | Mostafa Shourbagi | MEP (Electro Mechanical) | 2024-03-26 | Insulation Tubes | Approved | HVAC | Armaflex Insulation Tube Diameter 1/2", 19 mm Thickness | LM | 1100 | 1056 | 21.33 | 22524.48 | MAT_Misc | Al Alamia | HVAC | Armaflex Insulation Tube Diameter 1/2", 19 mm Thickness | LM | 1056 | 21.82 | 23041.92 | EGP | MAT_Misc
ORA ZED-Ph 2-Pkgs A&D |  | RFQ-00017 | Mostafa Shourbagi | MEP (Electro Mechanical) | 2024-03-26 | Insulation Tubes | Approved | HVAC | Armaflex Insulation Tube Diameter 3/8", 19 mm Thickness | LM | 1600 | 1568 | 21.33 | 33445.44 | MAT_Misc | Al Alamia | HVAC | Armaflex Insulation Tube Diameter 3/8", 19 mm Thickness | LM | 1568 | 20.57 | 32253.76 | EGP | MAT_Misc
ORA ZED-Ph 2-Pkgs A&D |  | RFQ-00017 | Mostafa Shourbagi | MEP (Electro Mechanical) | 2024-03-26 | Insulation Tubes | Approved | HVAC | Armaflex Insulation Tube Diameter 5/8", 19 mm Thickness | LM | 1700 | 1638 | 21.33 | 34938.54 | MAT_Misc | Al Alamia | HVAC | Armaflex Insulation Tube Diameter 5/8", 19 mm Thickness | LM | 1638 | 26.59 | 43554.42 | EGP | MAT_Misc
ORA ZED-Ph 2-Pkgs A&D |  | RFQ-00017 | Mostafa Shourbagi | MEP (Electro Mechanical) | 2024-03-26 | Insulation Tubes | Approved | HVAC | Armaflex Insulation Tube Diameter 3/4", 19 mm Thickness | LM | 100 | 100 | 21.33 | 2133 | MAT_Misc | Al Alamia | HVAC | Armaflex Insulation Tube Diameter 3/4", 19 mm Thickness | LM | 100 | 28.29 | 2829 | EGP | MAT_Misc
Rabigh CCPP-Civil _K0006 |  | RFQ-00002 | Mina Ayman | Operation | 2024-04-06 | Earthworks | Approved | 11.20 - Baseline BOQ- Power Block+Balance of Plant-31 23 16 EXC-0020 | Excavating; between piles; to formation level; using mechanical equipment; depth not exceeding 3.00 m; for foundation excavation. | CBM | 1000 | 1000 | 12 | 12000 | SC_Supply/Apply | شركة نوروسكو العربية للمقاولات شخص واحد | 11.20 - Baseline BOQ- Power Block+Balance of Plant-31 23 16 EXC-0020 | Excavating; between piles; to formation level; using mechanical equipment; depth not exceeding 3.00 m; for foundation excavation. | CBM | 1000 | 12 | 12000 | SAR | SC_Supply/Apply
Qasr Rashwan Lot A _0207 |  | RFQ-00024 | Reham Ashraf | Operation | 2024-03-31 | Pump stations | Approved | 12.13 - Mansheya Fanous-Bill No. 3 Main Pumping Station (Civil works)-19-3.1.2.d- | Supply and casting of in-place reinforced concrete (Grade C30) with Sulfate- resistant cement, including: formwork, scaffolding, expansion and construction joints, Steel bar reinforcement, joint filler and sealant, accessories, transporting, mixing, casting, finishing, compaction by vibratory, curing and testing as required by the specifications. | CBM | 68 | 68 | 1784 | 121312 | SC_Apply | محمد الطنطاوي محمد الطنطاوي | 12.13 - Mansheya Fanous-Bill No. 3 Main Pumping Station (Civil works)-19-3.1.2.d- | Supply and casting of in-place reinforced concrete (Grade C30) with Sulfate- resistant cement, including: formwork, scaffolding, expansion and construction joints, Steel bar reinforcement, joint filler and sealant, accessories, transporting, mixing, casting, finishing, compaction by vibratory, curing and testing as required by the specifications. | CBM | 68 | 950 | 64600 | EGP | SC_Apply
Qasr Rashwan Lot A _0207 |  | RFQ-00024 | Reham Ashraf | Operation | 2024-03-31 | Pump stations | Approved | 12.13 - Mansheya Fanous-Bill No. 3 Main Pumping Station (Civil works)-19-3.1.2.d- | Supply and casting of in-place reinforced concrete (Grade C30) with Sulfate- resistant cement, including: formwork, scaffolding, expansion and construction joints, Steel bar reinforcement, joint filler and sealant, accessories, transporting, mixing, casting, finishing, compaction by vibratory, curing and testing as required by the specifications. | LS | 1 | 1 | 181824 | 181824 | SC_Apply | محمد الطنطاوي محمد الطنطاوي | 12.13 - Mansheya Fanous-Bill No. 3 Main Pumping Station (Civil works)-19-3.1.2.d- | Supply and casting of in-place reinforced concrete (Grade C30) with Sulfate- resistant cement, including: formwork, scaffolding, expansion and construction joints, Steel bar reinforcement, joint filler and sealant, accessories, transporting, mixing, casting, finishing, compaction by vibratory, curing and testing as required by the specifications. | LS | 1 | 174500 | 174500 | EGP | SC_Apply
Qasr Rashwan Lot A _0207 |  | RFQ-00024 | Reham Ashraf | Operation | 2024-03-31 | Pump stations | Approved | 11.12 - Murad Al Gendy W Al Sanahra-Bill No. 3 Main Pumping Station (Civil works)-17-3.1.2-a.1 | Un-reinforced lean concrete for sub-structure | CBM | 10 | 0 | 312.4 | 0.31 | SC_Apply | محمد الطنطاوي محمد الطنطاوي | 11.12 - Murad Al Gendy W Al Sanahra-Bill No. 3 Main Pumping Station (Civil works)-17-3.1.2-a.1 | Un-reinforced lean concrete for sub-structure | CBM | 0 | 250 | 0 | EGP | SC_Apply
Qasr Rashwan Lot A _0207 |  | RFQ-00024 | Reham Ashraf | Operation | 2024-03-31 | Pump stations | Approved | 10.13 - Iz. Saad Al Rouby-Bill No. 3 Main Pumping Station (Civil works)-22-3.1.2.d- | Supply and casting of in-place reinforced concrete (Grade C30) with Sulfate- resistant cement, including: formwork, scaffolding, expansion and construction joints, Steel bar reinforcement, joint filler and sealant, accessories, transporting, mixing, casting, finishing, compaction by vibratory, curing and testing as required by the specifications. | CBM | 181 | 181 | 1784 | 322904 | SC_Apply | محمد الطنطاوي محمد الطنطاوي | 10.13 - Iz. Saad Al Rouby-Bill No. 3 Main Pumping Station (Civil works)-22-3.1.2.d- | Supply and casting of in-place reinforced concrete (Grade C30) with Sulfate- resistant cement, including: formwork, scaffolding, expansion and construction joints, Steel bar reinforcement, joint filler and sealant, accessories, transporting, mixing, casting, finishing, compaction by vibratory, curing and testing as required by the specifications. | CBM | 181 | 987.5 | 178737.5 | EGP | SC_Apply
Qasr Rashwan Lot A _0207 |  | RFQ-00024 | Reham Ashraf | Operation | 2024-03-31 | Pump stations | Approved | 12.13 - Mansheya Fanous-Bill No. 3 Main Pumping Station (Civil works)-19-3.1.1-c | Extra over for excavation in rock. | CBM | 5 | 5 | 131.25 | 656.25 | SC_Supply/Apply | محمد الطنطاوي محمد الطنطاوي | 12.13 - Mansheya Fanous-Bill No. 3 Main Pumping Station (Civil works)-19-3.1.1-c | Extra over for excavation in rock. | CBM | 5 | 150 | 750 | EGP | SC_Supply/Apply
Qasr Rashwan Lot A _0207 |  | RFQ-00024 | Reham Ashraf | Operation | 2024-03-31 | Pump stations | Approved | 12.13 - Mansheya Fanous-Bill No. 3 Main Pumping Station (Civil works)-19-3.1.1-d | Supply, backfilling and compaction to the required grades with approved clean sand on layers not more than 25 cm thick. The layers are to be compacted by means of vibratory type equipment to obtain 95% of maximum dry density as per specifications. | CBM | 14 | 14 | 185.94 | 2603.16 | SC_Supply/Apply | محمد الطنطاوي محمد الطنطاوي | 12.13 - Mansheya Fanous-Bill No. 3 Main Pumping Station (Civil works)-19-3.1.1-d | Supply, backfilling and compaction to the required grades with approved clean sand on layers not more than 25 cm thick. The layers are to be compacted by means of vibratory type equipment to obtain 95% of maximum dry density as per specifications. | CBM | 14 | 160 | 2240 | EGP | SC_Supply/Apply
Qasr Rashwan Lot A _0207 |  | RFQ-00024 | Reham Ashraf | Operation | 2024-03-31 | Pump stations | Approved | 12.13 - Mansheya Fanous-Bill No. 3 Main Pumping Station (Civil works)-19-3.1.2-a.1 | Un-reinforced lean concrete for sub-structure | CBM | 8 | 8 | 312.4 | 2499.2 | SC_Apply | محمد الطنطاوي محمد الطنطاوي | 12.13 - Mansheya Fanous-Bill No. 3 Main Pumping Station (Civil works)-19-3.1.2-a.1 | Un-reinforced lean concrete for sub-structure | CBM | 8 | 250 | 2000 | EGP | SC_Apply
Qasr Rashwan Lot A _0207 |  | RFQ-00024 | Reham Ashraf | Operation | 2024-03-31 | Pump stations | Approved | 14.12 - Albersly & Iz.Alasfar-Bill No. 3 Main Pumping Station (Civil works)-12-3.1.2-a.1 | Un-reinforced lean concrete for sub-structure | CBM | 4 | 4 | 312.4 | 1249.6 | SC_Apply | محمد الطنطاوي محمد الطنطاوي | 14.12 - Albersly & Iz.Alasfar-Bill No. 3 Main Pumping Station (Civil works)-12-3.1.2-a.1 | Un-reinforced lean concrete for sub-structure | CBM | 4 | 250 | 1000 | EGP | SC_Apply
Qasr Rashwan Lot A _0207 |  | RFQ-00024 | Reham Ashraf | Operation | 2024-03-31 | Pump stations | Approved | 10.13 - Iz. Saad Al Rouby-Bill No. 3 Main Pumping Station (Civil works)-22-3.1.1-a | Structural excavation | CBM | 362 | 362 | 87.5 | 31675 | SC_Supply/Apply | محمد الطنطاوي محمد الطنطاوي | 10.13 - Iz. Saad Al Rouby-Bill No. 3 Main Pumping Station (Civil works)-22-3.1.1-a | Structural excavation | CBM | 362 | 100 | 36200 | EGP | SC_Supply/Apply
Qasr Rashwan Lot A _0207 |  | RFQ-00024 | Reham Ashraf | Operation | 2024-03-31 | Pump stations | Approved | 10.13 - Iz. Saad Al Rouby-Bill No. 3 Main Pumping Station (Civil works)-22-3.1.1-b | Extra over for excavation in rock. | CBM | 10 | 10 | 131.25 | 1312.5 | SC_Supply/Apply | محمد الطنطاوي محمد الطنطاوي | 10.13 - Iz. Saad Al Rouby-Bill No. 3 Main Pumping Station (Civil works)-22-3.1.1-b | Extra over for excavation in rock. | CBM | 10 | 150 | 1500 | EGP | SC_Supply/Apply
Qasr Rashwan - Lot B _0208 |  | RFQ-00020 | Reham Ashraf | Operation | 2024-04-01 | Pump stations Slip Forms | Approved | 10.12 - Abd Al Azeem Al Sofy Village - Bill No.3: PUMP STATION - 3.1.1 - d | Supply, backfilling and compaction to the required grades with approved clean sand on layers not more than 25 cm thick. The layers are to be compacted by means of vibratory type equipment to obtain 95% of maximum dry density as per specifications. | CBM | 26 | 26 | 185.94 | 4834.44 | SC_Supply/Apply | محمد الطنطاوي محمد الطنطاوي | 10.12 - Abd Al Azeem Al Sofy Village - Bill No.3: PUMP STATION - 3.1.1 - d | Supply, backfilling and compaction to the required grades with approved clean sand on layers not more than 25 cm thick. The layers are to be compacted by means of vibratory type equipment to obtain 95% of maximum dry density as per specifications. | CBM | 26 | 160 | 4160 | EGP | SC_Supply/Apply
Qasr Rashwan - Lot B _0208 |  | RFQ-00020 | Reham Ashraf | Operation | 2024-04-01 | Pump stations Slip Forms | Approved | 14.12 - Iz. Abou Hussein - Bill No.3: PUMP STATION - 3.1.1 - d | Supply, backfilling and compaction to the required grades with approved clean sand on layers not more than 25 cm thick. The layers are to be compacted by means of vibratory type equipment to obtain 95% of maximum dry density as per specifications. | CBM | 11 | 11 | 185.94 | 2045.34 | SC_Supply/Apply | محمد الطنطاوي محمد الطنطاوي | 14.12 - Iz. Abou Hussein - Bill No.3: PUMP STATION - 3.1.1 - d | Supply, backfilling and compaction to the required grades with approved clean sand on layers not more than 25 cm thick. The layers are to be compacted by means of vibratory type equipment to obtain 95% of maximum dry density as per specifications. | CBM | 11 | 160 | 1760 | EGP | SC_Supply/Apply
Qasr Rashwan - Lot B _0208 |  | RFQ-00020 | Reham Ashraf | Operation | 2024-04-01 | Pump stations Slip Forms | Approved | 13.12 - Iz. Salih Shamatah - Bill No.3: PUMP STATION - 3.1.1 - d | Supply, backfilling and compaction to the required grades with approved clean sand on layers not more than 25 cm thick. The layers are to be compacted by means of vibratory type equipment to obtain 95% of maximum dry density as per specifications. | CBM | 11 | 11 | 185.94 | 2045.34 | SC_Supply/Apply | محمد الطنطاوي محمد الطنطاوي | 13.12 - Iz. Salih Shamatah - Bill No.3: PUMP STATION - 3.1.1 - d | Supply, backfilling and compaction to the required grades with approved clean sand on layers not more than 25 cm thick. The layers are to be compacted by means of vibratory type equipment to obtain 95% of maximum dry density as per specifications. | CBM | 11 | 160 | 1760 | EGP | SC_Supply/Apply
Qasr Rashwan Lot A _0207 |  | RFQ-00027 | Reham Ashraf | Operation | 2024-04-07 | Pump stations Shop Drawing | Approved | 16 | Indirect Cost | ECH | 6 | 6 | 61800 | 370800 | Ind | كور للتصميمات والإستشارات الهندسية | 16 | Indirect Cost | ECH | 6 | 61800 | 370800 | EGP | Ind
ORA ZED-Ph 2-Pkgs A&D |  | RFQ-00021 | Mostafa Shourbagi | MEP (Electro Mechanical) | 2024-04-08 | Pipe Clamps | Approved | ACC | Pipe Clamp Size 1.5" | ECH | 700 | 700 | 1.42 | 994 | SC_Supply | Al Nour | ACC | Pipe Clamp Size 1.5" | ECH | 700 | 39.15 | 27405 | EGP | SC_Supply
ORA ZED-Ph 2-Pkgs A&D |  | RFQ-00021 | Mostafa Shourbagi | MEP (Electro Mechanical) | 2024-04-08 | Pipe Clamps | Approved | ACC | Pipe Clamp Size 2" | ECH | 500 | 500 | 1.42 | 710 | SC_Supply | Al Nour | ACC | Pipe Clamp Size 2" | ECH | 500 | 43.2 | 21600 | EGP | SC_Supply
ORA ZED-Ph 2-Pkgs A&D |  | RFQ-00021 | Mostafa Shourbagi | MEP (Electro Mechanical) | 2024-04-08 | Pipe Clamps | Approved | ACC | Pipe Clamp Size 2" | ECH | 500 | 500 | 1.42 | 710 | SC_Supply | Al Nour | ACC | Pipe Clamp Size 2" | ECH | 500 | 43.2 | 21600 | EGP | SC_Supply
ORA ZED-Ph 2-Pkgs A&D |  | RFQ-00021 | Mostafa Shourbagi | MEP (Electro Mechanical) | 2024-04-08 | Pipe Clamps | Approved | ACC | Pipe Clamp Size 3" | ECH | 400 | 400 | 1.42 | 568 | SC_Supply | Al Nour | ACC | Pipe Clamp Size 3" | ECH | 400 | 46.97 | 18788 | EGP | SC_Supply
ORA ZED-Ph 2-Pkgs A&D |  | RFQ-00021 | Mostafa Shourbagi | MEP (Electro Mechanical) | 2024-04-08 | Pipe Clamps | Approved | ACC | Pipe Clamp Size 4" | ECH | 1800 | 1800 | 1.42 | 2556 | SC_Supply | Al Nour | ACC | Pipe Clamp Size 4" | ECH | 1800 | 59.6 | 107280 | EGP | SC_Supply
ORA ZED-Ph 2-Pkgs A&D |  | RFQ-00021 | Mostafa Shourbagi | MEP (Electro Mechanical) | 2024-04-08 | Pipe Clamps | Approved | ACC | قفيز PPR مقا س 25 مم | ECH | 4800 | 4800 | 1.42 | 6816 | SC_Supply | Al Nour | ACC | قفيز PPR مقا س 25 مم | ECH | 4800 | 31.85 | 152880 | EGP | SC_Supply
ORA ZED-Ph 2-Pkgs A&D |  | RFQ-00021 | Mostafa Shourbagi | MEP (Electro Mechanical) | 2024-04-08 | Pipe Clamps | Approved | ACC | قفيز PPR مقا س 32 مم | ECH | 1600 | 1600 | 1.42 | 2272 | SC_Supply | Al Nour | ACC | قفيز PPR مقا س 32 مم | ECH | 1600 | 33.95 | 54320 | EGP | SC_Supply
Rabigh CCPP-Civil _K0006 |  | RFQ-00003 | Mohamed Amr | Procurement | 2024-04-08 | Pile Head Treatment | Approved | 11.20 - Baseline BOQ- Power Block+Balance of Plant-31 63 23 EO-0006 | Supplying; forming; treatment; protecting; pile head; bored concrete piles; 800mm nominal diameter. | ECH | 1060 | 1060 | 295.93 | 313685.8 | SC_Supply/Apply | GC | 11.20 - Baseline BOQ- Power Block+Balance of Plant-31 63 23 EO-0006 | Supplying; forming; treatment; protecting; pile head; bored concrete piles; 800mm nominal diameter. | ECH | 1060 | 275 | 291500 | SAR | SC_Supply/Apply
Rabigh CCPP-Civil _K0006 |  | RFQ-00003 | Mohamed Amr | Procurement | 2024-04-08 | Pile Head Treatment | Approved | 11.14 - Baseline BOQ- Power Block+Balance of Plant-07 13 00 SWP-0015 | Supplying; placing; torch applied; modified bituminous sheet waterproofing; type styrene-butadiene-styrene modified bituminous membrane; on 2 layers; thk 2mm each; Grade G; ASTM D6164; applied to horizontal surface; covering width > 600mm wide; slope surface ≤ 15°; non-woven polyester reinforcement. | SQM | 65446.25 | 65446.25 | 60 | 3926775 | SC_Supply/Apply | GC | 11.14 - Baseline BOQ- Power Block+Balance of Plant-07 13 00 SWP-0015 | Supplying; placing; torch applied; modified bituminous sheet waterproofing; type styrene-butadiene-styrene modified bituminous membrane; on 2 layers; thk 2mm each; Grade G; ASTM D6164; applied to horizontal surface; covering width > 600mm wide; slope surface ≤ 15°; non-woven polyester reinforcement. | SQM | 65446.25 | 44 | 2879635 | SAR | SC_Supply/Apply
Mivida BP#189 |  | RFQ-00069 | Mostafa Shourbagi | MEP (Electro Mechanical) | 2024-04-21 | Trays & Fittings | Approved | 162600.POs | PR -83841,83857-Cable trays | LS | 1 | 1 | 76116.79 | 76116.79 | SC_Supply | El Sewedy Trading | 162600.POs | PR -83841,83857-Cable trays | LS | 1 | 222603.22 | 222603.22 | EGP | SC_Supply
Qasr Rashwan Lot A _0207 |  | RFQ-00024 | Reham Ashraf | Operation | 2024-03-31 | Pump stations | Approved | 11.12 - Murad Al Gendy W Al Sanahra-Bill No. 3 Main Pumping Station (Civil works)-17-3.1.2.d- | Supply and casting of in-place reinforced concrete (Grade C30) with Sulfate- resistant cement, including: formwork, scaffolding, expansion and construction joints, Steel bar reinforcement, joint filler and sealant, accessories, transporting, mixing, casting, finishing, compaction by vibratory, curing and testing as required by the specifications. | CBM | 70 | 70 | 1784 | 124880 | SC_Apply | محمد الطنطاوي محمد الطنطاوي | 11.12 - Murad Al Gendy W Al Sanahra-Bill No. 3 Main Pumping Station (Civil works)-17-3.1.2.d- | Supply and casting of in-place reinforced concrete (Grade C30) with Sulfate- resistant cement, including: formwork, scaffolding, expansion and construction joints, Steel bar reinforcement, joint filler and sealant, accessories, transporting, mixing, casting, finishing, compaction by vibratory, curing and testing as required by the specifications. | CBM | 70 | 950 | 66500 | EGP | SC_Apply
Qasr Rashwan Lot A _0207 |  | RFQ-00024 | Reham Ashraf | Operation | 2024-03-31 | Pump stations | Approved | 13.12 - Khulusi-Bill No. 3 Main Pumping Station (Civil works)-15-3.1.2.d- | Supply and casting of in-place reinforced concrete (Grade C30) with Sulfate- resistant cement, including: formwork, scaffolding, expansion and construction joints, Steel bar reinforcement, joint filler and sealant, accessories, transporting, mixing, casting, finishing, compaction by vibratory, curing and testing as required by the specifications. | CBM | 58 | 58 | 1784 | 103472 | SC_Apply | محمد الطنطاوي محمد الطنطاوي | 13.12 - Khulusi-Bill No. 3 Main Pumping Station (Civil works)-15-3.1.2.d- | Supply and casting of in-place reinforced concrete (Grade C30) with Sulfate- resistant cement, including: formwork, scaffolding, expansion and construction joints, Steel bar reinforcement, joint filler and sealant, accessories, transporting, mixing, casting, finishing, compaction by vibratory, curing and testing as required by the specifications. | CBM | 58 | 950 | 55100 | EGP | SC_Apply
Qasr Rashwan Lot A _0207 |  | RFQ-00024 | Reham Ashraf | Operation | 2024-03-31 | Pump stations | Approved | 12.13 - Mansheya Fanous-Bill No. 3 Main Pumping Station (Civil works)-19-3.1.2-b | Supplying and casting unreinforced concrete (Grade C30) for dicophyl by sulfate- resistant cement below underground water and up to the required level, and it includes the supply, installation and installation of galvanized iron injection pipes as required by Drawings and Specifications. | CBM | 52 | 52 | 1259.89 | 65514.28 | SC_Apply | محمد الطنطاوي محمد الطنطاوي | 12.13 - Mansheya Fanous-Bill No. 3 Main Pumping Station (Civil works)-19-3.1.2-b | Supplying and casting unreinforced concrete (Grade C30) for dicophyl by sulfate- resistant cement below underground water and up to the required level, and it includes the supply, installation and installation of galvanized iron injection pipes as required by Drawings and Specifications. | CBM | 52 | 600 | 31200 | EGP | SC_Apply
Qasr Rashwan - Lot B _0208 |  | RFQ-00020 | Reham Ashraf | Operation | 2024-04-01 | Pump stations Slip Forms | Approved | 15.12 - Iz. Al Burm - Bill No.3: PUMP STATION - 3.1.2 - a.3 | For roof slopes, 30 mm to 140 mm thick | SQM | 37 | 37 | 90.15 | 3335.55 | SC_Supply/Apply | محمد الطنطاوي محمد الطنطاوي | 15.12 - Iz. Al Burm - Bill No.3: PUMP STATION - 3.1.2 - a.3 | For roof slopes, 30 mm to 140 mm thick | SQM | 37 | 120 | 4440 | EGP | SC_Supply/Apply
Qasr Rashwan - Lot B _0208 |  | RFQ-00020 | Reham Ashraf | Operation | 2024-04-01 | Pump stations Slip Forms | Approved | 14.12 - Iz. Abou Hussein - Bill No.3: PUMP STATION - 3.1.2 - a.3 | For roof slopes, 30 mm to 140 mm thick | SQM | 26 | 26 | 90.15 | 2343.9 | SC_Supply/Apply | محمد الطنطاوي محمد الطنطاوي | 14.12 - Iz. Abou Hussein - Bill No.3: PUMP STATION - 3.1.2 - a.3 | For roof slopes, 30 mm to 140 mm thick | SQM | 26 | 120 | 3120 | EGP | SC_Supply/Apply
Qasr Rashwan - Lot B _0208 |  | RFQ-00020 | Reham Ashraf | Operation | 2024-04-01 | Pump stations Slip Forms | Approved | 11.12 - Iz. Abd Al Rahman Ibrahim - Bill No.3: PUMP STATION - 3.1.2 - a.3 | For roof slopes, 30 mm to 140 mm thick | SQM | 44 | 44 | 90.15 | 3966.6 | SC_Supply/Apply | محمد الطنطاوي محمد الطنطاوي | 11.12 - Iz. Abd Al Rahman Ibrahim - Bill No.3: PUMP STATION - 3.1.2 - a.3 | For roof slopes, 30 mm to 140 mm thick | SQM | 44 | 120 | 5280 | EGP | SC_Supply/Apply
Qasr Rashwan - Lot B _0208 |  | RFQ-00020 | Reham Ashraf | Operation | 2024-04-01 | Pump stations Slip Forms | Approved | 13.12 - Iz. Salih Shamatah - Bill No.3: PUMP STATION - 3.1.2 - a.3 | For roof slopes, 30 mm to 140 mm thick | SQM | 29 | 29 | 90.15 | 2614.35 | SC_Supply/Apply | محمد الطنطاوي محمد الطنطاوي | 13.12 - Iz. Salih Shamatah - Bill No.3: PUMP STATION - 3.1.2 - a.3 | For roof slopes, 30 mm to 140 mm thick | SQM | 29 | 120 | 3480 | EGP | SC_Supply/Apply
Qasr Rashwan - Lot B _0208 |  | RFQ-00020 | Reham Ashraf | Operation | 2024-04-01 | Pump stations Slip Forms | Approved | 12.12 - Iz. Suleiman Tadrus - Bill No.3: PUMP STATION - 3.1.2 - a.3 | For roof slopes, 30 mm to 140 mm thick | SQM | 40 | 40 | 90.15 | 3606 | SC_Supply/Apply | محمد الطنطاوي محمد الطنطاوي | 12.12 - Iz. Suleiman Tadrus - Bill No.3: PUMP STATION - 3.1.2 - a.3 | For roof slopes, 30 mm to 140 mm thick | SQM | 40 | 120 | 4800 | EGP | SC_Supply/Apply
Qasr Rashwan - Lot B _0208 |  | RFQ-00020 | Reham Ashraf | Operation | 2024-04-01 | Pump stations Slip Forms | Approved | 10.12 - Abd Al Azeem Al Sofy Village - Bill No.3: PUMP STATION - 3.1.2 - a.3 | For roof slopes, 30 mm to 140 mm thick | SQM | 57 | 57 | 90.15 | 5138.55 | SC_Supply/Apply | محمد الطنطاوي محمد الطنطاوي | 10.12 - Abd Al Azeem Al Sofy Village - Bill No.3: PUMP STATION - 3.1.2 - a.3 | For roof slopes, 30 mm to 140 mm thick | SQM | 57 | 120 | 6840 | EGP | SC_Supply/Apply
Qasr Rashwan - Lot B _0208 |  | RFQ-00020 | Reham Ashraf | Operation | 2024-04-01 | Pump stations Slip Forms | Approved | 10.12 - Abd Al Azeem Al Sofy Village - Bill No.3: PUMP STATION - 3.1.2 - a.2 | PC Slope concrete for floor with hardener | SQM | 60 | 60 | 79.75 | 4785 | SC_Apply | محمد الطنطاوي محمد الطنطاوي | 10.12 - Abd Al Azeem Al Sofy Village - Bill No.3: PUMP STATION - 3.1.2 - a.2 | PC Slope concrete for floor with hardener | SQM | 60 | 150 | 9000 | EGP | SC_Apply
Qasr Rashwan - Lot B _0208 |  | RFQ-00020 | Reham Ashraf | Operation | 2024-04-01 | Pump stations Slip Forms | Approved | 13.12 - Iz. Salih Shamatah - Bill No.3: PUMP STATION - 3.1.2 - a.2 | PC Slope concrete for floor with hardener | SQM | 26 | 26 | 79.75 | 2073.5 | SC_Apply | محمد الطنطاوي محمد الطنطاوي | 13.12 - Iz. Salih Shamatah - Bill No.3: PUMP STATION - 3.1.2 - a.2 | PC Slope concrete for floor with hardener | SQM | 26 | 150 | 3900 | EGP | SC_Apply
Qasr Rashwan - Lot B _0208 |  | RFQ-00020 | Reham Ashraf | Operation | 2024-04-01 | Pump stations Slip Forms | Approved | 11.12 - Iz. Abd Al Rahman Ibrahim - Bill No.3: PUMP STATION - 3.1.2 - a.2 | PC Slope concrete for floor with hardener | SQM | 40 | 40 | 79.75 | 3190 | SC_Apply | محمد الطنطاوي محمد الطنطاوي | 11.12 - Iz. Abd Al Rahman Ibrahim - Bill No.3: PUMP STATION - 3.1.2 - a.2 | PC Slope concrete for floor with hardener | SQM | 40 | 150 | 6000 | EGP | SC_Apply
Qasr Rashwan - Lot B _0208 |  | RFQ-00020 | Reham Ashraf | Operation | 2024-04-01 | Pump stations Slip Forms | Approved | 12.12 - Iz. Suleiman Tadrus - Bill No.3: PUMP STATION - 3.1.2 - a.2 | PC Slope concrete for floor with hardener | SQM | 40 | 40 | 79.75 | 3190 | SC_Apply | محمد الطنطاوي محمد الطنطاوي | 12.12 - Iz. Suleiman Tadrus - Bill No.3: PUMP STATION - 3.1.2 - a.2 | PC Slope concrete for floor with hardener | SQM | 40 | 150 | 6000 | EGP | SC_Apply
Qasr Rashwan - Lot B _0208 |  | RFQ-00020 | Reham Ashraf | Operation | 2024-04-01 | Pump stations Slip Forms | Approved | 14.12 - Iz. Abou Hussein - Bill No.3: PUMP STATION - 3.1.2 - a.2 | PC Slope concrete for floor with hardener | SQM | 26 | 26 | 79.75 | 2073.5 | SC_Apply | محمد الطنطاوي محمد الطنطاوي | 14.12 - Iz. Abou Hussein - Bill No.3: PUMP STATION - 3.1.2 - a.2 | PC Slope concrete for floor with hardener | SQM | 26 | 150 | 3900 | EGP | SC_Apply
Qasr Rashwan - Lot B _0208 |  | RFQ-00020 | Reham Ashraf | Operation | 2024-04-01 | Pump stations Slip Forms | Approved | 15.12 - Iz. Al Burm - Bill No.3: PUMP STATION - 3.1.2 - a.2 | PC Slope concrete for floor with hardener | SQM | 40 | 40 | 79.75 | 3190 | SC_Apply | محمد الطنطاوي محمد الطنطاوي | 15.12 - Iz. Al Burm - Bill No.3: PUMP STATION - 3.1.2 - a.2 | PC Slope concrete for floor with hardener | SQM | 40 | 150 | 6000 | EGP | SC_Apply
Qasr Rashwan - Lot B _0208 |  | RFQ-00020 | Reham Ashraf | Operation | 2024-04-01 | Pump stations Slip Forms | Approved | 10.12 - Abd Al Azeem Al Sofy Village - Bill No.3: PUMP STATION - 3.1.2 - a.1 | Un-reinforced lean concrete for sub-structure | CBM | 9 | 9 | 312.4 | 2811.6 | SC_Apply | محمد الطنطاوي محمد الطنطاوي | 10.12 - Abd Al Azeem Al Sofy Village - Bill No.3: PUMP STATION - 3.1.2 - a.1 | Un-reinforced lean concrete for sub-structure | CBM | 9 | 250 | 2250 | EGP | SC_Apply
Qasr Rashwan - Lot B _0208 |  | RFQ-00020 | Reham Ashraf | Operation | 2024-04-01 | Pump stations Slip Forms | Approved | 12.12 - Iz. Suleiman Tadrus - Bill No.3: PUMP STATION - 3.1.2 - a.1 | Un-reinforced lean concrete for sub-structure | CBM | 10 | 10 | 312.4 | 3124 | SC_Apply | محمد الطنطاوي محمد الطنطاوي | 12.12 - Iz. Suleiman Tadrus - Bill No.3: PUMP STATION - 3.1.2 - a.1 | Un-reinforced lean concrete for sub-structure | CBM | 10 | 250 | 2500 | EGP | SC_Apply
Qasr Rashwan - Lot B _0208 |  | RFQ-00020 | Reham Ashraf | Operation | 2024-04-01 | Pump stations Slip Forms | Approved | 11.12 - Iz. Abd Al Rahman Ibrahim - Bill No.3: PUMP STATION - 3.1.2 - a.1 | Un-reinforced lean concrete for sub-structure | CBM | 10 | 10 | 312.4 | 3124 | SC_Apply | محمد الطنطاوي محمد الطنطاوي | 11.12 - Iz. Abd Al Rahman Ibrahim - Bill No.3: PUMP STATION - 3.1.2 - a.1 | Un-reinforced lean concrete for sub-structure | CBM | 10 | 250 | 2500 | EGP | SC_Apply
Qasr Rashwan - Lot B _0208 |  | RFQ-00020 | Reham Ashraf | Operation | 2024-04-01 | Pump stations Slip Forms | Approved | 15.12 - Iz. Al Burm - Bill No.3: PUMP STATION - 3.1.2 - a.1 | Un-reinforced lean concrete for sub-structure | CBM | 10 | 10 | 312.4 | 3124 | SC_Apply | محمد الطنطاوي محمد الطنطاوي | 15.12 - Iz. Al Burm - Bill No.3: PUMP STATION - 3.1.2 - a.1 | Un-reinforced lean concrete for sub-structure | CBM | 10 | 250 | 2500 | EGP | SC_Apply
Qasr Rashwan - Lot B _0208 |  | RFQ-00020 | Reham Ashraf | Operation | 2024-04-01 | Pump stations Slip Forms | Approved | 13.12 - Iz. Salih Shamatah - Bill No.3: PUMP STATION - 3.1.2 - a.1 | Un-reinforced lean concrete for sub-structure | CBM | 6 | 6 | 312.4 | 1874.4 | SC_Apply | محمد الطنطاوي محمد الطنطاوي | 13.12 - Iz. Salih Shamatah - Bill No.3: PUMP STATION - 3.1.2 - a.1 | Un-reinforced lean concrete for sub-structure | CBM | 6 | 250 | 1500 | EGP | SC_Apply
Qasr Rashwan - Lot B _0208 |  | RFQ-00020 | Reham Ashraf | Operation | 2024-04-01 | Pump stations Slip Forms | Approved | 14.12 - Iz. Abou Hussein - Bill No.3: PUMP STATION - 3.1.2 - a.1 | Un-reinforced lean concrete for sub-structure | CBM | 6 | 6 | 312.4 | 1874.4 | SC_Apply | محمد الطنطاوي محمد الطنطاوي | 14.12 - Iz. Abou Hussein - Bill No.3: PUMP STATION - 3.1.2 - a.1 | Un-reinforced lean concrete for sub-structure | CBM | 6 | 250 | 1500 | EGP | SC_Apply
Qasr Rashwan - Lot B _0208 |  | RFQ-00020 | Reham Ashraf | Operation | 2024-04-01 | Pump stations Slip Forms | Approved | 12.12 - Iz. Suleiman Tadrus - Bill No.3: PUMP STATION - 3.1.2 - d | Supply and casting of in-place reinforced concrete (Grade C30) with Sulfate- resistant cement, including: formwork, scaffolding, expansion and construction joints, Steel bar reinforcement, joint filler and sealant, accessories, transporting, mixing, casting, finishing, compaction by vibratory, curing and testing as required by the specifications. | CBM | 85 | 80 | 1784.13 | 142730.4 | SC_Apply | محمد الطنطاوي محمد الطنطاوي | 12.12 - Iz. Suleiman Tadrus - Bill No.3: PUMP STATION - 3.1.2 - d | Supply and casting of in-place reinforced concrete (Grade C30) with Sulfate- resistant cement, including: formwork, scaffolding, expansion and construction joints, Steel bar reinforcement, joint filler and sealant, accessories, transporting, mixing, casting, finishing, compaction by vibratory, curing and testing as required by the specifications. | CBM | 80 | 950 | 76000 | EGP | SC_Apply
Qasr Rashwan - Lot B _0208 |  | RFQ-00020 | Reham Ashraf | Operation | 2024-04-01 | Pump stations Slip Forms | Approved | 11.12 - Iz. Abd Al Rahman Ibrahim - Bill No.3: PUMP STATION - 3.1.2 - d | Supply and casting of in-place reinforced concrete (Grade C30) with Sulfate-resistant cement, including: formwork, scaffolding, expansion and construction joints, Steel bar reinforcement, joint filler and sealant, accessories, transporting, mixing, casting, finishing, compaction by vibratory, curing and testing as required by the specifications. | CBM | 87 | 80 | 1784.13 | 142730.4 | SC_Apply | محمد الطنطاوي محمد الطنطاوي | 11.12 - Iz. Abd Al Rahman Ibrahim - Bill No.3: PUMP STATION - 3.1.2 - d | Supply and casting of in-place reinforced concrete (Grade C30) with Sulfate-resistant cement, including: formwork, scaffolding, expansion and construction joints, Steel bar reinforcement, joint filler and sealant, accessories, transporting, mixing, casting, finishing, compaction by vibratory, curing and testing as required by the specifications. | CBM | 80 | 950 | 76000 | EGP | SC_Apply
Qasr Rashwan - Lot B _0208 |  | RFQ-00020 | Reham Ashraf | Operation | 2024-04-01 | Pump stations Slip Forms | Approved | 15.12 - Iz. Al Burm - Bill No.3: PUMP STATION - 3.1.2 - d | Supply and casting of in-place reinforced concrete (Grade C30) with Sulfate-resistant cement, including: formwork, scaffolding, expansion and construction joints, Steel bar reinforcement, joint filler and sealant, accessories, transporting, mixing, casting, finishing, compaction by vibratory, curing and testing as required by the specifications. | CBM | 83 | 75 | 1784.13 | 133809.75 | SC_Apply | محمد الطنطاوي محمد الطنطاوي | 15.12 - Iz. Al Burm - Bill No.3: PUMP STATION - 3.1.2 - d | Supply and casting of in-place reinforced concrete (Grade C30) with Sulfate-resistant cement, including: formwork, scaffolding, expansion and construction joints, Steel bar reinforcement, joint filler and sealant, accessories, transporting, mixing, casting, finishing, compaction by vibratory, curing and testing as required by the specifications. | CBM | 75 | 950 | 71250 | EGP | SC_Apply
Qasr Rashwan - Lot B _0208 |  | RFQ-00020 | Reham Ashraf | Operation | 2024-04-01 | Pump stations Slip Forms | Approved | 10.12 - Abd Al Azeem Al Sofy Village - Bill No.3: PUMP STATION - 3.1.2 - d | Supply and casting of in-place reinforced concrete (Grade C30) with Sulfate-resistant cement, including: formwork, scaffolding, expansion and construction joints, Steel bar reinforcement, joint filler and sealant, accessories, transporting, mixing, casting, finishing, compaction by vibratory, curing and testing as required by the specifications. | CBM | 100 | 90 | 1784.13 | 160571.7 | SC_Apply | محمد الطنطاوي محمد الطنطاوي | 10.12 - Abd Al Azeem Al Sofy Village - Bill No.3: PUMP STATION - 3.1.2 - d | Supply and casting of in-place reinforced concrete (Grade C30) with Sulfate-resistant cement, including: formwork, scaffolding, expansion and construction joints, Steel bar reinforcement, joint filler and sealant, accessories, transporting, mixing, casting, finishing, compaction by vibratory, curing and testing as required by the specifications. | CBM | 90 | 950 | 85500 | EGP | SC_Apply
Qasr Rashwan - Lot B _0208 |  | RFQ-00020 | Reham Ashraf | Operation | 2024-04-01 | Pump stations Slip Forms | Approved | 13.12 - Iz. Salih Shamatah - Bill No.3: PUMP STATION - 3.1.2 - d | Supply and casting of in-place reinforced concrete (Grade C30) with Sulfate-resistant cement, including: formwork, scaffolding, expansion and construction joints, Steel bar reinforcement, joint filler and sealant, accessories, transporting, mixing, casting, finishing, compaction by vibratory, curing and testing as required by the specifications. | CBM | 55 | 50 | 1784.13 | 89206.5 | SC_Apply | محمد الطنطاوي محمد الطنطاوي | 13.12 - Iz. Salih Shamatah - Bill No.3: PUMP STATION - 3.1.2 - d | Supply and casting of in-place reinforced concrete (Grade C30) with Sulfate-resistant cement, including: formwork, scaffolding, expansion and construction joints, Steel bar reinforcement, joint filler and sealant, accessories, transporting, mixing, casting, finishing, compaction by vibratory, curing and testing as required by the specifications. | CBM | 50 | 950 | 47500 | EGP | SC_Apply
Qasr Rashwan - Lot B _0208 |  | RFQ-00020 | Reham Ashraf | Operation | 2024-04-01 | Pump stations Slip Forms | Approved | 14.12 - Iz. Abou Hussein - Bill No.3: PUMP STATION - 3.1.2 - d | Supply and casting of in-place reinforced concrete (Grade C30) with Sulfate-resistant cement, including: formwork, scaffolding, expansion and construction joints, Steel bar reinforcement, joint filler and sealant, accessories, transporting, mixing, casting, finishing, compaction by vibratory, curing and testing as required by the specifications. | CBM | 55 | 50 | 1784.13 | 89206.5 | SC_Apply | محمد الطنطاوي محمد الطنطاوي | 14.12 - Iz. Abou Hussein - Bill No.3: PUMP STATION - 3.1.2 - d | Supply and casting of in-place reinforced concrete (Grade C30) with Sulfate-resistant cement, including: formwork, scaffolding, expansion and construction joints, Steel bar reinforcement, joint filler and sealant, accessories, transporting, mixing, casting, finishing, compaction by vibratory, curing and testing as required by the specifications. | CBM | 50 | 950 | 47500 | EGP | SC_Apply
Rabigh CCPP-Civil _K0006 |  | RFQ-00003 | Mohamed Amr | Procurement | 2024-04-08 | Pile Head Treatment | Approved | 11.14 - Baseline BOQ- Power Block+Balance of Plant-07 13 00 SWP-0014 | Supplying; placing; torch applied; modified bituminous sheet waterproofing; type styrene-butadiene-styrene modified bituminous membrane; on 1 layer; thk 4mm; Grade G; ASTM D6164; applied to vertical surface; covering width > 600mm wide; non-woven polyester reinforcement. | SQM | 86904.68 | 86904.68 | 50 | 4345234 | SC_Supply/Apply | GC | 11.14 - Baseline BOQ- Power Block+Balance of Plant-07 13 00 SWP-0014 | Supplying; placing; torch applied; modified bituminous sheet waterproofing; type styrene-butadiene-styrene modified bituminous membrane; on 1 layer; thk 4mm; Grade G; ASTM D6164; applied to vertical surface; covering width > 600mm wide; non-woven polyester reinforcement. | SQM | 86904.68 | 23 | 1998807.64 | SAR | SC_Supply/Apply
Katameya Creeks |  | RFQ-00026 | Youssef Abd El Kream | MEP (Electro Mechanical) | 2024-03-24 | Fixation Acc. | Approved | All | فيشر فراشه 8مم | ECH | 6000 | 6000 | 0 | 0 | SC_Apply | Top Fixing | All | فيشر فراشه 8مم | ECH | 6000 | 3.5 | 21000 | EGP | SC_Apply
Katameya Creeks |  | RFQ-00026 | Youssef Abd El Kream | MEP (Electro Mechanical) | 2024-03-24 | Fixation Acc. | Approved | All | فيشر 6مم | ECH | 4000 | 4000 | 0 | 0 | SC_Apply | Top Fixing | All | فيشر 6مم | ECH | 4000 | 0.6 | 2400 | EGP | SC_Apply
Katameya Creeks |  | RFQ-00026 | Youssef Abd El Kream | MEP (Electro Mechanical) | 2024-03-24 | Fixation Acc. | Approved | All | فيشر 8مم | ECH | 4000 | 4000 | 0 | 0 | SC_Apply | Top Fixing | All | فيشر 8مم | ECH | 4000 | 1 | 4000 | EGP | SC_Apply
Katameya Creeks |  | RFQ-00034 | Youssef Abd El Kream | MEP (Electro Mechanical) | 2024-04-08 | Diffusers | Approved | All | Exhaust Diffusers 16''X16'' - 500 CFM with V.D | ECH | 132 | 132 | 557.12 | 73539.84 | SC_Supply | ZamZam | All | Exhaust Diffusers 16''X16'' - 500 CFM with V.D | ECH | 132 | 1741 | 229812 | EGP | SC_Supply
Katameya Creeks |  | RFQ-00037 | Youssef Abd El Kream | MEP (Electro Mechanical) | 2024-04-20 | UPVC & PPR Fittings | Approved | All Buildings | كوع 45 درجه UPVC مقاس 50 مم رمادى بجوان | ECH | 1500 | 1500 | 11.63 | 17445 | MAT_Raw | El Maadawy | All Buildings | كوع 45 درجه UPVC مقاس 50 مم رمادى بجوان | ECH | 1500 | 16.83 | 25245 | EGP | MAT_Raw
Katameya Creeks |  | RFQ-00037 | Youssef Abd El Kream | MEP (Electro Mechanical) | 2024-04-20 | UPVC & PPR Fittings | Approved | All Buildings | جلبه UPVC مقاس 75 مم رمادى بجوان | ECH | 260 | 260 | 17.58 | 4570.8 | MAT_Raw | El Maadawy | All Buildings | جلبه UPVC مقاس 75 مم رمادى بجوان | ECH | 260 | 25.45 | 6617 | EGP | MAT_Raw
Katameya Creeks |  | RFQ-00037 | Youssef Abd El Kream | MEP (Electro Mechanical) | 2024-04-20 | UPVC & PPR Fittings | Approved | All Buildings | كوع لحام PPR قطر 40 مم | ECH | 65 | 65 | 36 | 2340 | MAT_Raw | El Maadawy | All Buildings | كوع لحام PPR قطر 40 مم | ECH | 65 | 52.1 | 3386.5 | EGP | MAT_Raw
Katameya Creeks |  | RFQ-00037 | Youssef Abd El Kream | MEP (Electro Mechanical) | 2024-04-20 | UPVC & PPR Fittings | Approved | All Buildings | جلبه UPVC مقاس 110 مم رمادى بجوان | ECH | 190 | 190 | 27.15 | 5158.5 | MAT_Raw | El Maadawy | All Buildings | جلبه UPVC مقاس 110 مم رمادى بجوان | ECH | 190 | 39.3 | 7467 | EGP | MAT_Raw
Katameya Creeks |  | RFQ-00037 | Youssef Abd El Kream | MEP (Electro Mechanical) | 2024-04-20 | UPVC & PPR Fittings | Approved | All Buildings | كوع UPVC مقاس 110 مم رمادى بجوان | ECH | 73 | 73 | 33.99 | 2481.27 | MAT_Raw | El Maadawy | All Buildings | كوع UPVC مقاس 110 مم رمادى بجوان | ECH | 73 | 49.2 | 3591.6 | EGP | MAT_Raw
Katameya Creeks |  | RFQ-00037 | Youssef Abd El Kream | MEP (Electro Mechanical) | 2024-04-20 | UPVC & PPR Fittings | Approved | All Buildings | كوع 45 درجه UPVC مقاس 110 مم رمادى بجوان | ECH | 160 | 160 | 29.99 | 4798.4 | MAT_Raw | El Maadawy | All Buildings | كوع 45 درجه UPVC مقاس 110 مم رمادى بجوان | ECH | 160 | 43.4 | 6944 | EGP | MAT_Raw
Katameya Creeks |  | RFQ-00037 | Youssef Abd El Kream | MEP (Electro Mechanical) | 2024-04-20 | UPVC & PPR Fittings | Approved | All Buildings | جلبه UPVC مقاس 50 مم رمادى بجوان | ECH | 1000 | 1000 | 10.9 | 10900 | MAT_Raw | El Maadawy | All Buildings | جلبه UPVC مقاس 50 مم رمادى بجوان | ECH | 1000 | 15.78 | 15780 | EGP | MAT_Raw
Katameya Creeks |  | RFQ-00037 | Youssef Abd El Kream | MEP (Electro Mechanical) | 2024-04-20 | UPVC & PPR Fittings | Approved | All Buildings | كوع 45 درجه لصق UPVC مقاس 32 مم ضغط رمادى | ECH | 230 | 230 | 10.56 | 2428.8 | MAT_Raw | El Maadawy | All Buildings | كوع 45 درجه لصق UPVC مقاس 32 مم ضغط رمادى | ECH | 230 | 15.28 | 3514.4 | EGP | MAT_Raw
Katameya Creeks |  | RFQ-00037 | Youssef Abd El Kream | MEP (Electro Mechanical) | 2024-04-20 | UPVC & PPR Fittings | Approved | All Buildings | كوع لحام 45 درجه PPR قطر 32 مم | ECH | 10 | 10 | 19.72 | 197.2 | MAT_Raw | El Maadawy | All Buildings | كوع لحام 45 درجه PPR قطر 32 مم | ECH | 10 | 28.54 | 285.4 | EGP | MAT_Raw
Katameya Creeks |  | RFQ-00038 | Youssef Abd El Kream | MEP (Electro Mechanical) | 2024-04-20 | UPVC Vent Caps | Approved | All Buildings | هوايه UPVC مقاس 110 مم رمادى بجوان | ECH | 130 | 130 | 10 | 1300 | MAT_Raw | El Maadawy | All Buildings | هوايه UPVC مقاس 110 مم رمادى بجوان | ECH | 130 | 37.23 | 4839.9 | EGP | MAT_Raw
Katameya Creeks |  | RFQ-00038 | Youssef Abd El Kream | MEP (Electro Mechanical) | 2024-04-20 | UPVC Vent Caps | Approved | All Buildings | هوايه UPVC مقاس 75 مم رمادى بجوان | ECH | 230 | 230 | 10 | 2300 | MAT_Raw | El Maadawy | All Buildings | هوايه UPVC مقاس 75 مم رمادى بجوان | ECH | 230 | 19.04 | 4379.2 | EGP | MAT_Raw
Rabigh CCPP-Civil _K0006 |  | RFQ-00005 | Mohamed Amr | Procurement | 2024-04-24 | Concrete Ready mix | Approved | 11.25 | Supply Ready Mix Concrete Compressive Strength 16Mpa - Cement (Type I - OPC) Slump (150 + 40mm) Including Water, Sand, Cement and all Required Additives According to Approved Trial Mix And Specifications Including Mobile Pump Charges | CBM | 250 | 250 | 258.75 | 64687.5 | Oth | Saudi Ready Mix | 11.25 | Supply Ready Mix Concrete Compressive Strength 16Mpa - Cement (Type I - OPC) Slump (150 + 40mm) Including Water, Sand, Cement and all Required Additives According to Approved Trial Mix And Specifications Including Mobile Pump Charges | CBM | 250 | 225 | 56250 | SAR | Oth
Abo Shanab El Agamien _0195 |  | RFQ-00069 | Mostafa Shourbagi | MEP (Electro Mechanical) | 2024-04-22 | PVC Conduits & Access. | Approved | all | جلبة ماسورة 25مم UPVC (اللون أبيض) | ECH | 100 | 100 | 1.04 | 104 | MAT_Misc | Techno Gulf | all | جلبة ماسورة 25مم UPVC (اللون أبيض) | ECH | 100 | 2.5 | 250 | EGP | MAT_Misc
Abo Shanab El Agamien _0195 |  | RFQ-00069 | Mostafa Shourbagi | MEP (Electro Mechanical) | 2024-04-22 | PVC Conduits & Access. | Approved | all | بواط نهاية UPVC لماسورة 20مم(اللون أبيض) | ECH | 130 | 130 | 6.22 | 808.6 | MAT_Misc | Techno Gulf | all | بواط نهاية UPVC لماسورة 20مم(اللون أبيض) | ECH | 130 | 15 | 1950 | EGP | MAT_Misc
Abo Shanab El Agamien _0195 |  | RFQ-00069 | Mostafa Shourbagi | MEP (Electro Mechanical) | 2024-04-22 | PVC Conduits & Access. | Approved | all | بواط إمتداد UPVC لماسورة 20مم(اللون أبيض) | ECH | 125 | 125 | 6.47 | 808.75 | MAT_Misc | Techno Gulf | all | بواط إمتداد UPVC لماسورة 20مم(اللون أبيض) | ECH | 125 | 15.6 | 1950 | EGP | MAT_Misc
Abo Shanab El Agamien _0195 |  | RFQ-00069 | Mostafa Shourbagi | MEP (Electro Mechanical) | 2024-04-22 | PVC Conduits & Access. | Approved | all | بواط إمتداد UPVC لماسورة 25مم(اللون أبيض) | ECH | 50 | 50 | 7.09 | 354.5 | MAT_Misc | Techno Gulf | all | بواط إمتداد UPVC لماسورة 25مم(اللون أبيض) | ECH | 50 | 17.1 | 855 | EGP | MAT_Misc
Abo Shanab El Agamien _0195 |  | RFQ-00069 | Mostafa Shourbagi | MEP (Electro Mechanical) | 2024-04-22 | PVC Conduits & Access. | Approved | all | بواط زاوية UPVC لماسورة 20مم(اللون أبيض) | ECH | 110 | 110 | 6.47 | 711.7 | MAT_Misc | Techno Gulf | all | بواط زاوية UPVC لماسورة 20مم(اللون أبيض) | ECH | 110 | 15.6 | 1716 | EGP | MAT_Misc
Abo Shanab El Agamien _0195 |  | RFQ-00069 | Mostafa Shourbagi | MEP (Electro Mechanical) | 2024-04-22 | PVC Conduits & Access. | Approved | all | بواط زاوية UPVC لماسورة 25مم(اللون أبيض) | ECH | 50 | 50 | 7.09 | 354.5 | MAT_Misc | Techno Gulf | all | بواط زاوية UPVC لماسورة 25مم(اللون أبيض) | ECH | 50 | 17.1 | 855 | EGP | MAT_Misc
Abo Shanab El Agamien _0195 |  | RFQ-00069 | Mostafa Shourbagi | MEP (Electro Mechanical) | 2024-04-22 | PVC Conduits & Access. | Approved | all | بواط ثلاثي UPVC لماسورة 20مم(اللون أبيض) | ECH | 120 | 120 | 6.8 | 816 | MAT_Misc | Techno Gulf | all | بواط ثلاثي UPVC لماسورة 20مم(اللون أبيض) | ECH | 120 | 16.4 | 1968 | EGP | MAT_Misc
Abo Shanab El Agamien _0195 |  | RFQ-00069 | Mostafa Shourbagi | MEP (Electro Mechanical) | 2024-04-22 | PVC Conduits & Access. | Approved | all | بواط رباعي UPVC لماسورة 20مم(اللون أبيض) | ECH | 75 | 75 | 7.09 | 531.75 | MAT_Misc | Techno Gulf | all | بواط رباعي UPVC لماسورة 20مم(اللون أبيض) | ECH | 75 | 17.1 | 1282.5 | EGP | MAT_Misc
Abo Shanab El Agamien _0195 |  | RFQ-00069 | Mostafa Shourbagi | MEP (Electro Mechanical) | 2024-04-22 | PVC Conduits & Access. | Approved | all | بواط UPVC شكل U لماسورة 20مم(اللون أبيض) | ECH | 110 | 110 | 6.84 | 752.4 | MAT_Misc | Techno Gulf | all | بواط UPVC شكل U لماسورة 20مم(اللون أبيض) | ECH | 110 | 15.6 | 1716 | EGP | MAT_Misc
Abo Shanab El Agamien _0195 |  | RFQ-00069 | Mostafa Shourbagi | MEP (Electro Mechanical) | 2024-04-22 | PVC Conduits & Access. | Approved | all | خرطوم 50 مم بولي ايثيلين(مقاوم للحريق) قطر خارجي 50مم و قطر داخلي 43.5مم طول اللفة 25 متر(اللون رمادى) | ECH | 650 | 650 | 17.66 | 11479 | MAT_Misc | Techno Gulf | all | خرطوم 50 مم بولي ايثيلين(مقاوم للحريق) قطر خارجي 50مم و قطر داخلي 43.5مم طول اللفة 25 متر(اللون رمادى) | ECH | 650 | 42.6 | 27690 | EGP | MAT_Misc
Abo Shanab El Agamien _0195 |  | RFQ-00069 | Mostafa Shourbagi | MEP (Electro Mechanical) | 2024-04-22 | PVC Conduits & Access. | Approved | all | ماسورة 20مم UPVC سمك ثقيل قطر خارجي 20 قطر داخلي 15.8مم اللفة= 34×3 متر(اللون أبيض) | ECH | 2900 | 2900 | 6.59 | 19111 | MAT_Misc | Techno Gulf | all | ماسورة 20مم UPVC سمك ثقيل قطر خارجي 20 قطر داخلي 15.8مم اللفة= 34×3 متر(اللون أبيض) | ECH | 2900 | 15.9 | 46110 | EGP | MAT_Misc
Abo Shanab El Agamien _0195 |  | RFQ-00069 | Mostafa Shourbagi | MEP (Electro Mechanical) | 2024-04-22 | PVC Conduits & Access. | Approved | all | ماسورة 25مم UPVC سمك ثقيل قطر خارجي 25 قطر داخلي 21.1مم اللفة= 20×3 متر(اللون أبيض) | ECH | 301.6 | 301.6 | 7.83 | 2361.53 | MAT_Misc | Techno Gulf | all | ماسورة 25مم UPVC سمك ثقيل قطر خارجي 25 قطر داخلي 21.1مم اللفة= 20×3 متر(اللون أبيض) | ECH | 301.6 | 18.9 | 5700.24 | EGP | MAT_Misc
Abo Shanab El Agamien _0195 |  | RFQ-00069 | Mostafa Shourbagi | MEP (Electro Mechanical) | 2024-04-22 | PVC Conduits & Access. | Approved | all | جلبة ماسورة 20مم UPVC (اللون أبيض) | ECH | 1000 | 1000 | 0.87 | 870 | MAT_Misc | Techno Gulf | all | جلبة ماسورة 20مم UPVC (اللون أبيض) | ECH | 1000 | 2.1 | 2100 | EGP | MAT_Misc
Abo Shanab El Agamien _0195 |  | RFQ-00069 | Mostafa Shourbagi | MEP (Electro Mechanical) | 2024-04-22 | PVC Conduits & Access. | Approved | all | سوستة تكريب ماسورة 25مم UPVC سمك ثقيل | ECH | 1 | 1 | 84.97 | 84.97 | MAT_Misc | Techno Gulf | all | سوستة تكريب ماسورة 25مم UPVC سمك ثقيل | ECH | 1 | 250 | 250 | EGP | MAT_Misc
Abo Shanab El Agamien _0195 |  | RFQ-00069 | Mostafa Shourbagi | MEP (Electro Mechanical) | 2024-04-22 | PVC Conduits & Access. | Approved | all | سوستة تكريب ماسورة 20مم UPVC سمك ثقيل | ECH | 1 | 1 | 103.62 | 103.62 | MAT_Misc | Techno Gulf | all | سوستة تكريب ماسورة 20مم UPVC سمك ثقيل | ECH | 1 | 205 | 205 | EGP | MAT_Misc
Abo Shanab El Agamien _0195 |  | RFQ-00069 | Mostafa Shourbagi | MEP (Electro Mechanical) | 2024-04-22 | PVC Conduits & Access. | Approved | all | جلو شفاف 1/4 كيلو | ECH | 8 | 8 | 37.3 | 298.4 | MAT_Misc | Techno Gulf | all | جلو شفاف 1/4 كيلو | ECH | 8 | 90 | 720 | EGP | MAT_Misc
Qasr Rashwan Lot A _0207 |  | RFQ-00024 | Reham Ashraf | Operation | 2024-03-31 | Pump stations | Approved | 12.13 - Mansheya Fanous-Bill No. 3 Main Pumping Station (Civil works)-19-3.1.1-a | Structural excavation | CBM | 197 | 197 | 87.5 | 17237.5 | SC_Supply/Apply | محمد الطنطاوي محمد الطنطاوي | 12.13 - Mansheya Fanous-Bill No. 3 Main Pumping Station (Civil works)-19-3.1.1-a | Structural excavation | CBM | 197 | 100 | 19700 | EGP | SC_Supply/Apply
Qasr Rashwan Lot A _0207 |  | RFQ-00024 | Reham Ashraf | Operation | 2024-03-31 | Pump stations | Approved | 13.12 - Khulusi-Bill No. 3 Main Pumping Station (Civil works)-15-3.1.2.d- | Supply and casting of in-place reinforced concrete (Grade C30) with Sulfate- resistant cement, including: formwork, scaffolding, expansion and construction joints, Steel bar reinforcement, joint filler and sealant, accessories, transporting, mixing, casting, finishing, compaction by vibratory, curing and testing as required by the specifications. | LS | 1 | 1 | 89018 | 89018 | SC_Apply | محمد الطنطاوي محمد الطنطاوي | 13.12 - Khulusi-Bill No. 3 Main Pumping Station (Civil works)-15-3.1.2.d- | Supply and casting of in-place reinforced concrete (Grade C30) with Sulfate- resistant cement, including: formwork, scaffolding, expansion and construction joints, Steel bar reinforcement, joint filler and sealant, accessories, transporting, mixing, casting, finishing, compaction by vibratory, curing and testing as required by the specifications. | LS | 1 | 164500 | 164500 | EGP | SC_Apply
Qasr Rashwan Lot A _0207 |  | RFQ-00024 | Reham Ashraf | Operation | 2024-03-31 | Pump stations | Approved | 12.29 - Mansheya Fanous-Bill No. 10 SECONDARY Pumping Station (Civil works)-58-10.1.2-a.3 | For roof slopes, 30 mm to 140 mm thick | SQM | 22 | 0 | 90.15 | 0.09 | SC_Apply | محمد الطنطاوي محمد الطنطاوي | 12.29 - Mansheya Fanous-Bill No. 10 SECONDARY Pumping Station (Civil works)-58-10.1.2-a.3 | For roof slopes, 30 mm to 140 mm thick | SQM | 0 | 120 | 0 | EGP | SC_Apply
Qasr Rashwan Lot A _0207 |  | RFQ-00024 | Reham Ashraf | Operation | 2024-03-31 | Pump stations | Approved | 12.13 - Mansheya Fanous-Bill No. 3 Main Pumping Station (Civil works)-19-3.1.1-b | Submersible Excavation | CBM | 171 | 171 | 612.5 | 104737.5 | SC_Supply/Apply | محمد الطنطاوي محمد الطنطاوي | 12.13 - Mansheya Fanous-Bill No. 3 Main Pumping Station (Civil works)-19-3.1.1-b | Submersible Excavation | CBM | 171 | 650 | 111150 | EGP | SC_Supply/Apply
Qasr Rashwan Lot A _0207 |  | RFQ-00024 | Reham Ashraf | Operation | 2024-03-31 | Pump stations | Approved | 10.13 - Iz. Saad Al Rouby-Bill No. 3 Main Pumping Station (Civil works)-22-3.1.2.e- | Supply and casting of in-place reinforced concrete in super structure, including: formwork, scaffolding, expansion, construction joints, Steel bar reinforcement, joint filler, sealant, transporting, fixation, mixing, pouring, leveling, finishing, compaction by vibratory, curing of reinforced concrete and testing as set out in the specifications. | CBM | 12 | 12 | 1651 | 19812 | SC_Apply | محمد الطنطاوي محمد الطنطاوي | 10.13 - Iz. Saad Al Rouby-Bill No. 3 Main Pumping Station (Civil works)-22-3.1.2.e- | Supply and casting of in-place reinforced concrete in super structure, including: formwork, scaffolding, expansion, construction joints, Steel bar reinforcement, joint filler, sealant, transporting, fixation, mixing, pouring, leveling, finishing, compaction by vibratory, curing of reinforced concrete and testing as set out in the specifications. | CBM | 12 | 950 | 11400 | EGP | SC_Apply
Qasr Rashwan Lot A _0207 |  | RFQ-00024 | Reham Ashraf | Operation | 2024-03-31 | Pump stations | Approved | 11.12 - Murad Al Gendy W Al Sanahra-Bill No. 3 Main Pumping Station (Civil works)-17-3.1.2-b | Supplying and casting unreinforced concrete (Grade C30) for dicophyl by sulfate- resistant cement below underground water and up to the required level, and it includes the supply, installation and installation of galvanized iron injection pipes as required by Drawings and Specifications. | CBM | 46 | 0 | 1259.89 | 1.26 | SC_Apply | محمد الطنطاوي محمد الطنطاوي | 11.12 - Murad Al Gendy W Al Sanahra-Bill No. 3 Main Pumping Station (Civil works)-17-3.1.2-b | Supplying and casting unreinforced concrete (Grade C30) for dicophyl by sulfate- resistant cement below underground water and up to the required level, and it includes the supply, installation and installation of galvanized iron injection pipes as required by Drawings and Specifications. | CBM | 0 | 600 | 0 | EGP | SC_Apply
Qasr Rashwan - Lot B _0208 |  | RFQ-00020 | Reham Ashraf | Operation | 2024-04-01 | Pump stations Slip Forms | Approved | 13.12 - Iz. Salih Shamatah - Bill No.3: PUMP STATION - 3.1.2 - d | Supply and casting of in-place reinforced concrete (Grade C30) with Sulfate-resistant cement, including: formwork, scaffolding, expansion and construction joints, Steel bar reinforcement, joint filler and sealant, accessories, transporting, mixing, casting, finishing, compaction by vibratory, curing and testing as required by the specifications. | LS | 1 | 1 | 115541.73 | 115541.73 | SC_Apply | محمد الطنطاوي محمد الطنطاوي | 13.12 - Iz. Salih Shamatah - Bill No.3: PUMP STATION - 3.1.2 - d | Supply and casting of in-place reinforced concrete (Grade C30) with Sulfate-resistant cement, including: formwork, scaffolding, expansion and construction joints, Steel bar reinforcement, joint filler and sealant, accessories, transporting, mixing, casting, finishing, compaction by vibratory, curing and testing as required by the specifications. | LS | 1 | 164500 | 164500 | EGP | SC_Apply
Qasr Rashwan - Lot B _0208 |  | RFQ-00020 | Reham Ashraf | Operation | 2024-04-01 | Pump stations Slip Forms | Approved | 11.12 - Iz. Abd Al Rahman Ibrahim - Bill No.3: PUMP STATION - 3.1.2 - d | Supply and casting of in-place reinforced concrete (Grade C30) with Sulfate-resistant cement, including: formwork, scaffolding, expansion and construction joints, Steel bar reinforcement, joint filler and sealant, accessories, transporting, mixing, casting, finishing, compaction by vibratory, curing and testing as required by the specifications. | LS | 1 | 1 | 248130.59 | 248130.59 | SC_Apply | محمد الطنطاوي محمد الطنطاوي | 11.12 - Iz. Abd Al Rahman Ibrahim - Bill No.3: PUMP STATION - 3.1.2 - d | Supply and casting of in-place reinforced concrete (Grade C30) with Sulfate-resistant cement, including: formwork, scaffolding, expansion and construction joints, Steel bar reinforcement, joint filler and sealant, accessories, transporting, mixing, casting, finishing, compaction by vibratory, curing and testing as required by the specifications. | LS | 1 | 174500 | 174500 | EGP | SC_Apply
Qasr Rashwan - Lot B _0208 |  | RFQ-00020 | Reham Ashraf | Operation | 2024-04-01 | Pump stations Slip Forms | Approved | 10.12 - Abd Al Azeem Al Sofy Village - Bill No.3: PUMP STATION - 3.1.2 - d | Supply and casting of in-place reinforced concrete (Grade C30) with Sulfate-resistant cement, including: formwork, scaffolding, expansion and construction joints, Steel bar reinforcement, joint filler and sealant, accessories, transporting, mixing, casting, finishing, compaction by vibratory, curing and testing as required by the specifications. | LS | 1 | 1 | 303060.26 | 303060.26 | SC_Apply | محمد الطنطاوي محمد الطنطاوي | 10.12 - Abd Al Azeem Al Sofy Village - Bill No.3: PUMP STATION - 3.1.2 - d | Supply and casting of in-place reinforced concrete (Grade C30) with Sulfate-resistant cement, including: formwork, scaffolding, expansion and construction joints, Steel bar reinforcement, joint filler and sealant, accessories, transporting, mixing, casting, finishing, compaction by vibratory, curing and testing as required by the specifications. | LS | 1 | 194500 | 194500 | EGP | SC_Apply
Qasr Rashwan - Lot B _0208 |  | RFQ-00020 | Reham Ashraf | Operation | 2024-04-01 | Pump stations Slip Forms | Approved | 15.12 - Iz. Al Burm - Bill No.3: PUMP STATION - 3.1.2 - d | Supply and casting of in-place reinforced concrete (Grade C30) with Sulfate-resistant cement, including: formwork, scaffolding, expansion and construction joints, Steel bar reinforcement, joint filler and sealant, accessories, transporting, mixing, casting, finishing, compaction by vibratory, curing and testing as required by the specifications. | LS | 1 | 1 | 227295.2 | 227295.2 | SC_Apply | محمد الطنطاوي محمد الطنطاوي | 15.12 - Iz. Al Burm - Bill No.3: PUMP STATION - 3.1.2 - d | Supply and casting of in-place reinforced concrete (Grade C30) with Sulfate-resistant cement, including: formwork, scaffolding, expansion and construction joints, Steel bar reinforcement, joint filler and sealant, accessories, transporting, mixing, casting, finishing, compaction by vibratory, curing and testing as required by the specifications. | LS | 1 | 174500 | 174500 | EGP | SC_Apply
Qasr Rashwan - Lot B _0208 |  | RFQ-00020 | Reham Ashraf | Operation | 2024-04-01 | Pump stations Slip Forms | Approved | 12.12 - Iz. Suleiman Tadrus - Bill No.3: PUMP STATION - 3.1.2 - d | Supply and casting of in-place reinforced concrete (Grade C30) with Sulfate- resistant cement, including: formwork, scaffolding, expansion and construction joints, Steel bar reinforcement, joint filler and sealant, accessories, transporting, mixing, casting, finishing, compaction by vibratory, curing and testing as required by the specifications. | LS | 1 | 1 | 231083.45 | 231083.45 | SC_Apply | محمد الطنطاوي محمد الطنطاوي | 12.12 - Iz. Suleiman Tadrus - Bill No.3: PUMP STATION - 3.1.2 - d | Supply and casting of in-place reinforced concrete (Grade C30) with Sulfate- resistant cement, including: formwork, scaffolding, expansion and construction joints, Steel bar reinforcement, joint filler and sealant, accessories, transporting, mixing, casting, finishing, compaction by vibratory, curing and testing as required by the specifications. | LS | 1 | 174500 | 174500 | EGP | SC_Apply
Qasr Rashwan - Lot B _0208 |  | RFQ-00020 | Reham Ashraf | Operation | 2024-04-01 | Pump stations Slip Forms | Approved | 14.12 - Iz. Abou Hussein - Bill No.3: PUMP STATION - 3.1.2 - d | Supply and casting of in-place reinforced concrete (Grade C30) with Sulfate-resistant cement, including: formwork, scaffolding, expansion and construction joints, Steel bar reinforcement, joint filler and sealant, accessories, transporting, mixing, casting, finishing, compaction by vibratory, curing and testing as required by the specifications. | LS | 1 | 1 | 132588.87 | 132588.87 | SC_Apply | محمد الطنطاوي محمد الطنطاوي | 14.12 - Iz. Abou Hussein - Bill No.3: PUMP STATION - 3.1.2 - d | Supply and casting of in-place reinforced concrete (Grade C30) with Sulfate-resistant cement, including: formwork, scaffolding, expansion and construction joints, Steel bar reinforcement, joint filler and sealant, accessories, transporting, mixing, casting, finishing, compaction by vibratory, curing and testing as required by the specifications. | LS | 1 | 164500 | 164500 | EGP | SC_Apply
Qasr Rashwan - Lot B _0208 |  | RFQ-00020 | Reham Ashraf | Operation | 2024-04-01 | Pump stations Slip Forms | Approved | 10.12 - Abd Al Azeem Al Sofy Village - Bill No.3: PUMP STATION - 3.1.2 - c | Supply and install the steel structure for the edge of the wet well to support the concrete structure of the wet well includes the steel reinforcement for walls of the pit, steel SIB for pit floor, beam of dicophyl, bolts, plates , angles, nuts and washers as required by drawings, specifications and Engineer instructions. | TON | 8.5 | 8.5 | 26000 | 221000 | SC_Apply | محمد الطنطاوي محمد الطنطاوي | 10.12 - Abd Al Azeem Al Sofy Village - Bill No.3: PUMP STATION - 3.1.2 - c | Supply and install the steel structure for the edge of the wet well to support the concrete structure of the wet well includes the steel reinforcement for walls of the pit, steel SIB for pit floor, beam of dicophyl, bolts, plates , angles, nuts and washers as required by drawings, specifications and Engineer instructions. | TON | 8.5 | 10000 | 85000 | EGP | SC_Apply
Qasr Rashwan - Lot B _0208 |  | RFQ-00020 | Reham Ashraf | Operation | 2024-04-01 | Pump stations Slip Forms | Approved | 10.12 - Abd Al Azeem Al Sofy Village - Bill No.3: PUMP STATION - 3.1.2 - e. | Supply and casting of in-place reinforced concrete in super structure, including: formwork, scaffolding, expansion, construction joints, Steel bar reinforcement, joint filler, sealant, transporting, fixation, mixing, pouring, leveling, finishing, compaction by vibratory, curing of reinforced concrete and testing as set out in the specifications. | CBM | 14 | 14 | 1651 | 23114 | SC_Apply | محمد الطنطاوي محمد الطنطاوي | 10.12 - Abd Al Azeem Al Sofy Village - Bill No.3: PUMP STATION - 3.1.2 - e. | Supply and casting of in-place reinforced concrete in super structure, including: formwork, scaffolding, expansion, construction joints, Steel bar reinforcement, joint filler, sealant, transporting, fixation, mixing, pouring, leveling, finishing, compaction by vibratory, curing of reinforced concrete and testing as set out in the specifications. | CBM | 14 | 950 | 13300 | EGP | SC_Apply
Qasr Rashwan - Lot B _0208 |  | RFQ-00020 | Reham Ashraf | Operation | 2024-04-01 | Pump stations Slip Forms | Approved | 14.12 - Iz. Abou Hussein - Bill No.3: PUMP STATION - 3.1.2 - e. | Supply and casting of in-place reinforced concrete in super structure, including: formwork, scaffolding, expansion, construction joints, Steel bar reinforcement, joint filler, sealant, transporting, fixation, mixing, pouring, leveling, finishing, compaction by vibratory, curing of reinforced concrete and testing as set out in the specifications. | CBM | 10 | 10 | 1651 | 16510 | SC_Apply | محمد الطنطاوي محمد الطنطاوي | 14.12 - Iz. Abou Hussein - Bill No.3: PUMP STATION - 3.1.2 - e. | Supply and casting of in-place reinforced concrete in super structure, including: formwork, scaffolding, expansion, construction joints, Steel bar reinforcement, joint filler, sealant, transporting, fixation, mixing, pouring, leveling, finishing, compaction by vibratory, curing of reinforced concrete and testing as set out in the specifications. | CBM | 10 | 950 | 9500 | EGP | SC_Apply
Qasr Rashwan - Lot B _0208 |  | RFQ-00020 | Reham Ashraf | Operation | 2024-04-01 | Pump stations Slip Forms | Approved | 13.12 - Iz. Salih Shamatah - Bill No.3: PUMP STATION - 3.1.2 - e. | Supply and casting of in-place reinforced concrete in super structure, including: formwork, scaffolding, expansion, construction joints, Steel bar reinforcement, joint filler, sealant, transporting, fixation, mixing, pouring, leveling, finishing, compaction by vibratory, curing of reinforced concrete and testing as set out in the specifications. | CBM | 10 | 10 | 1651 | 16510 | SC_Apply | محمد الطنطاوي محمد الطنطاوي | 13.12 - Iz. Salih Shamatah - Bill No.3: PUMP STATION - 3.1.2 - e. | Supply and casting of in-place reinforced concrete in super structure, including: formwork, scaffolding, expansion, construction joints, Steel bar reinforcement, joint filler, sealant, transporting, fixation, mixing, pouring, leveling, finishing, compaction by vibratory, curing of reinforced concrete and testing as set out in the specifications. | CBM | 10 | 950 | 9500 | EGP | SC_Apply
Qasr Rashwan - Lot B _0208 |  | RFQ-00020 | Reham Ashraf | Operation | 2024-04-01 | Pump stations Slip Forms | Approved | 12.12 - Iz. Suleiman Tadrus - Bill No.3: PUMP STATION - 3.1.2 - e. | Supply and casting of in-place reinforced concrete in super structure, including: formwork, scaffolding, expansion, construction joints, Steel bar reinforcement, joint filler, sealant, transporting, fixation, mixing, pouring, leveling, finishing, compaction by vibratory, curing of reinforced concrete and testing as set out in the specifications. | CBM | 12 | 12 | 1651 | 19812 | SC_Apply | محمد الطنطاوي محمد الطنطاوي | 12.12 - Iz. Suleiman Tadrus - Bill No.3: PUMP STATION - 3.1.2 - e. | Supply and casting of in-place reinforced concrete in super structure, including: formwork, scaffolding, expansion, construction joints, Steel bar reinforcement, joint filler, sealant, transporting, fixation, mixing, pouring, leveling, finishing, compaction by vibratory, curing of reinforced concrete and testing as set out in the specifications. | CBM | 12 | 950 | 11400 | EGP | SC_Apply
Qasr Rashwan - Lot B _0208 |  | RFQ-00020 | Reham Ashraf | Operation | 2024-04-01 | Pump stations Slip Forms | Approved | 12.12 - Iz. Suleiman Tadrus - Bill No.3: PUMP STATION - 3.1.2 - c | Supply and install the steel structure for the edge of the wet well to support the concrete structure of the wet well includes the steel reinforcement for walls of the pit, steel SIB for pit floor, beam of dicophyl, plates, angles, bolts, nuts and washers as required by drawings, specifications and Engineer instructions. | TON | 6.2 | 6.2 | 26000 | 161200 | SC_Apply | محمد الطنطاوي محمد الطنطاوي | 12.12 - Iz. Suleiman Tadrus - Bill No.3: PUMP STATION - 3.1.2 - c | Supply and install the steel structure for the edge of the wet well to support the concrete structure of the wet well includes the steel reinforcement for walls of the pit, steel SIB for pit floor, beam of dicophyl, plates, angles, bolts, nuts and washers as required by drawings, specifications and Engineer instructions. | TON | 6.2 | 10000 | 62000 | EGP | SC_Apply
Rabigh CCPP-Civil _K0006 |  | RFQ-00006 | Mohamed Amr | Procurement | 2024-04-24 | Steel Straight Bar | Approved | 11.25 | Straight Bar 12m - Grade 60 - ITTEFAQ Black Steel - ASTM A615 | TON | 4 | 4 | 2800.25 | 11201 | Oth | Bahra | 11.25 | Straight Bar 12m - Grade 60 - ITTEFAQ Black Steel - ASTM A615 | TON | 4 | 2435 | 9740 | SAR | Oth
Rabigh CCPP-Civil _K0006 |  | RFQ-00006 | Mohamed Amr | Procurement | 2024-04-24 | Steel Straight Bar | Approved | 11.25 | Straight Bar 12m - Grade 60 - ITTEFAQ Black Steel - ASTM A615 | TON | 2 | 2 | 2685.25 | 5370.5 | Oth | Bahra | 11.25 | Straight Bar 12m - Grade 60 - ITTEFAQ Black Steel - ASTM A615 | TON | 2 | 2335 | 4670 | SAR | Oth
Rabigh CCPP-Civil _K0006 |  | RFQ-00006 | Mohamed Amr | Procurement | 2024-04-24 | Steel Straight Bar | Approved | 11.25 | Straight Bar 12m - Grade 60 - ITTEFAQ Black Steel - ASTM A615 | TON | 2 | 2 | 2685.25 | 5370.5 | Oth | Bahra | 11.25 | Straight Bar 12m - Grade 60 - ITTEFAQ Black Steel - ASTM A615 | TON | 2 | 2335 | 4670 | SAR | Oth
Rabigh CCPP-Civil _K0006 |  | RFQ-00006 | Mohamed Amr | Procurement | 2024-04-24 | Steel Straight Bar | Approved | 11.25 | Transportation Cost To Rabigh Project Site | TON | 1 | 1 | 1380 | 1380 | Oth | Bahra | 11.25 | Transportation Cost To Rabigh Project Site | TON | 1 | 1200 | 1200 | SAR | Oth
Rabigh CCPP-Civil _K0006 |  | RFQ-00006 | Mohamed Amr | Procurement | 2024-04-24 | Steel Straight Bar | Approved | 11.25 | Straight Bar 12m - Grade 60 - SABIC Black Steel - ASTM A615 | TON | 2 | 2 | 2857.75 | 5715.5 | Oth | Bahra | 11.25 | Straight Bar 12m - Grade 60 - SABIC Black Steel - ASTM A615 | TON | 2 | 2485 | 4970 | SAR | Oth
Qasr Rashwan Lot A _0207 |  | RFQ-00024 | Reham Ashraf | Operation | 2024-03-31 | Pump stations | Approved | 11.12 - Murad Al Gendy W Al Sanahra-Bill No. 3 Main Pumping Station (Civil works)-17-3.1.2-c | Supply and install the steel structure for the edge of the wet well to support the concrete structure of the wet well includes the steel reinforcement for walls of the pit, steel SIB for pit floor, beam of dicophyl, plates, angles, bolts, nuts and washers as required by drawings, specifications and Engineer instructions. | TON | 6.2 | 0 | 30750 | 30.75 | SC_Apply | محمد الطنطاوي محمد الطنطاوي | 11.12 - Murad Al Gendy W Al Sanahra-Bill No. 3 Main Pumping Station (Civil works)-17-3.1.2-c | Supply and install the steel structure for the edge of the wet well to support the concrete structure of the wet well includes the steel reinforcement for walls of the pit, steel SIB for pit floor, beam of dicophyl, plates, angles, bolts, nuts and washers as required by drawings, specifications and Engineer instructions. | TON | 0 | 10000 | 0 | EGP | SC_Apply
Qasr Rashwan Lot A _0207 |  | RFQ-00024 | Reham Ashraf | Operation | 2024-03-31 | Pump stations | Approved | 12.29 - Mansheya Fanous-Bill No. 10 SECONDARY Pumping Station (Civil works)-58-10.1.2.e- | Supply and casting of in-place reinforced concrete in super structure, including: formwork, scaffolding, expansion, construction joints, Steel bar reinforcement, joint filler, sealant, transporting, fixation, mixing, pouring, leveling, finishing, compaction by vibratory, curing of reinforced concrete and testing as set out in the specifications. | CBM | 9 | 0 | 1651 | 1.65 | SC_Apply | محمد الطنطاوي محمد الطنطاوي | 12.29 - Mansheya Fanous-Bill No. 10 SECONDARY Pumping Station (Civil works)-58-10.1.2.e- | Supply and casting of in-place reinforced concrete in super structure, including: formwork, scaffolding, expansion, construction joints, Steel bar reinforcement, joint filler, sealant, transporting, fixation, mixing, pouring, leveling, finishing, compaction by vibratory, curing of reinforced concrete and testing as set out in the specifications. | CBM | 0 | 950 | 0 | EGP | SC_Apply
Qasr Rashwan Lot A _0207 |  | RFQ-00024 | Reham Ashraf | Operation | 2024-03-31 | Pump stations | Approved | 12.29 - Mansheya Fanous-Bill No. 10 SECONDARY Pumping Station (Civil works)-58-10.1.1-a | Structural excavation | CBM | 155 | 0 | 87.5 | 0.09 | SC_Supply/Apply | محمد الطنطاوي محمد الطنطاوي | 12.29 - Mansheya Fanous-Bill No. 10 SECONDARY Pumping Station (Civil works)-58-10.1.1-a | Structural excavation | CBM | 0 | 100 | 0 | EGP | SC_Supply/Apply
Qasr Rashwan Lot A _0207 |  | RFQ-00024 | Reham Ashraf | Operation | 2024-03-31 | Pump stations | Approved | 12.29 - Mansheya Fanous-Bill No. 10 SECONDARY Pumping Station (Civil works)-58-10.1.1-c | Extra over for excavation in rock. | CBM | 10 | 0 | 131.25 | 0.13 | SC_Supply/Apply | محمد الطنطاوي محمد الطنطاوي | 12.29 - Mansheya Fanous-Bill No. 10 SECONDARY Pumping Station (Civil works)-58-10.1.1-c | Extra over for excavation in rock. | CBM | 0 | 150 | 0 | EGP | SC_Supply/Apply
Qasr Rashwan Lot A _0207 |  | RFQ-00024 | Reham Ashraf | Operation | 2024-03-31 | Pump stations | Approved | 12.29 - Mansheya Fanous-Bill No. 10 SECONDARY Pumping Station (Civil works)-58-10.1.1-d | Supply, backfilling and compaction to the required grades with approved clean sand on layers not more than 25 cm thick. The layers are to be compacted by means of vibratory type equipment to obtain 95% of maximum dry density as per specifications. | CBM | 40 | 0 | 185.94 | 0.19 | SC_Supply/Apply | محمد الطنطاوي محمد الطنطاوي | 12.29 - Mansheya Fanous-Bill No. 10 SECONDARY Pumping Station (Civil works)-58-10.1.1-d | Supply, backfilling and compaction to the required grades with approved clean sand on layers not more than 25 cm thick. The layers are to be compacted by means of vibratory type equipment to obtain 95% of maximum dry density as per specifications. | CBM | 0 | 160 | 0 | EGP | SC_Supply/Apply
Qasr Rashwan Lot A _0207 |  | RFQ-00024 | Reham Ashraf | Operation | 2024-03-31 | Pump stations | Approved | 12.29 - Mansheya Fanous-Bill No. 10 SECONDARY Pumping Station (Civil works)-58-10.1.2-a.1 | Un-reinforced lean concrete for sub-structure | CBM | 4 | 0 | 312.4 | 0.31 | SC_Apply | محمد الطنطاوي محمد الطنطاوي | 12.29 - Mansheya Fanous-Bill No. 10 SECONDARY Pumping Station (Civil works)-58-10.1.2-a.1 | Un-reinforced lean concrete for sub-structure | CBM | 0 | 250 | 0 | EGP | SC_Apply
Qasr Rashwan Lot A _0207 |  | RFQ-00024 | Reham Ashraf | Operation | 2024-03-31 | Pump stations | Approved | 14.16 - Albersly & Iz.Alasfar-Bill No.4 Guard Room (Civil Works)-21-4.1.1-b | Extra over for excavation in rock. | CBM | 5 | 5 | 131.25 | 656.25 | SC_Supply/Apply | محمد الطنطاوي محمد الطنطاوي | 14.16 - Albersly & Iz.Alasfar-Bill No.4 Guard Room (Civil Works)-21-4.1.1-b | Extra over for excavation in rock. | CBM | 5 | 150 | 750 | EGP | SC_Supply/Apply
Qasr Rashwan Lot A _0207 |  | RFQ-00024 | Reham Ashraf | Operation | 2024-03-31 | Pump stations | Approved | 11.12 - Murad Al Gendy W Al Sanahra-Bill No. 3 Main Pumping Station (Civil works)-17-3.1.2-a.2 | PC Slope concrete for floor with hardener | SQM | 40 | 0 | 80.25 | 0.08 | SC_Apply | محمد الطنطاوي محمد الطنطاوي | 11.12 - Murad Al Gendy W Al Sanahra-Bill No. 3 Main Pumping Station (Civil works)-17-3.1.2-a.2 | PC Slope concrete for floor with hardener | SQM | 0 | 150 | 0 | EGP | SC_Apply
Qasr Rashwan Lot A _0207 |  | RFQ-00024 | Reham Ashraf | Operation | 2024-03-31 | Pump stations | Approved | 11.12 - Murad Al Gendy W Al Sanahra-Bill No. 3 Main Pumping Station (Civil works)-17-3.1.1-b | Submersible Excavation | CBM | 190 | 0 | 612.5 | 0.61 | SC_Supply/Apply | محمد الطنطاوي محمد الطنطاوي | 11.12 - Murad Al Gendy W Al Sanahra-Bill No. 3 Main Pumping Station (Civil works)-17-3.1.1-b | Submersible Excavation | CBM | 0 | 650 | 0 | EGP | SC_Supply/Apply
Qasr Rashwan Lot A _0207 |  | RFQ-00024 | Reham Ashraf | Operation | 2024-03-31 | Pump stations | Approved | 14.12 - Albersly & Iz.Alasfar-Bill No. 3 Main Pumping Station (Civil works)-12-3.1.1-a | Structural excavation | CBM | 67 | 67 | 87.5 | 5862.5 | SC_Supply/Apply | محمد الطنطاوي محمد الطنطاوي | 14.12 - Albersly & Iz.Alasfar-Bill No. 3 Main Pumping Station (Civil works)-12-3.1.1-a | Structural excavation | CBM | 67 | 100 | 6700 | EGP | SC_Supply/Apply
Qasr Rashwan Lot A _0207 |  | RFQ-00024 | Reham Ashraf | Operation | 2024-03-31 | Pump stations | Approved | 12.13 - Mansheya Fanous-Bill No. 3 Main Pumping Station (Civil works)-19-3.1.2-a.2 | PC Slope concrete for floor with hardener | SQM | 40 | 40 | 80.25 | 3210 | SC_Apply | محمد الطنطاوي محمد الطنطاوي | 12.13 - Mansheya Fanous-Bill No. 3 Main Pumping Station (Civil works)-19-3.1.2-a.2 | PC Slope concrete for floor with hardener | SQM | 40 | 150 | 6000 | EGP | SC_Apply
Qasr Rashwan Lot A _0207 |  | RFQ-00024 | Reham Ashraf | Operation | 2024-03-31 | Pump stations | Approved | 10.13 - Iz. Saad Al Rouby-Bill No. 3 Main Pumping Station (Civil works)-22-3.1.1-c | Supply, backfilling and compaction to the required grades with approved clean sand on layers not more than 25 cm thick. The layers are to be compacted by means of vibratory type equipment to obtain 95% of maximum dry density as per specifications. | CBM | 15 | 15 | 185.94 | 2789.1 | SC_Supply/Apply | محمد الطنطاوي محمد الطنطاوي | 10.13 - Iz. Saad Al Rouby-Bill No. 3 Main Pumping Station (Civil works)-22-3.1.1-c | Supply, backfilling and compaction to the required grades with approved clean sand on layers not more than 25 cm thick. The layers are to be compacted by means of vibratory type equipment to obtain 95% of maximum dry density as per specifications. | CBM | 15 | 160 | 2400 | EGP | SC_Supply/Apply
Qasr Rashwan Lot A _0207 |  | RFQ-00024 | Reham Ashraf | Operation | 2024-03-31 | Pump stations | Approved | 10.13 - Iz. Saad Al Rouby-Bill No. 3 Main Pumping Station (Civil works)-22-3.1.2-a.1 | Un-reinforced lean concrete for sub-structure | CBM | 6 | 6 | 312.4 | 1874.4 | SC_Apply | محمد الطنطاوي محمد الطنطاوي | 10.13 - Iz. Saad Al Rouby-Bill No. 3 Main Pumping Station (Civil works)-22-3.1.2-a.1 | Un-reinforced lean concrete for sub-structure | CBM | 6 | 250 | 1500 | EGP | SC_Apply
Qasr Rashwan Lot A _0207 |  | RFQ-00024 | Reham Ashraf | Operation | 2024-03-31 | Pump stations | Approved | 12.29 - Mansheya Fanous-Bill No. 10 SECONDARY Pumping Station (Civil works)-58-10.1.2-a.2 | PC Slope concrete for floor with hardener | SQM | 17 | 0 | 80.25 | 0.08 | SC_Apply | محمد الطنطاوي محمد الطنطاوي | 12.29 - Mansheya Fanous-Bill No. 10 SECONDARY Pumping Station (Civil works)-58-10.1.2-a.2 | PC Slope concrete for floor with hardener | SQM | 0 | 150 | 0 | EGP | SC_Apply
Qasr Rashwan Lot A _0207 |  | RFQ-00024 | Reham Ashraf | Operation | 2024-03-31 | Pump stations | Approved | 13.12 - Khulusi-Bill No. 3 Main Pumping Station (Civil works)-15-3.1.2.e- | Supply and casting of in-place reinforced concrete in super structure, including: formwork, scaffolding, expansion, construction joints, Steel bar reinforcement, joint filler, sealant, transporting, fixation, mixing, pouring, leveling, finishing, compaction by vibratory, curing of reinforced concrete and testing as set out in the specifications. | CBM | 10 | 10 | 1651 | 16510 | SC_Apply | محمد الطنطاوي محمد الطنطاوي | 13.12 - Khulusi-Bill No. 3 Main Pumping Station (Civil works)-15-3.1.2.e- | Supply and casting of in-place reinforced concrete in super structure, including: formwork, scaffolding, expansion, construction joints, Steel bar reinforcement, joint filler, sealant, transporting, fixation, mixing, pouring, leveling, finishing, compaction by vibratory, curing of reinforced concrete and testing as set out in the specifications. | CBM | 10 | 950 | 9500 | EGP | SC_Apply
Qasr Rashwan Lot A _0207 |  | RFQ-00024 | Reham Ashraf | Operation | 2024-03-31 | Pump stations | Approved | 14.12 - Albersly & Iz.Alasfar-Bill No. 3 Main Pumping Station (Civil works)-12-3.1.2-a.2 | PC Slope concrete for floor with hardener | SQM | 17 | 17 | 80.25 | 1364.25 | SC_Apply | محمد الطنطاوي محمد الطنطاوي | 14.12 - Albersly & Iz.Alasfar-Bill No. 3 Main Pumping Station (Civil works)-12-3.1.2-a.2 | PC Slope concrete for floor with hardener | SQM | 17 | 150 | 2550 | EGP | SC_Apply
Qasr Rashwan Lot A _0207 |  | RFQ-00024 | Reham Ashraf | Operation | 2024-03-31 | Pump stations | Approved | 14.12 - Albersly & Iz.Alasfar-Bill No. 3 Main Pumping Station (Civil works)-12-3.1.1-d | Supply, backfilling and compaction to the required grades with approved clean sand on layers not more than 25 cm thick. The layers are to be compacted by means of vibratory type equipment to obtain 95% of maximum dry density as per specifications. | CBM | 19 | 19 | 185.94 | 3532.86 | SC_Supply/Apply | محمد الطنطاوي محمد الطنطاوي | 14.12 - Albersly & Iz.Alasfar-Bill No. 3 Main Pumping Station (Civil works)-12-3.1.1-d | Supply, backfilling and compaction to the required grades with approved clean sand on layers not more than 25 cm thick. The layers are to be compacted by means of vibratory type equipment to obtain 95% of maximum dry density as per specifications. | CBM | 19 | 160 | 3040 | EGP | SC_Supply/Apply
Qasr Rashwan Lot A _0207 |  | RFQ-00024 | Reham Ashraf | Operation | 2024-03-31 | Pump stations | Approved | 14.12 - Albersly & Iz.Alasfar-Bill No. 3 Main Pumping Station (Civil works)-12-3.1.1-b | Submersible Excavation | CBM | 68 | 68 | 612.5 | 41650 | SC_Supply/Apply | محمد الطنطاوي محمد الطنطاوي | 14.12 - Albersly & Iz.Alasfar-Bill No. 3 Main Pumping Station (Civil works)-12-3.1.1-b | Submersible Excavation | CBM | 68 | 650 | 44200 | EGP | SC_Supply/Apply
Qasr Rashwan Lot A _0207 |  | RFQ-00024 | Reham Ashraf | Operation | 2024-03-31 | Pump stations | Approved | 13.12 - Khulusi-Bill No. 3 Main Pumping Station (Civil works)-15-3.1.2-a.2 | PC Slope concrete for floor with hardener | SQM | 26 | 26 | 80.25 | 2086.5 | SC_Apply | محمد الطنطاوي محمد الطنطاوي | 13.12 - Khulusi-Bill No. 3 Main Pumping Station (Civil works)-15-3.1.2-a.2 | PC Slope concrete for floor with hardener | SQM | 26 | 150 | 3900 | EGP | SC_Apply
Qasr Rashwan - Lot B _0208 |  | RFQ-00020 | Reham Ashraf | Operation | 2024-04-01 | Pump stations Slip Forms | Approved | 11.12 - Iz. Abd Al Rahman Ibrahim - Bill No.3: PUMP STATION - 3.1.2 - e. | Supply and casting of in-place reinforced concrete in super structure, including: formwork, scaffolding, expansion, construction joints, Steel bar reinforcement, joint filler, sealant, transporting, fixation, mixing, pouring, leveling, finishing, compaction by vibratory, curing of reinforced concrete and testing as set out in the specifications. | CBM | 13 | 13 | 1651 | 21463 | SC_Apply | محمد الطنطاوي محمد الطنطاوي | 11.12 - Iz. Abd Al Rahman Ibrahim - Bill No.3: PUMP STATION - 3.1.2 - e. | Supply and casting of in-place reinforced concrete in super structure, including: formwork, scaffolding, expansion, construction joints, Steel bar reinforcement, joint filler, sealant, transporting, fixation, mixing, pouring, leveling, finishing, compaction by vibratory, curing of reinforced concrete and testing as set out in the specifications. | CBM | 13 | 950 | 12350 | EGP | SC_Apply
Qasr Rashwan - Lot B _0208 |  | RFQ-00020 | Reham Ashraf | Operation | 2024-04-01 | Pump stations Slip Forms | Approved | 14.12 - Iz. Abou Hussein - Bill No.3: PUMP STATION - 3.1.2 - c | Supply and install the steel structure for the edge of the wet well to support the concrete structure of the wet well includes the steel reinforcement for walls of the pit, steel SIB for pit floor, beam of dicophyl, bolts, plates , angles, nuts and washers as required by drawings, specifications and Engineer instructions. | TON | 4.5 | 4.5 | 26000 | 117000 | SC_Apply | محمد الطنطاوي محمد الطنطاوي | 14.12 - Iz. Abou Hussein - Bill No.3: PUMP STATION - 3.1.2 - c | Supply and install the steel structure for the edge of the wet well to support the concrete structure of the wet well includes the steel reinforcement for walls of the pit, steel SIB for pit floor, beam of dicophyl, bolts, plates , angles, nuts and washers as required by drawings, specifications and Engineer instructions. | TON | 4.5 | 10000 | 45000 | EGP | SC_Apply
Qasr Rashwan - Lot B _0208 |  | RFQ-00020 | Reham Ashraf | Operation | 2024-04-01 | Pump stations Slip Forms | Approved | 15.12 - Iz. Al Burm - Bill No.3: PUMP STATION - 3.1.2 - e. | Supply and casting of in-place reinforced concrete in super structure, including: formwork, scaffolding, expansion, construction joints, Steel bar reinforcement, joint filler, sealant, transporting, fixation, mixing, pouring, leveling, finishing, compaction by vibratory, curing of reinforced concrete and testing as set out in the specifications. | CBM | 12 | 12 | 1651 | 19812 | SC_Apply | محمد الطنطاوي محمد الطنطاوي | 15.12 - Iz. Al Burm - Bill No.3: PUMP STATION - 3.1.2 - e. | Supply and casting of in-place reinforced concrete in super structure, including: formwork, scaffolding, expansion, construction joints, Steel bar reinforcement, joint filler, sealant, transporting, fixation, mixing, pouring, leveling, finishing, compaction by vibratory, curing of reinforced concrete and testing as set out in the specifications. | CBM | 12 | 950 | 11400 | EGP | SC_Apply
Qasr Rashwan - Lot B _0208 |  | RFQ-00020 | Reham Ashraf | Operation | 2024-04-01 | Pump stations Slip Forms | Approved | 10.12 - Abd Al Azeem Al Sofy Village - Bill No.3: PUMP STATION - 3.1.2 - b | Supplying and casting unreinforced concrete (Grade C30) for dicophyl by sulfate-resistant cement below underground water and up to the required level, and it includes the supply, installation and installation of galvanized iron injection pipes as required by Drawings and Specifications. | CBM | 80 | 80 | 1253 | 100240 | SC_Apply | محمد الطنطاوي محمد الطنطاوي | 10.12 - Abd Al Azeem Al Sofy Village - Bill No.3: PUMP STATION - 3.1.2 - b | Supplying and casting unreinforced concrete (Grade C30) for dicophyl by sulfate-resistant cement below underground water and up to the required level, and it includes the supply, installation and installation of galvanized iron injection pipes as required by Drawings and Specifications. | CBM | 80 | 600 | 48000 | EGP | SC_Apply
Qasr Rashwan - Lot B _0208 |  | RFQ-00020 | Reham Ashraf | Operation | 2024-04-01 | Pump stations Slip Forms | Approved | 11.12 - Iz. Abd Al Rahman Ibrahim - Bill No.3: PUMP STATION - 3.1.2 - b | Supplying and casting unreinforced concrete (Grade C30) for dicophyl by sulfate-resistant cement below underground water and up to the required level, and it includes the supply, installation and installation of galvanized iron injection pipes as required by Drawings and Specifications. | CBM | 52 | 52 | 1253 | 65156 | SC_Apply | محمد الطنطاوي محمد الطنطاوي | 11.12 - Iz. Abd Al Rahman Ibrahim - Bill No.3: PUMP STATION - 3.1.2 - b | Supplying and casting unreinforced concrete (Grade C30) for dicophyl by sulfate-resistant cement below underground water and up to the required level, and it includes the supply, installation and installation of galvanized iron injection pipes as required by Drawings and Specifications. | CBM | 52 | 600 | 31200 | EGP | SC_Apply
Qasr Rashwan - Lot B _0208 |  | RFQ-00020 | Reham Ashraf | Operation | 2024-04-01 | Pump stations Slip Forms | Approved | 12.12 - Iz. Suleiman Tadrus - Bill No.3: PUMP STATION - 3.1.2 - b | Supplying and casting unreinforced concrete (Grade C30) for dicophyl by sulfate-resistant cement below underground water and up to the required level, and it includes the supply, installation and installation of galvanized iron injection pipes as required by Drawings and Specifications. | CBM | 52 | 52 | 1253 | 65156 | SC_Apply | محمد الطنطاوي محمد الطنطاوي | 12.12 - Iz. Suleiman Tadrus - Bill No.3: PUMP STATION - 3.1.2 - b | Supplying and casting unreinforced concrete (Grade C30) for dicophyl by sulfate-resistant cement below underground water and up to the required level, and it includes the supply, installation and installation of galvanized iron injection pipes as required by Drawings and Specifications. | CBM | 52 | 600 | 31200 | EGP | SC_Apply
Qasr Rashwan - Lot B _0208 |  | RFQ-00020 | Reham Ashraf | Operation | 2024-04-01 | Pump stations Slip Forms | Approved | 13.12 - Iz. Salih Shamatah - Bill No.3: PUMP STATION - 3.1.2 - b | Supplying and casting unreinforced concrete (Grade C30) for dicophyl by sulfate-resistant cement below underground water and up to the required level, and it includes the supply, installation and installation of galvanized iron injection pipes as required by Drawings and Specifications. | CBM | 29 | 29 | 1253 | 36337 | SC_Apply | محمد الطنطاوي محمد الطنطاوي | 13.12 - Iz. Salih Shamatah - Bill No.3: PUMP STATION - 3.1.2 - b | Supplying and casting unreinforced concrete (Grade C30) for dicophyl by sulfate-resistant cement below underground water and up to the required level, and it includes the supply, installation and installation of galvanized iron injection pipes as required by Drawings and Specifications. | CBM | 29 | 600 | 17400 | EGP | SC_Apply
Qasr Rashwan - Lot B _0208 |  | RFQ-00020 | Reham Ashraf | Operation | 2024-04-01 | Pump stations Slip Forms | Approved | 14.12 - Iz. Abou Hussein - Bill No.3: PUMP STATION - 3.1.2 - b | Supplying and casting unreinforced concrete (Grade C30) for dicophyl by sulfate-resistant cement below underground water and up to the required level, and it includes the supply, installation and installation of galvanized iron injection pipes as required by Drawings and Specifications. | CBM | 29 | 29 | 1253 | 36337 | SC_Apply | محمد الطنطاوي محمد الطنطاوي | 14.12 - Iz. Abou Hussein - Bill No.3: PUMP STATION - 3.1.2 - b | Supplying and casting unreinforced concrete (Grade C30) for dicophyl by sulfate-resistant cement below underground water and up to the required level, and it includes the supply, installation and installation of galvanized iron injection pipes as required by Drawings and Specifications. | CBM | 29 | 600 | 17400 | EGP | SC_Apply
Qasr Rashwan - Lot B _0208 |  | RFQ-00020 | Reham Ashraf | Operation | 2024-04-01 | Pump stations Slip Forms | Approved | 15.12 - Iz. Al Burm - Bill No.3: PUMP STATION - 3.1.2 - b | Supplying and casting unreinforced concrete (Grade C30) for dicophyl by sulfate-resistant cement below underground water and up to the required level, and it includes the supply, installation and installation of galvanized iron injection pipes as required by Drawings and Specifications. | CBM | 52 | 52 | 1253 | 65156 | SC_Apply | محمد الطنطاوي محمد الطنطاوي | 15.12 - Iz. Al Burm - Bill No.3: PUMP STATION - 3.1.2 - b | Supplying and casting unreinforced concrete (Grade C30) for dicophyl by sulfate-resistant cement below underground water and up to the required level, and it includes the supply, installation and installation of galvanized iron injection pipes as required by Drawings and Specifications. | CBM | 52 | 600 | 31200 | EGP | SC_Apply
Qasr Rashwan - Lot B _0208 |  | RFQ-00020 | Reham Ashraf | Operation | 2024-04-01 | Pump stations Slip Forms | Approved | 11.12 - Iz. Abd Al Rahman Ibrahim - Bill No.3: PUMP STATION - 3.1.2 - c | Supply and install the steel structure for the edge of the wet well to support the concrete structure of the wet well includes the steel reinforcement for walls of the pit, steel SIB for pit floor, beam of dicophyl, plates, angles, bolts, nuts and washers as required by drawings, specifications and Engineer instructions. | TON | 6.2 | 6.2 | 26000 | 161200 | SC_Apply | محمد الطنطاوي محمد الطنطاوي | 11.12 - Iz. Abd Al Rahman Ibrahim - Bill No.3: PUMP STATION - 3.1.2 - c | Supply and install the steel structure for the edge of the wet well to support the concrete structure of the wet well includes the steel reinforcement for walls of the pit, steel SIB for pit floor, beam of dicophyl, plates, angles, bolts, nuts and washers as required by drawings, specifications and Engineer instructions. | TON | 6.2 | 10000 | 62000 | EGP | SC_Apply
Qasr Rashwan - Lot B _0208 |  | RFQ-00020 | Reham Ashraf | Operation | 2024-04-01 | Pump stations Slip Forms | Approved | 15.12 - Iz. Al Burm - Bill No.3: PUMP STATION - 3.1.2 - c | Supply and install the steel structure for the edge of the wet well to support the concrete structure of the wet well includes the steel reinforcement for walls of the pit, steel SIB for pit floor, beam of dicophyl, plates, angles, bolts, nuts and washers as required by drawings, specifications and Engineer instructions. | TON | 6.2 | 6.2 | 26000 | 161200 | SC_Apply | محمد الطنطاوي محمد الطنطاوي | 15.12 - Iz. Al Burm - Bill No.3: PUMP STATION - 3.1.2 - c | Supply and install the steel structure for the edge of the wet well to support the concrete structure of the wet well includes the steel reinforcement for walls of the pit, steel SIB for pit floor, beam of dicophyl, plates, angles, bolts, nuts and washers as required by drawings, specifications and Engineer instructions. | TON | 6.2 | 10000 | 62000 | EGP | SC_Apply
Qasr Rashwan - Lot B _0208 |  | RFQ-00020 | Reham Ashraf | Operation | 2024-04-01 | Pump stations Slip Forms | Approved | 13.12 - Iz. Salih Shamatah - Bill No.3: PUMP STATION - 3.1.2 - c | Supply and install the steel structure for the edge of the wet well to support the concrete structure of the wet well includes the steel reinforcement for walls of the pit, steel SIB for pit floor, beam of dicophyl, plates, angles, bolts, nuts and washers as required by drawings, specifications and Engineer instructions. | TON | 4.5 | 4.5 | 26000 | 117000 | SC_Apply | محمد الطنطاوي محمد الطنطاوي | 13.12 - Iz. Salih Shamatah - Bill No.3: PUMP STATION - 3.1.2 - c | Supply and install the steel structure for the edge of the wet well to support the concrete structure of the wet well includes the steel reinforcement for walls of the pit, steel SIB for pit floor, beam of dicophyl, plates, angles, bolts, nuts and washers as required by drawings, specifications and Engineer instructions. | TON | 4.5 | 10000 | 45000 | EGP | SC_Apply
Qasr Rashwan Lot A _0207 |  | RFQ-00024 | Reham Ashraf | Operation | 2024-03-31 | Pump stations | Approved | 14.12 - Albersly & Iz.Alasfar-Bill No. 3 Main Pumping Station (Civil works)-12-3.1.2-b | Supplying and casting unreinforced concrete (Grade C30) for dicophyl by sulfate-resistant cement below underground water and up to the required level, and it includes the supply, installation and installation of galvanized iron injection pipes as required by Drawings and Specifications. | CBM | 16 | 16 | 1259.89 | 20158.24 | SC_Apply | محمد الطنطاوي محمد الطنطاوي | 14.12 - Albersly & Iz.Alasfar-Bill No. 3 Main Pumping Station (Civil works)-12-3.1.2-b | Supplying and casting unreinforced concrete (Grade C30) for dicophyl by sulfate-resistant cement below underground water and up to the required level, and it includes the supply, installation and installation of galvanized iron injection pipes as required by Drawings and Specifications. | CBM | 16 | 600 | 9600 | EGP | SC_Apply
Qasr Rashwan Lot A _0207 |  | RFQ-00024 | Reham Ashraf | Operation | 2024-03-31 | Pump stations | Approved | 11.12 - Murad Al Gendy W Al Sanahra-Bill No. 3 Main Pumping Station (Civil works)-17-3.1.1-c | Extra over for excavation in rock. | CBM | 5 | 0 | 131.25 | 0.13 | SC_Supply/Apply | محمد الطنطاوي محمد الطنطاوي | 11.12 - Murad Al Gendy W Al Sanahra-Bill No. 3 Main Pumping Station (Civil works)-17-3.1.1-c | Extra over for excavation in rock. | CBM | 0 | 150 | 0 | EGP | SC_Supply/Apply
Qasr Rashwan Lot A _0207 |  | RFQ-00024 | Reham Ashraf | Operation | 2024-03-31 | Pump stations | Approved | 11.12 - Murad Al Gendy W Al Sanahra-Bill No. 3 Main Pumping Station (Civil works)-17-3.1.1-d | Supply, backfilling and compaction to the required grades with approved clean sand on layers not more than 25 cm thick. The layers are to be compacted by means of vibratory type equipment to obtain 95% of maximum dry density as per specifications. | CBM | 30 | 0 | 185.94 | 0.19 | SC_Supply/Apply | محمد الطنطاوي محمد الطنطاوي | 11.12 - Murad Al Gendy W Al Sanahra-Bill No. 3 Main Pumping Station (Civil works)-17-3.1.1-d | Supply, backfilling and compaction to the required grades with approved clean sand on layers not more than 25 cm thick. The layers are to be compacted by means of vibratory type equipment to obtain 95% of maximum dry density as per specifications. | CBM | 0 | 160 | 0 | EGP | SC_Supply/Apply
Qasr Rashwan Lot A _0207 |  | RFQ-00024 | Reham Ashraf | Operation | 2024-03-31 | Pump stations | Approved | 12.13 - Mansheya Fanous-Bill No. 3 Main Pumping Station (Civil works)-19-3.1.2-c | Supply and install the steel structure for the edge of the wet well to support the concrete structure of the wet well includes the steel reinforcement for walls of the pit, steel SIB for pit floor, beam of dicophyl, plates, angles, bolts, nuts and washers as required by drawings, specifications and Engineer instructions. | TON | 6.2 | 6.2 | 30750 | 190650 | SC_Apply | محمد الطنطاوي محمد الطنطاوي | 12.13 - Mansheya Fanous-Bill No. 3 Main Pumping Station (Civil works)-19-3.1.2-c | Supply and install the steel structure for the edge of the wet well to support the concrete structure of the wet well includes the steel reinforcement for walls of the pit, steel SIB for pit floor, beam of dicophyl, plates, angles, bolts, nuts and washers as required by drawings, specifications and Engineer instructions. | TON | 6.2 | 10000 | 62000 | EGP | SC_Apply
Qasr Rashwan Lot A _0207 |  | RFQ-00024 | Reham Ashraf | Operation | 2024-03-31 | Pump stations | Approved | 12.13 - Mansheya Fanous-Bill No. 3 Main Pumping Station (Civil works)-19-3.1.2.e- | Supply and casting of in-place reinforced concrete in super structure, including: formwork, scaffolding, expansion, construction joints, Steel bar reinforcement, joint filler, sealant, transporting, fixation, mixing, pouring, leveling, finishing, compaction by vibratory, curing of reinforced concrete and testing as set out in the specifications. | CBM | 12 | 12 | 1651 | 19812 | SC_Apply | محمد الطنطاوي محمد الطنطاوي | 12.13 - Mansheya Fanous-Bill No. 3 Main Pumping Station (Civil works)-19-3.1.2.e- | Supply and casting of in-place reinforced concrete in super structure, including: formwork, scaffolding, expansion, construction joints, Steel bar reinforcement, joint filler, sealant, transporting, fixation, mixing, pouring, leveling, finishing, compaction by vibratory, curing of reinforced concrete and testing as set out in the specifications. | CBM | 12 | 950 | 11400 | EGP | SC_Apply
Qasr Rashwan Lot A _0207 |  | RFQ-00024 | Reham Ashraf | Operation | 2024-03-31 | Pump stations | Approved | 10.13 - Iz. Saad Al Rouby-Bill No. 3 Main Pumping Station (Civil works)-22-3.1.2-a.3 | For roof slopes, 30 mm to 140 mm thick | SQM | 39 | 39 | 90.15 | 3515.85 | SC_Apply | محمد الطنطاوي محمد الطنطاوي | 10.13 - Iz. Saad Al Rouby-Bill No. 3 Main Pumping Station (Civil works)-22-3.1.2-a.3 | For roof slopes, 30 mm to 140 mm thick | SQM | 39 | 120 | 4680 | EGP | SC_Apply
Qasr Rashwan Lot A _0207 |  | RFQ-00024 | Reham Ashraf | Operation | 2024-03-31 | Pump stations | Approved | 13.12 - Khulusi-Bill No. 3 Main Pumping Station (Civil works)-15-3.1.2-a.3 | For roof slopes, 30 mm to 140 mm thick | SQM | 27 | 27 | 90.15 | 2434.05 | SC_Apply | محمد الطنطاوي محمد الطنطاوي | 13.12 - Khulusi-Bill No. 3 Main Pumping Station (Civil works)-15-3.1.2-a.3 | For roof slopes, 30 mm to 140 mm thick | SQM | 27 | 120 | 3240 | EGP | SC_Apply
Qasr Rashwan Lot A _0207 |  | RFQ-00024 | Reham Ashraf | Operation | 2024-03-31 | Pump stations | Approved | 10.13 - Iz. Saad Al Rouby-Bill No. 3 Main Pumping Station (Civil works)-22-3.1.2-a.2 | PC Slope concrete for floor with hardener | SQM | 40 | 40 | 80.25 | 3210 | SC_Apply | محمد الطنطاوي محمد الطنطاوي | 10.13 - Iz. Saad Al Rouby-Bill No. 3 Main Pumping Station (Civil works)-22-3.1.2-a.2 | PC Slope concrete for floor with hardener | SQM | 40 | 150 | 6000 | EGP | SC_Apply
Qasr Rashwan Lot A _0207 |  | RFQ-00024 | Reham Ashraf | Operation | 2024-03-31 | Pump stations | Approved | 14.12 - Albersly & Iz.Alasfar-Bill No. 3 Main Pumping Station (Civil works)-12-3.1.2-c | Supply and install the steel structure for the edge of the wet well to support the concrete structure of the wet well includes the steel reinforcement for walls of the pit, steel SIB for pit floor, beam of dicophyl, plates, angles, bolts, nuts and washers as required by drawings, specifications and Engineer instructions. | TON | 2.5 | 2.5 | 30750 | 76875 | SC_Apply | محمد الطنطاوي محمد الطنطاوي | 14.12 - Albersly & Iz.Alasfar-Bill No. 3 Main Pumping Station (Civil works)-12-3.1.2-c | Supply and install the steel structure for the edge of the wet well to support the concrete structure of the wet well includes the steel reinforcement for walls of the pit, steel SIB for pit floor, beam of dicophyl, plates, angles, bolts, nuts and washers as required by drawings, specifications and Engineer instructions. | TON | 2.5 | 10000 | 25000 | EGP | SC_Apply
Qasr Rashwan Lot A _0207 |  | RFQ-00024 | Reham Ashraf | Operation | 2024-03-31 | Pump stations | Approved | 11.12 - Murad Al Gendy W Al Sanahra-Bill No. 3 Main Pumping Station (Civil works)-17-3.1.1-a | Structural excavation | CBM | 230 | 0 | 87.5 | 0.09 | SC_Supply/Apply | محمد الطنطاوي محمد الطنطاوي | 11.12 - Murad Al Gendy W Al Sanahra-Bill No. 3 Main Pumping Station (Civil works)-17-3.1.1-a | Structural excavation | CBM | 0 | 100 | 0 | EGP | SC_Supply/Apply
Qasr Rashwan Lot A _0207 |  | RFQ-00024 | Reham Ashraf | Operation | 2024-03-31 | Pump stations | Approved | 11.12 - Murad Al Gendy W Al Sanahra-Bill No. 3 Main Pumping Station (Civil works)-17-3.1.2.d- | Supply and casting of in-place reinforced concrete (Grade C30) with Sulfate- resistant cement, including: formwork, scaffolding, expansion and construction joints, Steel bar reinforcement, joint filler and sealant, accessories, transporting, mixing, casting, finishing, compaction by vibratory, curing and testing as required by the specifications. | LS | 1 | 1 | 217810 | 217810 | SC_Apply | محمد الطنطاوي محمد الطنطاوي | 11.12 - Murad Al Gendy W Al Sanahra-Bill No. 3 Main Pumping Station (Civil works)-17-3.1.2.d- | Supply and casting of in-place reinforced concrete (Grade C30) with Sulfate- resistant cement, including: formwork, scaffolding, expansion and construction joints, Steel bar reinforcement, joint filler and sealant, accessories, transporting, mixing, casting, finishing, compaction by vibratory, curing and testing as required by the specifications. | LS | 1 | 174500 | 174500 | EGP | SC_Apply
Qasr Rashwan Lot A _0207 |  | RFQ-00024 | Reham Ashraf | Operation | 2024-03-31 | Pump stations | Approved | 14.12 - Albersly & Iz.Alasfar-Bill No. 3 Main Pumping Station (Civil works)-12-3.1.2.d- | Supply and casting of in-place reinforced concrete (Grade C30) with Sulfate-resistant cement, including: formwork, scaffolding, expansion and construction joints, Steel bar reinforcement, joint filler and sealant, accessories, transporting, mixing, casting, finishing, compaction by vibratory, curing and testing as required by the specifications. | CBM | 33 | 33 | 1784 | 58872 | SC_Apply | محمد الطنطاوي محمد الطنطاوي | 14.12 - Albersly & Iz.Alasfar-Bill No. 3 Main Pumping Station (Civil works)-12-3.1.2.d- | Supply and casting of in-place reinforced concrete (Grade C30) with Sulfate-resistant cement, including: formwork, scaffolding, expansion and construction joints, Steel bar reinforcement, joint filler and sealant, accessories, transporting, mixing, casting, finishing, compaction by vibratory, curing and testing as required by the specifications. | CBM | 33 | 950 | 31350 | EGP | SC_Apply
Qasr Rashwan Lot A _0207 |  | RFQ-00024 | Reham Ashraf | Operation | 2024-03-31 | Pump stations | Approved | 14.12 - Albersly & Iz.Alasfar-Bill No. 3 Main Pumping Station (Civil works)-12-3.1.2.d- | Supply and casting of in-place reinforced concrete (Grade C30) with Sulfate-resistant cement, including: formwork, scaffolding, expansion and construction joints, Steel bar reinforcement, joint filler and sealant, accessories, transporting, mixing, casting, finishing, compaction by vibratory, curing and testing as required by the specifications. | LS | 1 | 1 | 71972 | 71972 | SC_Apply | محمد الطنطاوي محمد الطنطاوي | 14.12 - Albersly & Iz.Alasfar-Bill No. 3 Main Pumping Station (Civil works)-12-3.1.2.d- | Supply and casting of in-place reinforced concrete (Grade C30) with Sulfate-resistant cement, including: formwork, scaffolding, expansion and construction joints, Steel bar reinforcement, joint filler and sealant, accessories, transporting, mixing, casting, finishing, compaction by vibratory, curing and testing as required by the specifications. | LS | 1 | 154500 | 154500 | EGP | SC_Apply
Qasr Rashwan Lot A _0207 |  | RFQ-00024 | Reham Ashraf | Operation | 2024-03-31 | Pump stations | Approved | 11.12 - Murad Al Gendy W Al Sanahra-Bill No. 3 Main Pumping Station (Civil works)-17-3.1.2.e- | Supply and casting of in-place reinforced concrete in super structure, including: formwork, scaffolding, expansion, construction joints, Steel bar reinforcement, joint filler, sealant, transporting, fixation, mixing, pouring, leveling, finishing, compaction by vibratory, curing of reinforced concrete and testing as set out in the specifications. | CBM | 12 | 0 | 1651 | 1.65 | SC_Apply | محمد الطنطاوي محمد الطنطاوي | 11.12 - Murad Al Gendy W Al Sanahra-Bill No. 3 Main Pumping Station (Civil works)-17-3.1.2.e- | Supply and casting of in-place reinforced concrete in super structure, including: formwork, scaffolding, expansion, construction joints, Steel bar reinforcement, joint filler, sealant, transporting, fixation, mixing, pouring, leveling, finishing, compaction by vibratory, curing of reinforced concrete and testing as set out in the specifications. | CBM | 0 | 950 | 0 | EGP | SC_Apply
Qasr Rashwan Lot A _0207 |  | RFQ-00024 | Reham Ashraf | Operation | 2024-03-31 | Pump stations | Approved | 12.13 - Mansheya Fanous-Bill No. 3 Main Pumping Station (Civil works)-19-3.1.2-a.3 | For roof slopes, 30 mm to 140 mm thick | SQM | 34 | 34 | 90.15 | 3065.1 | SC_Apply | محمد الطنطاوي محمد الطنطاوي | 12.13 - Mansheya Fanous-Bill No. 3 Main Pumping Station (Civil works)-19-3.1.2-a.3 | For roof slopes, 30 mm to 140 mm thick | SQM | 34 | 120 | 4080 | EGP | SC_Apply
Qasr Rashwan Lot A _0207 |  | RFQ-00024 | Reham Ashraf | Operation | 2024-03-31 | Pump stations | Approved | 11.12 - Murad Al Gendy W Al Sanahra-Bill No. 3 Main Pumping Station (Civil works)-17-3.1.2-a.3 | For roof slopes, 30 mm to 140 mm thick | SQM | 39 | 0 | 90.15 | 0.09 | SC_Apply | محمد الطنطاوي محمد الطنطاوي | 11.12 - Murad Al Gendy W Al Sanahra-Bill No. 3 Main Pumping Station (Civil works)-17-3.1.2-a.3 | For roof slopes, 30 mm to 140 mm thick | SQM | 0 | 120 | 0 | EGP | SC_Apply
Qasr Rashwan Lot A _0207 |  | RFQ-00024 | Reham Ashraf | Operation | 2024-03-31 | Pump stations | Approved | 13.12 - Khulusi-Bill No. 3 Main Pumping Station (Civil works)-15-3.1.2-a.1 | Un-reinforced lean concrete for sub-structure | CBM | 6 | 6 | 312.4 | 1874.4 | SC_Apply | محمد الطنطاوي محمد الطنطاوي | 13.12 - Khulusi-Bill No. 3 Main Pumping Station (Civil works)-15-3.1.2-a.1 | Un-reinforced lean concrete for sub-structure | CBM | 6 | 250 | 1500 | EGP | SC_Apply
Qasr Rashwan Lot A _0207 |  | RFQ-00024 | Reham Ashraf | Operation | 2024-03-31 | Pump stations | Approved | 14.12 - Albersly & Iz.Alasfar-Bill No. 3 Main Pumping Station (Civil works)-12-3.1.2-a.3 | For roof slopes, 30 mm to 140 mm thick | SQM | 22 | 22 | 90.15 | 1983.3 | SC_Apply | محمد الطنطاوي محمد الطنطاوي | 14.12 - Albersly & Iz.Alasfar-Bill No. 3 Main Pumping Station (Civil works)-12-3.1.2-a.3 | For roof slopes, 30 mm to 140 mm thick | SQM | 22 | 120 | 2640 | EGP | SC_Apply
Mivida BP#189 |  | RFQ-00057 | Mehratie Saleh | MEP (Electro Mechanical) | 2024-03-24 | Supply Fuel Filling Points | Approved | 152105.Bas fuel | Fuel System - Acc | LS | 1 | 1 | 50000 | 50000 | SC_Supply | IAC | 152105.Bas fuel | Fuel System - Acc | LS | 1 | 1339.5 | 1339.5 | USD | SC_Supply
Mivida BP#189 |  | RFQ-00057 | Mehratie Saleh | MEP (Electro Mechanical) | 2024-03-24 | Supply Fuel Filling Points | Approved | 152105.Bas fuel | Fuel System - Supply | LS | 1 | 1 | 650000 | 650000 | SC_Supply | IAC | 152105.Bas fuel | Fuel System - Supply | LS | 1 | 13720.5 | 13720.5 | USD | SC_Supply
Red Sea Museum-Bab El-Bunt _K0003 |  | RFQ-00010 | Marwa Mounir | Operation | 2024-03-12 | Scaffolding | Approved | 10.22 | 6**- Red Sea Muesum Scaffolding Internal Install | LS | 2000 | 2000 | 18.4 | 36800 | Dep_OthDep | ALRowad | 10.22 | 6**- Red Sea Muesum Scaffolding Internal Install | LS | 2000 | 16 | 32000 | SAR | Dep_OthDep
Red Sea Museum-Bab El-Bunt _K0003 |  | RFQ-00010 | Marwa Mounir | Operation | 2024-03-12 | Scaffolding | Approved | 10.22 | 6**- Red Sea Muesum Scaffolding External install | LS | 2500 | 2500 | 31.05 | 77625 | Dep_OthDep | ALRowad | 10.22 | 6**- Red Sea Muesum Scaffolding External install | LS | 2500 | 27 | 67500 | SAR | Dep_OthDep
Red Sea Museum-Bab El-Bunt _K0003 |  | RFQ-00010 | Marwa Mounir | Operation | 2024-03-12 | Scaffolding | Approved | 10.22 | 6**- Red Sea Muesum Scaffolding Internal Uninstall | LS | 2000 | 2000 | 6.9 | 13800 | Dep_OthDep | ALRowad | 10.22 | 6**- Red Sea Muesum Scaffolding Internal Uninstall | LS | 2000 | 6 | 12000 | SAR | Dep_OthDep
Red Sea Museum-Bab El-Bunt _K0003 |  | RFQ-00010 | Marwa Mounir | Operation | 2024-03-12 | Scaffolding | Approved | 10.22 | 6**- Red Sea Muesum Scaffolding External Uninstall | LS | 2500 | 2500 | 11.5 | 28750 | Dep_OthDep | ALRowad | 10.22 | 6**- Red Sea Muesum Scaffolding External Uninstall | LS | 2500 | 10 | 25000 | SAR | Dep_OthDep
Rabigh PP - Piling Works_K0004 |  | RFQ-00009 | Mohamed Amr | Procurement | 2024-03-12 | Steel Rebars | Approved | 10.10.14 - CP-02 Pile-main scope NEW-03 21 00 BCP-0004 | Supplying; fabricating; installing; high tensile; uncoated; deformed rebars; Grade 60 as per ASTM Standard A615 A/M; to piles; nominal diameter (Var)mm. | TON | 913.04 | 913.04 | 2522.5 | 2303143.4 | MAT_Raw | Bahra | 10.10.14 - CP-02 Pile-main scope NEW-03 21 00 BCP-0004 | Supplying; fabricating; installing; high tensile; uncoated; deformed rebars; Grade 60 as per ASTM Standard A615 A/M; to piles; nominal diameter (Var)mm. | TON | 913.04 | 2850 | 2602164 | SAR | MAT_Raw
Rabigh PP - Piling Works_K0004 |  | RFQ-00009 | Mohamed Amr | Procurement | 2024-03-12 | Steel Rebars | Approved | 10.10.14 - CP-02 Pile-main scope NEW-03 21 00 BCP-0004 | Supplying; fabricating; installing; high tensile; uncoated; deformed rebars; Grade 60 as per ASTM Standard A615 A/M; to piles; nominal diameter (Var)mm. | TON | 853.31 | 853.31 | 600 | 511986 | SC_Apply | Bahra | 10.10.14 - CP-02 Pile-main scope NEW-03 21 00 BCP-0004 | Supplying; fabricating; installing; high tensile; uncoated; deformed rebars; Grade 60 as per ASTM Standard A615 A/M; to piles; nominal diameter (Var)mm. | TON | 853.31 | 0 | 0 | SAR | SC_Apply
Rabigh PP - Piling Works_K0004 |  | RFQ-00009 | Mohamed Amr | Procurement | 2024-03-12 | Steel Rebars | Approved | 10.12.14 - CP-02 Pile-Optional scope New-03 21 00 BCP-0004 | Supplying; fabricating; installing; high tensile; uncoated; deformed rebars; Grade 60 as per ASTM Standard A615 A/M; to piles; nominal diameter (Var)mm. | TON | 83.91 | 83.91 | 2522.5 | 211662.98 | MAT_Raw | Bahra | 10.12.14 - CP-02 Pile-Optional scope New-03 21 00 BCP-0004 | Supplying; fabricating; installing; high tensile; uncoated; deformed rebars; Grade 60 as per ASTM Standard A615 A/M; to piles; nominal diameter (Var)mm. | TON | 83.91 | 2850 | 239143.5 | SAR | MAT_Raw
Rabigh PP - Piling Works_K0004 |  | RFQ-00009 | Mohamed Amr | Procurement | 2024-03-12 | Steel Rebars | Approved | 10.12.14 - CP-02 Pile-Optional scope New-03 21 00 BCP-0004 | Supplying; fabricating; installing; high tensile; uncoated; deformed rebars; Grade 60 as per ASTM Standard A615 A/M; to piles; nominal diameter (Var)mm. | TON | 78.42 | 78.42 | 600 | 47052 | SC_Apply | Bahra | 10.12.14 - CP-02 Pile-Optional scope New-03 21 00 BCP-0004 | Supplying; fabricating; installing; high tensile; uncoated; deformed rebars; Grade 60 as per ASTM Standard A615 A/M; to piles; nominal diameter (Var)mm. | TON | 78.42 | 0 | 0 | SAR | SC_Apply
Rabigh PP - Piling Works_K0004 |  | RFQ-00009 | Mohamed Amr | Procurement | 2024-03-12 | Steel Rebars | Approved | 10.10.14 - CP-02 Main Scope Pile-Testing N-03 21 00 BCP-0004 | Supplying; fabricating; installing; high tensile; uncoated; deformed rebars; Grade 60 as per ASTM Standard A615 A/M; to piles; nominal diameter (Var)mm. | TON | 1.9 | 1.9 | 2522.5 | 4792.75 | MAT_Raw | Bahra | 10.10.14 - CP-02 Main Scope Pile-Testing N-03 21 00 BCP-0004 | Supplying; fabricating; installing; high tensile; uncoated; deformed rebars; Grade 60 as per ASTM Standard A615 A/M; to piles; nominal diameter (Var)mm. | TON | 1.9 | 2850 | 5415 | SAR | MAT_Raw
Rabigh PP - Piling Works_K0004 |  | RFQ-00009 | Mohamed Amr | Procurement | 2024-03-12 | Steel Rebars | Approved | 10.10.14 - CP-02 Main Scope Pile-Testing N-03 21 00 BCP-0004 | Supplying; fabricating; installing; high tensile; uncoated; deformed rebars; Grade 60 as per ASTM Standard A615 A/M; to piles; nominal diameter (Var)mm. | TON | 1.77 | 1.77 | 600 | 1062 | SC_Apply | Bahra | 10.10.14 - CP-02 Main Scope Pile-Testing N-03 21 00 BCP-0004 | Supplying; fabricating; installing; high tensile; uncoated; deformed rebars; Grade 60 as per ASTM Standard A615 A/M; to piles; nominal diameter (Var)mm. | TON | 1.77 | 0 | 0 | SAR | SC_Apply
Rabigh PP - Piling Works_K0004 |  | RFQ-00009 | Mohamed Amr | Procurement | 2024-03-12 | Steel Rebars | Approved | 10.12.14 - CP-02 Option Scope Pile-Testing-03 21 00 BCP-0004 | Supplying; fabricating; installing; high tensile; uncoated; deformed rebars; Grade 60 as per ASTM Standard A615 A/M; to piles; nominal diameter (Var)mm. | TON | 1.9 | 1.9 | 2522.5 | 4792.75 | MAT_Raw | Bahra | 10.12.14 - CP-02 Option Scope Pile-Testing-03 21 00 BCP-0004 | Supplying; fabricating; installing; high tensile; uncoated; deformed rebars; Grade 60 as per ASTM Standard A615 A/M; to piles; nominal diameter (Var)mm. | TON | 1.9 | 2850 | 5415 | SAR | MAT_Raw
Rabigh PP - Piling Works_K0004 |  | RFQ-00009 | Mohamed Amr | Procurement | 2024-03-12 | Steel Rebars | Approved | 10.12.14 - CP-02 Option Scope Pile-Testing-03 21 00 BCP-0004 | Supplying; fabricating; installing; high tensile; uncoated; deformed rebars; Grade 60 as per ASTM Standard A615 A/M; to piles; nominal diameter (Var)mm. | TON | 1.77 | 1.77 | 600 | 1062 | SC_Apply | Bahra | 10.12.14 - CP-02 Option Scope Pile-Testing-03 21 00 BCP-0004 | Supplying; fabricating; installing; high tensile; uncoated; deformed rebars; Grade 60 as per ASTM Standard A615 A/M; to piles; nominal diameter (Var)mm. | TON | 1.77 | 0 | 0 | SAR | SC_Apply
Katameya Creeks |  | RFQ-00039 | Youssef Abd El Kream | MEP (Electro Mechanical) | 2024-04-20 | Threaded Rods & Acc. | Approved | All Buildings | THREADED ROD 8mm,length 2mt | ECH | 6000 | 6000 | 24.28 | 145680 | MAT_Misc | اليكس فاسترز | All Buildings | THREADED ROD 8mm,length 2mt | ECH | 6000 | 42.6 | 255600 | EGP | MAT_Misc
Katameya Creeks |  | RFQ-00039 | Youssef Abd El Kream | MEP (Electro Mechanical) | 2024-04-20 | Threaded Rods & Acc. | Approved | All Buildings | وردة + صامولة 8 مم مجلفن | KGR | 50 | 50 | 51.3 | 2565 | MAT_Misc | اليكس فاسترز | All Buildings | وردة + صامولة 8 مم مجلفن | KGR | 50 | 90 | 4500 | EGP | MAT_Misc
Katameya Creeks |  | RFQ-00039 | Youssef Abd El Kream | MEP (Electro Mechanical) | 2024-04-20 | Threaded Rods & Acc. | Approved | All Buildings | THREADED ROD 10mm,length 2mt | ECH | 1000 | 1000 | 37.05 | 37050 | MAT_Misc | اليكس فاسترز | All Buildings | THREADED ROD 10mm,length 2mt | ECH | 1000 | 65 | 65000 | EGP | MAT_Misc
Katameya Creeks |  | RFQ-00039 | Youssef Abd El Kream | MEP (Electro Mechanical) | 2024-04-20 | Threaded Rods & Acc. | Approved | All Buildings | وردة + صامولة 10 مم مجلفن | KGR | 10 | 10 | 51.3 | 513 | MAT_Misc | اليكس فاسترز | All Buildings | وردة + صامولة 10 مم مجلفن | KGR | 10 | 90 | 900 | EGP | MAT_Misc
Katameya Creeks |  | RFQ-00039 | Youssef Abd El Kream | MEP (Electro Mechanical) | 2024-04-20 | Threaded Rods & Acc. | Approved | All Buildings | مسمار مخ طاسة 6مم بالوردة و الصامولة | KGR | 50 | 50 | 54.15 | 2707.5 | MAT_Misc | اليكس فاسترز | All Buildings | مسمار مخ طاسة 6مم بالوردة و الصامولة | KGR | 50 | 95 | 4750 | EGP | MAT_Misc
Qasr Rashwan - Lot B _0208 |  | RFQ-00026 | Peter Rafaat | MEP (Electro Mechanical) | 2024-05-07 | Supply & install CCTV system | Approved | 10.14 - Abd Al Azeem Al Sofy-BILL NO. 3.3: Main Pump Station-3.3.19- | Supply, install, connect and test a complete closed circuit surveillance TV (CCTV) system complete with Weatherproof fixed camera HD, Weatherproof Motorized cameras HD, DVR, Rack, UPS, Joystick, remote controller, color photos printer, conduits, Coaxial cables, control cables, LED screen, boxes between devices, UPS....etc. and all necessary works to complete works as per specifications and contract documents. | LS | 1 | 1 | 734249.33 | 734249.33 | MAT_Raw | بروجرس للانظمه الامنيه | 10.14 - Abd Al Azeem Al Sofy-BILL NO. 3.3: Main Pump Station-3.3.19- | Supply, install, connect and test a complete closed circuit surveillance TV (CCTV) system complete with Weatherproof fixed camera HD, Weatherproof Motorized cameras HD, DVR, Rack, UPS, Joystick, remote controller, color photos printer, conduits, Coaxial cables, control cables, LED screen, boxes between devices, UPS....etc. and all necessary works to complete works as per specifications and contract documents. | LS | 1 | 6736 | 6736 | EGP | MAT_Raw
Qasr Rashwan - Lot B _0208 |  | RFQ-00026 | Peter Rafaat | MEP (Electro Mechanical) | 2024-05-07 | Supply & install CCTV system | Approved | 11.14 - Abd Al Rahman Ibrahim-BILL NO. 3.3: Main Pump Station-3.3.19- | Supply, install, connect and test a complete closed circuit surveillance TV (CCTV) system complete with Weatherproof fixed camera HD, Weatherproof Motorized cameras HD, DVR, Rack, UPS, Joystick, remote controller, color photos printer, conduits, Coaxial cables, control cables, LED screen, boxes between devices, UPS....etc. and all necessary works to complete works as per specifications and contract documents. | LS | 1 | 1 | 734249.33 | 734249.33 | MAT_Raw | بروجرس للانظمه الامنيه | 11.14 - Abd Al Rahman Ibrahim-BILL NO. 3.3: Main Pump Station-3.3.19- | Supply, install, connect and test a complete closed circuit surveillance TV (CCTV) system complete with Weatherproof fixed camera HD, Weatherproof Motorized cameras HD, DVR, Rack, UPS, Joystick, remote controller, color photos printer, conduits, Coaxial cables, control cables, LED screen, boxes between devices, UPS....etc. and all necessary works to complete works as per specifications and contract documents. | LS | 1 | 6736 | 6736 | EGP | MAT_Raw
Qasr Rashwan - Lot B _0208 |  | RFQ-00026 | Peter Rafaat | MEP (Electro Mechanical) | 2024-05-07 | Supply & install CCTV system | Approved | 15.14 - Iz. Al Burm-BILL NO. 3.3: Main Pump Station-3.3.19- | Supply, install, connect and test a complete closed circuit surveillance TV (CCTV) system complete with Weatherproof fixed camera HD, Weatherproof Motorized cameras HD, DVR, Rack, UPS, Joystick, remote controller, color photos printer, conduits, Coaxial cables, control cables, LED screen, boxes between devices, UPS....etc. and all necessary works to complete works as per specifications and contract documents. | LS | 1 | 1 | 734249.33 | 734249.33 | MAT_Raw | بروجرس للانظمه الامنيه | 15.14 - Iz. Al Burm-BILL NO. 3.3: Main Pump Station-3.3.19- | Supply, install, connect and test a complete closed circuit surveillance TV (CCTV) system complete with Weatherproof fixed camera HD, Weatherproof Motorized cameras HD, DVR, Rack, UPS, Joystick, remote controller, color photos printer, conduits, Coaxial cables, control cables, LED screen, boxes between devices, UPS....etc. and all necessary works to complete works as per specifications and contract documents. | LS | 1 | 6736 | 6736 | EGP | MAT_Raw
Qasr Rashwan - Lot B _0208 |  | RFQ-00026 | Peter Rafaat | MEP (Electro Mechanical) | 2024-05-07 | Supply & install CCTV system | Approved | 14.14 - Iz. Abou Hussein-BILL NO. 3.3: Main Pump Station-3.3.19- | Supply, install, connect and test a complete closed circuit surveillance TV (CCTV) system complete with Weatherproof fixed camera HD, Weatherproof Motorized cameras HD, DVR, Rack, UPS, Joystick, remote controller, color photos printer, conduits, Coaxial cables, control cables, LED screen, boxes between devices, UPS....etc. and all necessary works to complete works as per specifications and contract documents. | LS | 1 | 1 | 734249.33 | 734249.33 | MAT_Raw | بروجرس للانظمه الامنيه | 14.14 - Iz. Abou Hussein-BILL NO. 3.3: Main Pump Station-3.3.19- | Supply, install, connect and test a complete closed circuit surveillance TV (CCTV) system complete with Weatherproof fixed camera HD, Weatherproof Motorized cameras HD, DVR, Rack, UPS, Joystick, remote controller, color photos printer, conduits, Coaxial cables, control cables, LED screen, boxes between devices, UPS....etc. and all necessary works to complete works as per specifications and contract documents. | LS | 1 | 6736 | 6736 | EGP | MAT_Raw
Qasr Rashwan - Lot B _0208 |  | RFQ-00026 | Peter Rafaat | MEP (Electro Mechanical) | 2024-05-07 | Supply & install CCTV system | Approved | 13.14 - Iz.Salih Shamatah-BILL NO. 3.3: Main Pump Station-3.3.19- | Supply, install, connect and test a complete closed circuit surveillance TV (CCTV) system complete with Weatherproof fixed camera HD, Weatherproof Motorized cameras HD, DVR, Rack, UPS, Joystick, remote controller, color photos printer, conduits, Coaxial cables, control cables, LED screen, boxes between devices, UPS....etc. and all necessary works to complete works as per specifications and contract documents. | LS | 1 | 1 | 734249.33 | 734249.33 | MAT_Raw | بروجرس للانظمه الامنيه | 13.14 - Iz.Salih Shamatah-BILL NO. 3.3: Main Pump Station-3.3.19- | Supply, install, connect and test a complete closed circuit surveillance TV (CCTV) system complete with Weatherproof fixed camera HD, Weatherproof Motorized cameras HD, DVR, Rack, UPS, Joystick, remote controller, color photos printer, conduits, Coaxial cables, control cables, LED screen, boxes between devices, UPS....etc. and all necessary works to complete works as per specifications and contract documents. | LS | 1 | 6736 | 6736 | EGP | MAT_Raw
Qasr Rashwan - Lot B _0208 |  | RFQ-00026 | Peter Rafaat | MEP (Electro Mechanical) | 2024-05-07 | Supply & install CCTV system | Approved | 12.14 - Iz. Suleiman Tadrus-BILL NO. 3.3: Main Pump Station-3.3.19- | Supply, install, connect and test a complete closed circuit surveillance TV (CCTV) system complete with Weatherproof fixed camera HD, Weatherproof Motorized cameras HD, DVR, Rack, UPS, Joystick, remote controller, color photos printer, conduits, Coaxial cables, control cables, LED screen, boxes between devices, UPS....etc. and all necessary works to complete works as per specifications and contract documents. | LS | 1 | 1 | 734249.33 | 734249.33 | MAT_Raw | بروجرس للانظمه الامنيه | 12.14 - Iz. Suleiman Tadrus-BILL NO. 3.3: Main Pump Station-3.3.19- | Supply, install, connect and test a complete closed circuit surveillance TV (CCTV) system complete with Weatherproof fixed camera HD, Weatherproof Motorized cameras HD, DVR, Rack, UPS, Joystick, remote controller, color photos printer, conduits, Coaxial cables, control cables, LED screen, boxes between devices, UPS....etc. and all necessary works to complete works as per specifications and contract documents. | LS | 1 | 6736 | 6736 | EGP | MAT_Raw
Mivida BP#189 |  | RFQ-00064 | Mostafa Shourbagi | MEP (Electro Mechanical) | 2024-04-15 | Cable Trays & Trunks & Fittings | Approved | 162600.POs | 92251-Hot-Dip Galvanized Perforated Cable Tray, 600mm width, 100mm height, 2mm thickness, c/w splice plate, bolts,washers & nuts. | MTR | 30 | 30 | 199.99 | 5999.7 | SC_Supply | El Sewedy Trading | 162600.POs | 92251-Hot-Dip Galvanized Perforated Cable Tray, 600mm width, 100mm height, 2mm thickness, c/w splice plate, bolts,washers & nuts. | MTR | 30 | 1221.05 | 36631.5 | EGP | SC_Supply
Mivida BP#189 |  | RFQ-00064 | Mostafa Shourbagi | MEP (Electro Mechanical) | 2024-04-15 | Cable Trays & Trunks & Fittings | Approved | 162600.POs | 92251-Hot-Dip Galvanized Perforated Cable Tray, 100mm width,100mm height, 1.5mm thickness, c/w splice plate,bolts,washers & nuts. | MTR | 150 | 150 | 77.3 | 11595 | SC_Supply | El Sewedy Trading | 162600.POs | 92251-Hot-Dip Galvanized Perforated Cable Tray, 100mm width,100mm height, 1.5mm thickness, c/w splice plate,bolts,washers & nuts. | MTR | 150 | 354.03 | 53104.5 | EGP | SC_Supply
Mivida BP#189 |  | RFQ-00064 | Mostafa Shourbagi | MEP (Electro Mechanical) | 2024-04-15 | Cable Trays & Trunks & Fittings | Approved | 162600.POs | 92251-Hot-Dip Galvanized Perforated Cable Tray, 200mm width,100mm height, 1.5mm thickness, c/w splice plate,bolts,washers & nuts. | MTR | 30 | 30 | 101.84 | 3055.2 | SC_Supply | El Sewedy Trading | 162600.POs | 92251-Hot-Dip Galvanized Perforated Cable Tray, 200mm width,100mm height, 1.5mm thickness, c/w splice plate,bolts,washers & nuts. | MTR | 30 | 466.41 | 13992.3 | EGP | SC_Supply
Mivida BP#189 |  | RFQ-00064 | Mostafa Shourbagi | MEP (Electro Mechanical) | 2024-04-15 | Cable Trays & Trunks & Fittings | Approved | 162600.POs | 92251-Hot-Dip Galvanized Perforated Cable Tray, 300mm width,100mm height, 1.5mm thickness, c/w splice plate,bolts,washers & nuts. | MTR | 120 | 120 | 126.37 | 15164.4 | SC_Supply | El Sewedy Trading | 162600.POs | 92251-Hot-Dip Galvanized Perforated Cable Tray, 300mm width,100mm height, 1.5mm thickness, c/w splice plate,bolts,washers & nuts. | MTR | 120 | 578.8 | 69456 | EGP | SC_Supply
Mivida BP#189 |  | RFQ-00064 | Mostafa Shourbagi | MEP (Electro Mechanical) | 2024-04-15 | Cable Trays & Trunks & Fittings | Approved | 162600.POs | 92251-Hot-Dip Galvanized Perforated Cable Tray, 700mm width, 100mm height, 2mm thickness, c/w splice plate, bolts,washers & nuts. | MTR | 150 | 150 | 299.37 | 44905.5 | SC_Supply | El Sewedy Trading | 162600.POs | 92251-Hot-Dip Galvanized Perforated Cable Tray, 700mm width, 100mm height, 2mm thickness, c/w splice plate, bolts,washers & nuts. | MTR | 150 | 1371.05 | 205657.5 | EGP | SC_Supply
Mivida BP#189 |  | RFQ-00064 | Mostafa Shourbagi | MEP (Electro Mechanical) | 2024-04-15 | Cable Trays & Trunks & Fittings | Approved | 162600.POs | 92251-Hot-Dip Galvanized Perforated Cable Tray, 800mm width, 100mm height, 2mm thickness, c/w splice plate, bolts,washers & nuts. | MTR | 60 | 60 | 364.81 | 21888.6 | SC_Supply | El Sewedy Trading | 162600.POs | 92251-Hot-Dip Galvanized Perforated Cable Tray, 800mm width, 100mm height, 2mm thickness, c/w splice plate, bolts,washers & nuts. | MTR | 60 | 1520.18 | 91210.8 | EGP | SC_Supply
Mivida BP#189 |  | RFQ-00064 | Mostafa Shourbagi | MEP (Electro Mechanical) | 2024-04-15 | Cable Trays & Trunks & Fittings | Approved | 162600.POs | 92251-Hot-Dip Galvanized Perforated Cable Tray, 400mm width,100mm height, 2mm thickness, c/w splice plate,bolts,washers & nuts. | MTR | 45 | 45 | 201.22 | 9054.9 | SC_Supply | El Sewedy Trading | 162600.POs | 92251-Hot-Dip Galvanized Perforated Cable Tray, 400mm width,100mm height, 2mm thickness, c/w splice plate,bolts,washers & nuts. | MTR | 45 | 921.59 | 41471.55 | EGP | SC_Supply
Mivida BP#189 |  | RFQ-00064 | Mostafa Shourbagi | MEP (Electro Mechanical) | 2024-04-15 | Cable Trays & Trunks & Fittings | Approved | 162600.POs | 92251-Hot-Dip Galvanized Perforated Cable Tray, 150mm width,100mm height, 1.5mm thickness, c/w splice plate,bolts,washers & nuts. | MTR | 60 | 60 | 89.57 | 5374.2 | SC_Supply | El Sewedy Trading | 162600.POs | 92251-Hot-Dip Galvanized Perforated Cable Tray, 150mm width,100mm height, 1.5mm thickness, c/w splice plate,bolts,washers & nuts. | MTR | 60 | 410.22 | 24613.2 | EGP | SC_Supply
Mivida BP#189 |  | RFQ-00064 | Mostafa Shourbagi | MEP (Electro Mechanical) | 2024-04-15 | Cable Trays & Trunks & Fittings | Approved | 162600.POs | 92251-Hot-Dip Galvanized Perforated Cable Tray, 500mm width, 100mm height, 2mm thickness, c/w splice plate, bolts,washers & nuts. | MTR | 30 | 30 | 233.93 | 7017.9 | SC_Supply | El Sewedy Trading | 162600.POs | 92251-Hot-Dip Galvanized Perforated Cable Tray, 500mm width, 100mm height, 2mm thickness, c/w splice plate, bolts,washers & nuts. | MTR | 30 | 1071.05 | 32131.5 | EGP | SC_Supply
Mivida BP#189 |  | RFQ-00064 | Mostafa Shourbagi | MEP (Electro Mechanical) | 2024-04-15 | Cable Trays & Trunks & Fittings | Approved | 162600.POs | 92251-Hot-Dip Galvanized Perforated Cable Tray,1000mm width, 100mm height, 2mm thickness, c/w splice plate, bolts,washers & nuts. | MTR | 60 | 60 | 397.53 | 23851.8 | SC_Supply | El Sewedy Trading | 162600.POs | 92251-Hot-Dip Galvanized Perforated Cable Tray,1000mm width, 100mm height, 2mm thickness, c/w splice plate, bolts,washers & nuts. | MTR | 60 | 1820.18 | 109210.8 | EGP | SC_Supply
Mivida BP#189 |  | RFQ-00064 | Mostafa Shourbagi | MEP (Electro Mechanical) | 2024-04-15 | Cable Trays & Trunks & Fittings | Approved | 162600.POs | 92251-Galvanized cable tray cover 800mm (snap on type) thickness 1.5mm | MTR | 60 | 60 | 213.94 | 12836.4 | SC_Supply | El Sewedy Trading | 162600.POs | 92251-Galvanized cable tray cover 800mm (snap on type) thickness 1.5mm | MTR | 60 | 966.54 | 57992.4 | EGP | SC_Supply
Mivida BP#189 |  | RFQ-00064 | Mostafa Shourbagi | MEP (Electro Mechanical) | 2024-04-15 | Cable Trays & Trunks & Fittings | Approved | 162600.POs | 92251-Galvanized cable tray cover 700mm (snap on type) thickness 1.5mm | MTR | 150 | 150 | 169.37 | 25405.5 | SC_Supply | El Sewedy Trading | 162600.POs | 92251-Galvanized cable tray cover 700mm (snap on type) thickness 1.5mm | MTR | 150 | 854.16 | 128124 | EGP | SC_Supply
Mivida BP#189 |  | RFQ-00064 | Mostafa Shourbagi | MEP (Electro Mechanical) | 2024-04-15 | Cable Trays & Trunks & Fittings | Approved | 162600.POs | 92251-Galvanized cable tray cover 1000mm (snap on type) thickness 1.5mm | MTR | 60 | 60 | 236.22 | 14173.2 | SC_Supply | El Sewedy Trading | 162600.POs | 92251-Galvanized cable tray cover 1000mm (snap on type) thickness 1.5mm | MTR | 60 | 1192.32 | 71539.2 | EGP | SC_Supply
Mivida BP#189 |  | RFQ-00064 | Mostafa Shourbagi | MEP (Electro Mechanical) | 2024-04-15 | Cable Trays & Trunks & Fittings | Approved | 162600.POs | 92251-Galvanized cable tray cover 100mm (snap on type) thickness 1mm | MTR | 150 | 150 | 23.77 | 3565.5 | SC_Supply | El Sewedy Trading | 162600.POs | 92251-Galvanized cable tray cover 100mm (snap on type) thickness 1mm | MTR | 150 | 119.88 | 17982 | EGP | SC_Supply
Mivida BP#189 |  | RFQ-00064 | Mostafa Shourbagi | MEP (Electro Mechanical) | 2024-04-15 | Cable Trays & Trunks & Fittings | Approved | 162600.POs | 92251-Galvanized cable tray cover 150mm (snap on type) thickness 1mm | MTR | 60 | 60 | 31.2 | 1872 | SC_Supply | El Sewedy Trading | 162600.POs | 92251-Galvanized cable tray cover 150mm (snap on type) thickness 1mm | MTR | 60 | 157.66 | 9459.6 | EGP | SC_Supply
Mivida BP#189 |  | RFQ-00064 | Mostafa Shourbagi | MEP (Electro Mechanical) | 2024-04-15 | Cable Trays & Trunks & Fittings | Approved | 162600.POs | 92251-Galvanized cable tray cover 200mm (snap on type) thickness 1mm | MTR | 30 | 30 | 38.63 | 1158.9 | SC_Supply | El Sewedy Trading | 162600.POs | 92251-Galvanized cable tray cover 200mm (snap on type) thickness 1mm | MTR | 30 | 194.81 | 5844.3 | EGP | SC_Supply
Mivida BP#189 |  | RFQ-00064 | Mostafa Shourbagi | MEP (Electro Mechanical) | 2024-04-15 | Cable Trays & Trunks & Fittings | Approved | 162600.POs | 92251-Galvanized cable tray cover 300mm (snap on type) thickness 1mm | MTR | 120 | 120 | 53.48 | 6417.6 | SC_Supply | El Sewedy Trading | 162600.POs | 92251-Galvanized cable tray cover 300mm (snap on type) thickness 1mm | MTR | 120 | 269.73 | 32367.6 | EGP | SC_Supply
Mivida BP#189 |  | RFQ-00064 | Mostafa Shourbagi | MEP (Electro Mechanical) | 2024-04-15 | Cable Trays & Trunks & Fittings | Approved | 162600.POs | 92251-Galvanized cable tray cover 400mm (snap on type) thickness 1mm | MTR | 45 | 45 | 68.34 | 3075.3 | SC_Supply | El Sewedy Trading | 162600.POs | 92251-Galvanized cable tray cover 400mm (snap on type) thickness 1mm | MTR | 45 | 344.66 | 15509.7 | EGP | SC_Supply
Mivida BP#189 |  | RFQ-00064 | Mostafa Shourbagi | MEP (Electro Mechanical) | 2024-04-15 | Cable Trays & Trunks & Fittings | Approved | 162600.POs | 92251-Galvanized cable tray cover 500mm (snap on type) thickness 1mm | MTR | 30 | 30 | 104 | 3120 | SC_Supply | El Sewedy Trading | 162600.POs | 92251-Galvanized cable tray cover 500mm (snap on type) thickness 1mm | MTR | 30 | 524.48 | 15734.4 | EGP | SC_Supply
Mivida BP#189 |  | RFQ-00064 | Mostafa Shourbagi | MEP (Electro Mechanical) | 2024-04-15 | Cable Trays & Trunks & Fittings | Approved | 162600.POs | 92251-Galvanized cable tray cover 600mm (snap on type) thickness 1mm | MTR | 30 | 30 | 98.05 | 2941.5 | SC_Supply | El Sewedy Trading | 162600.POs | 92251-Galvanized cable tray cover 600mm (snap on type) thickness 1mm | MTR | 30 | 618.14 | 18544.2 | EGP | SC_Supply
Mivida BP#189 |  | RFQ-00064 | Mostafa Shourbagi | MEP (Electro Mechanical) | 2024-04-15 | Cable Trays & Trunks & Fittings | Approved | 162600.POs | 92251-Galvanized cable tray cover 1200mm (snap on type) thickness 1.5mm | MTR | 45 | 45 | 280.79 | 12635.55 | SC_Supply | El Sewedy Trading | 162600.POs | 92251-Galvanized cable tray cover 1200mm (snap on type) thickness 1.5mm | MTR | 45 | 1416.11 | 63724.95 | EGP | SC_Supply
Mivida BP#189 |  | RFQ-00064 | Mostafa Shourbagi | MEP (Electro Mechanical) | 2024-04-15 | Cable Trays & Trunks & Fittings | Approved | 162600.POs | 92251-Hot Dip Galvanized cable trunk100x100mm thickness 1.5mm with cover 1.25mm thickness | MTR | 120 | 120 | 95.15 | 11418 | SC_Supply | El Sewedy Trading | 162600.POs | 92251-Hot Dip Galvanized cable trunk100x100mm thickness 1.5mm with cover 1.25mm thickness | MTR | 120 | 473.9 | 56868 | EGP | SC_Supply
Mivida BP#189 |  | RFQ-00064 | Mostafa Shourbagi | MEP (Electro Mechanical) | 2024-04-15 | Cable Trays & Trunks & Fittings | Approved | 162600.POs | 92251-Hot Dip Galvanized c-channel 42x42x2mm | MTR | 2001 | 2001 | 44.17 | 88384.17 | SC_Supply | El Sewedy Trading | 162600.POs | 92251-Hot Dip Galvanized c-channel 42x42x2mm | MTR | 2001 | 202.3 | 404802.3 | EGP | SC_Supply
Mivida BP#189 |  | RFQ-00064 | Mostafa Shourbagi | MEP (Electro Mechanical) | 2024-04-15 | Cable Trays & Trunks & Fittings | Approved | 162600.POs | 92251-Horizontal Tee for Cable Tray "Snap On type" HotDip Galvanized (After Fabrication) with cover. 1000 /1000 / 200 × 100 × 2 MM | ECH | 1 | 1 | 1003.45 | 1003.45 | SC_Supply | El Sewedy Trading | 162600.POs | 92251-Horizontal Tee for Cable Tray "Snap On type" HotDip Galvanized (After Fabrication) with cover. 1000 /1000 / 200 × 100 × 2 MM | ECH | 1 | 4650.35 | 4650.35 | EGP | SC_Supply
Mivida BP#189 |  | RFQ-00064 | Mostafa Shourbagi | MEP (Electro Mechanical) | 2024-04-15 | Cable Trays & Trunks & Fittings | Approved | 162600.POs | 92251-Horizontal Tee for Cable Tray "Snap On type" HotDip Galvanized (After Fabrication) with cover. 1000 /1000 / 900 × 100 × 2 MM | ECH | 1 | 1 | 1003.45 | 1003.45 | SC_Supply | El Sewedy Trading | 162600.POs | 92251-Horizontal Tee for Cable Tray "Snap On type" HotDip Galvanized (After Fabrication) with cover. 1000 /1000 / 900 × 100 × 2 MM | ECH | 1 | 4650.35 | 4650.35 | EGP | SC_Supply
Mivida BP#189 |  | RFQ-00064 | Mostafa Shourbagi | MEP (Electro Mechanical) | 2024-04-15 | Cable Trays & Trunks & Fittings | Approved | 162600.POs | 92251-Horizontal Tee for Cable Tray "Snap On type" HotDip Galvanized (After Fabrication) with cover. 1000 /1000 / 1000 × 100 × 2 MM | ECH | 1 | 1 | 1003.45 | 1003.45 | SC_Supply | El Sewedy Trading | 162600.POs | 92251-Horizontal Tee for Cable Tray "Snap On type" HotDip Galvanized (After Fabrication) with cover. 1000 /1000 / 1000 × 100 × 2 MM | ECH | 1 | 4650.35 | 4650.35 | EGP | SC_Supply
Mivida BP#189 |  | RFQ-00064 | Mostafa Shourbagi | MEP (Electro Mechanical) | 2024-04-15 | Cable Trays & Trunks & Fittings | Approved | 162600.POs | 92251-Hot-Dip Galvanized Perforated Cable Tray,1200mm width, 100mm height, 2mm thickness, c/w splice plate, bolts,washers & nuts. | MTR | 45 | 45 | 462.96 | 20833.2 | SC_Supply | El Sewedy Trading | 162600.POs | 92251-Hot-Dip Galvanized Perforated Cable Tray,1200mm width, 100mm height, 2mm thickness, c/w splice plate, bolts,washers & nuts. | MTR | 45 | 2120.18 | 95408.1 | EGP | SC_Supply
Mivida BP#189 |  | RFQ-00064 | Mostafa Shourbagi | MEP (Electro Mechanical) | 2024-04-15 | Cable Trays & Trunks & Fittings | Approved | 162600.POs | 92251-Horizontal Tee for Cable Tray "Snap On type" HotDip Galvanized (After Fabrication) with cover. 1200 /1200 / 100 × 100 × 2 MM | ECH | 1 | 1 | 1168.46 | 1168.46 | SC_Supply | El Sewedy Trading | 162600.POs | 92251-Horizontal Tee for Cable Tray "Snap On type" HotDip Galvanized (After Fabrication) with cover. 1200 /1200 / 100 × 100 × 2 MM | ECH | 1 | 5437.07 | 5437.07 | EGP | SC_Supply
Mivida BP#189 |  | RFQ-00064 | Mostafa Shourbagi | MEP (Electro Mechanical) | 2024-04-15 | Cable Trays & Trunks & Fittings | Approved | 162600.POs | 92251-Horizontal Tee for Cable Tray "Snap On type" HotDip Galvanized (After Fabrication) with cover. 1200 /1200 / 200 × 100 × 2 MM | ECH | 1 | 1 | 1168.46 | 1168.46 | SC_Supply | El Sewedy Trading | 162600.POs | 92251-Horizontal Tee for Cable Tray "Snap On type" HotDip Galvanized (After Fabrication) with cover. 1200 /1200 / 200 × 100 × 2 MM | ECH | 1 | 5437.07 | 5437.07 | EGP | SC_Supply
Mivida BP#189 |  | RFQ-00064 | Mostafa Shourbagi | MEP (Electro Mechanical) | 2024-04-15 | Cable Trays & Trunks & Fittings | Approved | 162600.POs | 92251-Horizontal Tee for Cable Tray "Snap On type" HotDip Galvanized (After Fabrication) with cover. 900 /900 / 500 × 100 × 2 MM | ECH | 1 | 1 | 920.94 | 920.94 | SC_Supply | El Sewedy Trading | 162600.POs | 92251-Horizontal Tee for Cable Tray "Snap On type" HotDip Galvanized (After Fabrication) with cover. 900 /900 / 500 × 100 × 2 MM | ECH | 1 | 4256.98 | 4256.98 | EGP | SC_Supply
Mivida BP#189 |  | RFQ-00064 | Mostafa Shourbagi | MEP (Electro Mechanical) | 2024-04-15 | Cable Trays & Trunks & Fittings | Approved | 162600.POs | 92251-Horizontal Tee for Cable Tray "Snap On type" HotDip Galvanized (After Fabrication) with cover. 900 /900 / 300 × 100 × 2 MM | ECH | 1 | 1 | 920.94 | 920.94 | SC_Supply | El Sewedy Trading | 162600.POs | 92251-Horizontal Tee for Cable Tray "Snap On type" HotDip Galvanized (After Fabrication) with cover. 900 /900 / 300 × 100 × 2 MM | ECH | 1 | 4256.98 | 4256.98 | EGP | SC_Supply
Mivida BP#189 |  | RFQ-00064 | Mostafa Shourbagi | MEP (Electro Mechanical) | 2024-04-15 | Cable Trays & Trunks & Fittings | Approved | 162600.POs | 92251-Horizontal Tee for Cable Tray "Snap On type" HotDip Galvanized (After Fabrication) with cover. 900 /900 / 200 × 100 × 2 MM | ECH | 1 | 1 | 920.94 | 920.94 | SC_Supply | El Sewedy Trading | 162600.POs | 92251-Horizontal Tee for Cable Tray "Snap On type" HotDip Galvanized (After Fabrication) with cover. 900 /900 / 200 × 100 × 2 MM | ECH | 1 | 4256.98 | 4256.98 | EGP | SC_Supply
Mivida BP#189 |  | RFQ-00064 | Mostafa Shourbagi | MEP (Electro Mechanical) | 2024-04-15 | Cable Trays & Trunks & Fittings | Approved | 162600.POs | 92251-Horizontal Tee for Cable Tray "Snap On type" HotDip Galvanized (After Fabrication) with cover. 900 /900 / 100 × 100 × 2 MM | ECH | 1 | 1 | 920.94 | 920.94 | SC_Supply | El Sewedy Trading | 162600.POs | 92251-Horizontal Tee for Cable Tray "Snap On type" HotDip Galvanized (After Fabrication) with cover. 900 /900 / 100 × 100 × 2 MM | ECH | 1 | 4256.98 | 4256.98 | EGP | SC_Supply
Mivida BP#189 |  | RFQ-00064 | Mostafa Shourbagi | MEP (Electro Mechanical) | 2024-04-15 | Cable Trays & Trunks & Fittings | Approved | 162600.POs | 92251-Horizontal Tee for Cable Tray "Snap On type" HotDip Galvanized (After Fabrication) with cover. 700 /700 / 600 × 100 × 2 MM | ECH | 1 | 1 | 755.94 | 755.94 | SC_Supply | El Sewedy Trading | 162600.POs | 92251-Horizontal Tee for Cable Tray "Snap On type" HotDip Galvanized (After Fabrication) with cover. 700 /700 / 600 × 100 × 2 MM | ECH | 1 | 3470.25 | 3470.25 | EGP | SC_Supply
Mivida BP#189 |  | RFQ-00064 | Mostafa Shourbagi | MEP (Electro Mechanical) | 2024-04-15 | Cable Trays & Trunks & Fittings | Approved | 162600.POs | 92251-Horizontal Tee for Cable Tray "Snap On type" HotDip Galvanized (After Fabrication) with cover. 700 /700 / 400 × 100 × 2 MM | ECH | 1 | 1 | 755.94 | 755.94 | SC_Supply | El Sewedy Trading | 162600.POs | 92251-Horizontal Tee for Cable Tray "Snap On type" HotDip Galvanized (After Fabrication) with cover. 700 /700 / 400 × 100 × 2 MM | ECH | 1 | 3470.25 | 3470.25 | EGP | SC_Supply
Mivida BP#189 |  | RFQ-00064 | Mostafa Shourbagi | MEP (Electro Mechanical) | 2024-04-15 | Cable Trays & Trunks & Fittings | Approved | 162600.POs | 92251-Horizontal Tee for Cable Tray "Snap On type" HotDip Galvanized (After Fabrication) with cover. 700 /700 / 300 × 100 × 2 MM | ECH | 1 | 1 | 755.94 | 755.94 | SC_Supply | El Sewedy Trading | 162600.POs | 92251-Horizontal Tee for Cable Tray "Snap On type" HotDip Galvanized (After Fabrication) with cover. 700 /700 / 300 × 100 × 2 MM | ECH | 1 | 3470.25 | 3470.25 | EGP | SC_Supply
Mivida BP#189 |  | RFQ-00064 | Mostafa Shourbagi | MEP (Electro Mechanical) | 2024-04-15 | Cable Trays & Trunks & Fittings | Approved | 162600.POs | 92251-Horizontal Tee for Cable Tray "Snap On type" HotDip Galvanized (After Fabrication) with cover. 600 / 600 / 500 × 100 × 2 MM | ECH | 1 | 1 | 673.43 | 673.43 | SC_Supply | El Sewedy Trading | 162600.POs | 92251-Horizontal Tee for Cable Tray "Snap On type" HotDip Galvanized (After Fabrication) with cover. 600 / 600 / 500 × 100 × 2 MM | ECH | 1 | 2891.45 | 2891.45 | EGP | SC_Supply
Mivida BP#189 |  | RFQ-00064 | Mostafa Shourbagi | MEP (Electro Mechanical) | 2024-04-15 | Cable Trays & Trunks & Fittings | Approved | 162600.POs | 92251-Horizontal Tee for Cable Tray "Snap On type" HotDip Galvanized (After Fabrication) with cover. 600 / 600 / 400 × 100 × 2 MM | ECH | 1 | 1 | 673.43 | 673.43 | SC_Supply | El Sewedy Trading | 162600.POs | 92251-Horizontal Tee for Cable Tray "Snap On type" HotDip Galvanized (After Fabrication) with cover. 600 / 600 / 400 × 100 × 2 MM | ECH | 1 | 2891.45 | 2891.45 | EGP | SC_Supply
Mivida BP#189 |  | RFQ-00064 | Mostafa Shourbagi | MEP (Electro Mechanical) | 2024-04-15 | Cable Trays & Trunks & Fittings | Approved | 162600.POs | 92251-Horizontal Tee for Cable Tray "Snap On type" HotDip Galvanized (After Fabrication) with cover. 500 / 500 / 900 × 100 × 2 MM | ECH | 1 | 1 | 920.94 | 920.94 | SC_Supply | El Sewedy Trading | 162600.POs | 92251-Horizontal Tee for Cable Tray "Snap On type" HotDip Galvanized (After Fabrication) with cover. 500 / 500 / 900 × 100 × 2 MM | ECH | 1 | 3987.25 | 3987.25 | EGP | SC_Supply
Mivida BP#189 |  | RFQ-00064 | Mostafa Shourbagi | MEP (Electro Mechanical) | 2024-04-15 | Cable Trays & Trunks & Fittings | Approved | 162600.POs | 92251-Horizontal Tee for Cable Tray "Snap On type" HotDip Galvanized (After Fabrication) with cover. 500 / 500 / 100 × 100 × 2 MM | ECH | 1 | 1 | 559.72 | 559.72 | SC_Supply | El Sewedy Trading | 162600.POs | 92251-Horizontal Tee for Cable Tray "Snap On type" HotDip Galvanized (After Fabrication) with cover. 500 / 500 / 100 × 100 × 2 MM | ECH | 1 | 2526.18 | 2526.18 | EGP | SC_Supply
Mivida BP#189 |  | RFQ-00064 | Mostafa Shourbagi | MEP (Electro Mechanical) | 2024-04-15 | Cable Trays & Trunks & Fittings | Approved | 162600.POs | 92251-Horizontal Tee for Cable Tray "Snap On type" HotDip Galvanized (After Fabrication) with cover. 400 / 400 / 300 × 100 × 2 MM | ECH | 1 | 1 | 457.16 | 457.16 | SC_Supply | El Sewedy Trading | 162600.POs | 92251-Horizontal Tee for Cable Tray "Snap On type" HotDip Galvanized (After Fabrication) with cover. 400 / 400 / 300 × 100 × 2 MM | ECH | 1 | 2031.68 | 2031.68 | EGP | SC_Supply
Mivida BP#189 |  | RFQ-00064 | Mostafa Shourbagi | MEP (Electro Mechanical) | 2024-04-15 | Cable Trays & Trunks & Fittings | Approved | 162600.POs | 92251-Horizontal Tee for Cable Tray "Snap On type" HotDip Galvanized (After Fabrication) with cover. 400 / 400 / 100 × 100 × 2 MM | ECH | 1 | 1 | 457.16 | 457.16 | SC_Supply | El Sewedy Trading | 162600.POs | 92251-Horizontal Tee for Cable Tray "Snap On type" HotDip Galvanized (After Fabrication) with cover. 400 / 400 / 100 × 100 × 2 MM | ECH | 1 | 2031.68 | 2031.68 | EGP | SC_Supply
Mivida BP#189 |  | RFQ-00064 | Mostafa Shourbagi | MEP (Electro Mechanical) | 2024-04-15 | Cable Trays & Trunks & Fittings | Approved | 162600.POs | 92251-Horizontal Tee for Cable Tray "Snap On type" HotDip Galvanized (After Fabrication) with cover. 300 / 300 / 100 × 100 × 2 MM | ECH | 1 | 1 | 322.61 | 322.61 | SC_Supply | El Sewedy Trading | 162600.POs | 92251-Horizontal Tee for Cable Tray "Snap On type" HotDip Galvanized (After Fabrication) with cover. 300 / 300 / 100 × 100 × 2 MM | ECH | 1 | 1405.1 | 1405.1 | EGP | SC_Supply
Mivida BP#189 |  | RFQ-00064 | Mostafa Shourbagi | MEP (Electro Mechanical) | 2024-04-15 | Cable Trays & Trunks & Fittings | Approved | 162600.POs | 92251-Horizontal Tee for Cable Tray "Snap On type" HotDip Galvanized (After Fabrication) with cover. 200 / 200 / 100 × 100 × 2 MM | ECH | 2 | 2 | 263.52 | 527.04 | SC_Supply | El Sewedy Trading | 162600.POs | 92251-Horizontal Tee for Cable Tray "Snap On type" HotDip Galvanized (After Fabrication) with cover. 200 / 200 / 100 × 100 × 2 MM | ECH | 2 | 1492.92 | 2985.84 | EGP | SC_Supply
Mivida BP#189 |  | RFQ-00064 | Mostafa Shourbagi | MEP (Electro Mechanical) | 2024-04-15 | Cable Trays & Trunks & Fittings | Approved | 162600.POs | 92251-Straight reducer for perforated Cable Tray "Snap On type" Hot Dip Galvanized (After Fabrication) , 1200 / 600 × 100 × 2 mm with cover | ECH | 1 | 1 | 890.54 | 890.54 | SC_Supply | El Sewedy Trading | 162600.POs | 92251-Straight reducer for perforated Cable Tray "Snap On type" Hot Dip Galvanized (After Fabrication) , 1200 / 600 × 100 × 2 mm with cover | ECH | 1 | 4155.19 | 4155.19 | EGP | SC_Supply
Mivida BP#189 |  | RFQ-00064 | Mostafa Shourbagi | MEP (Electro Mechanical) | 2024-04-15 | Cable Trays & Trunks & Fittings | Approved | 162600.POs | 92251-Straight reducer for perforated Cable Tray "Snap On type" Hot Dip Galvanized (After Fabrication) , 1000 / 200 × 100 × 2 mm with cover | ECH | 1 | 1 | 742.97 | 742.97 | SC_Supply | El Sewedy Trading | 162600.POs | 92251-Straight reducer for perforated Cable Tray "Snap On type" Hot Dip Galvanized (After Fabrication) , 1000 / 200 × 100 × 2 mm with cover | ECH | 1 | 3552.04 | 3552.04 | EGP | SC_Supply
Mivida BP#189 |  | RFQ-00064 | Mostafa Shourbagi | MEP (Electro Mechanical) | 2024-04-15 | Cable Trays & Trunks & Fittings | Approved | 162600.POs | 92251-Straight reducer for perforated Cable Tray "Snap On type" Hot Dip Galvanized (After Fabrication) , 600 / 400 × 100 × 2 mm with cover | ECH | 1 | 1 | 511.01 | 511.01 | SC_Supply | El Sewedy Trading | 162600.POs | 92251-Straight reducer for perforated Cable Tray "Snap On type" Hot Dip Galvanized (After Fabrication) , 600 / 400 × 100 × 2 mm with cover | ECH | 1 | 2203.54 | 2203.54 | EGP | SC_Supply
Mivida BP#189 |  | RFQ-00064 | Mostafa Shourbagi | MEP (Electro Mechanical) | 2024-04-15 | Cable Trays & Trunks & Fittings | Approved | 162600.POs | 92251-Straight reducer for perforated Cable Tray "Snap On type" Hot Dip Galvanized (After Fabrication) , 900 / 400 × 100 × 2 mm with cover | ECH | 1 | 1 | 700.77 | 700.77 | SC_Supply | El Sewedy Trading | 162600.POs | 92251-Straight reducer for perforated Cable Tray "Snap On type" Hot Dip Galvanized (After Fabrication) , 900 / 400 × 100 × 2 mm with cover | ECH | 1 | 3250.45 | 3250.45 | EGP | SC_Supply
Mivida BP#189 |  | RFQ-00064 | Mostafa Shourbagi | MEP (Electro Mechanical) | 2024-04-15 | Cable Trays & Trunks & Fittings | Approved | 162600.POs | 92251-Horizontal Elbow 90 degree for Cable trunk ""Snap On Type"" Hot Dip Galvanized (After Fabrication), 100 × 100 × 1.5 MM, with cover | ECH | 2 | 2 | 154.16 | 308.32 | SC_Supply | El Sewedy Trading | 162600.POs | 92251-Horizontal Elbow 90 degree for Cable trunk ""Snap On Type"" Hot Dip Galvanized (After Fabrication), 100 × 100 × 1.5 MM, with cover | ECH | 2 | 680.58 | 1361.16 | EGP | SC_Supply
Mivida BP#189 |  | RFQ-00064 | Mostafa Shourbagi | MEP (Electro Mechanical) | 2024-04-15 | Cable Trays & Trunks & Fittings | Approved | 162600.POs | 92251-Horizontal Elbow 90 degree for Cable Tray "Snap On type", Hot Dip Galvanized (After Fabrication) 1200 × 100 × 1.5 mm, with cover 1.5 mm | ECH | 2 | 2 | 964.91 | 1929.82 | SC_Supply | El Sewedy Trading | 162600.POs | 92251-Horizontal Elbow 90 degree for Cable Tray "Snap On type", Hot Dip Galvanized (After Fabrication) 1200 × 100 × 1.5 mm, with cover 1.5 mm | ECH | 2 | 4508.84 | 9017.68 | EGP | SC_Supply
Mivida BP#189 |  | RFQ-00064 | Mostafa Shourbagi | MEP (Electro Mechanical) | 2024-04-15 | Cable Trays & Trunks & Fittings | Approved | 162600.POs | 92251-Horizontal Elbow 90 degree for Cable Tray "Snap On type", Hot Dip Galvanized (After Fabrication) 1000 × 100 × 1.5 mm, with cover 1.5 mm | ECH | 5 | 5 | 827.4 | 4137 | SC_Supply | El Sewedy Trading | 162600.POs | 92251-Horizontal Elbow 90 degree for Cable Tray "Snap On type", Hot Dip Galvanized (After Fabrication) 1000 × 100 × 1.5 mm, with cover 1.5 mm | ECH | 5 | 3853.24 | 19266.2 | EGP | SC_Supply
Mivida BP#189 |  | RFQ-00064 | Mostafa Shourbagi | MEP (Electro Mechanical) | 2024-04-15 | Cable Trays & Trunks & Fittings | Approved | 162600.POs | 92251-Horizontal Elbow 90 degree for Cable Tray "Snap On type", Hot Dip Galvanized (After Fabrication) 700 × 100 × 1.5 mm, with cover 1.5 mm | ECH | 3 | 3 | 621.14 | 1863.42 | SC_Supply | El Sewedy Trading | 162600.POs | 92251-Horizontal Elbow 90 degree for Cable Tray "Snap On type", Hot Dip Galvanized (After Fabrication) 700 × 100 × 1.5 mm, with cover 1.5 mm | ECH | 3 | 2869.82 | 8609.46 | EGP | SC_Supply
Mivida BP#189 |  | RFQ-00064 | Mostafa Shourbagi | MEP (Electro Mechanical) | 2024-04-15 | Cable Trays & Trunks & Fittings | Approved | 162600.POs | 92251-Horizontal Elbow 90 degree for Cable Tray "Snap On type", Hot Dip Galvanized (After Fabrication) 400 × 100 × 1.5 mm, with cover 1.5 mm | ECH | 2 | 2 | 372.16 | 744.32 | SC_Supply | El Sewedy Trading | 162600.POs | 92251-Horizontal Elbow 90 degree for Cable Tray "Snap On type", Hot Dip Galvanized (After Fabrication) 400 × 100 × 1.5 mm, with cover 1.5 mm | ECH | 2 | 1671.01 | 3342.02 | EGP | SC_Supply
Mivida BP#189 |  | RFQ-00064 | Mostafa Shourbagi | MEP (Electro Mechanical) | 2024-04-15 | Cable Trays & Trunks & Fittings | Approved | 162600.POs | 92251-Horizontal Elbow 90 degree for Cable Tray "Snap On type", Hot Dip Galvanized (After Fabrication) 300 × 100 × 1.5 mm, with cover 1.5 mm | ECH | 1 | 1 | 260.04 | 260.04 | SC_Supply | El Sewedy Trading | 162600.POs | 92251-Horizontal Elbow 90 degree for Cable Tray "Snap On type", Hot Dip Galvanized (After Fabrication) 300 × 100 × 1.5 mm, with cover 1.5 mm | ECH | 1 | 1148.87 | 1148.87 | EGP | SC_Supply
Mivida BP#189 |  | RFQ-00064 | Mostafa Shourbagi | MEP (Electro Mechanical) | 2024-04-15 | Cable Trays & Trunks & Fittings | Approved | 162600.POs | 92251-Horizontal Elbow 90 degree for Cable Tray "Snap On type", Hot Dip Galvanized (After Fabrication) 200 × 100 × 1.5 mm, with cover 1.5 mm | ECH | 1 | 1 | 210.8 | 210.8 | SC_Supply | El Sewedy Trading | 162600.POs | 92251-Horizontal Elbow 90 degree for Cable Tray "Snap On type", Hot Dip Galvanized (After Fabrication) 200 × 100 × 1.5 mm, with cover 1.5 mm | ECH | 1 | 1148.87 | 1148.87 | EGP | SC_Supply
Qasr Rashwan Lot A _0207 |  | RFQ-00021 | Mostafa Shourbagi | MEP (Electro Mechanical) | 2024-03-18 | Supply of Valves | Approved | 13.11 - 4. Khulusi.Khulusi-Bill No. 2 - Forcemain-2.5.1-b | washout 150mm dia. | ECH | 1 | 1 | 14720 | 14720 | MAT_Raw | GCF | 13.11 - 4. Khulusi.Khulusi-Bill No. 2 - Forcemain-2.5.1-b | washout 150mm dia. | ECH | 1 | 19805 | 19805 | EGP | MAT_Raw
Qasr Rashwan Lot A _0207 |  | RFQ-00021 | Mostafa Shourbagi | MEP (Electro Mechanical) | 2024-03-18 | Supply of Valves | Approved | 14.11 - 5. Iz. Albersly.Iz.Albersly & Iz.Alasfar-Bill No. 2 - Forcemain-2.3.1-b | Gate valve 150 mm dia. | ECH | 1 | 1 | 14720 | 14720 | MAT_Raw | GCF | 14.11 - 5. Iz. Albersly.Iz.Albersly & Iz.Alasfar-Bill No. 2 - Forcemain-2.3.1-b | Gate valve 150 mm dia. | ECH | 1 | 19805 | 19805 | EGP | MAT_Raw
Qasr Rashwan Lot A _0207 |  | RFQ-00021 | Mostafa Shourbagi | MEP (Electro Mechanical) | 2024-03-18 | Supply of Valves | Approved | 14.11 - 5. Iz. Albersly.Iz.Albersly & Iz.Alasfar-Bill No. 2 - Forcemain-2.3.1-a | Non- return valve 150 mm dia. | ECH | 1 | 1 | 11840 | 11840 | MAT_Raw | GCF | 14.11 - 5. Iz. Albersly.Iz.Albersly & Iz.Alasfar-Bill No. 2 - Forcemain-2.3.1-a | Non- return valve 150 mm dia. | ECH | 1 | 19718 | 19718 | EGP | MAT_Raw
Qasr Rashwan Lot A _0207 |  | RFQ-00021 | Mostafa Shourbagi | MEP (Electro Mechanical) | 2024-03-18 | Supply of Valves | Approved | 10.16 - 1. Saad Al Rouby.Saad Al Rouby-Bill No.3.4 - Saad Al Rouby Pump Station (Mechanical works)-3.4.3-b. | Flanged manually gate valve, dia. 250 mm. | ECH | 3 | 3 | 32800 | 98400 | MAT_Raw | GCF | 10.16 - 1. Saad Al Rouby.Saad Al Rouby-Bill No.3.4 - Saad Al Rouby Pump Station (Mechanical works)-3.4.3-b. | Flanged manually gate valve, dia. 250 mm. | ECH | 3 | 39951 | 119853 | EGP | MAT_Raw
Qasr Rashwan Lot A _0207 |  | RFQ-00021 | Mostafa Shourbagi | MEP (Electro Mechanical) | 2024-03-18 | Supply of Valves | Approved | 12.10 - 3. Manshya fanous.Mansheya Fanous-BILL NO. 1: SEWAGE NETWORK-1.6.3-a | DI gate valve 500 mm, | ECH | 1 | 1 | 120000 | 120000 | MAT_Raw | GCF | 12.10 - 3. Manshya fanous.Mansheya Fanous-BILL NO. 1: SEWAGE NETWORK-1.6.3-a | DI gate valve 500 mm, | ECH | 1 | 153551 | 153551 | EGP | MAT_Raw
Qasr Rashwan Lot A _0207 |  | RFQ-00021 | Mostafa Shourbagi | MEP (Electro Mechanical) | 2024-03-18 | Supply of Valves | Approved | 14.15 - 5. Iz. Albersly.Iz.Albersly & Iz.Alasfar-Bill - Iz.Albersly & Iz.Alasfar Pump Station-3.4.2-b. | Flanged manually gate valve, dia. 100 mm. | ECH | 2 | 2 | 11200 | 22400 | MAT_Raw | GCF | 14.15 - 5. Iz. Albersly.Iz.Albersly & Iz.Alasfar-Bill - Iz.Albersly & Iz.Alasfar Pump Station-3.4.2-b. | Flanged manually gate valve, dia. 100 mm. | ECH | 2 | 11666 | 23332 | EGP | MAT_Raw
Qasr Rashwan Lot A _0207 |  | RFQ-00021 | Mostafa Shourbagi | MEP (Electro Mechanical) | 2024-03-18 | Supply of Valves | Approved | 13.15 - 4. Khulusi.Khulusi-Bill - Khulusi Pump Station-3.4.3-b. | Flanged manually gate valve, dia. 150 mm. | ECH | 3 | 3 | 14720 | 44160 | MAT_Raw | GCF | 13.15 - 4. Khulusi.Khulusi-Bill - Khulusi Pump Station-3.4.3-b. | Flanged manually gate valve, dia. 150 mm. | ECH | 3 | 19805 | 59415 | EGP | MAT_Raw
Qasr Rashwan Lot A _0207 |  | RFQ-00021 | Mostafa Shourbagi | MEP (Electro Mechanical) | 2024-03-18 | Supply of Valves | Approved | 12.12 - 3. Manshya fanous.Mansheya Fanous-Bill No. 2 - Forcemain (Secondary)-2.2.3.1-a | Non- return valve 150 mm dia. | ECH | 1 | 1 | 11840 | 11840 | MAT_Raw | GCF | 12.12 - 3. Manshya fanous.Mansheya Fanous-Bill No. 2 - Forcemain (Secondary)-2.2.3.1-a | Non- return valve 150 mm dia. | ECH | 1 | 19718 | 19718 | EGP | MAT_Raw
Qasr Rashwan Lot A _0207 |  | RFQ-00021 | Mostafa Shourbagi | MEP (Electro Mechanical) | 2024-03-18 | Supply of Valves | Approved | 12.12 - 3. Manshya fanous.Mansheya Fanous-Bill No. 2 - Forcemain (Secondary)-2.2.3.1-b | Gate valve 150 mm dia. | ECH | 3 | 3 | 14720 | 44160 | MAT_Raw | GCF | 12.12 - 3. Manshya fanous.Mansheya Fanous-Bill No. 2 - Forcemain (Secondary)-2.2.3.1-b | Gate valve 150 mm dia. | ECH | 3 | 19805 | 59415 | EGP | MAT_Raw
Qasr Rashwan Lot A _0207 |  | RFQ-00021 | Mostafa Shourbagi | MEP (Electro Mechanical) | 2024-03-18 | Supply of Valves | Approved | 11.15 - 2. Murad Al Gendy.Murad Al Gendy W Al Sanahra-Bill No.3.4 - Murad Al Gendy W Al Sanahra Pump Station (Mechanical works)-3.4.3-c. | Flanged non-return valve, dia. 250 mm. | ECH | 3 | 3 | 24000 | 72000 | MAT_Raw | GCF | 11.15 - 2. Murad Al Gendy.Murad Al Gendy W Al Sanahra-Bill No.3.4 - Murad Al Gendy W Al Sanahra Pump Station (Mechanical works)-3.4.3-c. | Flanged non-return valve, dia. 250 mm. | ECH | 3 | 44955 | 134865 | EGP | MAT_Raw
Qasr Rashwan Lot A _0207 |  | RFQ-00021 | Mostafa Shourbagi | MEP (Electro Mechanical) | 2024-03-18 | Supply of Valves | Approved | 12.11 - 3. Manshya fanous.Mansheya Fanous-Bill No. 2 - Forcemain (Main)-2.1.5.1-b | Gate valve 150mm dia. | ECH | 1 | 1 | 14720 | 14720 | MAT_Raw | GCF | 12.11 - 3. Manshya fanous.Mansheya Fanous-Bill No. 2 - Forcemain (Main)-2.1.5.1-b | Gate valve 150mm dia. | ECH | 1 | 19805 | 19805 | EGP | MAT_Raw
Qasr Rashwan Lot A _0207 |  | RFQ-00021 | Mostafa Shourbagi | MEP (Electro Mechanical) | 2024-03-18 | Supply of Valves | Approved | 12.11 - 3. Manshya fanous.Mansheya Fanous-Bill No. 2 - Forcemain (Main)-2.1.5.1-c | washout 150mm dia. | ECH | 3 | 3 | 14720 | 44160 | MAT_Raw | GCF | 12.11 - 3. Manshya fanous.Mansheya Fanous-Bill No. 2 - Forcemain (Main)-2.1.5.1-c | washout 150mm dia. | ECH | 3 | 19805 | 59415 | EGP | MAT_Raw
Qasr Rashwan Lot A _0207 |  | RFQ-00021 | Mostafa Shourbagi | MEP (Electro Mechanical) | 2024-03-18 | Supply of Valves | Approved | 10.11 - 1. Saad Al Rouby.Saad Al Rouby-Bill No. 2 - Forcemain-2.5.1-b | washout 150mm dia. | ECH | 1 | 1 | 14720 | 14720 | MAT_Raw | GCF | 10.11 - 1. Saad Al Rouby.Saad Al Rouby-Bill No. 2 - Forcemain-2.5.1-b | washout 150mm dia. | ECH | 1 | 19805 | 19805 | EGP | MAT_Raw
Qasr Rashwan Lot A _0207 |  | RFQ-00021 | Mostafa Shourbagi | MEP (Electro Mechanical) | 2024-03-18 | Supply of Valves | Approved | 12.11 - 3. Manshya fanous.Mansheya Fanous-Bill No. 2 - Forcemain (Main)-2.1.3.1-e | Air Relief valve 100 mm dia.(include gate valve 100mm) | ECH | 7 | 7 | 31360 | 219520 | MAT_Raw | GCF | 12.11 - 3. Manshya fanous.Mansheya Fanous-Bill No. 2 - Forcemain (Main)-2.1.3.1-e | Air Relief valve 100 mm dia.(include gate valve 100mm) | ECH | 7 | 37492 | 262444 | EGP | MAT_Raw
Qasr Rashwan Lot A _0207 |  | RFQ-00021 | Mostafa Shourbagi | MEP (Electro Mechanical) | 2024-03-18 | Supply of Valves | Approved | 14.11 - 5. Iz. Albersly.Iz.Albersly & Iz.Alasfar-Bill No. 2 - Forcemain-2.3.1-c | washout 150 mm dia. | ECH | 1 | 1 | 14720 | 14720 | MAT_Raw | GCF | 14.11 - 5. Iz. Albersly.Iz.Albersly & Iz.Alasfar-Bill No. 2 - Forcemain-2.3.1-c | washout 150 mm dia. | ECH | 1 | 19805 | 19805 | EGP | MAT_Raw
Qasr Rashwan Lot A _0207 |  | RFQ-00021 | Mostafa Shourbagi | MEP (Electro Mechanical) | 2024-03-18 | Supply of Valves | Approved | 14.11 - 5. Iz. Albersly.Iz.Albersly & Iz.Alasfar-Bill No. 2 - Forcemain-2.3.1-d | Air Relief valve 100 mm dia.(include gate valve 100mm) | ECH | 1 | 1 | 31360 | 31360 | MAT_Raw | GCF | 14.11 - 5. Iz. Albersly.Iz.Albersly & Iz.Alasfar-Bill No. 2 - Forcemain-2.3.1-d | Air Relief valve 100 mm dia.(include gate valve 100mm) | ECH | 1 | 37492 | 37492 | EGP | MAT_Raw
Qasr Rashwan Lot A _0207 |  | RFQ-00021 | Mostafa Shourbagi | MEP (Electro Mechanical) | 2024-03-18 | Supply of Valves | Approved | 10.11 - 1. Saad Al Rouby.Saad Al Rouby-Bill No. 2 - Forcemain-2.3.1-c | washout 150 mm dia. | ECH | 7 | 7 | 14720 | 103040 | MAT_Raw | GCF | 10.11 - 1. Saad Al Rouby.Saad Al Rouby-Bill No. 2 - Forcemain-2.3.1-c | washout 150 mm dia. | ECH | 7 | 19805 | 138635 | EGP | MAT_Raw
Qasr Rashwan Lot A _0207 |  | RFQ-00021 | Mostafa Shourbagi | MEP (Electro Mechanical) | 2024-03-18 | Supply of Valves | Approved | 14.10 - 5. Iz. Albersly.Iz.Albersly & Iz.Alasfar-BILL NO. 1: SEWAGE NETWORK-1.5.3-a | DI gate valve 250 mm, | ECH | 1 | 1 | 32800 | 32800 | MAT_Raw | GCF | 14.10 - 5. Iz. Albersly.Iz.Albersly & Iz.Alasfar-BILL NO. 1: SEWAGE NETWORK-1.5.3-a | DI gate valve 250 mm, | ECH | 1 | 39951 | 39951 | EGP | MAT_Raw
Qasr Rashwan Lot A _0207 |  | RFQ-00021 | Mostafa Shourbagi | MEP (Electro Mechanical) | 2024-03-18 | Supply of Valves | Approved | 11.11 - 2. Murad Al Gendy.Murad Al Gendy W Al Sanahra-Bill No. 2 - Forcemain-2.3.1-d | Air Relief valve 100 mm dia.(include gate valve 100mm) | ECH | 4 | 4 | 31360 | 125440 | MAT_Raw | GCF | 11.11 - 2. Murad Al Gendy.Murad Al Gendy W Al Sanahra-Bill No. 2 - Forcemain-2.3.1-d | Air Relief valve 100 mm dia.(include gate valve 100mm) | ECH | 4 | 37492 | 149968 | EGP | MAT_Raw
Qasr Rashwan Lot A _0207 |  | RFQ-00021 | Mostafa Shourbagi | MEP (Electro Mechanical) | 2024-03-18 | Supply of Valves | Approved | 10.11 - 1. Saad Al Rouby.Saad Al Rouby-Bill No. 2 - Forcemain-2.3.1-b | Gate valve 350 mm dia. | ECH | 7 | 7 | 72000 | 504000 | MAT_Raw | GCF | 10.11 - 1. Saad Al Rouby.Saad Al Rouby-Bill No. 2 - Forcemain-2.3.1-b | Gate valve 350 mm dia. | ECH | 7 | 74070 | 518490 | EGP | MAT_Raw
Qasr Rashwan Lot A _0207 |  | RFQ-00021 | Mostafa Shourbagi | MEP (Electro Mechanical) | 2024-03-18 | Supply of Valves | Approved | 12.16 - 3. Manshya fanous.Mansheya Fanous-Bill. - Mansheya Fanous Pump Station (Main)-3.4.3-c. | Flanged non-return valve, dia. 200 mm. | ECH | 3 | 3 | 18400 | 55200 | MAT_Raw | GCF | 12.16 - 3. Manshya fanous.Mansheya Fanous-Bill. - Mansheya Fanous Pump Station (Main)-3.4.3-c. | Flanged non-return valve, dia. 200 mm. | ECH | 3 | 26449 | 79347 | EGP | MAT_Raw
Qasr Rashwan Lot A _0207 |  | RFQ-00021 | Mostafa Shourbagi | MEP (Electro Mechanical) | 2024-03-18 | Supply of Valves | Approved | 13.11 - 4. Khulusi.Khulusi-Bill No. 2 - Forcemain-2.3.1-a | Non- return valve 200 mm dia. | ECH | 1 | 1 | 18400 | 18400 | MAT_Raw | GCF | 13.11 - 4. Khulusi.Khulusi-Bill No. 2 - Forcemain-2.3.1-a | Non- return valve 200 mm dia. | ECH | 1 | 26449 | 26449 | EGP | MAT_Raw
Qasr Rashwan Lot A _0207 |  | RFQ-00021 | Mostafa Shourbagi | MEP (Electro Mechanical) | 2024-03-18 | Supply of Valves | Approved | 10.16 - 1. Saad Al Rouby.Saad Al Rouby-Bill No.3.4 - Saad Al Rouby Pump Station (Mechanical works)-3.4.3-c. | Flanged non-return valve, dia. 250 mm. | ECH | 3 | 3 | 24000 | 72000 | MAT_Raw | GCF | 10.16 - 1. Saad Al Rouby.Saad Al Rouby-Bill No.3.4 - Saad Al Rouby Pump Station (Mechanical works)-3.4.3-c. | Flanged non-return valve, dia. 250 mm. | ECH | 3 | 44955 | 134865 | EGP | MAT_Raw
Qasr Rashwan Lot A _0207 |  | RFQ-00021 | Mostafa Shourbagi | MEP (Electro Mechanical) | 2024-03-18 | Supply of Valves | Approved | 12.32 - 3. Manshya fanous.Mansheya Fanous-Bill No.3.4 - Mansheya Fanous Pump Station (Secondary)-10.4.2-b. | Flanged manually gate valve, dia. 150 mm. | ECH | 2 | 2 | 14720 | 29440 | MAT_Raw | GCF | 12.32 - 3. Manshya fanous.Mansheya Fanous-Bill No.3.4 - Mansheya Fanous Pump Station (Secondary)-10.4.2-b. | Flanged manually gate valve, dia. 150 mm. | ECH | 2 | 19805 | 39610 | EGP | MAT_Raw
Qasr Rashwan Lot A _0207 |  | RFQ-00021 | Mostafa Shourbagi | MEP (Electro Mechanical) | 2024-03-18 | Supply of Valves | Approved | 12.11 - 3. Manshya fanous.Mansheya Fanous-Bill No. 2 - Forcemain (Main)-2.1.3.1-c | Gate valve 150 mm dia. | ECH | 1 | 1 | 14720 | 14720 | MAT_Raw | GCF | 12.11 - 3. Manshya fanous.Mansheya Fanous-Bill No. 2 - Forcemain (Main)-2.1.3.1-c | Gate valve 150 mm dia. | ECH | 1 | 19805 | 19805 | EGP | MAT_Raw
Qasr Rashwan Lot A _0207 |  | RFQ-00021 | Mostafa Shourbagi | MEP (Electro Mechanical) | 2024-03-18 | Supply of Valves | Approved | 12.11 - 3. Manshya fanous.Mansheya Fanous-Bill No. 2 - Forcemain (Main)-2.1.3.1-d | washout 150 mm dia. | ECH | 5 | 5 | 14720 | 73600 | MAT_Raw | GCF | 12.11 - 3. Manshya fanous.Mansheya Fanous-Bill No. 2 - Forcemain (Main)-2.1.3.1-d | washout 150 mm dia. | ECH | 5 | 19805 | 99025 | EGP | MAT_Raw
Qasr Rashwan Lot A _0207 |  | RFQ-00021 | Mostafa Shourbagi | MEP (Electro Mechanical) | 2024-03-18 | Supply of Valves | Approved | 13.11 - 4. Khulusi.Khulusi-Bill No. 2 - Forcemain-2.3.1-c | washout 150 mm dia. | ECH | 1 | 1 | 14720 | 14720 | MAT_Raw | GCF | 13.11 - 4. Khulusi.Khulusi-Bill No. 2 - Forcemain-2.3.1-c | washout 150 mm dia. | ECH | 1 | 19805 | 19805 | EGP | MAT_Raw
Qasr Rashwan Lot A _0207 |  | RFQ-00021 | Mostafa Shourbagi | MEP (Electro Mechanical) | 2024-03-18 | Supply of Valves | Approved | 13.11 - 4. Khulusi.Khulusi-Bill No. 2 - Forcemain-2.3.1-d | Air Relief valve 100 mm dia.(include gate valve 100mm) | ECH | 2 | 2 | 31360 | 62720 | MAT_Raw | GCF | 13.11 - 4. Khulusi.Khulusi-Bill No. 2 - Forcemain-2.3.1-d | Air Relief valve 100 mm dia.(include gate valve 100mm) | ECH | 2 | 37492 | 74984 | EGP | MAT_Raw
Qasr Rashwan Lot A _0207 |  | RFQ-00021 | Mostafa Shourbagi | MEP (Electro Mechanical) | 2024-03-18 | Supply of Valves | Approved | 11.10 - 2. Murad Al Gendy.Murad Al Gendy W Al Sanahra-BILL NO. 1: SEWAGE NETWORK-1.6.3-a | DI gate valve 500 mm, | ECH | 1 | 1 | 120000 | 120000 | MAT_Raw | GCF | 11.10 - 2. Murad Al Gendy.Murad Al Gendy W Al Sanahra-BILL NO. 1: SEWAGE NETWORK-1.6.3-a | DI gate valve 500 mm, | ECH | 1 | 153551 | 153551 | EGP | MAT_Raw
Qasr Rashwan Lot A _0207 |  | RFQ-00021 | Mostafa Shourbagi | MEP (Electro Mechanical) | 2024-03-18 | Supply of Valves | Approved | 11.11 - 2. Murad Al Gendy.Murad Al Gendy W Al Sanahra-Bill No. 2 - Forcemain-2.3.1-c | washout 150 mm dia. | ECH | 3 | 3 | 14720 | 44160 | MAT_Raw | GCF | 11.11 - 2. Murad Al Gendy.Murad Al Gendy W Al Sanahra-Bill No. 2 - Forcemain-2.3.1-c | washout 150 mm dia. | ECH | 3 | 19805 | 59415 | EGP | MAT_Raw
Qasr Rashwan Lot A _0207 |  | RFQ-00021 | Mostafa Shourbagi | MEP (Electro Mechanical) | 2024-03-18 | Supply of Valves | Approved | 10.11 - 1. Saad Al Rouby.Saad Al Rouby-Bill No. 2 - Forcemain-2.3.1-d | Air Relief valve 100 mm dia.(include gate valve 100mm) | ECH | 8 | 8 | 31360 | 250880 | MAT_Raw | GCF | 10.11 - 1. Saad Al Rouby.Saad Al Rouby-Bill No. 2 - Forcemain-2.3.1-d | Air Relief valve 100 mm dia.(include gate valve 100mm) | ECH | 8 | 37492 | 299936 | EGP | MAT_Raw
Qasr Rashwan Lot A _0207 |  | RFQ-00021 | Mostafa Shourbagi | MEP (Electro Mechanical) | 2024-03-18 | Supply of Valves | Approved | 11.11 - 2. Murad Al Gendy.Murad Al Gendy W Al Sanahra-Bill No. 2 - Forcemain-2.5.1-b | washout 150mm dia. | ECH | 1 | 1 | 14720 | 14720 | MAT_Raw | GCF | 11.11 - 2. Murad Al Gendy.Murad Al Gendy W Al Sanahra-Bill No. 2 - Forcemain-2.5.1-b | washout 150mm dia. | ECH | 1 | 19805 | 19805 | EGP | MAT_Raw
Qasr Rashwan Lot A _0207 |  | RFQ-00021 | Mostafa Shourbagi | MEP (Electro Mechanical) | 2024-03-18 | Supply of Valves | Approved | 13.15 - 4. Khulusi.Khulusi-Bill - Khulusi Pump Station-3.4.3-c. | Flanged non-return valve, dia. 150 mm. | ECH | 3 | 3 | 11840 | 35520 | MAT_Raw | GCF | 13.15 - 4. Khulusi.Khulusi-Bill - Khulusi Pump Station-3.4.3-c. | Flanged non-return valve, dia. 150 mm. | ECH | 3 | 19718 | 59154 | EGP | MAT_Raw
Qasr Rashwan Lot A _0207 |  | RFQ-00021 | Mostafa Shourbagi | MEP (Electro Mechanical) | 2024-03-18 | Supply of Valves | Approved | 12.32 - 3. Manshya fanous.Mansheya Fanous-Bill No.3.4 - Mansheya Fanous Pump Station (Secondary)-10.4.2-c. | Flanged non-return valve, dia. 150 mm. | ECH | 2 | 2 | 11840 | 23680 | MAT_Raw | GCF | 12.32 - 3. Manshya fanous.Mansheya Fanous-Bill No.3.4 - Mansheya Fanous Pump Station (Secondary)-10.4.2-c. | Flanged non-return valve, dia. 150 mm. | ECH | 2 | 19718 | 39436 | EGP | MAT_Raw
Qasr Rashwan Lot A _0207 |  | RFQ-00021 | Mostafa Shourbagi | MEP (Electro Mechanical) | 2024-03-18 | Supply of Valves | Approved | 14.15 - 5. Iz. Albersly.Iz.Albersly & Iz.Alasfar-Bill - Iz.Albersly & Iz.Alasfar Pump Station-3.4.2-c. | Flanged non-return valve, dia. 100 mm. | ECH | 2 | 2 | 5920 | 11840 | MAT_Raw | GCF | 14.15 - 5. Iz. Albersly.Iz.Albersly & Iz.Alasfar-Bill - Iz.Albersly & Iz.Alasfar Pump Station-3.4.2-c. | Flanged non-return valve, dia. 100 mm. | ECH | 2 | 13207 | 26414 | EGP | MAT_Raw
Qasr Rashwan Lot A _0207 |  | RFQ-00021 | Mostafa Shourbagi | MEP (Electro Mechanical) | 2024-03-18 | Supply of Valves | Approved | 10.11 - 1. Saad Al Rouby.Saad Al Rouby-Bill No. 2 - Forcemain-2.5.1-a | Gate valve 350mm dia. | ECH | 1 | 1 | 72000 | 72000 | MAT_Raw | GCF | 10.11 - 1. Saad Al Rouby.Saad Al Rouby-Bill No. 2 - Forcemain-2.5.1-a | Gate valve 350mm dia. | ECH | 1 | 74070 | 74070 | EGP | MAT_Raw
Qasr Rashwan Lot A _0207 |  | RFQ-00021 | Mostafa Shourbagi | MEP (Electro Mechanical) | 2024-03-18 | Supply of Valves | Approved | 12.12 - 3. Manshya fanous.Mansheya Fanous-Bill No. 2 - Forcemain (Secondary)-2.2.3.1-c | washout 150 mm dia. | ECH | 3 | 3 | 14720 | 44160 | MAT_Raw | GCF | 12.12 - 3. Manshya fanous.Mansheya Fanous-Bill No. 2 - Forcemain (Secondary)-2.2.3.1-c | washout 150 mm dia. | ECH | 3 | 19805 | 59415 | EGP | MAT_Raw
Qasr Rashwan Lot A _0207 |  | RFQ-00021 | Mostafa Shourbagi | MEP (Electro Mechanical) | 2024-03-18 | Supply of Valves | Approved | 12.11 - 3. Manshya fanous.Mansheya Fanous-Bill No. 2 - Forcemain (Main)-2.1.5.1-a | Gate valve 250mm dia. | ECH | 2 | 2 | 32800 | 65600 | MAT_Raw | GCF | 12.11 - 3. Manshya fanous.Mansheya Fanous-Bill No. 2 - Forcemain (Main)-2.1.5.1-a | Gate valve 250mm dia. | ECH | 2 | 39951 | 79902 | EGP | MAT_Raw
Qasr Rashwan Lot A _0207 |  | RFQ-00021 | Mostafa Shourbagi | MEP (Electro Mechanical) | 2024-03-18 | Supply of Valves | Approved | 10.10 - 1. Saad Al Rouby.Saad Al Rouby-BILL NO. 1: SEWAGE NETWORK-1.5.3-a | DI gate valve 600 mm, | ECH | 1 | 1 | 152000 | 152000 | MAT_Raw | GCF | 10.10 - 1. Saad Al Rouby.Saad Al Rouby-BILL NO. 1: SEWAGE NETWORK-1.5.3-a | DI gate valve 600 mm, | ECH | 1 | 204271 | 204271 | EGP | MAT_Raw
Qasr Rashwan Lot A _0207 |  | RFQ-00021 | Mostafa Shourbagi | MEP (Electro Mechanical) | 2024-03-18 | Supply of Valves | Approved | 12.12 - 3. Manshya fanous.Mansheya Fanous-Bill No. 2 - Forcemain (Secondary)-2.2.3.1-d | Air Relief valve 100 mm dia.(include gate valve 100mm) | ECH | 2 | 2 | 31360 | 62720 | MAT_Raw | GCF | 12.12 - 3. Manshya fanous.Mansheya Fanous-Bill No. 2 - Forcemain (Secondary)-2.2.3.1-d | Air Relief valve 100 mm dia.(include gate valve 100mm) | ECH | 2 | 37492 | 74984 | EGP | MAT_Raw
Qasr Rashwan Lot A _0207 |  | RFQ-00021 | Mostafa Shourbagi | MEP (Electro Mechanical) | 2024-03-18 | Supply of Valves | Approved | 12.11 - 3. Manshya fanous.Mansheya Fanous-Bill No. 2 - Forcemain (Main)-2.1.3.1-a | Non- return valve 250 mm dia. | ECH | 1 | 1 | 24000 | 24000 | MAT_Raw | GCF | 12.11 - 3. Manshya fanous.Mansheya Fanous-Bill No. 2 - Forcemain (Main)-2.1.3.1-a | Non- return valve 250 mm dia. | ECH | 1 | 44955 | 44955 | EGP | MAT_Raw
Qasr Rashwan Lot A _0207 |  | RFQ-00021 | Mostafa Shourbagi | MEP (Electro Mechanical) | 2024-03-18 | Supply of Valves | Approved | 12.11 - 3. Manshya fanous.Mansheya Fanous-Bill No. 2 - Forcemain (Main)-2.1.3.1-b | Gate valve 250 mm dia. | ECH | 4 | 4 | 32800 | 131200 | MAT_Raw | GCF | 12.11 - 3. Manshya fanous.Mansheya Fanous-Bill No. 2 - Forcemain (Main)-2.1.3.1-b | Gate valve 250 mm dia. | ECH | 4 | 39951 | 159804 | EGP | MAT_Raw
Qasr Rashwan Lot A _0207 |  | RFQ-00021 | Mostafa Shourbagi | MEP (Electro Mechanical) | 2024-03-18 | Supply of Valves | Approved | 11.15 - 2. Murad Al Gendy.Murad Al Gendy W Al Sanahra-Bill No.3.4 - Murad Al Gendy W Al Sanahra Pump Station (Mechanical works)-3.4.3-b. | Flanged manually gate valve, dia. 250 mm. | ECH | 3 | 3 | 32800 | 98400 | MAT_Raw | GCF | 11.15 - 2. Murad Al Gendy.Murad Al Gendy W Al Sanahra-Bill No.3.4 - Murad Al Gendy W Al Sanahra Pump Station (Mechanical works)-3.4.3-b. | Flanged manually gate valve, dia. 250 mm. | ECH | 3 | 39951 | 119853 | EGP | MAT_Raw
Qasr Rashwan Lot A _0207 |  | RFQ-00021 | Mostafa Shourbagi | MEP (Electro Mechanical) | 2024-03-18 | Supply of Valves | Approved | 13.11 - 4. Khulusi.Khulusi-Bill No. 2 - Forcemain-2.5.1-a | Gate valve 200mm dia. | ECH | 1 | 1 | 20000 | 20000 | MAT_Raw | GCF | 13.11 - 4. Khulusi.Khulusi-Bill No. 2 - Forcemain-2.5.1-a | Gate valve 200mm dia. | ECH | 1 | 26218 | 26218 | EGP | MAT_Raw
Qasr Rashwan Lot A _0207 |  | RFQ-00021 | Mostafa Shourbagi | MEP (Electro Mechanical) | 2024-03-18 | Supply of Valves | Approved | 12.16 - 3. Manshya fanous.Mansheya Fanous-Bill. - Mansheya Fanous Pump Station (Main)-3.4.3-b. | Flanged manually gate valve, dia. 200 mm. | ECH | 3 | 3 | 20000 | 60000 | MAT_Raw | GCF | 12.16 - 3. Manshya fanous.Mansheya Fanous-Bill. - Mansheya Fanous Pump Station (Main)-3.4.3-b. | Flanged manually gate valve, dia. 200 mm. | ECH | 3 | 26218 | 78654 | EGP | MAT_Raw
Qasr Rashwan Lot A _0207 |  | RFQ-00021 | Mostafa Shourbagi | MEP (Electro Mechanical) | 2024-03-18 | Supply of Valves | Approved | 11.11 - 2. Murad Al Gendy.Murad Al Gendy W Al Sanahra-Bill No. 2 - Forcemain-2.3.1-b | Gate valve 300 mm dia. | ECH | 3 | 3 | 72000 | 216000 | MAT_Raw | GCF | 11.11 - 2. Murad Al Gendy.Murad Al Gendy W Al Sanahra-Bill No. 2 - Forcemain-2.3.1-b | Gate valve 300 mm dia. | ECH | 3 | 49651 | 148953 | EGP | MAT_Raw
Qasr Rashwan Lot A _0207 |  | RFQ-00021 | Mostafa Shourbagi | MEP (Electro Mechanical) | 2024-03-18 | Supply of Valves | Approved | 13.11 - 4. Khulusi.Khulusi-Bill No. 2 - Forcemain-2.3.1-b | Gate valve 200 mm dia. | ECH | 1 | 1 | 72000 | 72000 | MAT_Raw | GCF | 13.11 - 4. Khulusi.Khulusi-Bill No. 2 - Forcemain-2.3.1-b | Gate valve 200 mm dia. | ECH | 1 | 26218 | 26218 | EGP | MAT_Raw
Qasr Rashwan Lot A _0207 |  | RFQ-00021 | Mostafa Shourbagi | MEP (Electro Mechanical) | 2024-03-18 | Supply of Valves | Approved | 11.11 - 2. Murad Al Gendy.Murad Al Gendy W Al Sanahra-Bill No. 2 - Forcemain-2.5.1-a | Gate valve 300mm dia. | ECH | 1 | 1 | 44000 | 44000 | MAT_Raw | GCF | 11.11 - 2. Murad Al Gendy.Murad Al Gendy W Al Sanahra-Bill No. 2 - Forcemain-2.5.1-a | Gate valve 300mm dia. | ECH | 1 | 49651 | 49651 | EGP | MAT_Raw
Qasr Rashwan Lot A _0207 |  | RFQ-00021 | Mostafa Shourbagi | MEP (Electro Mechanical) | 2024-03-18 | Supply of Valves | Approved | 13.10 - 4. Khulusi.Khulusi-BILL NO. 1: SEWAGE NETWORK-1.5.3-a | DI gate valve 300 mm, | ECH | 1 | 1 | 44000 | 44000 | MAT_Raw | GCF | 13.10 - 4. Khulusi.Khulusi-BILL NO. 1: SEWAGE NETWORK-1.5.3-a | DI gate valve 300 mm, | ECH | 1 | 49651 | 49651 | EGP | MAT_Raw
ORA ZED-Ph 2-Pkgs A&D |  | RFQ-00022 | Mohamed Amr | Procurement | 2024-04-28 | Marble & Granite | Approved | All areas | Limestone, type Teriesta Beige, size 900 x 600 x 30 mm, | SQM | 3439 | 3439 | 3300 | 11348700 | MAT_Raw | Al sama marbel | All areas | Limestone, type Teriesta Beige, size 900 x 600 x 30 mm, | SQM | 3439 | 3250 | 11176750 | EGP | MAT_Raw
ORA ZED-Ph 2-Pkgs A&D |  | RFQ-00022 | Mohamed Amr | Procurement | 2024-04-28 | Marble & Granite | Approved | All areas | Skirting with height 150 mm, Limestone, type Imperial Beige | LM | 595 | 595 | 500 | 297500 | MAT_Raw | Al sama marbel | All areas | Skirting with height 150 mm, Limestone, type Imperial Beige | LM | 595 | 190 | 113050 | EGP | MAT_Raw
ORA ZED-Ph 2-Pkgs A&D |  | RFQ-00022 | Mohamed Amr | Procurement | 2024-04-28 | Marble & Granite | Approved | All areas | 20mm thick , marble Tiles CodeF13A / F13B cut to size, refer to Dwg. 09 63 40.04 | SQM | 18153 | 18153 | 1097.6 | 19924732.8 | MAT_Raw | Al sama marbel | All areas | 20mm thick , marble Tiles CodeF13A / F13B cut to size, refer to Dwg. 09 63 40.04 | SQM | 18153 | 775 | 14068575 | EGP | MAT_Raw
ORA ZED-Ph 2-Pkgs A&D |  | RFQ-00022 | Mohamed Amr | Procurement | 2024-04-28 | Marble & Granite | Approved | All areas | 40mm, Marble tile Code F25 cut to size for Stair treads (Duplex Sairs) | LM | 297 | 297 | 576.24 | 171143.28 | MAT_Raw | Al sama marbel | All areas | 40mm, Marble tile Code F25 cut to size for Stair treads (Duplex Sairs) | LM | 297 | 500 | 148500 | EGP | MAT_Raw
ORA ZED-Ph 2-Pkgs A&D |  | RFQ-00022 | Mohamed Amr | Procurement | 2024-04-28 | Marble & Granite | Approved | All areas | 20mm, Marble tile Code F25 cut to size for Stair risers (Duplex Sairs) | LM | 297 | 297 | 288.12 | 85571.64 | MAT_Raw | Al sama marbel | All areas | 20mm, Marble tile Code F25 cut to size for Stair risers (Duplex Sairs) | LM | 297 | 200 | 59400 | EGP | MAT_Raw
ORA ZED-Ph 2-Pkgs A&D |  | RFQ-00022 | Mohamed Amr | Procurement | 2024-04-28 | Marble & Granite | Approved | All areas | 40mm, Marble tile Code F25 cut to size for Stair landing (Duplex Sairs) | SQM | 32 | 32 | 1372 | 43904 | MAT_Raw | Al sama marbel | All areas | 40mm, Marble tile Code F25 cut to size for Stair landing (Duplex Sairs) | SQM | 32 | 1200 | 38400 | EGP | MAT_Raw
ORA ZED-Ph 2-Pkgs A&D |  | RFQ-00022 | Mohamed Amr | Procurement | 2024-04-28 | Marble & Granite | Approved | All areas | Marble base Code B11 for stairs, 100mm height. | LM | 101 | 101 | 274.4 | 27714.4 | MAT_Raw | Al sama marbel | All areas | Marble base Code B11 for stairs, 100mm height. | LM | 101 | 190 | 19190 | EGP | MAT_Raw
ORA ZED-Ph 2-Pkgs A&D |  | RFQ-00022 | Mohamed Amr | Procurement | 2024-04-28 | Marble & Granite | Approved | All areas | Stone Coping; 240 wide;30mm thick for hand rails at balconies | LM | 1214 | 1214 | 384.16 | 466370.24 | MAT_Raw | Al sama marbel | All areas | Stone Coping; 240 wide;30mm thick for hand rails at balconies | LM | 1214 | 295 | 358130 | EGP | MAT_Raw
ORA ZED-Ph 2-Pkgs A&D |  | RFQ-00022 | Mohamed Amr | Procurement | 2024-04-28 | Marble & Granite | Approved | All areas | Stone Coping for terraces parapet | LM | 252 | 252 | 384.16 | 96808.32 | MAT_Raw | Al sama marbel | All areas | Stone Coping for terraces parapet | LM | 252 | 295 | 74340 | EGP | MAT_Raw
ORA ZED-Ph 2-Pkgs A&D |  | RFQ-00022 | Mohamed Amr | Procurement | 2024-04-28 | Marble & Granite | Approved | All areas | Stone Coping for roof parapet | LM | 199 | 199 | 384.16 | 76447.84 | MAT_Raw | Al sama marbel | All areas | Stone Coping for roof parapet | LM | 199 | 295 | 58705 | EGP | MAT_Raw
ORA ZED-Ph 2-Pkgs A&D |  | RFQ-00022 | Mohamed Amr | Procurement | 2024-04-28 | Marble & Granite | Approved | All areas | 20mm thick, Turkish grey Marble , for Master toilet's shower | SQM | 322 | 322 | 2661.68 | 857060.96 | MAT_Raw | Al sama marbel | All areas | 20mm thick, Turkish grey Marble , for Master toilet's shower | SQM | 322 | 3500 | 1127000 | EGP | MAT_Raw
ORA ZED-Ph 2-Pkgs A&D |  | RFQ-00022 | Mohamed Amr | Procurement | 2024-04-28 | Marble & Granite | Approved | All areas | 20mm thick, Turkish beige Marble, for secondary toilet's shower | SQM | 110 | 110 | 2551.92 | 280711.2 | MAT_Raw | Al sama marbel | All areas | 20mm thick, Turkish beige Marble, for secondary toilet's shower | SQM | 110 | 2645 | 290950 | EGP | MAT_Raw
ORA ZED-Ph 2-Pkgs A&D |  | RFQ-00022 | Mohamed Amr | Procurement | 2024-04-28 | Marble & Granite | Approved | All areas | 20mm thick , Marble, type (F15),cut to size for entrance | SQM | 49 | 49 | 3430 | 168070 | MAT_Raw | Al sama marbel | All areas | 20mm thick , Marble, type (F15),cut to size for entrance | SQM | 49 | 1150 | 56350 | EGP | MAT_Raw
ORA ZED-Ph 2-Pkgs A&D |  | RFQ-00022 | Mohamed Amr | Procurement | 2024-04-28 | Marble & Granite | Approved | All areas | 20mm thick , Marble, type (F16),cut to size for entrance | SQM | 98 | 98 | 1433.74 | 140506.52 | MAT_Raw | Al sama marbel | All areas | 20mm thick , Marble, type (F16),cut to size for entrance | SQM | 98 | 888 | 87024 | EGP | MAT_Raw
ORA ZED-Ph 2-Pkgs A&D |  | RFQ-00022 | Mohamed Amr | Procurement | 2024-04-28 | Marble & Granite | Approved | All areas | 20mm thick, Turkish karara Marble counter top , for guest toilet | SQM | 0 | 0 | 2195.2 | 0 | MAT_Raw | Al sama marbel | All areas | 20mm thick, Turkish karara Marble counter top , for guest toilet | SQM | 0 | 4500 | 0 | EGP | MAT_Raw
ORA ZED-Ph 2-Pkgs A&D |  | RFQ-00022 | Mohamed Amr | Procurement | 2024-04-28 | Marble & Granite | Approved | All areas | 20mm thick, Turkish grey Marble counter top , for Master toilet | SQM | 0 | 0 | 3292.8 | 0 | MAT_Raw | Al sama marbel | All areas | 20mm thick, Turkish grey Marble counter top , for Master toilet | SQM | 0 | 3870 | 0 | EGP | MAT_Raw
ORA ZED-Ph 2-Pkgs A&D |  | RFQ-00022 | Mohamed Amr | Procurement | 2024-04-28 | Marble & Granite | Approved | All areas | 20mm thick, Turkish beige Marble counter top , for secondary toilet | SQM | 0 | 0 | 2744 | 0 | MAT_Raw | Al sama marbel | All areas | 20mm thick, Turkish beige Marble counter top , for secondary toilet | SQM | 0 | 3645 | 0 | EGP | MAT_Raw
ORA ZED-Ph 2-Pkgs A&D |  | RFQ-00022 | Mohamed Amr | Procurement | 2024-04-28 | Marble & Granite | Approved | All areas | 20mm thick, Turkish beige Marble counter top , for maid toilet | SQM | 1 | 1 | 2744 | 2744 | MAT_Raw | Al sama marbel | All areas | 20mm thick, Turkish beige Marble counter top , for maid toilet | SQM | 1 | 4500 | 4500 | EGP | MAT_Raw
ORA ZED-Ph 2-Pkgs A&D |  | RFQ-00022 | Mohamed Amr | Procurement | 2024-04-28 | Marble & Granite | Approved | All areas | 20mm thick, Turkish beige Marble counter top , for vanity secondary toilet | SQM | 77 | 77 | 2744 | 211288 | MAT_Raw | Al sama marbel | All areas | 20mm thick, Turkish beige Marble counter top , for vanity secondary toilet | SQM | 77 | 4500 | 346500 | EGP | MAT_Raw
ORA ZED-Ph 2-Pkgs A&D |  | RFQ-00022 | Mohamed Amr | Procurement | 2024-04-28 | Marble & Granite | Approved | All areas | 20mm thick, Turkish grey Marble counter top , for vanity Master toilet | LM | 316 | 316 | 3292.8 | 1040524.8 | MAT_Raw | Al sama marbel | All areas | 20mm thick, Turkish grey Marble counter top , for vanity Master toilet | LM | 316 | 3870 | 1222920 | EGP | MAT_Raw
ORA ZED-Ph 2-Pkgs A&D |  | RFQ-00022 | Mohamed Amr | Procurement | 2024-04-28 | Marble & Granite | Approved | All areas | 20mm thick, Turkish grey Marble counter top , for Master toilet | SQM | 0 | 0 | 3292.8 | 0 | MAT_Raw | Al sama marbel | All areas | 20mm thick, Turkish grey Marble counter top , for Master toilet | SQM | 0 | 3870 | 0 | EGP | MAT_Raw
ORA ZED-Ph 2-Pkgs A&D |  | RFQ-00022 | Mohamed Amr | Procurement | 2024-04-28 | Marble & Granite | Approved | All areas | 20mm thick, Turkish beige Marble counter top , for secondary toilet | SQM | 0 | 0 | 2744 | 0 | MAT_Raw | Al sama marbel | All areas | 20mm thick, Turkish beige Marble counter top , for secondary toilet | SQM | 0 | 4500 | 0 | EGP | MAT_Raw
ORA ZED-Ph 2-Pkgs A&D |  | RFQ-00022 | Mohamed Amr | Procurement | 2024-04-28 | Marble & Granite | Approved | All areas | 20mm thick, Turkish beige Marble counter top , for maid toilet | SQM | 1 | 1 | 2744 | 2744 | MAT_Raw | Al sama marbel | All areas | 20mm thick, Turkish beige Marble counter top , for maid toilet | SQM | 1 | 4500 | 4500 | EGP | MAT_Raw
ORA ZED-Ph 2-Pkgs A&D |  | RFQ-00022 | Mohamed Amr | Procurement | 2024-04-28 | Marble & Granite | Approved | All areas | 20mm thick, Turkish karara Marble , for guest toilet shower | SQM | 2 | 2 | 2058 | 4116 | MAT_Raw | Al sama marbel | All areas | 20mm thick, Turkish karara Marble , for guest toilet shower | SQM | 2 | 3000 | 6000 | EGP | MAT_Raw
ORA ZED-Ph 2-Pkgs A&D |  | RFQ-00022 | Mohamed Amr | Procurement | 2024-04-28 | Marble & Granite | Approved | All areas | 20mm thick, Turkish karara Marble , for Flat shower | SQM | 30 | 30 | 2058 | 61740 | MAT_Raw | Al sama marbel | All areas | 20mm thick, Turkish karara Marble , for Flat shower | SQM | 30 | 3000 | 90000 | EGP | MAT_Raw
ORA ZED-Ph 2-Pkgs A&D |  | RFQ-00022 | Mohamed Amr | Procurement | 2024-04-28 | Marble & Granite | Approved | All areas | 20mm thick, Turkish beige Marble counter top , for maid toilet | SQM | 2 | 2 | 3361.4 | 6722.8 | MAT_Raw | Al sama marbel | All areas | 20mm thick, Turkish beige Marble counter top , for maid toilet | SQM | 2 | 4500 | 9000 | EGP | MAT_Raw
ORA ZED-Ph 2-Pkgs A&D |  | RFQ-00022 | Mohamed Amr | Procurement | 2024-04-28 | Marble & Granite | Approved | All areas | 20mm thick, Turkish beige Marble counter top , for vanity secondary toilet | SQM | 77 | 77 | 2744 | 211288 | MAT_Raw | Al sama marbel | All areas | 20mm thick, Turkish beige Marble counter top , for vanity secondary toilet | SQM | 77 | 4500 | 346500 | EGP | MAT_Raw
ORA ZED-Ph 2-Pkgs A&D |  | RFQ-00022 | Mohamed Amr | Procurement | 2024-04-28 | Marble & Granite | Approved | All areas | 20mm thick , marble Tile Code F14 cut to size for Entrances,Public corridor, refer to Dwg. 09 63 40.04 | SQM | 2717 | 2717 | 1008.42 | 2739877.14 | MAT_Raw | Al sama marbel | All areas | 20mm thick , marble Tile Code F14 cut to size for Entrances,Public corridor, refer to Dwg. 09 63 40.04 | SQM | 2717 | 1360 | 3695120 | EGP | MAT_Raw
ORA ZED-Ph 2-Pkgs A&D |  | RFQ-00022 | Mohamed Amr | Procurement | 2024-04-28 | Marble & Granite | Approved | All areas | Marble Base Code B6 for Entrances,Public corridor, to Dwg. 09 63 40.04 | LM | 2544 | 2544 | 164.64 | 418844.16 | MAT_Raw | Al sama marbel | All areas | Marble Base Code B6 for Entrances,Public corridor, to Dwg. 09 63 40.04 | LM | 2544 | 190 | 483360 | EGP | MAT_Raw
ORA ZED-Ph 2-Pkgs A&D |  | RFQ-00022 | Mohamed Amr | Procurement | 2024-04-28 | Marble & Granite | Approved | All areas | Marble Base Code B5 for Receptions, Dinning rooms, refer to Dwg. 09 63 40.04 | LM | 10102 | 10102 | 137.2 | 1385994.4 | MAT_Raw | Al sama marbel | All areas | Marble Base Code B5 for Receptions, Dinning rooms, refer to Dwg. 09 63 40.04 | LM | 10102 | 190 | 1919380 | EGP | MAT_Raw
ORA ZED-Ph 2-Pkgs A&D |  | RFQ-00022 | Mohamed Amr | Procurement | 2024-04-28 | Marble & Granite | Approved | All areas | 20mm thick, Turkish karara Marble counter top , for vanity guest toilet | LM | 174 | 174 | 3018.4 | 525201.6 | MAT_Raw | Al sama marbel | All areas | 20mm thick, Turkish karara Marble counter top , for vanity guest toilet | LM | 174 | 3250 | 565500 | EGP | MAT_Raw
ORA ZED-Ph 2-Pkgs A&D |  | RFQ-00022 | Mohamed Amr | Procurement | 2024-04-28 | Marble & Granite | Approved | All areas | 20mm thick, Turkish grey Marble counter top , for vanity Master toilet | LM | 316 | 316 | 3292.8 | 1040524.8 | MAT_Raw | Al sama marbel | All areas | 20mm thick, Turkish grey Marble counter top , for vanity Master toilet | LM | 316 | 3870 | 1222920 | EGP | MAT_Raw
ORA ZED-Ph 2-Pkgs A&D |  | RFQ-00022 | Mohamed Amr | Procurement | 2024-04-28 | Marble & Granite | Approved | All areas | 20mm thick, Turkish beige Marble counter top , for vanity secondary toilet | LM | 267 | 267 | 3635.8 | 970758.6 | MAT_Raw | Al sama marbel | All areas | 20mm thick, Turkish beige Marble counter top , for vanity secondary toilet | LM | 267 | 3645 | 973215 | EGP | MAT_Raw
ORA ZED-Ph 2-Pkgs A&D |  | RFQ-00022 | Mohamed Amr | Procurement | 2024-04-28 | Marble & Granite | Approved | All areas | 20mm thick , marble tiles cut to size Code 14 | SQM | 142 | 142 | 1008.42 | 143195.64 | MAT_Raw | Al sama marbel | All areas | 20mm thick , marble tiles cut to size Code 14 | SQM | 142 | 1100 | 156200 | EGP | MAT_Raw
ORA ZED-Ph 2-Pkgs A&D |  | RFQ-00022 | Mohamed Amr | Procurement | 2024-04-28 | Marble & Granite | Approved | All areas | Skirting marble, 100 mm height, 20 mm thick, refer to Dwg. 09 63 40.04 | LM | 143 | 143 | 164.64 | 23543.52 | MAT_Raw | Al sama marbel | All areas | Skirting marble, 100 mm height, 20 mm thick, refer to Dwg. 09 63 40.04 | LM | 143 | 190 | 27170 | EGP | MAT_Raw
Qasr Rashwan - Lot B _0208 |  | RFQ-00025 | Mostafa Shourbagi | MEP (Electro Mechanical) | 2024-04-29 | HDPE Pipes | Approved | 10.11 - Abd Al Azeem Al Sofy -Bill No.2: Force Main Pipeline-2.1-a | Inner diameter DN/ID 400 mm | MTR | 2440 | 504 | 3165.51 | 1595417.04 | MAT_Raw | Roxy | 10.11 - Abd Al Azeem Al Sofy -Bill No.2: Force Main Pipeline-2.1-a | Inner diameter DN/ID 400 mm | MTR | 504 | 2706.07 | 1363859.28 | EGP | MAT_Raw
Sohag HSR Station _0210 |  | RFQ-00008 | Mohamed Morsi | Operation | 2024-02-27 | Carpentry, Casting concrete & Steel fixing | Approved | 5.01.2 | مصنعية نجارة و فرمجة خرسانة عادية للاساسات | CBM | 3580 | 3580 | 292 | 1045360 | SC_Apply | الجوهري | 5.01.2 | مصنعية نجارة و فرمجة خرسانة عادية للاساسات | CBM | 3580 | 99 | 354420 | EGP | SC_Apply
Sohag HSR Station _0210 |  | RFQ-00008 | Mohamed Morsi | Operation | 2024-02-27 | Carpentry, Casting concrete & Steel fixing | Approved | 5.03.02 | مصنعية نجارة وحدادة و فرمجة خرسانة للبشة المسلحة | CBM | 3200 | 3200 | 477 | 1526400 | SC_Apply | الجوهري | 5.03.02 | مصنعية نجارة وحدادة و فرمجة خرسانة للبشة المسلحة | CBM | 3200 | 257 | 822400 | EGP | SC_Apply
Sohag HSR Station _0210 |  | RFQ-00008 | Mohamed Morsi | Operation | 2024-02-27 | Carpentry, Casting concrete & Steel fixing | Approved | 5.03.04 | مصنعية نجارة وحدادة و فرمجة خرسانة للقواعد المنفصلة | CBM | 1600 | 1600 | 631 | 1009600 | SC_Apply | الجوهري | 5.03.04 | مصنعية نجارة وحدادة و فرمجة خرسانة للقواعد المنفصلة | CBM | 1600 | 288 | 460800 | EGP | SC_Apply
Sohag HSR Station _0210 |  | RFQ-00008 | Mohamed Morsi | Operation | 2024-02-27 | Carpentry, Casting concrete & Steel fixing | Approved | 5.03.06 | مصنعية نجارة وحدادة و فرمجة خرسانة للميدات و السملات | CBM | 670 | 670 | 454 | 304180 | SC_Apply | الجوهري | 5.03.06 | مصنعية نجارة وحدادة و فرمجة خرسانة للميدات و السملات | CBM | 670 | 288 | 192960 | EGP | SC_Apply
Sohag HSR Station _0210 |  | RFQ-00008 | Mohamed Morsi | Operation | 2024-02-27 | Carpentry, Casting concrete & Steel fixing | Approved | 5.08.02 | مصنعية حدادة و فرمجة و صب للاعمدة | CBM | 1400 | 1400 | 998 | 1397200 | SC_Apply | الجوهري | 5.08.02 | مصنعية حدادة و فرمجة و صب للاعمدة | CBM | 1400 | 686 | 960400 | EGP | SC_Apply
Sohag HSR Station _0210 |  | RFQ-00008 | Mohamed Morsi | Operation | 2024-02-27 | Carpentry, Casting concrete & Steel fixing | Approved | 5.08.04 | مصنعية حدادة و فرمجة و صب للبلاطات | CBM | 4900 | 4900 | 1131 | 5541900 | SC_Apply | الجوهري | 5.08.04 | مصنعية حدادة و فرمجة و صب للبلاطات | CBM | 4900 | 686 | 3361400 | EGP | SC_Apply
Sohag HSR Station _0210 |  | RFQ-00008 | Mohamed Morsi | Operation | 2024-02-27 | Carpentry, Casting concrete & Steel fixing | Approved | 5.08.06 | مصنعية حدادة و فرمجة و صب للسلالم | CBM | 320 | 320 | 932 | 298240 | SC_Apply | الجوهري | 5.08.06 | مصنعية حدادة و فرمجة و صب للسلالم | CBM | 320 | 686 | 219520 | EGP | SC_Apply
Sohag HSR Station _0210 |  | RFQ-00008 | Mohamed Morsi | Operation | 2024-02-27 | Carpentry, Casting concrete & Steel fixing | Approved | 5.08.08 | مصنعية حدادة و فرمجة و صب للحائط الساند | CBM | 2250 | 2250 | 1054 | 2371500 | SC_Apply | الجوهري | 5.08.08 | مصنعية حدادة و فرمجة و صب للحائط الساند | CBM | 2250 | 686 | 1543500 | EGP | SC_Apply
Sohag HSR Station _0210 |  | RFQ-00008 | Mohamed Morsi | Operation | 2024-02-27 | Carpentry, Casting concrete & Steel fixing | Approved | 5.08.09 | مصنعية حدادة و فرمجة و صب للدراوى | CBM | 420 | 420 | 873 | 366660 | SC_Apply | الجوهري | 5.08.09 | مصنعية حدادة و فرمجة و صب للدراوى | CBM | 420 | 686 | 288120 | EGP | SC_Apply
Sohag HSR Station _0210 |  | RFQ-00008 | Mohamed Morsi | Operation | 2024-02-27 | Carpentry, Casting concrete & Steel fixing | Approved | 5.08.10 | مصنعية حدادة و فرمجة و صب لحوائط القص و الكور | CBM | 350 | 350 | 1054 | 368900 | SC_Apply | الجوهري | 5.08.10 | مصنعية حدادة و فرمجة و صب لحوائط القص و الكور | CBM | 350 | 686 | 240100 | EGP | SC_Apply
Sohag HSR Station _0210 |  | RFQ-00008 | Mohamed Morsi | Operation | 2024-02-27 | Carpentry, Casting concrete & Steel fixing | Approved | 5.08.11 | مصنعية حدادة و فرمجة و صب للكمرات | CBM | 800 | 800 | 923 | 738400 | SC_Apply | الجوهري | 5.08.11 | مصنعية حدادة و فرمجة و صب للكمرات | CBM | 800 | 686 | 548800 | EGP | SC_Apply
Mivida BP#189 |  | RFQ-00047 | Mostafa Shourbagi | MEP (Electro Mechanical) | 2024-02-27 | Manhole Covers | Approved | 152105.Infra | 164 -Infra structure covers | LS | 1 | 1 | 29400 | 29400 | SC_Supply | العالمية للمسبوكات والصناعات المتطورة (اكما) | 152105.Infra | 164 -Infra structure covers | LS | 1 | 241680 | 241680 | EGP | SC_Supply
Abo Shanab El Agamien _0195 |  | RFQ-00063 | Mostafa Ashraf | MEP (Electro Mechanical) | 2024-03-11 | Supplying Pole for Transformer (Pole Only) | Approved | 7 - Iz. Raslan & Iz. Mokhtar Eiss | Pole Mounted transformer | NO | 1 | 1 | 0 | 0 | MAT_Raw | انيرجى لكس | 7 - Iz. Raslan & Iz. Mokhtar Eiss | Pole Mounted transformer | NO | 1 | 65250 | 65250 | EGP | MAT_Raw
Mivida BP#189 |  | RFQ-00036 | Mostafa Shourbagi | MEP (Electro Mechanical) | 2024-02-20 | Duct Accessories | Approved | 152105.all | 94507 -كورنر (TDF) | ECH | 1400 | 1400 | 5.45 | 7630 | SC_Supply | المتحدة لتصنيع مجارى الهواء (الصاج) الخاصه بالتكيف | 152105.all | 94507 -كورنر (TDF) | ECH | 1400 | 9.12 | 12768 | EGP | SC_Supply
Mivida BP#189 |  | RFQ-00036 | Mostafa Shourbagi | MEP (Electro Mechanical) | 2024-02-20 | Duct Accessories | Approved | 152105.all | 94507 -(G-clamp) C/w Bolt. | ECH | 8000 | 8000 | 6.47 | 51760 | SC_Supply | المتحدة لتصنيع مجارى الهواء (الصاج) الخاصه بالتكيف | 152105.all | 94507 -(G-clamp) C/w Bolt. | ECH | 8000 | 10.83 | 86640 | EGP | SC_Supply
Qasr Rashwan Lot A _0207 |  | RFQ-00017 | Mostafa Ashraf | MEP (Electro Mechanical) | 2024-03-05 | External Lighting | Approved | 11.14 - Murad Al Gendy W Al Sanahra-Main Pump Station NO. 3.3-42432- | Layout external lighting complete with (Solar lighting poles (solar panels, battery, LED light, charger), boundary wall lighting, wires, UPVC and PVC Conduits,…..etc) and all accessories as per Contract documents. | LS | 1 | 1 | 129745.87 | 129745.87 | MAT_Raw | البابطين للانارة وحلول الطاقة | 11.14 - Murad Al Gendy W Al Sanahra-Main Pump Station NO. 3.3-42432- | Layout external lighting complete with (Solar lighting poles (solar panels, battery, LED light, charger), boundary wall lighting, wires, UPVC and PVC Conduits,…..etc) and all accessories as per Contract documents. | LS | 1 | 3416 | 3416 | EGP | MAT_Raw
Qasr Rashwan Lot A _0207 |  | RFQ-00017 | Mostafa Ashraf | MEP (Electro Mechanical) | 2024-03-05 | External Lighting | Approved | 10.15 - Saad Al Rouby-Main Pump Station NO. 3.3-3.3.16- | Layout external lighting complete with (Solar lighting poles (solar panels, battery, LED light, charger), boundary wall lighting, wires, UPVC and PVC Conduits,…..etc) and all accessories as per Contract documents. | LS | 1 | 1 | 134174.11 | 134174.11 | MAT_Raw | البابطين للانارة وحلول الطاقة | 10.15 - Saad Al Rouby-Main Pump Station NO. 3.3-3.3.16- | Layout external lighting complete with (Solar lighting poles (solar panels, battery, LED light, charger), boundary wall lighting, wires, UPVC and PVC Conduits,…..etc) and all accessories as per Contract documents. | LS | 1 | 3416 | 3416 | EGP | MAT_Raw
Qasr Rashwan Lot A _0207 |  | RFQ-00017 | Mostafa Ashraf | MEP (Electro Mechanical) | 2024-03-05 | External Lighting | Approved | 14.14 - Albersly & Iz.Alasfar-Main Pump Station NO. 3.3-3.3.16- | Layout external lighting complete with (Solar lighting poles (solar panels, battery, LED light, charger), boundary wall lighting, wires, UPVC and PVC Conduits,…..etc) and all accessories as per Contract documents. | LS | 1 | 1 | 74311.68 | 74311.68 | MAT_Raw | البابطين للانارة وحلول الطاقة | 14.14 - Albersly & Iz.Alasfar-Main Pump Station NO. 3.3-3.3.16- | Layout external lighting complete with (Solar lighting poles (solar panels, battery, LED light, charger), boundary wall lighting, wires, UPVC and PVC Conduits,…..etc) and all accessories as per Contract documents. | LS | 1 | 1708 | 1708 | EGP | MAT_Raw
Qasr Rashwan Lot A _0207 |  | RFQ-00017 | Mostafa Ashraf | MEP (Electro Mechanical) | 2024-03-05 | External Lighting | Approved | 13.14 - Khulusi-Main Pump Station NO. 3.3-42432- | Layout external lighting complete with (Solar lighting poles (solar panels, battery, LED light, charger), boundary wall lighting, wires, UPVC and PVC Conduits,…..etc) and all accessories as per Contract documents. | LS | 1 | 1 | 131959.99 | 131959.99 | MAT_Raw | البابطين للانارة وحلول الطاقة | 13.14 - Khulusi-Main Pump Station NO. 3.3-42432- | Layout external lighting complete with (Solar lighting poles (solar panels, battery, LED light, charger), boundary wall lighting, wires, UPVC and PVC Conduits,…..etc) and all accessories as per Contract documents. | LS | 1 | 3416 | 3416 | EGP | MAT_Raw
Qasr Rashwan Lot A _0207 |  | RFQ-00017 | Mostafa Ashraf | MEP (Electro Mechanical) | 2024-03-05 | External Lighting | Approved | 12.15 - Mansheya Fanous-Main Pump Station NO. 3.3-3.3.16- | Layout external lighting complete with (Solar lighting poles (solar panels, battery, LED light, charger), boundary wall lighting, wires, UPVC and PVC Conduits,…..etc) and all accessories as per Contract documents. | LS | 1 | 1 | 176323.57 | 176323.57 | MAT_Raw | البابطين للانارة وحلول الطاقة | 12.15 - Mansheya Fanous-Main Pump Station NO. 3.3-3.3.16- | Layout external lighting complete with (Solar lighting poles (solar panels, battery, LED light, charger), boundary wall lighting, wires, UPVC and PVC Conduits,…..etc) and all accessories as per Contract documents. | LS | 1 | 5124 | 5124 | EGP | MAT_Raw
Qasr Rashwan Lot A _0207 |  | RFQ-00017 | Mostafa Ashraf | MEP (Electro Mechanical) | 2024-03-05 | External Lighting | Approved | 12.31 - Mansheya Fanous-SEC. Pump Station NO. 10.3-10.3.16- | Layout external lighting complete with (Solar lighting poles (solar panels, battery, LED light, charger), boundary wall lighting, wires, UPVC and PVC Conduits,…..etc) and all accessories as per Contract documents. | LS | 1 | 1 | 191822.42 | 191822.42 | MAT_Raw | البابطين للانارة وحلول الطاقة | 12.31 - Mansheya Fanous-SEC. Pump Station NO. 10.3-10.3.16- | Layout external lighting complete with (Solar lighting poles (solar panels, battery, LED light, charger), boundary wall lighting, wires, UPVC and PVC Conduits,…..etc) and all accessories as per Contract documents. | LS | 1 | 5124 | 5124 | EGP | MAT_Raw
Katameya Creeks |  | RFQ-00041 | Youssef Abd El Kream | MEP (Electro Mechanical) | 2024-04-20 | Galvanized Pipes | Approved | All | Hot dip galvanized pipe 2" thickness 2 mm | LM | 210 | 210 | 0 | 0 | SC_Apply | Unival | All | Hot dip galvanized pipe 2" thickness 2 mm | LM | 210 | 1142.56 | 239937.6 | EGP | SC_Apply
Katameya Creeks |  | RFQ-00041 | Youssef Abd El Kream | MEP (Electro Mechanical) | 2024-04-20 | Galvanized Pipes | Approved | All | Galvanized threaded elbow 2" | ECH | 75 | 75 | 0 | 0 | SC_Apply | Unival | All | Galvanized threaded elbow 2" | ECH | 75 | 256.55 | 19241.25 | EGP | SC_Apply
Mivida BP#189 |  | RFQ-00029 | Mostafa Shourbagi | MEP (Electro Mechanical) | 2024-02-14 | Supply of Water Heaters - Atlantic Brand | Approved | 152205.BLD3 | Electric water heater (50 lit.) horizontal type | ECH | 3 | 3 | 3790.5 | 11371.5 | SC_Supply | اوبتيمام للتجاره و الاستثمار | 152205.BLD3 | Electric water heater (50 lit.) horizontal type | ECH | 3 | 10449.99 | 31349.97 | EGP | SC_Supply
Mivida BP#189 |  | RFQ-00052 | Mohamed Amr | Procurement | 2024-03-07 | Access Hatch | Approved | 502.Basement P31 | Size 800 * 800 mm , Ref to detail no 1 DWG AE-584 | ECH | 6 | 6 | 0 | 0 | SC_Supply/Apply | EL-Sheikh | 502.Basement P31 | Size 800 * 800 mm , Ref to detail no 1 DWG AE-584 | ECH | 6 | 18000 | 108000 | EGP | SC_Supply/Apply
Mivida BP#189 |  | RFQ-00052 | Mohamed Amr | Procurement | 2024-03-07 | Access Hatch | Approved | 502.Basement P31 | Size 1500 * 1500 mm , Ref to detail no 1 DWG AE-584 | ECH | 6 | 6 | 0 | 0 | SC_Supply/Apply | EL-Sheikh | 502.Basement P31 | Size 1500 * 1500 mm , Ref to detail no 1 DWG AE-584 | ECH | 6 | 22000 | 132000 | EGP | SC_Supply/Apply
Mivida BP#189 |  | RFQ-00052 | Mohamed Amr | Procurement | 2024-03-07 | Access Hatch | Approved | 502.Basement P31 | 600x600mm Galvanized steel door for water tanks, including anti chloride and corrosion paint, fabrication, finishing and painting as per drawings and specifications. | ECH | 1 | 1 | 5572 | 5572 | SC_Supply/Apply | EL-Sheikh | 502.Basement P31 | 600x600mm Galvanized steel door for water tanks, including anti chloride and corrosion paint, fabrication, finishing and painting as per drawings and specifications. | ECH | 1 | 14000 | 14000 | EGP | SC_Supply/Apply
Red Sea Museum-Bab El-Bunt _K0003 |  | RFQ-00004 | Rola Yasser | Procurement | 2024-03-04 | Steel Structure Works | Approved | 10.13.11 - 051200-P1-A | IPE 600 | KGR | 1903 | 1903 | 14.3 | 27212.9 | SC_Supply/Apply | Metal art plus | 10.13.11 - 051200-P1-A | IPE 600 | KGR | 1903 | 17 | 32351 | SAR | SC_Supply/Apply
Red Sea Museum-Bab El-Bunt _K0003 |  | RFQ-00004 | Rola Yasser | Procurement | 2024-03-04 | Steel Structure Works | Approved | 10.13.11 - 053100-P1-B | Steel corrugated sheet (concrete topping measured separately) | SQM | 346 | 346 | 203.5 | 70411 | SC_Supply/Apply | Metal art plus | 10.13.11 - 053100-P1-B | Steel corrugated sheet (concrete topping measured separately) | SQM | 346 | 115 | 39790 | SAR | SC_Supply/Apply
Red Sea Museum-Bab El-Bunt _K0003 |  | RFQ-00004 | Rola Yasser | Procurement | 2024-03-04 | Steel Structure Works | Approved | 10.13.11 - 055100-P3-F | Steel staircase, rising 1 floor, 5710mm high, comprising 31 steps 1000mm long each and landing approximately 3m² | ECH | 1 | 1 | 34000 | 34000 | SC_Supply/Apply | Metal art plus | 10.13.11 - 055100-P3-F | Steel staircase, rising 1 floor, 5710mm high, comprising 31 steps 1000mm long each and landing approximately 3m² | ECH | 1 | 37500 | 37500 | SAR | SC_Supply/Apply
Red Sea Museum-Bab El-Bunt _K0003 |  | RFQ-00004 | Rola Yasser | Procurement | 2024-03-04 | Steel Structure Works | Approved | 10.13.11 - 055100-P3-G | Steel staircase, rising 1 floor, 6360mm high, comprising 35 steps 1000mm long each and landing approximately 2m² | ECH | 1 | 1 | 42000 | 42000 | SC_Supply/Apply | Metal art plus | 10.13.11 - 055100-P3-G | Steel staircase, rising 1 floor, 6360mm high, comprising 35 steps 1000mm long each and landing approximately 2m² | ECH | 1 | 42250 | 42250 | SAR | SC_Supply/Apply
Mivida BP#189 |  | RFQ-00056 | Ahmed Saleh | MEP (Electro Mechanical) | 2024-03-13 | B01 MEP subcontractor VO | Approved | Plumbing System.B1 | EWH 50L | ECH | 8 | 3 | 3019.38 | 9058.14 | SC_Supply/Apply | انكورب الدوليه مهندسون ومقاولون | Plumbing System.B1 | EWH 50L | ECH | 3 | 11225 | 33675 | EGP | SC_Supply/Apply
Mivida BP#189 |  | RFQ-00056 | Ahmed Saleh | MEP (Electro Mechanical) | 2024-03-13 | B01 MEP subcontractor VO | Approved | Plumbing System.B1 | EWH 80L | ECH | 8 | 3 | 3019.38 | 9058.14 | SC_Supply/Apply | انكورب الدوليه مهندسون ومقاولون | Plumbing System.B1 | EWH 80L | ECH | 3 | 14397 | 43191 | EGP | SC_Supply/Apply
Mivida BP#189 |  | RFQ-00056 | Ahmed Saleh | MEP (Electro Mechanical) | 2024-03-13 | B01 MEP subcontractor VO | Approved | Plumbing System.B1 | install only and test wall-mounted water closet with doche the items includes install only of wall flush tank,valves,accessories,flexable connections and hoses to complete the installation. | ECH | 31 | 31 | 1942.85 | 60228.35 | SC_Supply/Apply | انكورب الدوليه مهندسون ومقاولون | Plumbing System.B1 | install only and test wall-mounted water closet with doche the items includes install only of wall flush tank,valves,accessories,flexable connections and hoses to complete the installation. | ECH | 31 | 2271 | 70401 | EGP | SC_Supply/Apply
Mivida BP#189 |  | RFQ-00056 | Ahmed Saleh | MEP (Electro Mechanical) | 2024-03-13 | B01 MEP subcontractor VO | Approved | Plumbing System.B1 | install only and test of urinal items include install only wall mounted flush valve,valves,accessories,flexable connections and hoses to complete the installation. | ECH | 11 | 11 | 1195.6 | 13151.6 | SC_Supply/Apply | انكورب الدوليه مهندسون ومقاولون | Plumbing System.B1 | install only and test of urinal items include install only wall mounted flush valve,valves,accessories,flexable connections and hoses to complete the installation. | ECH | 11 | 1412 | 15532 | EGP | SC_Supply/Apply
Mivida BP#189 |  | RFQ-00056 | Ahmed Saleh | MEP (Electro Mechanical) | 2024-03-13 | B01 MEP subcontractor VO | Approved | Plumbing System.B1 | install only and test of urinal items include install only wall mounted flush valve,valves,accessories,flexable connections and hoses to complete the installation. | ECH | 37 | 37 | 1643.95 | 60826.15 | SC_Supply/Apply | انكورب الدوليه مهندسون ومقاولون | Plumbing System.B1 | install only and test of urinal items include install only wall mounted flush valve,valves,accessories,flexable connections and hoses to complete the installation. | ECH | 37 | 1411 | 52207 | EGP | SC_Supply/Apply
Mivida BP#189 |  | RFQ-00056 | Ahmed Saleh | MEP (Electro Mechanical) | 2024-03-13 | B01 MEP subcontractor VO | Approved | HVAC System.B1 | Dim 65mm | ECH | 1 | 1 | 1536.16 | 1536.16 | SC_Supply/Apply | انكورب الدوليه مهندسون ومقاولون | HVAC System.B1 | Dim 65mm | ECH | 1 | 19985 | 19985 | EGP | SC_Supply/Apply
Mivida BP#189 |  | RFQ-00056 | Ahmed Saleh | MEP (Electro Mechanical) | 2024-03-13 | B01 MEP subcontractor VO | Approved | HVAC System.B1 | Dim 80mm | ECH | 3 | 3 | 1879.65 | 5638.95 | SC_Supply/Apply | انكورب الدوليه مهندسون ومقاولون | HVAC System.B1 | Dim 80mm | ECH | 3 | 24315 | 72945 | EGP | SC_Supply/Apply
Mivida BP#189 |  | RFQ-00056 | Ahmed Saleh | MEP (Electro Mechanical) | 2024-03-13 | B01 MEP subcontractor VO | Approved | Fire Fighting System.B1 | 32 mm | ECH | 36 | 36 | 4657.67 | 167676.12 | SC_Supply/Apply | انكورب الدوليه مهندسون ومقاولون | Fire Fighting System.B1 | 32 mm | ECH | 36 | 21527 | 774972 | EGP | SC_Supply/Apply
Mivida BP#189 |  | RFQ-00056 | Ahmed Saleh | MEP (Electro Mechanical) | 2024-03-13 | B01 MEP subcontractor VO | Approved | HVAC System.B1 | Dim 100mm | ECH | 4 | 4 | 6215.94 | 24863.76 | SC_Supply/Apply | انكورب الدوليه مهندسون ومقاولون | HVAC System.B1 | Dim 100mm | ECH | 4 | 33299 | 133196 | EGP | SC_Supply/Apply
Mivida BP#189 |  | RFQ-00056 | Ahmed Saleh | MEP (Electro Mechanical) | 2024-03-13 | B01 MEP subcontractor VO | Approved | HVAC System.B1 | Dim 65mm | ECH | 2 | 2 | 1536.16 | 3072.32 | SC_Supply/Apply | انكورب الدوليه مهندسون ومقاولون | HVAC System.B1 | Dim 65mm | ECH | 2 | 12460 | 24920 | EGP | SC_Supply/Apply
Mivida BP#189 |  | RFQ-00056 | Ahmed Saleh | MEP (Electro Mechanical) | 2024-03-13 | B01 MEP subcontractor VO | Approved | HVAC System.B1 | Dim 80mm | ECH | 6 | 6 | 1879.65 | 11277.9 | SC_Supply/Apply | انكورب الدوليه مهندسون ومقاولون | HVAC System.B1 | Dim 80mm | ECH | 6 | 15401 | 92406 | EGP | SC_Supply/Apply
Mivida BP#189 |  | RFQ-00056 | Ahmed Saleh | MEP (Electro Mechanical) | 2024-03-13 | B01 MEP subcontractor VO | Approved | HVAC System.B1 | Dim 100mm | ECH | 8 | 8 | 6215.94 | 49727.52 | SC_Supply/Apply | انكورب الدوليه مهندسون ومقاولون | HVAC System.B1 | Dim 100mm | ECH | 8 | 20299 | 162392 | EGP | SC_Supply/Apply
Mivida BP#189 |  | RFQ-00056 | Ahmed Saleh | MEP (Electro Mechanical) | 2024-03-13 | B01 MEP subcontractor VO | Approved | HVAC System.B1 | RG 150X100 | ECH | 6 | 6 | 429.3 | 2575.8 | SC_Supply/Apply | انكورب الدوليه مهندسون ومقاولون | HVAC System.B1 | RG 150X100 | ECH | 6 | 477 | 2862 | EGP | SC_Supply/Apply
Mivida BP#189 |  | RFQ-00029 | Mostafa Shourbagi | MEP (Electro Mechanical) | 2024-02-14 | Supply of Water Heaters - Atlantic Brand | Approved | 152205.BLD3 | Electric water heater (80 lit.) horizontal type | ECH | 3 | 3 | 4189.5 | 12568.5 | SC_Supply | اوبتيمام للتجاره و الاستثمار | 152205.BLD3 | Electric water heater (80 lit.) horizontal type | ECH | 3 | 11549.99 | 34649.97 | EGP | SC_Supply
Mivida BP#189 |  | RFQ-00056 | Ahmed Saleh | MEP (Electro Mechanical) | 2024-03-13 | B01 MEP subcontractor VO | Approved | HVAC System.B1 | RG 200X150 | ECH | 3 | 3 | 495 | 1485 | SC_Supply/Apply | انكورب الدوليه مهندسون ومقاولون | HVAC System.B1 | RG 200X150 | ECH | 3 | 550 | 1650 | EGP | SC_Supply/Apply
Mivida BP#189 |  | RFQ-00056 | Ahmed Saleh | MEP (Electro Mechanical) | 2024-03-13 | B01 MEP subcontractor VO | Approved | 162600.B1 | (3 x 50+25) mm2. | LM | 45 | 45 | 154.35 | 6945.75 | SC_Supply/Apply | انكورب الدوليه مهندسون ومقاولون | 162600.B1 | (3 x 50+25) mm2. | LM | 45 | 281 | 12645 | EGP | SC_Supply/Apply
Mivida BP#189 |  | RFQ-00056 | Ahmed Saleh | MEP (Electro Mechanical) | 2024-03-13 | B01 MEP subcontractor VO | Approved | 162600.B1 | (4 x 35) mm2. | LM | 75 | 75 | 135.24 | 10143 | SC_Supply/Apply | انكورب الدوليه مهندسون ومقاولون | 162600.B1 | (4 x 35) mm2. | LM | 75 | 243 | 18225 | EGP | SC_Supply/Apply
Mivida BP#189 |  | RFQ-00056 | Ahmed Saleh | MEP (Electro Mechanical) | 2024-03-13 | B01 MEP subcontractor VO | Approved | 162600.B1 | (1C x 25) mm2 ECC. | LM | 45 | 45 | 23.03 | 1036.35 | SC_Supply/Apply | انكورب الدوليه مهندسون ومقاولون | 162600.B1 | (1C x 25) mm2 ECC. | LM | 45 | 45 | 2025 | EGP | SC_Supply/Apply
Mivida BP#189 |  | RFQ-00056 | Ahmed Saleh | MEP (Electro Mechanical) | 2024-03-13 | B01 MEP subcontractor VO | Approved | 162600.B1 | (1C x 16) mm2 ECC. | LM | 75 | 75 | 15.68 | 1176 | SC_Supply/Apply | انكورب الدوليه مهندسون ومقاولون | 162600.B1 | (1C x 16) mm2 ECC. | LM | 75 | 30 | 2250 | EGP | SC_Supply/Apply
Mivida BP#189 |  | RFQ-00056 | Ahmed Saleh | MEP (Electro Mechanical) | 2024-03-13 | B01 MEP subcontractor VO | Approved | 162600.B1 | Supply & Install Metal, Non-perforated hot-dip galvanized steel Covered Cable trunk [20X10 cm] for Low current systems c/w all necessary accessories for (fixation & suspension) to complete work. | LM | 21 | 21 | 603.19 | 12666.99 | SC_Supply/Apply | انكورب الدوليه مهندسون ومقاولون | 162600.B1 | Supply & Install Metal, Non-perforated hot-dip galvanized steel Covered Cable trunk [20X10 cm] for Low current systems c/w all necessary accessories for (fixation & suspension) to complete work. | LM | 21 | 1231 | 25851 | EGP | SC_Supply/Apply
Mivida BP#189 |  | RFQ-00056 | Ahmed Saleh | MEP (Electro Mechanical) | 2024-03-13 | B01 MEP subcontractor VO | Approved | 162600.B1 | card reader Outlet (2nd fix) | ECH | 10 | 10 | 2203.53 | 22035.3 | SC_Supply/Apply | انكورب الدوليه مهندسون ومقاولون | 162600.B1 | card reader Outlet (2nd fix) | ECH | 10 | 5150 | 51500 | EGP | SC_Supply/Apply
Mivida BP#189 |  | RFQ-00056 | Ahmed Saleh | MEP (Electro Mechanical) | 2024-03-13 | B01 MEP subcontractor VO | Approved | 162600.B1 | 150x100 cable tray covered | LM | 9 | 9 | 656.11 | 5904.99 | SC_Supply/Apply | انكورب الدوليه مهندسون ومقاولون | 162600.B1 | 150x100 cable tray covered | LM | 9 | 1339 | 12051 | EGP | SC_Supply/Apply
Mivida BP#189 |  | RFQ-00056 | Ahmed Saleh | MEP (Electro Mechanical) | 2024-03-13 | B01 MEP subcontractor VO | Approved | 162600.B1 | BMS pulling cables outlet | LM | 1580 | 1580 | 134.51 | 212525.8 | SC_Supply/Apply | انكورب الدوليه مهندسون ومقاولون | 162600.B1 | BMS pulling cables outlet | LM | 1580 | 8 | 12640 | EGP | SC_Supply/Apply
Mivida BP#189 |  | RFQ-00056 | Ahmed Saleh | MEP (Electro Mechanical) | 2024-03-13 | B01 MEP subcontractor VO | Approved | 162600.B1 | Supply and install EMT conduit 3/4" included all needed accessories and fittings for bms system. | LM | 4500 | 4500 | 185.32 | 833940 | SC_Supply/Apply | انكورب الدوليه مهندسون ومقاولون | 162600.B1 | Supply and install EMT conduit 3/4" included all needed accessories and fittings for bms system. | LM | 4500 | 201 | 904500 | EGP | SC_Supply/Apply
Mivida BP#189 |  | RFQ-00056 | Ahmed Saleh | MEP (Electro Mechanical) | 2024-03-13 | B01 MEP subcontractor VO | Approved | 162600.B1 | Supply and install emt conduit 3/4" included all needed accessories and fittings for electrical and low current outlets due to damage paths in slab of ceilling. | LM | 3000 | 3000 | 185.32 | 555960 | SC_Supply/Apply | انكورب الدوليه مهندسون ومقاولون | 162600.B1 | Supply and install emt conduit 3/4" included all needed accessories and fittings for electrical and low current outlets due to damage paths in slab of ceilling. | LM | 3000 | 185 | 555000 | EGP | SC_Supply/Apply
Mivida BP#189 |  | RFQ-00056 | Ahmed Saleh | MEP (Electro Mechanical) | 2024-03-13 | B01 MEP subcontractor VO | Approved | 162600.B1 | Indoor wiring for one lighting outlet including wires 3(1x3) mm2, embedded upvc conduits/ exposed Metallic conduits, cable trays, junction boxes, and all necessary accessories from panel to lighting fixtures and switches outlet. | ECH | 105 | 105 | 389.17 | 40862.85 | SC_Supply/Apply | انكورب الدوليه مهندسون ومقاولون | 162600.B1 | Indoor wiring for one lighting outlet including wires 3(1x3) mm2, embedded upvc conduits/ exposed Metallic conduits, cable trays, junction boxes, and all necessary accessories from panel to lighting fixtures and switches outlet. | ECH | 105 | 1302 | 136710 | EGP | SC_Supply/Apply
Mivida BP#189 |  | RFQ-00056 | Ahmed Saleh | MEP (Electro Mechanical) | 2024-03-13 | B01 MEP subcontractor VO | Approved | 162600.B1 | data Outlet C/w socket and face plate for CCTV (Empty Conduit) | ECH | 4 | 4 | 202.06 | 808.24 | SC_Supply/Apply | انكورب الدوليه مهندسون ومقاولون | 162600.B1 | data Outlet C/w socket and face plate for CCTV (Empty Conduit) | ECH | 4 | 500 | 2000 | EGP | SC_Supply/Apply
Mivida BP#189 |  | RFQ-00056 | Ahmed Saleh | MEP (Electro Mechanical) | 2024-03-13 | B01 MEP subcontractor VO | Approved | 162600.B1 | install, testing and Commissioning of indoor and outdoor Lighting Fixtures as indicated in Lighting fixtures schedule ; including items mentioned in "Method of Measurements". | ECH | 105 | 105 | 104.62 | 10985.1 | SC_Supply/Apply | انكورب الدوليه مهندسون ومقاولون | 162600.B1 | install, testing and Commissioning of indoor and outdoor Lighting Fixtures as indicated in Lighting fixtures schedule ; including items mentioned in "Method of Measurements". | ECH | 105 | 150 | 15750 | EGP | SC_Supply/Apply
Mivida BP#189 |  | RFQ-00056 | Ahmed Saleh | MEP (Electro Mechanical) | 2024-03-13 | B01 MEP subcontractor VO | Approved | 162600.B1 | Lighting Outlet | ECH | 250 | 250 | 89.67 | 22417.5 | SC_Supply/Apply | انكورب الدوليه مهندسون ومقاولون | 162600.B1 | Lighting Outlet | ECH | 250 | 70 | 17500 | EGP | SC_Supply/Apply
Mivida BP#189 |  | RFQ-00056 | Ahmed Saleh | MEP (Electro Mechanical) | 2024-03-13 | B01 MEP subcontractor VO | Approved | 162600.B1 | Lighting Outlet For Exit Sign | ECH | 30 | 30 | 89.67 | 2690.1 | SC_Supply/Apply | انكورب الدوليه مهندسون ومقاولون | 162600.B1 | Lighting Outlet For Exit Sign | ECH | 30 | 80 | 2400 | EGP | SC_Supply/Apply
Mivida BP#189 |  | RFQ-00056 | Ahmed Saleh | MEP (Electro Mechanical) | 2024-03-13 | B01 MEP subcontractor VO | Approved | 162600.B1 | Power Outlet for EWH | ECH | 48 | 48 | 98 | 4704 | SC_Supply/Apply | انكورب الدوليه مهندسون ومقاولون | 162600.B1 | Power Outlet for EWH | ECH | 48 | 90 | 4320 | EGP | SC_Supply/Apply
Mivida BP#189 |  | RFQ-00056 | Ahmed Saleh | MEP (Electro Mechanical) | 2024-03-13 | B01 MEP subcontractor VO | Approved | 162600.B1 | Power Outlet for LC | ECH | 24 | 24 | 98 | 2352 | SC_Supply/Apply | انكورب الدوليه مهندسون ومقاولون | 162600.B1 | Power Outlet for LC | ECH | 24 | 90 | 2160 | EGP | SC_Supply/Apply
Mivida BP#189 |  | RFQ-00056 | Ahmed Saleh | MEP (Electro Mechanical) | 2024-03-13 | B01 MEP subcontractor VO | Approved | 162600.B1 | Power Outlet for Hand Dryers | ECH | 48 | 48 | 98 | 4704 | SC_Supply/Apply | انكورب الدوليه مهندسون ومقاولون | 162600.B1 | Power Outlet for Hand Dryers | ECH | 48 | 90 | 4320 | EGP | SC_Supply/Apply
Mivida BP#189 |  | RFQ-00056 | Ahmed Saleh | MEP (Electro Mechanical) | 2024-03-13 | B01 MEP subcontractor VO | Approved | 162600.B1 | Power Outlet for floor box. | ECH | 24 | 24 | 98 | 2352 | SC_Supply/Apply | انكورب الدوليه مهندسون ومقاولون | 162600.B1 | Power Outlet for floor box. | ECH | 24 | 90 | 2160 | EGP | SC_Supply/Apply
Mivida BP#189 |  | RFQ-00056 | Ahmed Saleh | MEP (Electro Mechanical) | 2024-03-13 | B01 MEP subcontractor VO | Approved | 162600.B1 | Power Outlet for TURNSTILE | ECH | 18 | 18 | 98 | 1764 | SC_Supply/Apply | انكورب الدوليه مهندسون ومقاولون | 162600.B1 | Power Outlet for TURNSTILE | ECH | 18 | 90 | 1620 | EGP | SC_Supply/Apply
Mivida BP#189 |  | RFQ-00056 | Ahmed Saleh | MEP (Electro Mechanical) | 2024-03-13 | B01 MEP subcontractor VO | Approved | 162600.B1 | Power Outlet for Duplex | ECH | 30 | 30 | 98 | 2940 | SC_Supply/Apply | انكورب الدوليه مهندسون ومقاولون | 162600.B1 | Power Outlet for Duplex | ECH | 30 | 90 | 2700 | EGP | SC_Supply/Apply
Mivida BP#189 |  | RFQ-00056 | Ahmed Saleh | MEP (Electro Mechanical) | 2024-03-13 | B01 MEP subcontractor VO | Approved | 162600.B1 | Power Outlet for 16A Socket. UPS | ECH | 37 | 37 | 98 | 3626 | SC_Supply/Apply | انكورب الدوليه مهندسون ومقاولون | 162600.B1 | Power Outlet for 16A Socket. UPS | ECH | 37 | 90 | 3330 | EGP | SC_Supply/Apply
Mivida BP#189 |  | RFQ-00056 | Ahmed Saleh | MEP (Electro Mechanical) | 2024-03-13 | B01 MEP subcontractor VO | Approved | 162600.B1 | Power Outlet for FCU. | ECH | 193 | 193 | 98 | 18914 | SC_Supply/Apply | انكورب الدوليه مهندسون ومقاولون | 162600.B1 | Power Outlet for FCU. | ECH | 193 | 90 | 17370 | EGP | SC_Supply/Apply
Mivida BP#189 |  | RFQ-00056 | Ahmed Saleh | MEP (Electro Mechanical) | 2024-03-13 | B01 MEP subcontractor VO | Approved | 162600.B1 | Power Outlet For welding machine | ECH | 30 | 30 | 98 | 2940 | SC_Supply/Apply | انكورب الدوليه مهندسون ومقاولون | 162600.B1 | Power Outlet For welding machine | ECH | 30 | 90 | 2700 | EGP | SC_Supply/Apply
Mivida BP#189 |  | RFQ-00056 | Ahmed Saleh | MEP (Electro Mechanical) | 2024-03-13 | B01 MEP subcontractor VO | Approved | 162600.B1 | Power Outlet for Unswitched Spur unit | ECH | 42 | 42 | 98 | 4116 | SC_Supply/Apply | انكورب الدوليه مهندسون ومقاولون | 162600.B1 | Power Outlet for Unswitched Spur unit | ECH | 42 | 90 | 3780 | EGP | SC_Supply/Apply
Mivida BP#189 |  | RFQ-00056 | Ahmed Saleh | MEP (Electro Mechanical) | 2024-03-13 | B01 MEP subcontractor VO | Approved | 162600.B1 | IP termination box C/w extra length for CAT 6 cable and all accessories. | ECH | 433 | 433 | 98 | 42434 | SC_Supply/Apply | انكورب الدوليه مهندسون ومقاولون | 162600.B1 | IP termination box C/w extra length for CAT 6 cable and all accessories. | ECH | 433 | 120 | 51960 | EGP | SC_Supply/Apply
Mivida BP#189 |  | RFQ-00056 | Ahmed Saleh | MEP (Electro Mechanical) | 2024-03-13 | B01 MEP subcontractor VO | Approved | 162600.B1 | 2 No. Data outlet at the existing Floor box (ref. to ELEC. BOQ) | ECH | 24 | 24 | 98 | 2352 | SC_Supply/Apply | انكورب الدوليه مهندسون ومقاولون | 162600.B1 | 2 No. Data outlet at the existing Floor box (ref. to ELEC. BOQ) | ECH | 24 | 200 | 4800 | EGP | SC_Supply/Apply
Mivida BP#189 |  | RFQ-00056 | Ahmed Saleh | MEP (Electro Mechanical) | 2024-03-13 | B01 MEP subcontractor VO | Approved | 162600.B1 | Indoor Wall Mounted data outlet for camera C/w socket and face plate. | ECH | 54 | 54 | 98 | 5292 | SC_Supply/Apply | انكورب الدوليه مهندسون ومقاولون | 162600.B1 | Indoor Wall Mounted data outlet for camera C/w socket and face plate. | ECH | 54 | 100 | 5400 | EGP | SC_Supply/Apply
Mivida BP#189 |  | RFQ-00056 | Ahmed Saleh | MEP (Electro Mechanical) | 2024-03-13 | B01 MEP subcontractor VO | Approved | 162600.B1 | Indoor Ceiling Mounted data Outlet for indoor camera C/w socket and face plate. | ECH | 30 | 30 | 98 | 2940 | SC_Supply/Apply | انكورب الدوليه مهندسون ومقاولون | 162600.B1 | Indoor Ceiling Mounted data Outlet for indoor camera C/w socket and face plate. | ECH | 30 | 100 | 3000 | EGP | SC_Supply/Apply
Mivida BP#189 |  | RFQ-00056 | Ahmed Saleh | MEP (Electro Mechanical) | 2024-03-13 | B01 MEP subcontractor VO | Approved | 162600.B1 | Single Wall Mounted Data Outlet For Access Control C/w socket and face plate. | ECH | 12 | 12 | 98 | 1176 | SC_Supply/Apply | انكورب الدوليه مهندسون ومقاولون | 162600.B1 | Single Wall Mounted Data Outlet For Access Control C/w socket and face plate. | ECH | 12 | 100 | 1200 | EGP | SC_Supply/Apply
Mivida BP#189 |  | RFQ-00056 | Ahmed Saleh | MEP (Electro Mechanical) | 2024-03-13 | B01 MEP subcontractor VO | Approved | 162600.B1 | Double Wall Mounted Data Outlet For Ternstile gate. | ECH | 6 | 6 | 98 | 588 | SC_Supply/Apply | انكورب الدوليه مهندسون ومقاولون | 162600.B1 | Double Wall Mounted Data Outlet For Ternstile gate. | ECH | 6 | 100 | 600 | EGP | SC_Supply/Apply
Mivida BP#189 |  | RFQ-00056 | Ahmed Saleh | MEP (Electro Mechanical) | 2024-03-13 | B01 MEP subcontractor VO | Approved | 162600.B1 | 4 No. Data outlet at the existing Floor box (ref. to ELEC. BOQ) | ECH | 24 | 24 | 98 | 2352 | SC_Supply/Apply | انكورب الدوليه مهندسون ومقاولون | 162600.B1 | 4 No. Data outlet at the existing Floor box (ref. to ELEC. BOQ) | ECH | 24 | 400 | 9600 | EGP | SC_Supply/Apply
Mivida BP#189 |  | RFQ-00056 | Ahmed Saleh | MEP (Electro Mechanical) | 2024-03-13 | B01 MEP subcontractor VO | Approved | 162600.B1 | data Outlet C/w socket and face plate for BMS | ECH | 7 | 7 | 98 | 686 | SC_Supply/Apply | انكورب الدوليه مهندسون ومقاولون | 162600.B1 | data Outlet C/w socket and face plate for BMS | ECH | 7 | 100 | 700 | EGP | SC_Supply/Apply
Mivida BP#189 |  | RFQ-00056 | Ahmed Saleh | MEP (Electro Mechanical) | 2024-03-13 | B01 MEP subcontractor VO | Approved | 162600.B1 | 2 No. outlet data Outlet C/w socket and face plate for TELE. & Data | ECH | 28 | 28 | 98 | 2744 | SC_Supply/Apply | انكورب الدوليه مهندسون ومقاولون | 162600.B1 | 2 No. outlet data Outlet C/w socket and face plate for TELE. & Data | ECH | 28 | 200 | 5600 | EGP | SC_Supply/Apply
Mivida BP#189 |  | RFQ-00056 | Ahmed Saleh | MEP (Electro Mechanical) | 2024-03-13 | B01 MEP subcontractor VO | Approved | 162600.B1 | Loud speaker outlet C/w all required accessories. | ECH | 103 | 103 | 98 | 10094 | SC_Supply/Apply | انكورب الدوليه مهندسون ومقاولون | 162600.B1 | Loud speaker outlet C/w all required accessories. | ECH | 103 | 70 | 7210 | EGP | SC_Supply/Apply
Mivida BP#189 |  | RFQ-00056 | Ahmed Saleh | MEP (Electro Mechanical) | 2024-03-13 | B01 MEP subcontractor VO | Approved | 162600.B1 | Fire alarm Outlet C/w all required accessories. | ECH | 400 | 400 | 98 | 39200 | SC_Supply/Apply | انكورب الدوليه مهندسون ومقاولون | 162600.B1 | Fire alarm Outlet C/w all required accessories. | ECH | 400 | 90 | 36000 | EGP | SC_Supply/Apply
Mivida BP#189 |  | RFQ-00056 | Ahmed Saleh | MEP (Electro Mechanical) | 2024-03-13 | B01 MEP subcontractor VO | Approved | 162600.B1 | Power Outlet for 16A Socket. | ECH | 328 | 328 | 98 | 32144 | SC_Supply/Apply | انكورب الدوليه مهندسون ومقاولون | 162600.B1 | Power Outlet for 16A Socket. | ECH | 328 | 90 | 29520 | EGP | SC_Supply/Apply
Mivida BP#189 |  | RFQ-00056 | Ahmed Saleh | MEP (Electro Mechanical) | 2024-03-13 | B01 MEP subcontractor VO | Approved | 162600.B1 | Supply and install EMT connection between FTB and cable trunks for feeding fiber cable to clinics included all needed accessories and fittings | LM | 700 | 700 | 0 | 0 | SC_Supply/Apply | انكورب الدوليه مهندسون ومقاولون | 162600.B1 | Supply and install EMT connection between FTB and cable trunks for feeding fiber cable to clinics included all needed accessories and fittings | LM | 700 | 242 | 169400 | EGP | SC_Supply/Apply
Creeks URBN K _0192 |  | RFQ-00031 | Purchasing Engineers | Purchasing | 2024-06-10 | RFT Supply | Approved | all buildings | حديد تسليح 22مم | TON | 40 | 40 | 47078 | 1883120 | MAT_Raw | شركة العز الدخيلة للصلب - الاسكندرية | all buildings | حديد تسليح 22مم | TON | 40 | 47078 | 1883120 | EGP | MAT_Raw
Creeks URBN K _0192 |  | RFQ-00031 | Purchasing Engineers | Purchasing | 2024-06-10 | RFT Supply | Approved | all buildings | حديد تسليح 18مم | TON | 66 | 66 | 47078 | 3107148 | MAT_Raw | شركة العز الدخيلة للصلب - الاسكندرية | all buildings | حديد تسليح 18مم | TON | 66 | 47078 | 3107148 | EGP | MAT_Raw
Katameya Creeks |  | RFQ-00053 | Purchasing Engineers | Purchasing | 2024-06-10 | RFT Supply | Approved | RFT | حديد تسليج قطر 8مم | TON | 34 | 34 | 47078 | 1600652 | MAT_Misc | شركة العز الدخيلة للصلب - الاسكندرية | RFT | حديد تسليج قطر 8مم | TON | 34 | 47078 | 1600652 | EGP | MAT_Misc
Katameya Creeks |  | RFQ-00053 | Purchasing Engineers | Purchasing | 2024-06-10 | RFT Supply | Approved | RFT | حديد تسليح قطر 10مم | TON | 80 | 80 | 47078 | 3766240 | MAT_Misc | شركة العز الدخيلة للصلب - الاسكندرية | RFT | حديد تسليح قطر 10مم | TON | 80 | 47078 | 3766240 | EGP | MAT_Misc
Katameya Creeks |  | RFQ-00053 | Purchasing Engineers | Purchasing | 2024-06-10 | RFT Supply | Approved | RFT | حديد تسليح قطر 12مم | TON | 188 | 188 | 47078 | 8850664 | MAT_Misc | شركة العز الدخيلة للصلب - الاسكندرية | RFT | حديد تسليح قطر 12مم | TON | 188 | 47078 | 8850664 | EGP | MAT_Misc
Katameya Creeks |  | RFQ-00053 | Purchasing Engineers | Purchasing | 2024-06-10 | RFT Supply | Approved | RFT | حديد تسليح قطر 15مم | TON | 42 | 42 | 47078 | 1977276 | MAT_Misc | شركة العز الدخيلة للصلب - الاسكندرية | RFT | حديد تسليح قطر 15مم | TON | 42 | 47078 | 1977276 | EGP | MAT_Misc
MOC HQ at Diriyah _K0005 |  | RFQ-00009 | Rola Yasser | Procurement | 2024-06-13 | Raised Floor RFQ. | Approved | 14.15 - 09 - FINISHES-9.11.1 | Supply and install 60x60 cm access floor panel, Price includes calcium silicate boards 12 mm thick and their fixation with self-drilling screws, the sealing with adhesive, and all necessary required accessories to complete the item as per drawings and specifications. | SQM | 3000 | 3000 | 215 | 645000 | MAT_Raw | lindner middle east | 14.15 - 09 - FINISHES-9.11.1 | Supply and install 60x60 cm access floor panel, Price includes calcium silicate boards 12 mm thick and their fixation with self-drilling screws, the sealing with adhesive, and all necessary required accessories to complete the item as per drawings and specifications. | SQM | 3000 | 44.65 | 133950 | SAR | MAT_Raw
MOC HQ at Diriyah _K0005 |  | RFQ-00009 | Rola Yasser | Procurement | 2024-06-13 | Raised Floor RFQ. | Approved | 14.15 - 09 - FINISHES-9.11.1 | Supply and install 60x60 cm access floor panel, Price includes calcium silicate boards 12 mm thick and their fixation with self-drilling screws, the sealing with adhesive, and all necessary required accessories to complete the item as per drawings and specifications. | SQM | 20000 | 20000 | 215 | 4300000 | MAT_Raw | lindner middle east | 14.15 - 09 - FINISHES-9.11.1 | Supply and install 60x60 cm access floor panel, Price includes calcium silicate boards 12 mm thick and their fixation with self-drilling screws, the sealing with adhesive, and all necessary required accessories to complete the item as per drawings and specifications. | SQM | 20000 | 37.22 | 744400 | SAR | MAT_Raw
Mivida BP#189 |  | RFQ-00089 | Mostafa Shourbagi | MEP (Electro Mechanical) | 2024-05-27 | Cables | Approved | 162600.all | P.R. 73370 → Cables | LS | 1 | 1 | 254386.14 | 254386.14 | SC_Supply | المتحدة للصناعات - السويدى | 162600.all | P.R. 73370 → Cables | LS | 1 | 666530.64 | 666530.64 | EGP | SC_Supply
Rabigh CCPP-Civil _K0006 |  | RFQ-00012 | Mohamed Amr | Procurement | 2024-06-03 | Steel RFT | Approved | 11.11 - Baseline BOQ- Power Block+Balance of Plant-03 21 00 WL-0004 | steel dia 10 mm | TON | 54.12 | 54.12 | 2434 | 131728.08 | MAT_Raw | Bahra | 11.11 - Baseline BOQ- Power Block+Balance of Plant-03 21 00 WL-0004 | steel dia 10 mm | TON | 54.12 | 2450 | 132594 | SAR | MAT_Raw
Rabigh CCPP-Civil _K0006 |  | RFQ-00012 | Mohamed Amr | Procurement | 2024-06-03 | Steel RFT | Approved | 11.11 - Baseline BOQ- Power Block+Balance of Plant-03 21 00 WL-0004 | steel dia 12 mm | TON | 24.24 | 24.24 | 2434 | 59000.16 | MAT_Raw | Bahra | 11.11 - Baseline BOQ- Power Block+Balance of Plant-03 21 00 WL-0004 | steel dia 12 mm | TON | 24.24 | 2325 | 56358 | SAR | MAT_Raw
Rabigh CCPP-Civil _K0006 |  | RFQ-00012 | Mohamed Amr | Procurement | 2024-06-03 | Steel RFT | Approved | 11.11 - Baseline BOQ- Power Block+Balance of Plant-03 21 00 WL-0004 | steel dia 14 mm | TON | 16.2 | 16.2 | 2434 | 39430.8 | MAT_Raw | Bahra | 11.11 - Baseline BOQ- Power Block+Balance of Plant-03 21 00 WL-0004 | steel dia 14 mm | TON | 16.2 | 2325 | 37665 | SAR | MAT_Raw
Rabigh CCPP-Civil _K0006 |  | RFQ-00012 | Mohamed Amr | Procurement | 2024-06-03 | Steel RFT | Approved | 11.11 - Baseline BOQ- Power Block+Balance of Plant-03 21 00 WL-0004 | steel dia 16 mm | TON | 152.4 | 152.4 | 2434 | 370941.6 | MAT_Raw | Bahra | 11.11 - Baseline BOQ- Power Block+Balance of Plant-03 21 00 WL-0004 | steel dia 16 mm | TON | 152.4 | 2325 | 354330 | SAR | MAT_Raw
Rabigh CCPP-Civil _K0006 |  | RFQ-00012 | Mohamed Amr | Procurement | 2024-06-03 | Steel RFT | Approved | 11.11 - Baseline BOQ- Power Block+Balance of Plant-03 21 00 WL-0004 | steel dia 20 mm | TON | 48.6 | 48.6 | 2434 | 118292.4 | MAT_Raw | Bahra | 11.11 - Baseline BOQ- Power Block+Balance of Plant-03 21 00 WL-0004 | steel dia 20 mm | TON | 48.6 | 2325 | 112995 | SAR | MAT_Raw
Rabigh CCPP-Civil _K0006 |  | RFQ-00012 | Mohamed Amr | Procurement | 2024-06-03 | Steel RFT | Approved | 11.11 - Baseline BOQ- Power Block+Balance of Plant-03 21 00 WL-0004 | steel dia 25 mm | TON | 4.8 | 4.8 | 2434 | 11683.2 | MAT_Raw | Bahra | 11.11 - Baseline BOQ- Power Block+Balance of Plant-03 21 00 WL-0004 | steel dia 25 mm | TON | 4.8 | 2325 | 11160 | SAR | MAT_Raw
Rabigh CCPP-Civil _K0006 |  | RFQ-00012 | Mohamed Amr | Procurement | 2024-06-03 | Steel RFT | Approved | 11.11 - Baseline BOQ- Power Block+Balance of Plant-03 21 00 WL-0004 | Transportation | ECH | 12 | 12 | 1200 | 14400 | MAT_Raw | Bahra | 11.11 - Baseline BOQ- Power Block+Balance of Plant-03 21 00 WL-0004 | Transportation | ECH | 12 | 1200 | 14400 | SAR | MAT_Raw
Qasr Rashwan Lot A _0207 |  | RFQ-00033 | Mostafa Ashraf | MEP (Electro Mechanical) | 2024-06-04 | Supply of Generators | Approved | 13.14 - Khulusi-Main Pump Station NO. 3.3-42066- | Prime Power Diesel Generator 50 KVA (at least) (Canopy Type - Under Shed) complete with outgoing circuit breaker (MCCB) and fully equipped with all accessories as per Contract Documents and complete with all accessories required for erection and good working conditions. | NO | 1 | 1 | 1279626 | 1279626 | SC_Apply | RICH UNI (TEKSAN) | 13.14 - Khulusi-Main Pump Station NO. 3.3-42066- | Prime Power Diesel Generator 50 KVA (at least) (Canopy Type - Under Shed) complete with outgoing circuit breaker (MCCB) and fully equipped with all accessories as per Contract Documents and complete with all accessories required for erection and good working conditions. | NO | 1 | 26000 | 26000 | EUR | SC_Apply
Qasr Rashwan Lot A _0207 |  | RFQ-00033 | Mostafa Ashraf | MEP (Electro Mechanical) | 2024-06-04 | Supply of Generators | Approved | 10.15 - Saad Al Rouby-Main Pump Station NO. 3.3-3.3.15- | Prime Power Diesel Generator 175 KVA (at least) (Canopy Type - Under Shed) complete with outgoing circuit breaker (MCCB) and fully equipped with all accessories as per Contract Documents and complete with all accessories required for erection and good working conditions. | NO | 1 | 1 | 2355190 | 2355190 | SC_Apply | RICH UNI (TEKSAN) | 10.15 - Saad Al Rouby-Main Pump Station NO. 3.3-3.3.15- | Prime Power Diesel Generator 175 KVA (at least) (Canopy Type - Under Shed) complete with outgoing circuit breaker (MCCB) and fully equipped with all accessories as per Contract Documents and complete with all accessories required for erection and good working conditions. | NO | 1 | 52000 | 52000 | EUR | SC_Apply
Qasr Rashwan Lot A _0207 |  | RFQ-00033 | Mostafa Ashraf | MEP (Electro Mechanical) | 2024-06-04 | Supply of Generators | Approved | 11.14 - Murad Al Gendy W Al Sanahra-Main Pump Station NO. 3.3-42066- | Prime Power Diesel Generator 175 KVA (at least) (Canopy Type - Under Shed) complete with outgoing circuit breaker (MCCB) and fully equipped with all accessories as per Contract Documents and complete with all accessories required for erection and good working conditions. | NO | 1 | 1 | 2355190 | 2355190 | SC_Apply | RICH UNI (TEKSAN) | 11.14 - Murad Al Gendy W Al Sanahra-Main Pump Station NO. 3.3-42066- | Prime Power Diesel Generator 175 KVA (at least) (Canopy Type - Under Shed) complete with outgoing circuit breaker (MCCB) and fully equipped with all accessories as per Contract Documents and complete with all accessories required for erection and good working conditions. | NO | 1 | 52000 | 52000 | EUR | SC_Apply
Qasr Rashwan Lot A _0207 |  | RFQ-00033 | Mostafa Ashraf | MEP (Electro Mechanical) | 2024-06-04 | Supply of Generators | Approved | 14.14 - Albersly & Iz.Alasfar-Main Pump Station NO. 3.3-3.3.15- | Prime Power Diesel Generator 45 KVA (at least) (Canopy Type - Under Shed) complete with outgoing circuit breaker (MCCB) and fully equipped with all accessories as per Contract Documents and complete with all accessories required for erection and good working conditions. | NO | 1 | 1 | 1279626 | 1279626 | MAT_Raw | RICH UNI (TEKSAN) | 14.14 - Albersly & Iz.Alasfar-Main Pump Station NO. 3.3-3.3.15- | Prime Power Diesel Generator 45 KVA (at least) (Canopy Type - Under Shed) complete with outgoing circuit breaker (MCCB) and fully equipped with all accessories as per Contract Documents and complete with all accessories required for erection and good working conditions. | NO | 1 | 26000 | 26000 | EUR | MAT_Raw
Qasr Rashwan Lot A _0207 |  | RFQ-00033 | Mostafa Ashraf | MEP (Electro Mechanical) | 2024-06-04 | Supply of Generators | Approved | 12.31 - Mansheya Fanous-SEC. Pump Station NO. 10.3-10.3.15- | Prime Power Diesel Generator 45 KVA (at least) (Canopy Type - Under Shed) complete with outgoing circuit breaker (MCCB) and fully equipped with all accessories as per Contract Documents and complete with all accessories required for erection and good working conditions. | NO | 1 | 1 | 1279626 | 1279626 | SC_Apply | RICH UNI (TEKSAN) | 12.31 - Mansheya Fanous-SEC. Pump Station NO. 10.3-10.3.15- | Prime Power Diesel Generator 45 KVA (at least) (Canopy Type - Under Shed) complete with outgoing circuit breaker (MCCB) and fully equipped with all accessories as per Contract Documents and complete with all accessories required for erection and good working conditions. | NO | 1 | 26000 | 26000 | EUR | SC_Apply
Katameya Creeks |  | RFQ-00054 | Purchasing Engineers | Purchasing | 2024-06-27 | Ready mix concrete | Approved | All Buildings | Supply Ready Mix Concrete Compressive Strength 200 Kg/cm2 OPC 280 Kg/m3 Including Water, Sand, Cement and all Required Additives According to Approved Trial Mix And Specifications. | CBM | 1 | 1 | 1460.34 | 1460.34 | RC | ELsewedy for readymix | All Buildings | Supply Ready Mix Concrete Compressive Strength 200 Kg/cm2 OPC 280 Kg/m3 Including Water, Sand, Cement and all Required Additives According to Approved Trial Mix And Specifications. | CBM | 1 | 1281 | 1281 | EGP | RC
Katameya Creeks |  | RFQ-00054 | Purchasing Engineers | Purchasing | 2024-06-27 | Ready mix concrete | Approved | All Buildings | Supply Ready Mix Concrete Compressive Strength 250 Kg/cm2 OPC 325 Kg/m3 Including Water, Sand, Cement and all Required Additives According to Approved Trial Mix And Specifications. | CBM | 1 | 1 | 1598.28 | 1598.28 | RC | ELsewedy for readymix | All Buildings | Supply Ready Mix Concrete Compressive Strength 250 Kg/cm2 OPC 325 Kg/m3 Including Water, Sand, Cement and all Required Additives According to Approved Trial Mix And Specifications. | CBM | 1 | 1402 | 1402 | EGP | RC
Katameya Creeks |  | RFQ-00054 | Purchasing Engineers | Purchasing | 2024-06-27 | Ready mix concrete | Approved | All Buildings | Supply Ready Mix Concrete Compressive Strength 350 Kg/cm2 (WP) OPC 400 Kg/m3 Including Water, Sand, Cement and all Required Additives According to Approved Trial Mix And Specifications. | CBM | 1 | 1 | 1763.58 | 1763.58 | RC | ELsewedy for readymix | All Buildings | Supply Ready Mix Concrete Compressive Strength 350 Kg/cm2 (WP) OPC 400 Kg/m3 Including Water, Sand, Cement and all Required Additives According to Approved Trial Mix And Specifications. | CBM | 1 | 1547 | 1547 | EGP | RC
Creeks URBN K _0192 |  | RFQ-00033 | Purchasing Engineers | Purchasing | 2024-06-27 | Ready mix concrete supply | Approved | all buildings | Supply Ready Mix Concrete Compressive Strength 250 Kg/cm2 OPC 325 Kg/m3 Including Water, Sand, Cement and all Required Additives According to Approved Trial Mix And Specifications | CBM | 900 | 900 | 1598.28 | 1438452 | RC | ELsewedy for readymix | all buildings | Supply Ready Mix Concrete Compressive Strength 250 Kg/cm2 OPC 325 Kg/m3 Including Water, Sand, Cement and all Required Additives According to Approved Trial Mix And Specifications | CBM | 900 | 1402 | 1261800 | EGP | RC
Creeks URBN K _0192 |  | RFQ-00033 | Purchasing Engineers | Purchasing | 2024-06-27 | Ready mix concrete supply | Approved | all buildings | Supply Ready Mix Concrete Compressive Strength 300 Kg/cm2 OPC 350 Kg/m3 Including Water, Sand, Cement and all Required Additives According to Approved Trial Mix And Specifications. | CBM | 2500 | 2500 | 1646.16 | 4115400 | RC | ELsewedy for readymix | all buildings | Supply Ready Mix Concrete Compressive Strength 300 Kg/cm2 OPC 350 Kg/m3 Including Water, Sand, Cement and all Required Additives According to Approved Trial Mix And Specifications. | CBM | 2500 | 1444 | 3610000 | EGP | RC
Creeks URBN K _0192 |  | RFQ-00033 | Purchasing Engineers | Purchasing | 2024-06-27 | Ready mix concrete supply | Approved | all buildings | Supply Ready Mix Concrete Compressive Strength 400 Kg/cm2 OPC 420 Kg/m3 Including Water, Sand, Cement and all Required Additives According to Approved Trial Mix And Specifications. | CBM | 1000 | 1000 | 1860.48 | 1860480 | RC | ELsewedy for readymix | all buildings | Supply Ready Mix Concrete Compressive Strength 400 Kg/cm2 OPC 420 Kg/m3 Including Water, Sand, Cement and all Required Additives According to Approved Trial Mix And Specifications. | CBM | 1000 | 1632 | 1632000 | EGP | RC
Katameya Creeks |  | RFQ-00055 | Purchasing Engineers | Purchasing | 2024-06-27 | Ready Mix Concrete | Approved | All Buildings | Supply Ready Mix Concrete Compressive Strength 350 Kg/cm2 OPC 400 Kg/m3 Including Water, Sand, Cement and all Required Additives According to Approved Trial Mix And Specifications. | CBM | 2500 | 2500 | 1735.08 | 4337700 | RC | ELsewedy for readymix | All Buildings | Supply Ready Mix Concrete Compressive Strength 350 Kg/cm2 OPC 400 Kg/m3 Including Water, Sand, Cement and all Required Additives According to Approved Trial Mix And Specifications. | CBM | 2500 | 1522 | 3805000 | EGP | RC
MOC HQ at Diriyah _K0005 |  | RFQ-00011 | Mohamed Abd El-Rahman | Operation | 2024-07-01 | BLOCK work | Approved | 14.11 - 04 - MASONRY-4.1 | 150mm thick solid blockwork fire rated 2hr | SQM | 6662 | 2220 | 60 | 133200 | SC_Apply | شركة انمائيون | 14.11 - 04 - MASONRY-4.1 | 150mm thick solid blockwork fire rated 2hr | SQM | 2220 | 25 | 55500 | SAR | SC_Apply
Rabigh CCPP-Civil _K0006 |  | RFQ-00017 | Ahmed Atia | Operation | 2024-07-01 | Structural Shop drawing | Approved | 11.25 | Indirect Cost | NO | 1500 | 100 | 100 | 10000 | Ind | محمد عبدالعزيز محمد عبدالعزيز-ذاتى | 11.25 | Indirect Cost | NO | 100 | 1000 | 100000 | EGP | Ind
Qasr Rashwan Lot A _0207 |  | RFQ-00033 | Mostafa Ashraf | MEP (Electro Mechanical) | 2024-06-04 | Supply of Generators | Approved | 12.15 - Mansheya Fanous-Main Pump Station NO. 3.3-3.3.15- | Prime Power Diesel Generator 110 KVA (at least) (Canopy Type - Under Shed) complete with outgoing circuit breaker (MCCB) and fully equipped with all accessories as per Contract Documents and complete with all accessories required for erection and good working conditions. | NO | 1 | 1 | 1916202 | 1916202 | SC_Apply | RICH UNI (TEKSAN) | 12.15 - Mansheya Fanous-Main Pump Station NO. 3.3-3.3.15- | Prime Power Diesel Generator 110 KVA (at least) (Canopy Type - Under Shed) complete with outgoing circuit breaker (MCCB) and fully equipped with all accessories as per Contract Documents and complete with all accessories required for erection and good working conditions. | NO | 1 | 37000 | 37000 | EUR | SC_Apply
Qasr Rashwan Lot A _0207 |  | RFQ-00033 | Mostafa Ashraf | MEP (Electro Mechanical) | 2024-06-04 | Supply of Generators | Approved | 12.15 - Mansheya Fanous-Main Pump Station NO. 3.3-3.3.20- | Supply and Delivery spare parts of the following equipment as per tendered documents: - Pump unit. - Main Low-Tension Switchboard. - Generator unit. | LS | 1 | 1 | 124175.38 | 124175.38 | MAT_Raw | RICH UNI (TEKSAN) | 12.15 - Mansheya Fanous-Main Pump Station NO. 3.3-3.3.20- | Supply and Delivery spare parts of the following equipment as per tendered documents: - Pump unit. - Main Low-Tension Switchboard. - Generator unit. | LS | 1 | 587 | 587 | EUR | MAT_Raw
Qasr Rashwan Lot A _0207 |  | RFQ-00033 | Mostafa Ashraf | MEP (Electro Mechanical) | 2024-06-04 | Supply of Generators | Approved | 12.31 - Mansheya Fanous-SEC. Pump Station NO. 10.3-10.3.20- | Supply and Delivery spare parts of the following equipment as per tendered documents: - Pump unit. - Main Low-Tension Switchboard. - Generator unit. | LS | 1 | 1 | 87938.76 | 87938.76 | MAT_Raw | RICH UNI (TEKSAN) | 12.31 - Mansheya Fanous-SEC. Pump Station NO. 10.3-10.3.20- | Supply and Delivery spare parts of the following equipment as per tendered documents: - Pump unit. - Main Low-Tension Switchboard. - Generator unit. | LS | 1 | 232 | 232 | EUR | MAT_Raw
Qasr Rashwan Lot A _0207 |  | RFQ-00033 | Mostafa Ashraf | MEP (Electro Mechanical) | 2024-06-04 | Supply of Generators | Approved | 10.15 - Saad Al Rouby-Main Pump Station NO. 3.3-3.3.20- | Supply and Delivery spare parts of the following equipment as per tendered documents: - Pump unit. - Main Low-Tension Switchboard. - Generator unit. | LS | 1 | 1 | 194896.08 | 194896.08 | MAT_Raw | RICH UNI (TEKSAN) | 10.15 - Saad Al Rouby-Main Pump Station NO. 3.3-3.3.20- | Supply and Delivery spare parts of the following equipment as per tendered documents: - Pump unit. - Main Low-Tension Switchboard. - Generator unit. | LS | 1 | 235 | 235 | EUR | MAT_Raw
Qasr Rashwan Lot A _0207 |  | RFQ-00033 | Mostafa Ashraf | MEP (Electro Mechanical) | 2024-06-04 | Supply of Generators | Approved | 14.14 - Albersly & Iz.Alasfar-Main Pump Station NO. 3.3-3.3.20- | Supply and Delivery spare parts of the following equipment as per tendered documents: - Pump unit. - Main Low-Tension Switchboard. - Generator unit. | LS | 1 | 1 | 87938.76 | 87938.76 | MAT_Raw | RICH UNI (TEKSAN) | 14.14 - Albersly & Iz.Alasfar-Main Pump Station NO. 3.3-3.3.20- | Supply and Delivery spare parts of the following equipment as per tendered documents: - Pump unit. - Main Low-Tension Switchboard. - Generator unit. | LS | 1 | 232 | 232 | EUR | MAT_Raw
Qasr Rashwan Lot A _0207 |  | RFQ-00033 | Mostafa Ashraf | MEP (Electro Mechanical) | 2024-06-04 | Supply of Generators | Approved | 13.14 - Khulusi-Main Pump Station NO. 3.3-43893- | Supply and Delivery spare parts of the following equipment as per tendered documents: - Pump unit. - Main Low-Tension Switchboard. - Generator unit. | LS | 1 | 1 | 86475.31 | 86475.31 | MAT_Raw | RICH UNI (TEKSAN) | 13.14 - Khulusi-Main Pump Station NO. 3.3-43893- | Supply and Delivery spare parts of the following equipment as per tendered documents: - Pump unit. - Main Low-Tension Switchboard. - Generator unit. | LS | 1 | 232 | 232 | EUR | MAT_Raw
Qasr Rashwan Lot A _0207 |  | RFQ-00033 | Mostafa Ashraf | MEP (Electro Mechanical) | 2024-06-04 | Supply of Generators | Approved | 11.14 - Murad Al Gendy W Al Sanahra-Main Pump Station NO. 3.3-43893- | Supply and Delivery spare parts of the following equipment as per tendered documents: - Pump unit. - Main Low-Tension Switchboard. - Generator unit. | LS | 1 | 1 | 179901.96 | 179901.96 | MAT_Raw | RICH UNI (TEKSAN) | 11.14 - Murad Al Gendy W Al Sanahra-Main Pump Station NO. 3.3-43893- | Supply and Delivery spare parts of the following equipment as per tendered documents: - Pump unit. - Main Low-Tension Switchboard. - Generator unit. | LS | 1 | 235 | 235 | EUR | MAT_Raw
Abo Shanab El Agamien _0195 |  | RFQ-00074 | Mostafa Ramadan | Operation | 2024-05-22 | Sewerage Network-Infrastructure | Approved | 6 - 6-Huwaydi Village.6-Huwaydi Village-BILL NO. 1: SEWAGE NETWORK-4-1.1.1-c.1 | *DN/ID 250 mm dia sewer pipes (SN 8) Depth to invert not exceeding 1.5 m | MTR | 50 | 50 | 241.53 | 12076.5 | SC_Supply/Apply | السعد للمقاولات المتكاملة | 6 - 6-Huwaydi Village.6-Huwaydi Village-BILL NO. 1: SEWAGE NETWORK-4-1.1.1-c.1 | *DN/ID 250 mm dia sewer pipes (SN 8) Depth to invert not exceeding 1.5 m | MTR | 50 | 489 | 24450 | EGP | SC_Supply/Apply
Abo Shanab El Agamien _0195 |  | RFQ-00074 | Mostafa Ramadan | Operation | 2024-05-22 | Sewerage Network-Infrastructure | Approved | 2 - 2- Iz. Kariman Sednaoui.2- Iz. Kariman Sednaoui-BILL NO. 1: SEWAGE NETWORK-4-1.1.1-b.4 | *DN/ID 250 mm dia sewer pipes (SN 8) Ditto, depth to invert between 3.51 m and 4.50 m | MTR | 150 | 20 | 485 | 9700 | SC_Supply/Apply | السعد للمقاولات المتكاملة | 2 - 2- Iz. Kariman Sednaoui.2- Iz. Kariman Sednaoui-BILL NO. 1: SEWAGE NETWORK-4-1.1.1-b.4 | *DN/ID 250 mm dia sewer pipes (SN 8) Ditto, depth to invert between 3.51 m and 4.50 m | MTR | 20 | 1299 | 25980 | EGP | SC_Supply/Apply
Abo Shanab El Agamien _0195 |  | RFQ-00074 | Mostafa Ramadan | Operation | 2024-05-22 | Sewerage Network-Infrastructure | Approved | 4 - 4-Iz. Al Biltaji.4-Iz. Al Biltaji-BILL NO. 1: SEWAGE NETWORK-4-1.1.1-c.2 | *DN/ID 250 mm dia sewer pipes (SN 8) Depth to invert between 1.51 m and 2.50 m | MTR | 800 | 300 | 310.53 | 93159 | SC_Supply/Apply | السعد للمقاولات المتكاملة | 4 - 4-Iz. Al Biltaji.4-Iz. Al Biltaji-BILL NO. 1: SEWAGE NETWORK-4-1.1.1-c.2 | *DN/ID 250 mm dia sewer pipes (SN 8) Depth to invert between 1.51 m and 2.50 m | MTR | 300 | 699 | 209700 | EGP | SC_Supply/Apply
Abo Shanab El Agamien _0195 |  | RFQ-00074 | Mostafa Ramadan | Operation | 2024-05-22 | Sewerage Network-Infrastructure | Approved | 10 - "10 - ABOU .10 - ABOU NASSAR, AL ESSAWI & ABOU SAEDA-BILL NO. 1: SEWAGE NETWORK-4-1.1.1-f.1 | *DN/ID 500 mm dia sewer pipes (SN 8) Ditto, depth to invert between 3.51 m and 4.50 m | MTR | 145 | 130 | 819.1 | 106483 | SC_Supply/Apply | السعد للمقاولات المتكاملة | 10 - "10 - ABOU .10 - ABOU NASSAR, AL ESSAWI & ABOU SAEDA-BILL NO. 1: SEWAGE NETWORK-4-1.1.1-f.1 | *DN/ID 500 mm dia sewer pipes (SN 8) Ditto, depth to invert between 3.51 m and 4.50 m | MTR | 130 | 1600 | 208000 | EGP | SC_Supply/Apply
Abo Shanab El Agamien _0195 |  | RFQ-00074 | Mostafa Ramadan | Operation | 2024-05-22 | Sewerage Network-Infrastructure | Approved | 9 - 9-Iz. Seror.9-Iz. Seror-BILL NO. 1: SEWAGE NETWORK-4-1.1.1-c.4 | *DN/ID 250 mm dia sewer pipes (SN 8) Ditto, depth to invert between 3.51 m and 4.50 m | MTR | 430 | 20 | 485 | 9700 | SC_Supply/Apply | السعد للمقاولات المتكاملة | 9 - 9-Iz. Seror.9-Iz. Seror-BILL NO. 1: SEWAGE NETWORK-4-1.1.1-c.4 | *DN/ID 250 mm dia sewer pipes (SN 8) Ditto, depth to invert between 3.51 m and 4.50 m | MTR | 20 | 1299 | 25980 | EGP | SC_Supply/Apply
Abo Shanab El Agamien _0195 |  | RFQ-00074 | Mostafa Ramadan | Operation | 2024-05-22 | Sewerage Network-Infrastructure | Approved | 4 - 4-Iz. Al Biltaji.4-Iz. Al Biltaji-BILL NO. 1: SEWAGE NETWORK-4-1.1.1-a.1 | *DN/ID 150 mm dia sewer pipes (SN 4) Depth to invert not exceeding 1.2 m | MTR | 150 | 58 | 157.43 | 9130.94 | SC_Supply/Apply | السعد للمقاولات المتكاملة | 4 - 4-Iz. Al Biltaji.4-Iz. Al Biltaji-BILL NO. 1: SEWAGE NETWORK-4-1.1.1-a.1 | *DN/ID 150 mm dia sewer pipes (SN 4) Depth to invert not exceeding 1.2 m | MTR | 58 | 337 | 19546 | EGP | SC_Supply/Apply
Abo Shanab El Agamien _0195 |  | RFQ-00074 | Mostafa Ramadan | Operation | 2024-05-22 | Sewerage Network-Infrastructure | Approved | 10 - "10 - ABOU .10 - ABOU NASSAR, AL ESSAWI & ABOU SAEDA-BILL NO. 1: SEWAGE NETWORK-4-1.1.1-c.2 | *DN/ID 250 mm dia sewer pipes (SN 8) Ditto, depth to invert between 2.51 m and 3.50 m | MTR | 415 | 150 | 385.53 | 57829.5 | SC_Supply/Apply | السعد للمقاولات المتكاملة | 10 - "10 - ABOU .10 - ABOU NASSAR, AL ESSAWI & ABOU SAEDA-BILL NO. 1: SEWAGE NETWORK-4-1.1.1-c.2 | *DN/ID 250 mm dia sewer pipes (SN 8) Ditto, depth to invert between 2.51 m and 3.50 m | MTR | 150 | 899 | 134850 | EGP | SC_Supply/Apply
Abo Shanab El Agamien _0195 |  | RFQ-00074 | Mostafa Ramadan | Operation | 2024-05-22 | Sewerage Network-Infrastructure | Approved | 6 - 6-Huwaydi Village.6-Huwaydi Village-BILL NO. 1: SEWAGE NETWORK-4-1.1.1-b.3 | *DN/ID 200 mm sewer dia pipes (SN 8) Ditto, depth to invert between 2.51 m and 3.50 m | MTR | 100 | 87 | 329.08 | 28629.96 | SC_Supply/Apply | السعد للمقاولات المتكاملة | 6 - 6-Huwaydi Village.6-Huwaydi Village-BILL NO. 1: SEWAGE NETWORK-4-1.1.1-b.3 | *DN/ID 200 mm sewer dia pipes (SN 8) Ditto, depth to invert between 2.51 m and 3.50 m | MTR | 87 | 842 | 73254 | EGP | SC_Supply/Apply
Abo Shanab El Agamien _0195 |  | RFQ-00074 | Mostafa Ramadan | Operation | 2024-05-22 | Sewerage Network-Infrastructure | Approved | 1 - Sharaf Al Deen-BILL NO. 1: SEWAGE NETWORK-9-1.1.1-b.2 | *DN/ID 200 mm sewer dia pipes (SN 8) Ditto, depth to invert between 1.51 m and 2.50 m | MTR | 800 | 655 | 258.08 | 169042.4 | SC_Supply/Apply | السعد للمقاولات المتكاملة | 1 - Sharaf Al Deen-BILL NO. 1: SEWAGE NETWORK-9-1.1.1-b.2 | *DN/ID 200 mm sewer dia pipes (SN 8) Ditto, depth to invert between 1.51 m and 2.50 m | MTR | 655 | 617 | 404135 | EGP | SC_Supply/Apply
Abo Shanab El Agamien _0195 |  | RFQ-00074 | Mostafa Ramadan | Operation | 2024-05-22 | Sewerage Network-Infrastructure | Approved | 1 - Sharaf Al Deen-BILL NO. 1: SEWAGE NETWORK-9-1.1.1-b.3 | *DN/ID 200 mm sewer dia pipes (SN 8) Ditto, depth to invert between 2.51 m and 3.50 m | MTR | 100 | 87 | 329.08 | 28629.96 | SC_Supply/Apply | السعد للمقاولات المتكاملة | 1 - Sharaf Al Deen-BILL NO. 1: SEWAGE NETWORK-9-1.1.1-b.3 | *DN/ID 200 mm sewer dia pipes (SN 8) Ditto, depth to invert between 2.51 m and 3.50 m | MTR | 87 | 842 | 73254 | EGP | SC_Supply/Apply
Abo Shanab El Agamien _0195 |  | RFQ-00074 | Mostafa Ramadan | Operation | 2024-05-22 | Sewerage Network-Infrastructure | Approved | 1 - Sharaf Al Deen-BILL NO. 1: SEWAGE NETWORK-9-1.1.1-c.3 | *DN/ID 250 mm dia sewer pipes (SN 8) Ditto, depth to invert between 2.51 m and 3.50 m | MTR | 300 | 150 | 385.53 | 57829.5 | SC_Supply/Apply | السعد للمقاولات المتكاملة | 1 - Sharaf Al Deen-BILL NO. 1: SEWAGE NETWORK-9-1.1.1-c.3 | *DN/ID 250 mm dia sewer pipes (SN 8) Ditto, depth to invert between 2.51 m and 3.50 m | MTR | 150 | 899 | 134850 | EGP | SC_Supply/Apply
Abo Shanab El Agamien _0195 |  | RFQ-00074 | Mostafa Ramadan | Operation | 2024-05-22 | Sewerage Network-Infrastructure | Approved | 10 - "10 - ABOU .10 - ABOU NASSAR, AL ESSAWI & ABOU SAEDA-BILL NO. 1: SEWAGE NETWORK-4-1.1.1-b.2 | *DN/ID 200 mm sewer dia pipes (SN 8) Ditto, depth to invert between 1.51 m and 2.50 m | MTR | 2440 | 656 | 258.08 | 169300.48 | SC_Supply/Apply | السعد للمقاولات المتكاملة | 10 - "10 - ABOU .10 - ABOU NASSAR, AL ESSAWI & ABOU SAEDA-BILL NO. 1: SEWAGE NETWORK-4-1.1.1-b.2 | *DN/ID 200 mm sewer dia pipes (SN 8) Ditto, depth to invert between 1.51 m and 2.50 m | MTR | 656 | 617 | 404752 | EGP | SC_Supply/Apply
Abo Shanab El Agamien _0195 |  | RFQ-00074 | Mostafa Ramadan | Operation | 2024-05-22 | Sewerage Network-Infrastructure | Approved | 2 - 2- Iz. Kariman Sednaoui.2- Iz. Kariman Sednaoui-BILL NO. 1: SEWAGE NETWORK-4-1.1.1-b.1 | *DN/ID 250 mm dia sewer pipes (SN 8) Depth to invert not exceeding 1.5 m | MTR | 100 | 91 | 241.53 | 21979.23 | SC_Supply/Apply | السعد للمقاولات المتكاملة | 2 - 2- Iz. Kariman Sednaoui.2- Iz. Kariman Sednaoui-BILL NO. 1: SEWAGE NETWORK-4-1.1.1-b.1 | *DN/ID 250 mm dia sewer pipes (SN 8) Depth to invert not exceeding 1.5 m | MTR | 91 | 489 | 44499 | EGP | SC_Supply/Apply
Abo Shanab El Agamien _0195 |  | RFQ-00074 | Mostafa Ramadan | Operation | 2024-05-22 | Sewerage Network-Infrastructure | Approved | 3 - 3- Iz.Junaidi Wisa & Iz. Zaki W.3- Iz.Junaidi Wisa & Iz. Zaki Wisa-BILL NO. 1: SEWAGE NETWORK-4-1.1.1-c.2 | *DN/ID 250 mm dia sewer pipes (SN 8) Depth to invert between 1.51 m and 2.50 m | MTR | 50 | 25 | 310.53 | 7763.25 | SC_Supply/Apply | السعد للمقاولات المتكاملة | 3 - 3- Iz.Junaidi Wisa & Iz. Zaki W.3- Iz.Junaidi Wisa & Iz. Zaki Wisa-BILL NO. 1: SEWAGE NETWORK-4-1.1.1-c.2 | *DN/ID 250 mm dia sewer pipes (SN 8) Depth to invert between 1.51 m and 2.50 m | MTR | 25 | 699 | 17475 | EGP | SC_Supply/Apply
Abo Shanab El Agamien _0195 |  | RFQ-00074 | Mostafa Ramadan | Operation | 2024-05-22 | Sewerage Network-Infrastructure | Approved | 4 - 4-Iz. Al Biltaji.4-Iz. Al Biltaji-BILL NO. 1: SEWAGE NETWORK-4-1.1.1-b.2 | *DN/ID 200 mm sewer dia pipes (SN 8) Ditto, depth to invert between 1.51 m and 2.50 m | MTR | 850 | 655 | 258.08 | 169042.4 | SC_Supply/Apply | السعد للمقاولات المتكاملة | 4 - 4-Iz. Al Biltaji.4-Iz. Al Biltaji-BILL NO. 1: SEWAGE NETWORK-4-1.1.1-b.2 | *DN/ID 200 mm sewer dia pipes (SN 8) Ditto, depth to invert between 1.51 m and 2.50 m | MTR | 655 | 617 | 404135 | EGP | SC_Supply/Apply
Abo Shanab El Agamien _0195 |  | RFQ-00074 | Mostafa Ramadan | Operation | 2024-05-22 | Sewerage Network-Infrastructure | Approved | 3 - 3- Iz.Junaidi Wisa & Iz. Zaki W.3- Iz.Junaidi Wisa & Iz. Zaki Wisa-BILL NO. 1: SEWAGE NETWORK-4-1.1.1-b.5 | *DN/ID 200 mm sewer dia pipes (SN 8) Ditto, depth to invert between 4.51 m and 5.50 m | MTR | 90 | 38 | 441 | 16758 | SC_Supply/Apply | السعد للمقاولات المتكاملة | 3 - 3- Iz.Junaidi Wisa & Iz. Zaki W.3- Iz.Junaidi Wisa & Iz. Zaki Wisa-BILL NO. 1: SEWAGE NETWORK-4-1.1.1-b.5 | *DN/ID 200 mm sewer dia pipes (SN 8) Ditto, depth to invert between 4.51 m and 5.50 m | MTR | 38 | 1400 | 53200 | EGP | SC_Supply/Apply
Abo Shanab El Agamien _0195 |  | RFQ-00074 | Mostafa Ramadan | Operation | 2024-05-22 | Sewerage Network-Infrastructure | Approved | 10 - "10 - ABOU .10 - ABOU NASSAR, AL ESSAWI & ABOU SAEDA-BILL NO. 1: SEWAGE NETWORK-4-1.1.1-b.5 | *DN/ID 200 mm sewer dia pipes (SN 8) Ditto, depth to invert between 4.51 m and 5.50 m | MTR | 125 | 30 | 441 | 13230 | SC_Supply/Apply | السعد للمقاولات المتكاملة | 10 - "10 - ABOU .10 - ABOU NASSAR, AL ESSAWI & ABOU SAEDA-BILL NO. 1: SEWAGE NETWORK-4-1.1.1-b.5 | *DN/ID 200 mm sewer dia pipes (SN 8) Ditto, depth to invert between 4.51 m and 5.50 m | MTR | 30 | 1400 | 42000 | EGP | SC_Supply/Apply
Abo Shanab El Agamien _0195 |  | RFQ-00074 | Mostafa Ramadan | Operation | 2024-05-22 | Sewerage Network-Infrastructure | Approved | 10 - "10 - ABOU .10 - ABOU NASSAR, AL ESSAWI & ABOU SAEDA-BILL NO. 1: SEWAGE NETWORK-4-1.1.1-e.1 | DN/ID 400 mm dia sewer pipes (SN 8) Ditto, depth to invert between 3.51 m and 4.50 m | MTR | 30 | 30 | 547.39 | 16421.7 | SC_Supply/Apply | السعد للمقاولات المتكاملة | 10 - "10 - ABOU .10 - ABOU NASSAR, AL ESSAWI & ABOU SAEDA-BILL NO. 1: SEWAGE NETWORK-4-1.1.1-e.1 | DN/ID 400 mm dia sewer pipes (SN 8) Ditto, depth to invert between 3.51 m and 4.50 m | MTR | 30 | 1471 | 44130 | EGP | SC_Supply/Apply
Abo Shanab El Agamien _0195 |  | RFQ-00074 | Mostafa Ramadan | Operation | 2024-05-22 | Sewerage Network-Infrastructure | Approved | 10 - "10 - ABOU .10 - ABOU NASSAR, AL ESSAWI & ABOU SAEDA-BILL NO. 1: SEWAGE NETWORK-4-1.1.1-b.3 | *DN/ID 200 mm sewer dia pipes (SN 8) Ditto, depth to invert between 2.51 m and 3.50 m | MTR | 235 | 90 | 329.08 | 29617.2 | SC_Supply/Apply | السعد للمقاولات المتكاملة | 10 - "10 - ABOU .10 - ABOU NASSAR, AL ESSAWI & ABOU SAEDA-BILL NO. 1: SEWAGE NETWORK-4-1.1.1-b.3 | *DN/ID 200 mm sewer dia pipes (SN 8) Ditto, depth to invert between 2.51 m and 3.50 m | MTR | 90 | 842 | 75780 | EGP | SC_Supply/Apply
Abo Shanab El Agamien _0195 |  | RFQ-00074 | Mostafa Ramadan | Operation | 2024-05-22 | Sewerage Network-Infrastructure | Approved | 10 - "10 - ABOU .10 - ABOU NASSAR, AL ESSAWI & ABOU SAEDA-BILL NO. 1: SEWAGE NETWORK-4-1.1.1-d.4 | *DN/ID 300 mm dia sewer pipes (SN 8) Ditto, depth to invert between 4.51 m and 5.50 m | MTR | 340 | 206 | 551.5 | 113609 | SC_Supply/Apply | السعد للمقاولات المتكاملة | 10 - "10 - ABOU .10 - ABOU NASSAR, AL ESSAWI & ABOU SAEDA-BILL NO. 1: SEWAGE NETWORK-4-1.1.1-d.4 | *DN/ID 300 mm dia sewer pipes (SN 8) Ditto, depth to invert between 4.51 m and 5.50 m | MTR | 206 | 1558 | 320948 | EGP | SC_Supply/Apply
Abo Shanab El Agamien _0195 |  | RFQ-00074 | Mostafa Ramadan | Operation | 2024-05-22 | Sewerage Network-Infrastructure | Approved | 3 - 3- Iz.Junaidi Wisa & Iz. Zaki W.3- Iz.Junaidi Wisa & Iz. Zaki Wisa-BILL NO. 1: SEWAGE NETWORK-4-1.1.1-c.1 | *DN/ID 250 mm dia sewer pipes (SN 8) Depth to invert not exceeding 1.5 m | MTR | 50 | 50 | 241.53 | 12076.5 | SC_Supply/Apply | السعد للمقاولات المتكاملة | 3 - 3- Iz.Junaidi Wisa & Iz. Zaki W.3- Iz.Junaidi Wisa & Iz. Zaki Wisa-BILL NO. 1: SEWAGE NETWORK-4-1.1.1-c.1 | *DN/ID 250 mm dia sewer pipes (SN 8) Depth to invert not exceeding 1.5 m | MTR | 50 | 489 | 24450 | EGP | SC_Supply/Apply
Abo Shanab El Agamien _0195 |  | RFQ-00074 | Mostafa Ramadan | Operation | 2024-05-22 | Sewerage Network-Infrastructure | Approved | 9 - 9-Iz. Seror.9-Iz. Seror-BILL NO. 1: SEWAGE NETWORK-4-1.1.1-c.1 | *DN/ID 250 mm dia sewer pipes (SN 8) Depth to invert not exceeding 1.5 m | MTR | 300 | 130 | 241.53 | 31398.9 | SC_Supply/Apply | السعد للمقاولات المتكاملة | 9 - 9-Iz. Seror.9-Iz. Seror-BILL NO. 1: SEWAGE NETWORK-4-1.1.1-c.1 | *DN/ID 250 mm dia sewer pipes (SN 8) Depth to invert not exceeding 1.5 m | MTR | 130 | 489 | 63570 | EGP | SC_Supply/Apply
Mivida BP#189 |  | RFQ-00094 | Purchasing Engineers | Purchasing | 2024-06-05 | Supply for concrete works | Approved | 303.conc | Ready Mix Concrete 400 kg/cm2, OPC CC 420 kg/m3 | CBM | 500 | 54 | 870 | 46980 | SC_Supply/Apply | ELsewedy for readymix | 303.conc | Ready Mix Concrete 400 kg/cm2, OPC CC 420 kg/m3 | CBM | 54 | 1456.46 | 78648.84 | EGP | SC_Supply/Apply
Mivida BP#189 |  | RFQ-00094 | Purchasing Engineers | Purchasing | 2024-06-05 | Supply for concrete works | Approved | 303.conc | Pump with height up to 36 : 42 m | CBM | 500 | 1 | 45.6 | 45.6 | SC_Supply/Apply | ELsewedy for readymix | 303.conc | Pump with height up to 36 : 42 m | CBM | 1 | 40 | 40 | EGP | SC_Supply/Apply
Mivida BP#189 |  | RFQ-00094 | Purchasing Engineers | Purchasing | 2024-06-05 | Supply for concrete works | Approved | 303.conc | Pump with height up to 47 : 49 m | CBM | 500 | 1 | 45.6 | 45.6 | SC_Supply/Apply | ELsewedy for readymix | 303.conc | Pump with height up to 47 : 49 m | CBM | 1 | 50 | 50 | EGP | SC_Supply/Apply
Mivida BP#189 |  | RFQ-00094 | Purchasing Engineers | Purchasing | 2024-06-05 | Supply for concrete works | Approved | 303.conc | Pump with height up to 56 m | CBM | 500 | 1 | 45.6 | 45.6 | SC_Supply/Apply | ELsewedy for readymix | 303.conc | Pump with height up to 56 m | CBM | 1 | 70 | 70 | EGP | SC_Supply/Apply
Mivida BP#189 |  | RFQ-00094 | Purchasing Engineers | Purchasing | 2024-06-05 | Supply for concrete works | Approved | 303.conc | Waterproof Additives | CBM | 300 | 1 | 35 | 35 | SC_Supply/Apply | ELsewedy for readymix | 303.conc | Waterproof Additives | CBM | 1 | 35 | 35 | EGP | SC_Supply/Apply
Mivida BP#189 |  | RFQ-00095 | Purchasing Engineers | Purchasing | 2024-06-05 | Ready mix Concrete | Approved | 303.conc | Ready Mix Concrete 200 kg/cm2, OPC CC 280 kg/m3 | CBM | 500 | 27 | 725 | 19575 | SC_Supply/Apply | ELsewedy for readymix | 303.conc | Ready Mix Concrete 200 kg/cm2, OPC CC 280 kg/m3 | CBM | 27 | 1363 | 36801 | EGP | SC_Supply/Apply
Mivida BP#189 |  | RFQ-00095 | Purchasing Engineers | Purchasing | 2024-06-05 | Ready mix Concrete | Approved | 303.conc | Ready Mix Concrete 400 kg/cm2, OPC CC 420 kg/m3 | CBM | 500 | 94 | 870 | 81780 | SC_Supply/Apply | ELsewedy for readymix | 303.conc | Ready Mix Concrete 400 kg/cm2, OPC CC 420 kg/m3 | CBM | 94 | 1731 | 162714 | EGP | SC_Supply/Apply
Mivida BP#189 |  | RFQ-00095 | Purchasing Engineers | Purchasing | 2024-06-05 | Ready mix Concrete | Approved | 303.conc | Pump with height up to 36 : 42 m | CBM | 500 | 1 | 45.6 | 45.6 | SC_Supply/Apply | ELsewedy for readymix | 303.conc | Pump with height up to 36 : 42 m | CBM | 1 | 60 | 60 | EGP | SC_Supply/Apply
Mivida BP#189 |  | RFQ-00095 | Purchasing Engineers | Purchasing | 2024-06-05 | Ready mix Concrete | Approved | 303.conc | Pump with height up to 47 : 49 m | CBM | 500 | 1 | 45.6 | 45.6 | SC_Supply/Apply | ELsewedy for readymix | 303.conc | Pump with height up to 47 : 49 m | CBM | 1 | 70 | 70 | EGP | SC_Supply/Apply
Mivida BP#189 |  | RFQ-00095 | Purchasing Engineers | Purchasing | 2024-06-05 | Ready mix Concrete | Approved | 303.conc | Pump with height up to 56 m | CBM | 500 | 1 | 45.6 | 45.6 | SC_Supply/Apply | ELsewedy for readymix | 303.conc | Pump with height up to 56 m | CBM | 1 | 90 | 90 | EGP | SC_Supply/Apply
Mivida BP#189 |  | RFQ-00095 | Purchasing Engineers | Purchasing | 2024-06-05 | Ready mix Concrete | Approved | 303.conc | Waterproof Additives | CBM | 300 | 1 | 35 | 35 | SC_Supply/Apply | ELsewedy for readymix | 303.conc | Waterproof Additives | CBM | 1 | 55 | 55 | EGP | SC_Supply/Apply
BIOLOGICALS AND BIOSIMILARS MANUFACTURING FACILITY EIPICO 3 _0187 |  | RFQ-00160 | Purchasing Engineers | Purchasing | 2024-06-04 | Ready Mix Concrete | Approved | Concete | pump 55 | ECH | 1 | 1 | 0 | 0 | SC_Supply/Apply | ELsewedy for readymix | Concete | pump 55 | ECH | 1 | 90 | 90 | EGP | SC_Supply/Apply
BIOLOGICALS AND BIOSIMILARS MANUFACTURING FACILITY EIPICO 3 _0187 |  | RFQ-00160 | Purchasing Engineers | Purchasing | 2024-06-04 | Ready Mix Concrete | Approved | Purchasing | Pump 36-42 | CBM | 1 | 1 | 20 | 20 | RC | ELsewedy for readymix | Purchasing | Pump 36-42 | CBM | 1 | 60 | 60 | EGP | RC
BIOLOGICALS AND BIOSIMILARS MANUFACTURING FACILITY EIPICO 3 _0187 |  | RFQ-00160 | Purchasing Engineers | Purchasing | 2024-06-04 | Ready Mix Concrete | Approved | Purchasing | Ready Mix Concrete 250 kg/cm2, OPC CC 350 kg/m3 | CBM | 600 | 79 | 0 | 0 | RC | ELsewedy for readymix | Purchasing | Ready Mix Concrete 250 kg/cm2, OPC CC 350 kg/m3 | CBM | 79 | 1485 | 117315 | EGP | RC
BIOLOGICALS AND BIOSIMILARS MANUFACTURING FACILITY EIPICO 3 _0187 |  | RFQ-00160 | Purchasing Engineers | Purchasing | 2024-06-04 | Ready Mix Concrete | Approved | Purchasing | Ready Mix Concrete 350 kg/cm2, OPC CC 450 kg/m3 | CBM | 600 | 255 | 0 | 0 | RC | ELsewedy for readymix | Purchasing | Ready Mix Concrete 350 kg/cm2, OPC CC 450 kg/m3 | CBM | 255 | 1686 | 429930 | EGP | RC
BIOLOGICALS AND BIOSIMILARS MANUFACTURING FACILITY EIPICO 3 _0187 |  | RFQ-00160 | Purchasing Engineers | Purchasing | 2024-06-04 | Ready Mix Concrete | Approved | Concete | Pump 47m up to 49m | CBM | 600 | 1 | 0 | 0 | SC_Supply/Apply | ELsewedy for readymix | Concete | Pump 47m up to 49m | CBM | 1 | 70 | 70 | EGP | SC_Supply/Apply
BIOLOGICALS AND BIOSIMILARS MANUFACTURING FACILITY EIPICO 3 _0187 |  | RFQ-00160 | Purchasing Engineers | Purchasing | 2024-06-04 | Ready Mix Concrete | Approved | Concete | Waterproof Additives | CBM | 300 | 1 | 0 | 0 | SC_Supply/Apply | ELsewedy for readymix | Concete | Waterproof Additives | CBM | 1 | 55 | 55 | EGP | SC_Supply/Apply
Creeks URBN K _0192 |  | RFQ-00024 | Mohamed Amr | Procurement | 2024-05-26 | Steel Bridges | Approved | V.O.5 bridges | Supply, Fabrication & Erection of two steel bridges (BR1 & BR2) including steel deck with concrete slab above items | TON | 25.5 | 25.5 | 136306.45 | 3475814.48 | SC_Supply/Apply | Steel Land | V.O.5 bridges | Supply, Fabrication & Erection of two steel bridges (BR1 & BR2) including steel deck with concrete slab above items | TON | 25.5 | 76500 | 1950750 | EGP | SC_Supply/Apply
Creeks URBN K _0192 |  | RFQ-00024 | Mohamed Amr | Procurement | 2024-05-26 | Steel Bridges | Approved | V.O.5 bridges | Supply, Fabrication & Erection of Metal Deck | SQM | 154 | 154 | 1377.61 | 212151.94 | SC_Supply/Apply | Steel Land | V.O.5 bridges | Supply, Fabrication & Erection of Metal Deck | SQM | 154 | 900 | 138600 | EGP | SC_Supply/Apply
Abo Shanab El Agamien _0195 |  | RFQ-00074 | Mostafa Ramadan | Operation | 2024-05-22 | Sewerage Network-Infrastructure | Approved | 4 - 4-Iz. Al Biltaji.4-Iz. Al Biltaji-BILL NO. 1: SEWAGE NETWORK-4-1.1.1-d.1 | *DN/ID 300 mm dia sewer pipes (SN 8) Ditto, depth to invert between 1.51 m and 2.50 m | MTR | 50 | 50 | 311.5 | 15575 | SC_Supply/Apply | السعد للمقاولات المتكاملة | 4 - 4-Iz. Al Biltaji.4-Iz. Al Biltaji-BILL NO. 1: SEWAGE NETWORK-4-1.1.1-d.1 | *DN/ID 300 mm dia sewer pipes (SN 8) Ditto, depth to invert between 1.51 m and 2.50 m | MTR | 50 | 858 | 42900 | EGP | SC_Supply/Apply
Abo Shanab El Agamien _0195 |  | RFQ-00074 | Mostafa Ramadan | Operation | 2024-05-22 | Sewerage Network-Infrastructure | Approved | 6 - 6-Huwaydi Village.6-Huwaydi Village-BILL NO. 1: SEWAGE NETWORK-4-1.1.1-e.2 | DN/ID 400 mm dia sewer pipes (SN 8) Ditto, depth to invert between 3.51 m and 4.50 m | MTR | 250 | 86 | 547.39 | 47075.54 | SC_Supply/Apply | السعد للمقاولات المتكاملة | 6 - 6-Huwaydi Village.6-Huwaydi Village-BILL NO. 1: SEWAGE NETWORK-4-1.1.1-e.2 | DN/ID 400 mm dia sewer pipes (SN 8) Ditto, depth to invert between 3.51 m and 4.50 m | MTR | 86 | 1471 | 126506 | EGP | SC_Supply/Apply
Abo Shanab El Agamien _0195 |  | RFQ-00074 | Mostafa Ramadan | Operation | 2024-05-22 | Sewerage Network-Infrastructure | Approved | 4 - 4-Iz. Al Biltaji.4-Iz. Al Biltaji-BILL NO. 1: SEWAGE NETWORK-4-1.1.1-c.1 | *DN/ID 250 mm dia sewer pipes (SN 8) Depth to invert not exceeding 1.5 m | MTR | 200 | 130 | 241.53 | 31398.9 | SC_Supply/Apply | السعد للمقاولات المتكاملة | 4 - 4-Iz. Al Biltaji.4-Iz. Al Biltaji-BILL NO. 1: SEWAGE NETWORK-4-1.1.1-c.1 | *DN/ID 250 mm dia sewer pipes (SN 8) Depth to invert not exceeding 1.5 m | MTR | 130 | 489 | 63570 | EGP | SC_Supply/Apply
Abo Shanab El Agamien _0195 |  | RFQ-00074 | Mostafa Ramadan | Operation | 2024-05-22 | Sewerage Network-Infrastructure | Approved | 10 - "10 - ABOU .10 - ABOU NASSAR, AL ESSAWI & ABOU SAEDA-BILL NO. 1: SEWAGE NETWORK-4-1.1.1-a.1 | *DN/ID 150 mm dia sewer pipes (SN 4) Depth to invert not exceeding 1.2 m | MTR | 215 | 60 | 157.43 | 9445.8 | SC_Supply/Apply | السعد للمقاولات المتكاملة | 10 - "10 - ABOU .10 - ABOU NASSAR, AL ESSAWI & ABOU SAEDA-BILL NO. 1: SEWAGE NETWORK-4-1.1.1-a.1 | *DN/ID 150 mm dia sewer pipes (SN 4) Depth to invert not exceeding 1.2 m | MTR | 60 | 337 | 20220 | EGP | SC_Supply/Apply
Abo Shanab El Agamien _0195 |  | RFQ-00074 | Mostafa Ramadan | Operation | 2024-05-22 | Sewerage Network-Infrastructure | Approved | 6 - 6-Huwaydi Village.6-Huwaydi Village-BILL NO. 1: SEWAGE NETWORK-4-1.1.1-a.1 | *DN/ID 150 mm dia sewer pipes (SN 4) Depth to invert not exceeding 1.2 m | MTR | 350 | 60 | 157.43 | 9445.8 | SC_Supply/Apply | السعد للمقاولات المتكاملة | 6 - 6-Huwaydi Village.6-Huwaydi Village-BILL NO. 1: SEWAGE NETWORK-4-1.1.1-a.1 | *DN/ID 150 mm dia sewer pipes (SN 4) Depth to invert not exceeding 1.2 m | MTR | 60 | 337 | 20220 | EGP | SC_Supply/Apply
Abo Shanab El Agamien _0195 |  | RFQ-00074 | Mostafa Ramadan | Operation | 2024-05-22 | Sewerage Network-Infrastructure | Approved | 1 - Sharaf Al Deen-BILL NO. 1: SEWAGE NETWORK-9-1.1.1-c.2 | *DN/ID 250 mm dia sewer pipes (SN 8) Depth to invert between 1.51 m and 2.50 m | MTR | 650 | 300 | 310.53 | 93159 | SC_Supply/Apply | السعد للمقاولات المتكاملة | 1 - Sharaf Al Deen-BILL NO. 1: SEWAGE NETWORK-9-1.1.1-c.2 | *DN/ID 250 mm dia sewer pipes (SN 8) Depth to invert between 1.51 m and 2.50 m | MTR | 300 | 699 | 209700 | EGP | SC_Supply/Apply
Abo Shanab El Agamien _0195 |  | RFQ-00074 | Mostafa Ramadan | Operation | 2024-05-22 | Sewerage Network-Infrastructure | Approved | 9 - 9-Iz. Seror.9-Iz. Seror-BILL NO. 1: SEWAGE NETWORK-4-1.1.1-c.5 | *DN/ID 250 mm dia sewer pipes (SN 8) Ditto, depth to invert between 4.51 m and 5.50 m | MTR | 5 | 5 | 559 | 2795 | SC_Supply/Apply | السعد للمقاولات المتكاملة | 9 - 9-Iz. Seror.9-Iz. Seror-BILL NO. 1: SEWAGE NETWORK-4-1.1.1-c.5 | *DN/ID 250 mm dia sewer pipes (SN 8) Ditto, depth to invert between 4.51 m and 5.50 m | MTR | 5 | 1450 | 7250 | EGP | SC_Supply/Apply
Abo Shanab El Agamien _0195 |  | RFQ-00074 | Mostafa Ramadan | Operation | 2024-05-22 | Sewerage Network-Infrastructure | Approved | 1 - Sharaf Al Deen-BILL NO. 1: SEWAGE NETWORK-9-1.1.1-e.2 | *DN/ID 500 mm dia sewer pipes (SN 8) Ditto, depth to invert between 3.51 m and 4.50 m | MTR | 15 | 13 | 819.1 | 10648.3 | SC_Supply/Apply | السعد للمقاولات المتكاملة | 1 - Sharaf Al Deen-BILL NO. 1: SEWAGE NETWORK-9-1.1.1-e.2 | *DN/ID 500 mm dia sewer pipes (SN 8) Ditto, depth to invert between 3.51 m and 4.50 m | MTR | 13 | 1600 | 20800 | EGP | SC_Supply/Apply
Abo Shanab El Agamien _0195 |  | RFQ-00074 | Mostafa Ramadan | Operation | 2024-05-22 | Sewerage Network-Infrastructure | Approved | 1 - Sharaf Al Deen-BILL NO. 1: SEWAGE NETWORK-9-1.1.1-c.1 | *DN/ID 250 mm dia sewer pipes (SN 8) Depth to invert not exceeding 1.5 m | MTR | 300 | 90 | 241.53 | 21737.7 | SC_Supply/Apply | السعد للمقاولات المتكاملة | 1 - Sharaf Al Deen-BILL NO. 1: SEWAGE NETWORK-9-1.1.1-c.1 | *DN/ID 250 mm dia sewer pipes (SN 8) Depth to invert not exceeding 1.5 m | MTR | 90 | 489 | 44010 | EGP | SC_Supply/Apply
Abo Shanab El Agamien _0195 |  | RFQ-00074 | Mostafa Ramadan | Operation | 2024-05-22 | Sewerage Network-Infrastructure | Approved | 10 - "10 - ABOU .10 - ABOU NASSAR, AL ESSAWI & ABOU SAEDA-BILL NO. 1: SEWAGE NETWORK-4-1.1.1-b.4 | *DN/ID 200 mm sewer dia pipes (SN 8) Ditto, depth to invert between 3.51 m and 4.50 m | MTR | 60 | 11 | 377.08 | 4147.88 | SC_Supply/Apply | السعد للمقاولات المتكاملة | 10 - "10 - ABOU .10 - ABOU NASSAR, AL ESSAWI & ABOU SAEDA-BILL NO. 1: SEWAGE NETWORK-4-1.1.1-b.4 | *DN/ID 200 mm sewer dia pipes (SN 8) Ditto, depth to invert between 3.51 m and 4.50 m | MTR | 11 | 1250 | 13750 | EGP | SC_Supply/Apply
Abo Shanab El Agamien _0195 |  | RFQ-00074 | Mostafa Ramadan | Operation | 2024-05-22 | Sewerage Network-Infrastructure | Approved | 2 - 2- Iz. Kariman Sednaoui.2- Iz. Kariman Sednaoui-BILL NO. 1: SEWAGE NETWORK-4-1.1.1-c.1 | DN/ID 400 mm dia sewer pipes (SN 8) Ditto, depth to invert between 1.51 m and 2.50 m | MTR | 185 | 98 | 383.39 | 37572.22 | SC_Supply/Apply | السعد للمقاولات المتكاملة | 2 - 2- Iz. Kariman Sednaoui.2- Iz. Kariman Sednaoui-BILL NO. 1: SEWAGE NETWORK-4-1.1.1-c.1 | DN/ID 400 mm dia sewer pipes (SN 8) Ditto, depth to invert between 1.51 m and 2.50 m | MTR | 98 | 971 | 95158 | EGP | SC_Supply/Apply
Abo Shanab El Agamien _0195 |  | RFQ-00074 | Mostafa Ramadan | Operation | 2024-05-22 | Sewerage Network-Infrastructure | Approved | 9 - 9-Iz. Seror.9-Iz. Seror-BILL NO. 1: SEWAGE NETWORK-4-1.1.1-c.2 | *DN/ID 250 mm dia sewer pipes (SN 8) Depth to invert between 1.51 m and 2.50 m | MTR | 450 | 225 | 310.53 | 69869.25 | SC_Supply/Apply | السعد للمقاولات المتكاملة | 9 - 9-Iz. Seror.9-Iz. Seror-BILL NO. 1: SEWAGE NETWORK-4-1.1.1-c.2 | *DN/ID 250 mm dia sewer pipes (SN 8) Depth to invert between 1.51 m and 2.50 m | MTR | 225 | 699 | 157275 | EGP | SC_Supply/Apply
Abo Shanab El Agamien _0195 |  | RFQ-00074 | Mostafa Ramadan | Operation | 2024-05-22 | Sewerage Network-Infrastructure | Approved | 3 - 3- Iz.Junaidi Wisa & Iz. Zaki W.3- Iz.Junaidi Wisa & Iz. Zaki Wisa-BILL NO. 1: SEWAGE NETWORK-4-1.1.1-c.3 | *DN/ID 250 mm dia sewer pipes (SN 8) Ditto, depth to invert between 2.51 m and 3.50 m | MTR | 650 | 150 | 385.53 | 57829.5 | SC_Supply/Apply | السعد للمقاولات المتكاملة | 3 - 3- Iz.Junaidi Wisa & Iz. Zaki W.3- Iz.Junaidi Wisa & Iz. Zaki Wisa-BILL NO. 1: SEWAGE NETWORK-4-1.1.1-c.3 | *DN/ID 250 mm dia sewer pipes (SN 8) Ditto, depth to invert between 2.51 m and 3.50 m | MTR | 150 | 899 | 134850 | EGP | SC_Supply/Apply
Abo Shanab El Agamien _0195 |  | RFQ-00074 | Mostafa Ramadan | Operation | 2024-05-22 | Sewerage Network-Infrastructure | Approved | 3 - 3- Iz.Junaidi Wisa & Iz. Zaki W.3- Iz.Junaidi Wisa & Iz. Zaki Wisa-BILL NO. 1: SEWAGE NETWORK-4-1.1.1-b.2 | *DN/ID 200 mm sewer dia pipes (SN 8) Ditto, depth to invert between 1.51 m and 2.50 m | MTR | 1150 | 655 | 258.08 | 169042.4 | SC_Supply/Apply | السعد للمقاولات المتكاملة | 3 - 3- Iz.Junaidi Wisa & Iz. Zaki W.3- Iz.Junaidi Wisa & Iz. Zaki Wisa-BILL NO. 1: SEWAGE NETWORK-4-1.1.1-b.2 | *DN/ID 200 mm sewer dia pipes (SN 8) Ditto, depth to invert between 1.51 m and 2.50 m | MTR | 655 | 617 | 404135 | EGP | SC_Supply/Apply
Abo Shanab El Agamien _0195 |  | RFQ-00074 | Mostafa Ramadan | Operation | 2024-05-22 | Sewerage Network-Infrastructure | Approved | 2 - 2- Iz. Kariman Sednaoui.2- Iz. Kariman Sednaoui-BILL NO. 1: SEWAGE NETWORK-4-1.1.1-b.2 | *DN/ID 250 mm dia sewer pipes (SN 8) Depth to invert between 1.51 m and 2.50 m | MTR | 550 | 225 | 310.53 | 69869.25 | SC_Supply/Apply | السعد للمقاولات المتكاملة | 2 - 2- Iz. Kariman Sednaoui.2- Iz. Kariman Sednaoui-BILL NO. 1: SEWAGE NETWORK-4-1.1.1-b.2 | *DN/ID 250 mm dia sewer pipes (SN 8) Depth to invert between 1.51 m and 2.50 m | MTR | 225 | 699 | 157275 | EGP | SC_Supply/Apply
Abo Shanab El Agamien _0195 |  | RFQ-00074 | Mostafa Ramadan | Operation | 2024-05-22 | Sewerage Network-Infrastructure | Approved | 1 - Sharaf Al Deen-BILL NO. 1: SEWAGE NETWORK-9-1.1.1-e.1 | *DN/ID 500 mm dia sewer pipes (SN 8) Ditto, depth to invert between 2.51 m and 3.50 m | MTR | 110 | 0 | 628.1 | 0.63 | SC_Supply/Apply | السعد للمقاولات المتكاملة | 1 - Sharaf Al Deen-BILL NO. 1: SEWAGE NETWORK-9-1.1.1-e.1 | *DN/ID 500 mm dia sewer pipes (SN 8) Ditto, depth to invert between 2.51 m and 3.50 m | MTR | 0 | 1290 | 0 | EGP | SC_Supply/Apply
Abo Shanab El Agamien _0195 |  | RFQ-00074 | Mostafa Ramadan | Operation | 2024-05-22 | Sewerage Network-Infrastructure | Approved | 2 - 2- Iz. Kariman Sednaoui.2- Iz. Kariman Sednaoui-BILL NO. 1: SEWAGE NETWORK-4-1.1.1-a.2 | *DN/ID 200 mm sewer dia pipes (SN 8) Ditto, depth to invert between 1.51 m and 2.50 m | MTR | 800 | 655 | 258.08 | 169042.4 | SC_Supply/Apply | السعد للمقاولات المتكاملة | 2 - 2- Iz. Kariman Sednaoui.2- Iz. Kariman Sednaoui-BILL NO. 1: SEWAGE NETWORK-4-1.1.1-a.2 | *DN/ID 200 mm sewer dia pipes (SN 8) Ditto, depth to invert between 1.51 m and 2.50 m | MTR | 655 | 617 | 404135 | EGP | SC_Supply/Apply
Abo Shanab El Agamien _0195 |  | RFQ-00074 | Mostafa Ramadan | Operation | 2024-05-22 | Sewerage Network-Infrastructure | Approved | 9 - 9-Iz. Seror.9-Iz. Seror-BILL NO. 1: SEWAGE NETWORK-4-1.1.1-c.3 | *DN/ID 250 mm dia sewer pipes (SN 8) Ditto, depth to invert between 2.51 m and 3.50 m | MTR | 850 | 150 | 385.53 | 57829.5 | SC_Supply/Apply | السعد للمقاولات المتكاملة | 9 - 9-Iz. Seror.9-Iz. Seror-BILL NO. 1: SEWAGE NETWORK-4-1.1.1-c.3 | *DN/ID 250 mm dia sewer pipes (SN 8) Ditto, depth to invert between 2.51 m and 3.50 m | MTR | 150 | 899 | 134850 | EGP | SC_Supply/Apply
Abo Shanab El Agamien _0195 |  | RFQ-00074 | Mostafa Ramadan | Operation | 2024-05-22 | Sewerage Network-Infrastructure | Approved | 3 - 3- Iz.Junaidi Wisa & Iz. Zaki W.3- Iz.Junaidi Wisa & Iz. Zaki Wisa-BILL NO. 1: SEWAGE NETWORK-4-1.1.1-a.1 | *DN/ID 150 mm dia sewer pipes (SN 4) Depth to invert not exceeding 1.2 m | MTR | 300 | 60 | 157.43 | 9445.8 | SC_Supply/Apply | السعد للمقاولات المتكاملة | 3 - 3- Iz.Junaidi Wisa & Iz. Zaki W.3- Iz.Junaidi Wisa & Iz. Zaki Wisa-BILL NO. 1: SEWAGE NETWORK-4-1.1.1-a.1 | *DN/ID 150 mm dia sewer pipes (SN 4) Depth to invert not exceeding 1.2 m | MTR | 60 | 337 | 20220 | EGP | SC_Supply/Apply
Abo Shanab El Agamien _0195 |  | RFQ-00074 | Mostafa Ramadan | Operation | 2024-05-22 | Sewerage Network-Infrastructure | Approved | 6 - 6-Huwaydi Village.6-Huwaydi Village-BILL NO. 1: SEWAGE NETWORK-4-1.1.1-b.2 | *DN/ID 200 mm sewer dia pipes (SN 8) Ditto, depth to invert between 1.51 m and 2.50 m | MTR | 1100 | 655 | 258.08 | 169042.4 | SC_Supply/Apply | السعد للمقاولات المتكاملة | 6 - 6-Huwaydi Village.6-Huwaydi Village-BILL NO. 1: SEWAGE NETWORK-4-1.1.1-b.2 | *DN/ID 200 mm sewer dia pipes (SN 8) Ditto, depth to invert between 1.51 m and 2.50 m | MTR | 655 | 617 | 404135 | EGP | SC_Supply/Apply
Abo Shanab El Agamien _0195 |  | RFQ-00074 | Mostafa Ramadan | Operation | 2024-05-22 | Sewerage Network-Infrastructure | Approved | 6 - 6-Huwaydi Village.6-Huwaydi Village-BILL NO. 1: SEWAGE NETWORK-4-1.1.1-e.3 | DN/ID 400 mm dia sewer pipes (SN 8) Ditto, depth to invert between 4.51 m and 5.50 m | MTR | 125 | 68 | 674.47 | 45863.96 | SC_Supply/Apply | السعد للمقاولات المتكاملة | 6 - 6-Huwaydi Village.6-Huwaydi Village-BILL NO. 1: SEWAGE NETWORK-4-1.1.1-e.3 | DN/ID 400 mm dia sewer pipes (SN 8) Ditto, depth to invert between 4.51 m and 5.50 m | MTR | 68 | 1621 | 110228 | EGP | SC_Supply/Apply
Abo Shanab El Agamien _0195 |  | RFQ-00074 | Mostafa Ramadan | Operation | 2024-05-22 | Sewerage Network-Infrastructure | Approved | 3 - 3- Iz.Junaidi Wisa & Iz. Zaki W.3- Iz.Junaidi Wisa & Iz. Zaki Wisa-BILL NO. 1: SEWAGE NETWORK-4-1.1.1-b.4 | *DN/ID 200 mm sewer dia pipes (SN 8) Ditto, depth to invert between 3.51 m and 4.50 m | MTR | 315 | 20 | 377.08 | 7541.6 | SC_Supply/Apply | السعد للمقاولات المتكاملة | 3 - 3- Iz.Junaidi Wisa & Iz. Zaki W.3- Iz.Junaidi Wisa & Iz. Zaki Wisa-BILL NO. 1: SEWAGE NETWORK-4-1.1.1-b.4 | *DN/ID 200 mm sewer dia pipes (SN 8) Ditto, depth to invert between 3.51 m and 4.50 m | MTR | 20 | 1250 | 25000 | EGP | SC_Supply/Apply
Abo Shanab El Agamien _0195 |  | RFQ-00074 | Mostafa Ramadan | Operation | 2024-05-22 | Sewerage Network-Infrastructure | Approved | 3 - 3- Iz.Junaidi Wisa & Iz. Zaki W.3- Iz.Junaidi Wisa & Iz. Zaki Wisa-BILL NO. 1: SEWAGE NETWORK-4-1.1.1-b.3 | *DN/ID 200 mm sewer dia pipes (SN 8) Ditto, depth to invert between 2.51 m and 3.50 m | MTR | 300 | 87 | 329.08 | 28629.96 | SC_Supply/Apply | السعد للمقاولات المتكاملة | 3 - 3- Iz.Junaidi Wisa & Iz. Zaki W.3- Iz.Junaidi Wisa & Iz. Zaki Wisa-BILL NO. 1: SEWAGE NETWORK-4-1.1.1-b.3 | *DN/ID 200 mm sewer dia pipes (SN 8) Ditto, depth to invert between 2.51 m and 3.50 m | MTR | 87 | 842 | 73254 | EGP | SC_Supply/Apply
ORA ZED-Ph 2-Pkgs A&D |  | RFQ-00036 | Mohamed Selim | Procurement | 2024-06-06 | Wooden Doors | Approved | All areas | Type "04", size 800 x 2200 mm, hardware set (HW13). | NO | 841 | 841 | 10972.73 | 9228065.93 | SC_Supply/Apply | Saraya | All areas | Type "04", size 800 x 2200 mm, hardware set (HW13). | NO | 841 | 7912.3 | 6654244.3 | EGP | SC_Supply/Apply
ORA ZED-Ph 2-Pkgs A&D |  | RFQ-00036 | Mohamed Selim | Procurement | 2024-06-06 | Wooden Doors | Approved | All areas | Type "04", size700 x 2200 mm, hardware set (HW13). | NO | 75 | 75 | 10798.69 | 809901.75 | SC_Supply/Apply | Saraya | All areas | Type "04", size700 x 2200 mm, hardware set (HW13). | NO | 75 | 7627.2 | 572040 | EGP | SC_Supply/Apply
ORA ZED-Ph 2-Pkgs A&D |  | RFQ-00036 | Mohamed Selim | Procurement | 2024-06-06 | Wooden Doors | Approved | All areas | Type "01", size 1000 x 2200 mm, hardware set (HW02). | NO | 835 | 835 | 7705.98 | 6434493.3 | SC_Supply/Apply | Saraya | All areas | Type "01", size 1000 x 2200 mm, hardware set (HW02). | NO | 835 | 8386.8 | 7002978 | EGP | SC_Supply/Apply
ORA ZED-Ph 2-Pkgs A&D |  | RFQ-00036 | Mohamed Selim | Procurement | 2024-06-06 | Wooden Doors | Approved | All areas | Type "01", size 900 x 2200 mm, hardware set (HW02). | NO | 385 | 385 | 7705.98 | 2966802.3 | SC_Supply/Apply | Saraya | All areas | Type "01", size 900 x 2200 mm, hardware set (HW02). | NO | 385 | 8017.5 | 3086737.5 | EGP | SC_Supply/Apply
ORA ZED-Ph 2-Pkgs A&D |  | RFQ-00034 | Mostafa Shourbagi | MEP (Electro Mechanical) | 2024-06-03 | Pipe Clamps | Approved | ACC | Pipe Clamp Size 2" | ECH | 500 | 500 | 1.42 | 710 | SC_Supply | Al Nour | ACC | Pipe Clamp Size 2" | ECH | 500 | 30.78 | 15390 | EGP | SC_Supply
ORA ZED-Ph 2-Pkgs A&D |  | RFQ-00034 | Mostafa Shourbagi | MEP (Electro Mechanical) | 2024-06-03 | Pipe Clamps | Approved | ACC | Pipe Clamp Size 2" | ECH | 500 | 500 | 1.42 | 710 | SC_Supply | Al Nour | ACC | Pipe Clamp Size 2" | ECH | 500 | 30.78 | 15390 | EGP | SC_Supply
ORA ZED-Ph 2-Pkgs A&D |  | RFQ-00034 | Mostafa Shourbagi | MEP (Electro Mechanical) | 2024-06-03 | Pipe Clamps | Approved | ACC | Pipe Clamp Size 2" | ECH | 500 | 500 | 1.42 | 710 | SC_Supply | Al Nour | ACC | Pipe Clamp Size 2" | ECH | 500 | 30.78 | 15390 | EGP | SC_Supply
ORA ZED-Ph 2-Pkgs A&D |  | RFQ-00034 | Mostafa Shourbagi | MEP (Electro Mechanical) | 2024-06-03 | Pipe Clamps | Approved | ACC | Pipe Clamp Size 2" | ECH | 500 | 500 | 1.42 | 710 | SC_Supply | Al Nour | ACC | Pipe Clamp Size 2" | ECH | 500 | 30.78 | 15390 | EGP | SC_Supply
ORA ZED-Ph 2-Pkgs A&D |  | RFQ-00032 | Purchasing Engineers | Purchasing | 2024-05-28 | Ready Mix Concrete | Approved | Concrete | Ready mix concrete 200 kg/cm2 OPC 300 kg/m3 | CBM | 2000 | 117 | 798 | 93366 | SC_Apply | ELsewedy for readymix | Concrete | Ready mix concrete 200 kg/cm2 OPC 300 kg/m3 | CBM | 117 | 1605.14 | 187801.38 | EGP | SC_Apply
ORA ZED-Ph 2-Pkgs A&D |  | RFQ-00032 | Purchasing Engineers | Purchasing | 2024-05-28 | Ready Mix Concrete | Approved | All areas | Ready Mix Concrete 400 kg/cm2, OPC CC 430 kg/m3 | CBM | 1000 | 139 | 700 | 97300 | SC_Supply/Apply | ELsewedy for readymix | All areas | Ready Mix Concrete 400 kg/cm2, OPC CC 430 kg/m3 | CBM | 139 | 1921 | 267019 | EGP | SC_Supply/Apply
ORA ZED-Ph 2-Pkgs A&D |  | RFQ-00032 | Purchasing Engineers | Purchasing | 2024-05-28 | Ready Mix Concrete | Approved | All areas | Pump with height 36:42 m | CBM | 1000 | 1 | 39.9 | 39.9 | SC_Supply/Apply | ELsewedy for readymix | All areas | Pump with height 36:42 m | CBM | 1 | 68.4 | 68.4 | EGP | SC_Supply/Apply
ORA ZED-Ph 2-Pkgs A&D |  | RFQ-00032 | Purchasing Engineers | Purchasing | 2024-05-28 | Ready Mix Concrete | Approved | All areas | Pump with height 47:52 m | CBM | 1000 | 1 | 51.3 | 51.3 | SC_Supply/Apply | ELsewedy for readymix | All areas | Pump with height 47:52 m | CBM | 1 | 79.8 | 79.8 | EGP | SC_Supply/Apply
ORA ZED-Ph 2-Pkgs A&D |  | RFQ-00032 | Purchasing Engineers | Purchasing | 2024-05-28 | Ready Mix Concrete | Approved | All areas | Pump up to 56m | CBM | 1000 | 1 | 62.7 | 62.7 | SC_Supply/Apply | ELsewedy for readymix | All areas | Pump up to 56m | CBM | 1 | 102.06 | 102.06 | EGP | SC_Supply/Apply
ORA ZED-Ph 2-Pkgs A&D |  | RFQ-00035 | Purchasing Engineers | Purchasing | 2024-06-04 | Ready Mix Concrete | Approved | All areas | Ready Mix Concrete 200 kg/cm2, OPC CC 300 kg/m3 | CBM | 1000 | 56 | 585 | 32760 | SC_Supply/Apply | ELsewedy for readymix | All areas | Ready Mix Concrete 200 kg/cm2, OPC CC 300 kg/m3 | CBM | 56 | 1181.1 | 66141.6 | EGP | SC_Supply/Apply
ORA ZED-Ph 2-Pkgs A&D |  | RFQ-00035 | Purchasing Engineers | Purchasing | 2024-06-04 | Ready Mix Concrete | Approved | All areas | Ready Mix Concrete 400 kg/cm2, OPC CC 430 kg/m3 | CBM | 1000 | 135 | 700 | 94500 | SC_Supply/Apply | ELsewedy for readymix | All areas | Ready Mix Concrete 400 kg/cm2, OPC CC 430 kg/m3 | CBM | 135 | 1442.41 | 194725.35 | EGP | SC_Supply/Apply
ORA ZED-Ph 2-Pkgs A&D |  | RFQ-00035 | Purchasing Engineers | Purchasing | 2024-06-04 | Ready Mix Concrete | Approved | All areas | Pump with height 36:42 m | CBM | 1000 | 1 | 39.9 | 39.9 | SC_Supply/Apply | ELsewedy for readymix | All areas | Pump with height 36:42 m | CBM | 1 | 40 | 40 | EGP | SC_Supply/Apply
ORA ZED-Ph 2-Pkgs A&D |  | RFQ-00035 | Purchasing Engineers | Purchasing | 2024-06-04 | Ready Mix Concrete | Approved | All areas | Pump with height 47:52 m | CBM | 1000 | 1 | 51.3 | 51.3 | SC_Supply/Apply | ELsewedy for readymix | All areas | Pump with height 47:52 m | CBM | 1 | 50 | 50 | EGP | SC_Supply/Apply
ORA ZED-Ph 2-Pkgs A&D |  | RFQ-00035 | Purchasing Engineers | Purchasing | 2024-06-04 | Ready Mix Concrete | Approved | All areas | Pump up to 56m | CBM | 1000 | 1 | 62.7 | 62.7 | SC_Supply/Apply | ELsewedy for readymix | All areas | Pump up to 56m | CBM | 1 | 70 | 70 | EGP | SC_Supply/Apply
Qasr Rashwan Lot A _0207 |  | RFQ-00032 | Hussein Nabil | MEP (Electro Mechanical) | 2024-05-26 | Install MV Network | Approved | total | بالمتر الطولى تركيب و سحب و اختبار و تسليم كابل الجهد المتوسط بموصلات المنيوم و جهد 12/20 ك.ف قطاع (3*240) مم2 او (3*300) او (3*400)مم 2عزل XLPE/PVC طبقا للمواصفات الفتية للشركة القابضة للكهرباء و شركة توزيع كهرباء مصر الوسطى و البند يشمل الحفر حتى الاعماق المطلوبة فنيا مع اجراء التجارب و الردم طبقا لتوصيات و تقرير التربة و الاساسات و البند يشمل توريد رمال نظيفة ناعمة لزوم الردم و البند يشمل ازالة اى عوائق تعترض مسار الخط و البند يشمل توريد ووضع الطوب الاسمنتى و توريد و وضع العلامات التحذيرية و كل مايلزم لنهو الأعمال على النحو المطلوب طبقا للمواصفات الفنية و الرسومات المعتمدة و المواصفات القياسية المصرية المعمول بها بشركة توزيع كهرباء مصر الوسطى و تسليم الموقع به تيار كهربى جاهز للتشغيل و البند يشمل الحصول على الموافقات اللازمة من شركة توزيع كهرباء مصر الوسطى و الاسعار تشمل التنسيق مع الجهات الادارية المختلفة ( رى - مياه - صرف - كهرباء ) و البند لا يشمل دفع قيمة التصاريح و و البند يشمل عمل الاختبارات مع شركة الكهرباء للكابلات فى المصانع و كذلك جميع المهمات و ايضا عمل الاختبارات داخل لوحات التوزيع و محطة المحولات لاطلاق التيار بعد انتهاء التركيب . | MTR | 17100 | 17100 | 262 | 4480200 | SC_Apply | المتحدة للخدمات الكهربائية و التوريدات العامة - سف | total | بالمتر الطولى تركيب و سحب و اختبار و تسليم كابل الجهد المتوسط بموصلات المنيوم و جهد 12/20 ك.ف قطاع (3*240) مم2 او (3*300) او (3*400)مم 2عزل XLPE/PVC طبقا للمواصفات الفتية للشركة القابضة للكهرباء و شركة توزيع كهرباء مصر الوسطى و البند يشمل الحفر حتى الاعماق المطلوبة فنيا مع اجراء التجارب و الردم طبقا لتوصيات و تقرير التربة و الاساسات و البند يشمل توريد رمال نظيفة ناعمة لزوم الردم و البند يشمل ازالة اى عوائق تعترض مسار الخط و البند يشمل توريد ووضع الطوب الاسمنتى و توريد و وضع العلامات التحذيرية و كل مايلزم لنهو الأعمال على النحو المطلوب طبقا للمواصفات الفنية و الرسومات المعتمدة و المواصفات القياسية المصرية المعمول بها بشركة توزيع كهرباء مصر الوسطى و تسليم الموقع به تيار كهربى جاهز للتشغيل و البند يشمل الحصول على الموافقات اللازمة من شركة توزيع كهرباء مصر الوسطى و الاسعار تشمل التنسيق مع الجهات الادارية المختلفة ( رى - مياه - صرف - كهرباء ) و البند لا يشمل دفع قيمة التصاريح و و البند يشمل عمل الاختبارات مع شركة الكهرباء للكابلات فى المصانع و كذلك جميع المهمات و ايضا عمل الاختبارات داخل لوحات التوزيع و محطة المحولات لاطلاق التيار بعد انتهاء التركيب . | MTR | 17100 | 150 | 2565000 | EGP | SC_Apply
Qasr Rashwan Lot A _0207 |  | RFQ-00032 | Hussein Nabil | MEP (Electro Mechanical) | 2024-05-26 | Install MV Network | Approved | total | عمل و تركيب و اختبار و تسليم وصلات كابلات الجهد المتوسط بموصلات ألمنيوم مع الترملة و وضع علامات التحذير و بوصلات سابقة التجهيز طبقا للمواصفات الفنية و مواصفات شركة توزيع كهرباء مصر الوسطى وطبقا للمواصفات الفنية والبند لا يشمل توريد أي اكسسوارات . | NO | 51 | 51 | 0 | 0 | SC_Apply | المتحدة للخدمات الكهربائية و التوريدات العامة - سف | total | عمل و تركيب و اختبار و تسليم وصلات كابلات الجهد المتوسط بموصلات ألمنيوم مع الترملة و وضع علامات التحذير و بوصلات سابقة التجهيز طبقا للمواصفات الفنية و مواصفات شركة توزيع كهرباء مصر الوسطى وطبقا للمواصفات الفنية والبند لا يشمل توريد أي اكسسوارات . | NO | 51 | 1200 | 61200 | EGP | SC_Apply
Qasr Rashwan Lot A _0207 |  | RFQ-00032 | Hussein Nabil | MEP (Electro Mechanical) | 2024-05-26 | Install MV Network | Approved | total | تركيب و اختبار و تسليم علب نهايات الاطراف عند بداية ونهاية الكابلات للتوصيل بين لوحات الجهد المتوسط، طبقا للمواصفات الفنية و مواصفات شركة توزيع كهرباء مصر الوسطى والبند لا يشمل توريد أي اكسسوارات سواء كانت داخلية او خارجية. | NO | 62 | 62 | 0 | 0 | SC_Apply | المتحدة للخدمات الكهربائية و التوريدات العامة - سف | total | تركيب و اختبار و تسليم علب نهايات الاطراف عند بداية ونهاية الكابلات للتوصيل بين لوحات الجهد المتوسط، طبقا للمواصفات الفنية و مواصفات شركة توزيع كهرباء مصر الوسطى والبند لا يشمل توريد أي اكسسوارات سواء كانت داخلية او خارجية. | NO | 62 | 1000 | 62000 | EGP | SC_Apply
Qasr Rashwan Lot A _0207 |  | RFQ-00032 | Hussein Nabil | MEP (Electro Mechanical) | 2024-05-26 | Install MV Network | Approved | total | نقل و تركيب و توصيل و اختبار و تسليم كشك كامل بالمحول على قاعدة خرسانية و توصيل كابلات الجهد المنخفض و المتوسط و تركيب نهايات الاطراف و توصيلها طبقا لمواصفات شركة توزيع كهرباء مصر الوسطى والبند لا يشمل توريد أي اكسسوارات | NO | 12 | 12 | 66481.16 | 797773.92 | SC_Apply | المتحدة للخدمات الكهربائية و التوريدات العامة - سف | total | نقل و تركيب و توصيل و اختبار و تسليم كشك كامل بالمحول على قاعدة خرسانية و توصيل كابلات الجهد المنخفض و المتوسط و تركيب نهايات الاطراف و توصيلها طبقا لمواصفات شركة توزيع كهرباء مصر الوسطى والبند لا يشمل توريد أي اكسسوارات | NO | 12 | 14000 | 168000 | EGP | SC_Apply
BIOLOGICALS AND BIOSIMILARS MANUFACTURING FACILITY EIPICO 3 _0187 |  | RFQ-00155 | Youssef Abd El Kream | MEP (Electro Mechanical) | 2024-05-22 | BMS Cables | Approved | 2 - B01(ADMIN BUILDING)-255000-1 | BMS CABLE 1p 18AWG shielded PVC thylene insulated, twisted pairs, aluminum 20 AWG stranded tinned copper drain | MTR | 3000 | 3000 | 48 | 144000 | MAT_Raw | الشحنه الكهربائيه للكابلات المتخصصه | 2 - B01(ADMIN BUILDING)-255000-1 | BMS CABLE 1p 18AWG shielded PVC thylene insulated, twisted pairs, aluminum 20 AWG stranded tinned copper drain | MTR | 3000 | 39.75 | 119250 | EGP | MAT_Raw
BIOLOGICALS AND BIOSIMILARS MANUFACTURING FACILITY EIPICO 3 _0187 |  | RFQ-00155 | Youssef Abd El Kream | MEP (Electro Mechanical) | 2024-05-22 | BMS Cables | Approved | 2 - B01(ADMIN BUILDING)-255000-1 | BUILDING MANAGEMENT SYSTEM CABLES ( TYPE PLTC 300 VOLTS ) P VERALL SHIELDED CABLE 3c*1mm | MTR | 4000 | 4000 | 50 | 200000 | MAT_Raw | الشحنه الكهربائيه للكابلات المتخصصه | 2 - B01(ADMIN BUILDING)-255000-1 | BUILDING MANAGEMENT SYSTEM CABLES ( TYPE PLTC 300 VOLTS ) P VERALL SHIELDED CABLE 3c*1mm | MTR | 4000 | 47 | 188000 | EGP | MAT_Raw
BIOLOGICALS AND BIOSIMILARS MANUFACTURING FACILITY EIPICO 3 _0187 |  | RFQ-00155 | Youssef Abd El Kream | MEP (Electro Mechanical) | 2024-05-22 | BMS Cables | Approved | 2 - B01(ADMIN BUILDING)-255000-1 | BMS CABLE 4c 18AWG shielded PVC | MTR | 8000 | 8000 | 65 | 520000 | MAT_Raw | الشحنه الكهربائيه للكابلات المتخصصه | 2 - B01(ADMIN BUILDING)-255000-1 | BMS CABLE 4c 18AWG shielded PVC | MTR | 8000 | 54.25 | 434000 | EGP | MAT_Raw
Abo Shanab El Agamien _0195 |  | RFQ-00074 | Mostafa Ramadan | Operation | 2024-05-22 | Sewerage Network-Infrastructure | Approved | 1 - Sharaf Al Deen-BILL NO. 1: SEWAGE NETWORK-9-1.1.1-a.1 | *DN/ID 150 mm dia sewer pipes (SN 4) Depth to invert not exceeding 1.2 m | MTR | 400 | 60 | 157.43 | 9445.8 | SC_Supply/Apply | السعد للمقاولات المتكاملة | 1 - Sharaf Al Deen-BILL NO. 1: SEWAGE NETWORK-9-1.1.1-a.1 | *DN/ID 150 mm dia sewer pipes (SN 4) Depth to invert not exceeding 1.2 m | MTR | 60 | 337 | 20220 | EGP | SC_Supply/Apply
Abo Shanab El Agamien _0195 |  | RFQ-00074 | Mostafa Ramadan | Operation | 2024-05-22 | Sewerage Network-Infrastructure | Approved | 2 - 2- Iz. Kariman Sednaoui.2- Iz. Kariman Sednaoui-BILL NO. 1: SEWAGE NETWORK-4-1.1.1-a.3 | *DN/ID 200 mm sewer dia pipes (SN 8) Ditto, depth to invert between 2.51 m and 3.50 m | MTR | 350 | 87 | 329.08 | 28629.96 | SC_Supply/Apply | السعد للمقاولات المتكاملة | 2 - 2- Iz. Kariman Sednaoui.2- Iz. Kariman Sednaoui-BILL NO. 1: SEWAGE NETWORK-4-1.1.1-a.3 | *DN/ID 200 mm sewer dia pipes (SN 8) Ditto, depth to invert between 2.51 m and 3.50 m | MTR | 87 | 842 | 73254 | EGP | SC_Supply/Apply
Abo Shanab El Agamien _0195 |  | RFQ-00074 | Mostafa Ramadan | Operation | 2024-05-22 | Sewerage Network-Infrastructure | Approved | 10 - "10 - ABOU .10 - ABOU NASSAR, AL ESSAWI & ABOU SAEDA-BILL NO. 1: SEWAGE NETWORK-4-1.1.1-c.1 | *DN/ID 250 mm dia sewer pipes (SN 8) Depth to invert between 1.51 m and 2.50 m | MTR | 345 | 228 | 310.53 | 70800.84 | SC_Supply/Apply | السعد للمقاولات المتكاملة | 10 - "10 - ABOU .10 - ABOU NASSAR, AL ESSAWI & ABOU SAEDA-BILL NO. 1: SEWAGE NETWORK-4-1.1.1-c.1 | *DN/ID 250 mm dia sewer pipes (SN 8) Depth to invert between 1.51 m and 2.50 m | MTR | 228 | 699 | 159372 | EGP | SC_Supply/Apply
Abo Shanab El Agamien _0195 |  | RFQ-00074 | Mostafa Ramadan | Operation | 2024-05-22 | Sewerage Network-Infrastructure | Approved | 10 - "10 - ABOU .10 - ABOU NASSAR, AL ESSAWI & ABOU SAEDA-BILL NO. 1: SEWAGE NETWORK-4-1.1.1-d.3 | *DN/ID 300 mm dia sewer pipes (SN 8) Ditto, depth to invert between 3.51 m and 4.50 m | MTR | 365 | 52 | 461.5 | 23998 | SC_Supply/Apply | السعد للمقاولات المتكاملة | 10 - "10 - ABOU .10 - ABOU NASSAR, AL ESSAWI & ABOU SAEDA-BILL NO. 1: SEWAGE NETWORK-4-1.1.1-d.3 | *DN/ID 300 mm dia sewer pipes (SN 8) Ditto, depth to invert between 3.51 m and 4.50 m | MTR | 52 | 1408 | 73216 | EGP | SC_Supply/Apply
Abo Shanab El Agamien _0195 |  | RFQ-00074 | Mostafa Ramadan | Operation | 2024-05-22 | Sewerage Network-Infrastructure | Approved | 1 - Sharaf Al Deen-BILL NO. 1: SEWAGE NETWORK-9-1.1.1-d.1 | *DN/ID 300 mm dia sewer pipes (SN 8) Depth to invert between 2.51 m and 3.50 m | MTR | 195 | 128 | 386.5 | 49472 | SC_Supply/Apply | السعد للمقاولات المتكاملة | 1 - Sharaf Al Deen-BILL NO. 1: SEWAGE NETWORK-9-1.1.1-d.1 | *DN/ID 300 mm dia sewer pipes (SN 8) Depth to invert between 2.51 m and 3.50 m | MTR | 128 | 1058 | 135424 | EGP | SC_Supply/Apply
Abo Shanab El Agamien _0195 |  | RFQ-00074 | Mostafa Ramadan | Operation | 2024-05-22 | Sewerage Network-Infrastructure | Approved | 2 - 2- Iz. Kariman Sednaoui.2- Iz. Kariman Sednaoui-BILL NO. 1: SEWAGE NETWORK-4-1.1.1-c.2 | DN/ID 400 mm dia sewer pipes (SN 8) Ditto, depth to invert between 2.51 m and 3.50 m | MTR | 305 | 167 | 448.39 | 74881.13 | SC_Supply/Apply | السعد للمقاولات المتكاملة | 2 - 2- Iz. Kariman Sednaoui.2- Iz. Kariman Sednaoui-BILL NO. 1: SEWAGE NETWORK-4-1.1.1-c.2 | DN/ID 400 mm dia sewer pipes (SN 8) Ditto, depth to invert between 2.51 m and 3.50 m | MTR | 167 | 1171 | 195557 | EGP | SC_Supply/Apply
Abo Shanab El Agamien _0195 |  | RFQ-00074 | Mostafa Ramadan | Operation | 2024-05-22 | Sewerage Network-Infrastructure | Approved | 2 - 2- Iz. Kariman Sednaoui.2- Iz. Kariman Sednaoui-BILL NO. 1: SEWAGE NETWORK-4-1.1.1-c.3 | DN/ID 400 mm dia sewer pipes (SN 8) Ditto, depth to invert between 3.51 m and 4.50 m | MTR | 150 | 85 | 547.39 | 46528.15 | SC_Supply/Apply | السعد للمقاولات المتكاملة | 2 - 2- Iz. Kariman Sednaoui.2- Iz. Kariman Sednaoui-BILL NO. 1: SEWAGE NETWORK-4-1.1.1-c.3 | DN/ID 400 mm dia sewer pipes (SN 8) Ditto, depth to invert between 3.51 m and 4.50 m | MTR | 85 | 1471 | 125035 | EGP | SC_Supply/Apply
Abo Shanab El Agamien _0195 |  | RFQ-00074 | Mostafa Ramadan | Operation | 2024-05-22 | Sewerage Network-Infrastructure | Approved | 1 - Sharaf Al Deen-BILL NO. 1: SEWAGE NETWORK-9-1.1.1-d.2 | *DN/ID 300 mm dia sewer pipes (SN 8) Ditto, depth to invert between 3.51 m and 4.50 m | MTR | 50 | 38 | 461.5 | 17537 | SC_Supply/Apply | السعد للمقاولات المتكاملة | 1 - Sharaf Al Deen-BILL NO. 1: SEWAGE NETWORK-9-1.1.1-d.2 | *DN/ID 300 mm dia sewer pipes (SN 8) Ditto, depth to invert between 3.51 m and 4.50 m | MTR | 38 | 1408 | 53504 | EGP | SC_Supply/Apply
Abo Shanab El Agamien _0195 |  | RFQ-00074 | Mostafa Ramadan | Operation | 2024-05-22 | Sewerage Network-Infrastructure | Approved | 10 - "10 - ABOU .10 - ABOU NASSAR, AL ESSAWI & ABOU SAEDA-BILL NO. 1: SEWAGE NETWORK-4-1.1.1-f.2 | *DN/ID 500 mm dia sewer pipes (SN 8) Ditto, depth to invert between 4.51 m and 5.50 m | MTR | 95 | 54 | 849.1 | 45851.4 | SC_Supply/Apply | السعد للمقاولات المتكاملة | 10 - "10 - ABOU .10 - ABOU NASSAR, AL ESSAWI & ABOU SAEDA-BILL NO. 1: SEWAGE NETWORK-4-1.1.1-f.2 | *DN/ID 500 mm dia sewer pipes (SN 8) Ditto, depth to invert between 4.51 m and 5.50 m | MTR | 54 | 1900 | 102600 | EGP | SC_Supply/Apply
Abo Shanab El Agamien _0195 |  | RFQ-00074 | Mostafa Ramadan | Operation | 2024-05-22 | Sewerage Network-Infrastructure | Approved | 3 - 3- Iz.Junaidi Wisa & Iz. Zaki W.3- Iz.Junaidi Wisa & Iz. Zaki Wisa-BILL NO. 1: SEWAGE NETWORK-4-1.1.1-c.4 | *DN/ID 250 mm dia sewer pipes (SN 8) Ditto, depth to invert between 3.51 m and 4.50 m | MTR | 345 | 20 | 485 | 9700 | SC_Supply/Apply | السعد للمقاولات المتكاملة | 3 - 3- Iz.Junaidi Wisa & Iz. Zaki W.3- Iz.Junaidi Wisa & Iz. Zaki Wisa-BILL NO. 1: SEWAGE NETWORK-4-1.1.1-c.4 | *DN/ID 250 mm dia sewer pipes (SN 8) Ditto, depth to invert between 3.51 m and 4.50 m | MTR | 20 | 1299 | 25980 | EGP | SC_Supply/Apply
Abo Shanab El Agamien _0195 |  | RFQ-00074 | Mostafa Ramadan | Operation | 2024-05-22 | Sewerage Network-Infrastructure | Approved | 10 - "10 - ABOU .10 - ABOU NASSAR, AL ESSAWI & ABOU SAEDA-BILL NO. 1: SEWAGE NETWORK-4-1.1.1-d.1 | *DN/ID 300 mm dia sewer pipes (SN 8) Depth to invert between 1.51 m and 2.50 m | MTR | 165 | 72 | 311.5 | 22428 | SC_Supply/Apply | السعد للمقاولات المتكاملة | 10 - "10 - ABOU .10 - ABOU NASSAR, AL ESSAWI & ABOU SAEDA-BILL NO. 1: SEWAGE NETWORK-4-1.1.1-d.1 | *DN/ID 300 mm dia sewer pipes (SN 8) Depth to invert between 1.51 m and 2.50 m | MTR | 72 | 858 | 61776 | EGP | SC_Supply/Apply
Abo Shanab El Agamien _0195 |  | RFQ-00074 | Mostafa Ramadan | Operation | 2024-05-22 | Sewerage Network-Infrastructure | Approved | 10 - "10 - ABOU .10 - ABOU NASSAR, AL ESSAWI & ABOU SAEDA-BILL NO. 1: SEWAGE NETWORK-4-1.1.1-c.3 | *DN/ID 250 mm dia sewer pipes (SN 8) Ditto, depth to invert between 3.51 m and 4.50 m | MTR | 70 | 18 | 485 | 8730 | SC_Supply/Apply | السعد للمقاولات المتكاملة | 10 - "10 - ABOU .10 - ABOU NASSAR, AL ESSAWI & ABOU SAEDA-BILL NO. 1: SEWAGE NETWORK-4-1.1.1-c.3 | *DN/ID 250 mm dia sewer pipes (SN 8) Ditto, depth to invert between 3.51 m and 4.50 m | MTR | 18 | 1299 | 23382 | EGP | SC_Supply/Apply
Abo Shanab El Agamien _0195 |  | RFQ-00074 | Mostafa Ramadan | Operation | 2024-05-22 | Sewerage Network-Infrastructure | Approved | 6 - 6-Huwaydi Village.6-Huwaydi Village-BILL NO. 1: SEWAGE NETWORK-4-1.1.1-c.2 | *DN/ID 250 mm dia sewer pipes (SN 8) Depth to invert between 1.51 m and 2.50 m | MTR | 450 | 300 | 310.53 | 93159 | SC_Supply/Apply | السعد للمقاولات المتكاملة | 6 - 6-Huwaydi Village.6-Huwaydi Village-BILL NO. 1: SEWAGE NETWORK-4-1.1.1-c.2 | *DN/ID 250 mm dia sewer pipes (SN 8) Depth to invert between 1.51 m and 2.50 m | MTR | 300 | 699 | 209700 | EGP | SC_Supply/Apply
Abo Shanab El Agamien _0195 |  | RFQ-00074 | Mostafa Ramadan | Operation | 2024-05-22 | Sewerage Network-Infrastructure | Approved | 6 - 6-Huwaydi Village.6-Huwaydi Village-BILL NO. 1: SEWAGE NETWORK-4-1.1.1-c.3 | *DN/ID 250 mm dia sewer pipes (SN 8) Ditto, depth to invert between 2.51 m and 3.50 m | MTR | 550 | 150 | 385.53 | 57829.5 | SC_Supply/Apply | السعد للمقاولات المتكاملة | 6 - 6-Huwaydi Village.6-Huwaydi Village-BILL NO. 1: SEWAGE NETWORK-4-1.1.1-c.3 | *DN/ID 250 mm dia sewer pipes (SN 8) Ditto, depth to invert between 2.51 m and 3.50 m | MTR | 150 | 899 | 134850 | EGP | SC_Supply/Apply
Abo Shanab El Agamien _0195 |  | RFQ-00074 | Mostafa Ramadan | Operation | 2024-05-22 | Sewerage Network-Infrastructure | Approved | 4 - 4-Iz. Al Biltaji.4-Iz. Al Biltaji-BILL NO. 1: SEWAGE NETWORK-4-1.1.1-d.2 | *DN/ID 300 mm dia sewer pipes (SN 8) Ditto, depth to invert between 2.51 m and 3.50 m | MTR | 600 | 400 | 386.5 | 154600 | SC_Supply/Apply | السعد للمقاولات المتكاملة | 4 - 4-Iz. Al Biltaji.4-Iz. Al Biltaji-BILL NO. 1: SEWAGE NETWORK-4-1.1.1-d.2 | *DN/ID 300 mm dia sewer pipes (SN 8) Ditto, depth to invert between 2.51 m and 3.50 m | MTR | 400 | 1058 | 423200 | EGP | SC_Supply/Apply
Abo Shanab El Agamien _0195 |  | RFQ-00074 | Mostafa Ramadan | Operation | 2024-05-22 | Sewerage Network-Infrastructure | Approved | 6 - 6-Huwaydi Village.6-Huwaydi Village-BILL NO. 1: SEWAGE NETWORK-4-1.1.1-c.4 | *DN/ID 250 mm dia sewer pipes (SN 8) Ditto, depth to invert between 3.51 m and 4.50 m | MTR | 80 | 20 | 485 | 9700 | SC_Supply/Apply | السعد للمقاولات المتكاملة | 6 - 6-Huwaydi Village.6-Huwaydi Village-BILL NO. 1: SEWAGE NETWORK-4-1.1.1-c.4 | *DN/ID 250 mm dia sewer pipes (SN 8) Ditto, depth to invert between 3.51 m and 4.50 m | MTR | 20 | 1299 | 25980 | EGP | SC_Supply/Apply
Abo Shanab El Agamien _0195 |  | RFQ-00074 | Mostafa Ramadan | Operation | 2024-05-22 | Sewerage Network-Infrastructure | Approved | 9 - 9-Iz. Seror.9-Iz. Seror-BILL NO. 1: SEWAGE NETWORK-4-1.1.1-a.1 | *DN/ID 150 mm dia sewer pipes (SN 4) Depth to invert not exceeding 1.2 m | MTR | 550 | 60 | 157.43 | 9445.8 | SC_Supply/Apply | السعد للمقاولات المتكاملة | 9 - 9-Iz. Seror.9-Iz. Seror-BILL NO. 1: SEWAGE NETWORK-4-1.1.1-a.1 | *DN/ID 150 mm dia sewer pipes (SN 4) Depth to invert not exceeding 1.2 m | MTR | 60 | 337 | 20220 | EGP | SC_Supply/Apply
Abo Shanab El Agamien _0195 |  | RFQ-00074 | Mostafa Ramadan | Operation | 2024-05-22 | Sewerage Network-Infrastructure | Approved | 9 - 9-Iz. Seror.9-Iz. Seror-BILL NO. 1: SEWAGE NETWORK-4-1.1.1-b.2 | *DN/ID 200 mm sewer dia pipes (SN 8) Ditto, depth to invert between 1.51 m and 2.50 m | MTR | 900 | 655 | 258.08 | 169042.4 | SC_Supply/Apply | السعد للمقاولات المتكاملة | 9 - 9-Iz. Seror.9-Iz. Seror-BILL NO. 1: SEWAGE NETWORK-4-1.1.1-b.2 | *DN/ID 200 mm sewer dia pipes (SN 8) Ditto, depth to invert between 1.51 m and 2.50 m | MTR | 655 | 617 | 404135 | EGP | SC_Supply/Apply
Abo Shanab El Agamien _0195 |  | RFQ-00074 | Mostafa Ramadan | Operation | 2024-05-22 | Sewerage Network-Infrastructure | Approved | 4 - 4-Iz. Al Biltaji.4-Iz. Al Biltaji-BILL NO. 1: SEWAGE NETWORK-4-1.1.1-c.3 | *DN/ID 250 mm dia sewer pipes (SN 8) Ditto, depth to invert between 2.51 m and 3.50 m | MTR | 300 | 150 | 385.53 | 57829.5 | SC_Supply/Apply | السعد للمقاولات المتكاملة | 4 - 4-Iz. Al Biltaji.4-Iz. Al Biltaji-BILL NO. 1: SEWAGE NETWORK-4-1.1.1-c.3 | *DN/ID 250 mm dia sewer pipes (SN 8) Ditto, depth to invert between 2.51 m and 3.50 m | MTR | 150 | 899 | 134850 | EGP | SC_Supply/Apply
Abo Shanab El Agamien _0195 |  | RFQ-00074 | Mostafa Ramadan | Operation | 2024-05-22 | Sewerage Network-Infrastructure | Approved | 6 - 6-Huwaydi Village.6-Huwaydi Village-BILL NO. 1: SEWAGE NETWORK-4-1.1.1-d.1 | *DN/ID 300 mm dia sewer pipes (SN 8) Depth to invert between 3.51 m and 4.50 m | MTR | 25 | 24 | 461.5 | 11076 | SC_Supply/Apply | السعد للمقاولات المتكاملة | 6 - 6-Huwaydi Village.6-Huwaydi Village-BILL NO. 1: SEWAGE NETWORK-4-1.1.1-d.1 | *DN/ID 300 mm dia sewer pipes (SN 8) Depth to invert between 3.51 m and 4.50 m | MTR | 24 | 1408 | 33792 | EGP | SC_Supply/Apply
Abo Shanab El Agamien _0195 |  | RFQ-00074 | Mostafa Ramadan | Operation | 2024-05-22 | Sewerage Network-Infrastructure | Approved | 10 - "10 - ABOU .10 - ABOU NASSAR, AL ESSAWI & ABOU SAEDA-BILL NO. 1: SEWAGE NETWORK-4-1.1.1-e.2 | DN/ID 400 mm dia sewer pipes (SN 8) Ditto, depth to invert between 4.51 m and 5.50 m | MTR | 45 | 30 | 674.47 | 20234.1 | SC_Supply/Apply | السعد للمقاولات المتكاملة | 10 - "10 - ABOU .10 - ABOU NASSAR, AL ESSAWI & ABOU SAEDA-BILL NO. 1: SEWAGE NETWORK-4-1.1.1-e.2 | DN/ID 400 mm dia sewer pipes (SN 8) Ditto, depth to invert between 4.51 m and 5.50 m | MTR | 30 | 1621 | 48630 | EGP | SC_Supply/Apply
Abo Shanab El Agamien _0195 |  | RFQ-00074 | Mostafa Ramadan | Operation | 2024-05-22 | Sewerage Network-Infrastructure | Approved | 9 - 9-Iz. Seror.9-Iz. Seror-BILL NO. 1: SEWAGE NETWORK-4-1.1.1-b.3 | *DN/ID 200 mm sewer dia pipes (SN 8) Ditto, depth to invert between 2.51 m and 3.50 m | MTR | 150 | 87 | 329.08 | 28629.96 | SC_Supply/Apply | السعد للمقاولات المتكاملة | 9 - 9-Iz. Seror.9-Iz. Seror-BILL NO. 1: SEWAGE NETWORK-4-1.1.1-b.3 | *DN/ID 200 mm sewer dia pipes (SN 8) Ditto, depth to invert between 2.51 m and 3.50 m | MTR | 87 | 842 | 73254 | EGP | SC_Supply/Apply
Abo Shanab El Agamien _0195 |  | RFQ-00074 | Mostafa Ramadan | Operation | 2024-05-22 | Sewerage Network-Infrastructure | Approved | 2 - 2- Iz. Kariman Sednaoui.2- Iz. Kariman Sednaoui-BILL NO. 1: SEWAGE NETWORK-4-1.1.1-b.3 | *DN/ID 250 mm dia sewer pipes (SN 8) Ditto, depth to invert between 2.51 m and 3.50 m | MTR | 550 | 150 | 385.53 | 57829.5 | SC_Supply/Apply | السعد للمقاولات المتكاملة | 2 - 2- Iz. Kariman Sednaoui.2- Iz. Kariman Sednaoui-BILL NO. 1: SEWAGE NETWORK-4-1.1.1-b.3 | *DN/ID 250 mm dia sewer pipes (SN 8) Ditto, depth to invert between 2.51 m and 3.50 m | MTR | 150 | 899 | 134850 | EGP | SC_Supply/Apply
MOC HQ at Diriyah _K0005 |  | RFQ-00009 | Rola Yasser | Procurement | 2024-06-13 | Raised Floor RFQ. | Approved | 14.15 - 09 - FINISHES-9.11.1 | Supply and install 60x60 cm access floor panel, Price includes calcium silicate boards 12 mm thick and their fixation with self-drilling screws, the sealing with adhesive, and all necessary required accessories to complete the item as per drawings and specifications. | SQM | 1000 | 1000 | 215 | 215000 | MAT_Raw | lindner middle east | 14.15 - 09 - FINISHES-9.11.1 | Supply and install 60x60 cm access floor panel, Price includes calcium silicate boards 12 mm thick and their fixation with self-drilling screws, the sealing with adhesive, and all necessary required accessories to complete the item as per drawings and specifications. | SQM | 1000 | 39.94 | 39940 | SAR | MAT_Raw
BIOLOGICALS AND BIOSIMILARS MANUFACTURING FACILITY EIPICO 3 _0187 |  | RFQ-00164 | Purchasing Engineers | Purchasing | 2024-06-13 | Ready mix concrete supply | Approved | Purchasing | Ready Mix Concrete 200 kg/cm2, OPC CC 300 kg/m3 | CBM | 600 | 100 | 0 | 0 | RC | Capital Concrete Readymix | Purchasing | Ready Mix Concrete 200 kg/cm2, OPC CC 300 kg/m3 | CBM | 100 | 1300 | 130000 | EGP | RC
BIOLOGICALS AND BIOSIMILARS MANUFACTURING FACILITY EIPICO 3 _0187 |  | RFQ-00164 | Purchasing Engineers | Purchasing | 2024-06-13 | Ready mix concrete supply | Approved | Purchasing | Ready Mix Concrete 250 kg/cm2, OPC CC 350 kg/m3 | CBM | 600 | 100 | 0 | 0 | RC | Capital Concrete Readymix | Purchasing | Ready Mix Concrete 250 kg/cm2, OPC CC 350 kg/m3 | CBM | 100 | 1450 | 145000 | EGP | RC
BIOLOGICALS AND BIOSIMILARS MANUFACTURING FACILITY EIPICO 3 _0187 |  | RFQ-00164 | Purchasing Engineers | Purchasing | 2024-06-13 | Ready mix concrete supply | Approved | Purchasing | Ready Mix Concrete 350 kg/cm2, OPC CC 450 kg/m3 | CBM | 600 | 100 | 0 | 0 | RC | Capital Concrete Readymix | Purchasing | Ready Mix Concrete 350 kg/cm2, OPC CC 450 kg/m3 | CBM | 100 | 1550 | 155000 | EGP | RC
BIOLOGICALS AND BIOSIMILARS MANUFACTURING FACILITY EIPICO 3 _0187 |  | RFQ-00164 | Purchasing Engineers | Purchasing | 2024-06-13 | Ready mix concrete supply | Approved | Concete | Waterproof Additives | CBM | 300 | 0 | 0 | 0 | SC_Supply/Apply | Capital Concrete Readymix | Concete | Waterproof Additives | CBM | 0 | 60 | 0 | EGP | SC_Supply/Apply
ORA ZED-Ph 2-Pkgs A&D |  | RFQ-00035 | Purchasing Engineers | Purchasing | 2024-06-04 | Ready Mix Concrete | Approved | All areas | Waterproof additives | CBM | 600 | 1 | 25 | 25 | SC_Supply/Apply | ELsewedy for readymix | All areas | Waterproof additives | CBM | 1 | 35 | 35 | EGP | SC_Supply/Apply
Mivida BP#189 |  | RFQ-00092 | Mostafa Shourbagi | MEP (Electro Mechanical) | 2024-05-28 | Duct Accessories | Approved | 152105.all | PR-94133 basement duct acc | LS | 1 | 1 | 98338.8 | 98338.8 | SC_Supply | المتحدة لتصنيع مجارى الهواء (الصاج) الخاصه بالتكيف | 152105.all | PR-94133 basement duct acc | LS | 1 | 44409 | 44409 | EGP | SC_Supply
Katameya Creeks |  | RFQ-00052 | Mahmoud El Nady | MEP (Electro Mechanical) | 2024-06-06 | Adjustment Price Addendum (Electric Misr) | Approved | All Buildings | MDB-1 | ECH | 7 | 7 | 3659.18 | 25614.26 | SC_Apply | اليكتريك مصر للمقاولات | All Buildings | MDB-1 | ECH | 7 | 4000 | 28000 | EGP | SC_Apply
Katameya Creeks |  | RFQ-00052 | Mahmoud El Nady | MEP (Electro Mechanical) | 2024-06-06 | Adjustment Price Addendum (Electric Misr) | Approved | All Buildings | MDB-2 | ECH | 7 | 7 | 3300.63 | 23104.41 | SC_Apply | اليكتريك مصر للمقاولات | All Buildings | MDB-2 | ECH | 7 | 4000 | 28000 | EGP | SC_Apply
Katameya Creeks |  | RFQ-00052 | Mahmoud El Nady | MEP (Electro Mechanical) | 2024-06-06 | Adjustment Price Addendum (Electric Misr) | Approved | All Buildings | EMDB | ECH | 7 | 7 | 1883.17 | 13182.19 | SC_Apply | اليكتريك مصر للمقاولات | All Buildings | EMDB | ECH | 7 | 2000 | 14000 | EGP | SC_Apply
Katameya Creeks |  | RFQ-00052 | Mahmoud El Nady | MEP (Electro Mechanical) | 2024-06-06 | Adjustment Price Addendum (Electric Misr) | Approved | All Buildings | LPP-B (with pre-paid power meter ) | ECH | 7 | 7 | 2762.8 | 19339.6 | SC_Apply | اليكتريك مصر للمقاولات | All Buildings | LPP-B (with pre-paid power meter ) | ECH | 7 | 2500 | 17500 | EGP | SC_Apply
Katameya Creeks |  | RFQ-00052 | Mahmoud El Nady | MEP (Electro Mechanical) | 2024-06-06 | Adjustment Price Addendum (Electric Misr) | Approved | All Buildings | SMDB-G | ECH | 7 | 7 | 1506.53 | 10545.71 | SC_Apply | اليكتريك مصر للمقاولات | All Buildings | SMDB-G | ECH | 7 | 1500 | 10500 | EGP | SC_Apply
Katameya Creeks |  | RFQ-00052 | Mahmoud El Nady | MEP (Electro Mechanical) | 2024-06-06 | Adjustment Price Addendum (Electric Misr) | Approved | All Buildings | SMDB-1st | ECH | 7 | 7 | 1870.68 | 13094.76 | SC_Apply | اليكتريك مصر للمقاولات | All Buildings | SMDB-1st | ECH | 7 | 1800 | 12600 | EGP | SC_Apply
Katameya Creeks |  | RFQ-00052 | Mahmoud El Nady | MEP (Electro Mechanical) | 2024-06-06 | Adjustment Price Addendum (Electric Misr) | Approved | All Buildings | SMDB-2nd | ECH | 7 | 7 | 1870.68 | 13094.76 | SC_Apply | اليكتريك مصر للمقاولات | All Buildings | SMDB-2nd | ECH | 7 | 1800 | 12600 | EGP | SC_Apply
Katameya Creeks |  | RFQ-00052 | Mahmoud El Nady | MEP (Electro Mechanical) | 2024-06-06 | Adjustment Price Addendum (Electric Misr) | Approved | All Buildings | SMDB-3rd | ECH | 7 | 7 | 1870.68 | 13094.76 | SC_Apply | اليكتريك مصر للمقاولات | All Buildings | SMDB-3rd | ECH | 7 | 1800 | 12600 | EGP | SC_Apply
Katameya Creeks |  | RFQ-00052 | Mahmoud El Nady | MEP (Electro Mechanical) | 2024-06-06 | Adjustment Price Addendum (Electric Misr) | Approved | All Buildings | SMDB-4th | ECH | 7 | 7 | 1870.68 | 13094.76 | SC_Apply | اليكتريك مصر للمقاولات | All Buildings | SMDB-4th | ECH | 7 | 1800 | 12600 | EGP | SC_Apply
Katameya Creeks |  | RFQ-00052 | Mahmoud El Nady | MEP (Electro Mechanical) | 2024-06-06 | Adjustment Price Addendum (Electric Misr) | Approved | All Buildings | STAIRS MACHINE | ECH | 7 | 7 | 301.31 | 2109.17 | SC_Apply | اليكتريك مصر للمقاولات | All Buildings | STAIRS MACHINE | ECH | 7 | 350 | 2450 | EGP | SC_Apply
Katameya Creeks |  | RFQ-00052 | Mahmoud El Nady | MEP (Electro Mechanical) | 2024-06-06 | Adjustment Price Addendum (Electric Misr) | Approved | All Buildings | MCC for VRF | ECH | 7 | 7 | 1406.1 | 9842.7 | SC_Apply | اليكتريك مصر للمقاولات | All Buildings | MCC for VRF | ECH | 7 | 1400 | 9800 | EGP | SC_Apply
Katameya Creeks |  | RFQ-00052 | Mahmoud El Nady | MEP (Electro Mechanical) | 2024-06-06 | Adjustment Price Addendum (Electric Misr) | Approved | All Buildings | MCC for HVAC | ECH | 7 | 7 | 1406.1 | 9842.7 | SC_Apply | اليكتريك مصر للمقاولات | All Buildings | MCC for HVAC | ECH | 7 | 1400 | 9800 | EGP | SC_Apply
Katameya Creeks |  | RFQ-00052 | Mahmoud El Nady | MEP (Electro Mechanical) | 2024-06-06 | Adjustment Price Addendum (Electric Misr) | Approved | All Buildings | MCC for PUMP | ECH | 7 | 7 | 1406.1 | 9842.7 | SC_Apply | اليكتريك مصر للمقاولات | All Buildings | MCC for PUMP | ECH | 7 | 1400 | 9800 | EGP | SC_Apply
Katameya Creeks |  | RFQ-00052 | Mahmoud El Nady | MEP (Electro Mechanical) | 2024-06-06 | Adjustment Price Addendum (Electric Misr) | Approved | All Buildings | install & test a lighting fixtures outlet 2nd fix only with wiring (3x3) mm², back to panel or second outlet, according to drawings and specifications FOR Basement السعر لسحب السلك فقط | ECH | 200 | 200 | 72.5 | 14500 | SC_Apply | اليكتريك مصر للمقاولات | All Buildings | install & test a lighting fixtures outlet 2nd fix only with wiring (3x3) mm², back to panel or second outlet, according to drawings and specifications FOR Basement السعر لسحب السلك فقط | ECH | 200 | 70 | 14000 | EGP | SC_Apply
Katameya Creeks |  | RFQ-00052 | Mahmoud El Nady | MEP (Electro Mechanical) | 2024-06-06 | Adjustment Price Addendum (Electric Misr) | Approved | All Buildings | Supply, install & test a lighting fixtures outlet 1st fix,install and test 2nd fix wiring (3x3) mm², back to panel or second outlet, according to drawings and specifications FOR Lobby for building 19 السعر يشمل توريد و تأسيس مواسير الصواعد و مخارج اللوبي و سحب السلك | ECH | 200 | 200 | 365.33 | 73066 | SC_Apply | اليكتريك مصر للمقاولات | All Buildings | Supply, install & test a lighting fixtures outlet 1st fix,install and test 2nd fix wiring (3x3) mm², back to panel or second outlet, according to drawings and specifications FOR Lobby for building 19 السعر يشمل توريد و تأسيس مواسير الصواعد و مخارج اللوبي و سحب السلك | ECH | 200 | 350 | 70000 | EGP | SC_Apply
Katameya Creeks |  | RFQ-00052 | Mahmoud El Nady | MEP (Electro Mechanical) | 2024-06-06 | Adjustment Price Addendum (Electric Misr) | Approved | All Buildings | Supply, install & test a lighting fixtures outlet 1st fix,install and test 2nd fix wiring (3x3) mm², back to panel or second outlet, according to drawings and specifications FOR Lobby السعر يشمل توريد و تأسيس مخارج اللوبي و سحب السلك | ECH | 1000 | 1000 | 365.33 | 365330 | SC_Apply | اليكتريك مصر للمقاولات | All Buildings | Supply, install & test a lighting fixtures outlet 1st fix,install and test 2nd fix wiring (3x3) mm², back to panel or second outlet, according to drawings and specifications FOR Lobby السعر يشمل توريد و تأسيس مخارج اللوبي و سحب السلك | ECH | 1000 | 350 | 350000 | EGP | SC_Apply
Katameya Creeks |  | RFQ-00052 | Mahmoud El Nady | MEP (Electro Mechanical) | 2024-06-06 | Adjustment Price Addendum (Electric Misr) | Approved | All Buildings | One way, one gang switch outlet | ECH | 140 | 140 | 109.1 | 15274 | SC_Apply | اليكتريك مصر للمقاولات | All Buildings | One way, one gang switch outlet | ECH | 140 | 180 | 25200 | EGP | SC_Apply
Katameya Creeks |  | RFQ-00052 | Mahmoud El Nady | MEP (Electro Mechanical) | 2024-06-06 | Adjustment Price Addendum (Electric Misr) | Approved | All Buildings | Two way, one gang switch outlet | ECH | 14 | 14 | 133.33 | 1866.62 | SC_Apply | اليكتريك مصر للمقاولات | All Buildings | Two way, one gang switch outlet | ECH | 14 | 180 | 2520 | EGP | SC_Apply
Katameya Creeks |  | RFQ-00052 | Mahmoud El Nady | MEP (Electro Mechanical) | 2024-06-06 | Adjustment Price Addendum (Electric Misr) | Approved | All Buildings | Entermediate switch outlet | ECH | 50 | 50 | 158.81 | 7940.5 | SC_Apply | اليكتريك مصر للمقاولات | All Buildings | Entermediate switch outlet | ECH | 50 | 180 | 9000 | EGP | SC_Apply
Katameya Creeks |  | RFQ-00052 | Mahmoud El Nady | MEP (Electro Mechanical) | 2024-06-06 | Adjustment Price Addendum (Electric Misr) | Approved | All Buildings | One way, two gang switch outlet | ECH | 7 | 7 | 174 | 1218 | SC_Apply | اليكتريك مصر للمقاولات | All Buildings | One way, two gang switch outlet | ECH | 7 | 180 | 1260 | EGP | SC_Apply
Katameya Creeks |  | RFQ-00052 | Mahmoud El Nady | MEP (Electro Mechanical) | 2024-06-06 | Adjustment Price Addendum (Electric Misr) | Approved | All Buildings | One way, three gang switch outlet | ECH | 7 | 7 | 227.24 | 1590.68 | SC_Apply | اليكتريك مصر للمقاولات | All Buildings | One way, three gang switch outlet | ECH | 7 | 200 | 1400 | EGP | SC_Apply
Katameya Creeks |  | RFQ-00052 | Mahmoud El Nady | MEP (Electro Mechanical) | 2024-06-06 | Adjustment Price Addendum (Electric Misr) | Approved | All Buildings | One way, one gang switch outlet فى حاله السلالم فقط | ECH | 12 | 12 | 227.24 | 2726.88 | SC_Apply | اليكتريك مصر للمقاولات | All Buildings | One way, one gang switch outlet فى حاله السلالم فقط | ECH | 12 | 220 | 2640 | EGP | SC_Apply
Abo Shanab El Agamien _0195 |  | RFQ-00074 | Mostafa Ramadan | Operation | 2024-05-22 | Sewerage Network-Infrastructure | Approved | 4 - 4-Iz. Al Biltaji.4-Iz. Al Biltaji-BILL NO. 1: SEWAGE NETWORK-4-1.1.1-d.3 | *DN/ID 300 mm dia sewer pipes (SN 8) Ditto, depth to invert between 3.51 m and 4.50 m | MTR | 55 | 38 | 461.5 | 17537 | SC_Supply/Apply | السعد للمقاولات المتكاملة | 4 - 4-Iz. Al Biltaji.4-Iz. Al Biltaji-BILL NO. 1: SEWAGE NETWORK-4-1.1.1-d.3 | *DN/ID 300 mm dia sewer pipes (SN 8) Ditto, depth to invert between 3.51 m and 4.50 m | MTR | 38 | 1408 | 53504 | EGP | SC_Supply/Apply
Abo Shanab El Agamien _0195 |  | RFQ-00074 | Mostafa Ramadan | Operation | 2024-05-22 | Sewerage Network-Infrastructure | Approved | 10 - "10 - ABOU .10 - ABOU NASSAR, AL ESSAWI & ABOU SAEDA-BILL NO. 1: SEWAGE NETWORK-4-1.1.1-d.2 | *DN/ID 300 mm dia sewer pipes (SN 8) Ditto, depth to invert between 2.51 m and 3.50 m | MTR | 375 | 129 | 386.5 | 49858.5 | SC_Supply/Apply | السعد للمقاولات المتكاملة | 10 - "10 - ABOU .10 - ABOU NASSAR, AL ESSAWI & ABOU SAEDA-BILL NO. 1: SEWAGE NETWORK-4-1.1.1-d.2 | *DN/ID 300 mm dia sewer pipes (SN 8) Ditto, depth to invert between 2.51 m and 3.50 m | MTR | 129 | 1058 | 136482 | EGP | SC_Supply/Apply
Abo Shanab El Agamien _0195 |  | RFQ-00074 | Mostafa Ramadan | Operation | 2024-05-22 | Sewerage Network-Infrastructure | Approved | 7 - 7-Iz. Raslan & Iz. Mokhtar Eiss.7-Iz. Raslan & Iz. Mokhtar Eissa-BILL NO. 1: SEWAGE NETWORK-6-1.3-a | IC 60*60 cm | ECH | 4 | 1 | 2968.52 | 2968.52 | OTH | السعد للمقاولات المتكاملة | 7 - 7-Iz. Raslan & Iz. Mokhtar Eiss.7-Iz. Raslan & Iz. Mokhtar Eissa-BILL NO. 1: SEWAGE NETWORK-6-1.3-a | IC 60*60 cm | ECH | 1 | 3500 | 3500 | EGP | OTH
Abo Shanab El Agamien _0195 |  | RFQ-00074 | Mostafa Ramadan | Operation | 2024-05-22 | Sewerage Network-Infrastructure | Approved | 5 - 5-Tahawi Village.5-Tahawi Village-BILL NO. 1: SEWAGE NETWORK-5-1.2-b.3 | *Manholes with internal diameter of 1200mm Ditto, depth to invert between 2.51 m and 3.00 m | ECH | 12 | 5 | 10539.79 | 52698.95 | SC_Supply/Apply | السعد للمقاولات المتكاملة | 5 - 5-Tahawi Village.5-Tahawi Village-BILL NO. 1: SEWAGE NETWORK-5-1.2-b.3 | *Manholes with internal diameter of 1200mm Ditto, depth to invert between 2.51 m and 3.00 m | ECH | 5 | 15000 | 75000 | EGP | SC_Supply/Apply
Abo Shanab El Agamien _0195 |  | RFQ-00074 | Mostafa Ramadan | Operation | 2024-05-22 | Sewerage Network-Infrastructure | Approved | 6 - 6-Huwaydi Village.6-Huwaydi Village-BILL NO. 1: SEWAGE NETWORK-5-1.3-a | IC 60*60 cm | ECH | 14 | 2 | 2968.52 | 5937.04 | OTH | السعد للمقاولات المتكاملة | 6 - 6-Huwaydi Village.6-Huwaydi Village-BILL NO. 1: SEWAGE NETWORK-5-1.3-a | IC 60*60 cm | ECH | 2 | 3500 | 7000 | EGP | OTH
Abo Shanab El Agamien _0195 |  | RFQ-00074 | Mostafa Ramadan | Operation | 2024-05-22 | Sewerage Network-Infrastructure | Approved | 6 - 6-Huwaydi Village.6-Huwaydi Village-BILL NO. 1: SEWAGE NETWORK-5-1.2-b.8 | *Manholes with internal diameter of 1200mm Ditto, depth to invert between 5.01 m and 5.50 m | ECH | 3 | 1 | 18087.99 | 18087.99 | SC_Supply/Apply | السعد للمقاولات المتكاملة | 6 - 6-Huwaydi Village.6-Huwaydi Village-BILL NO. 1: SEWAGE NETWORK-5-1.2-b.8 | *Manholes with internal diameter of 1200mm Ditto, depth to invert between 5.01 m and 5.50 m | ECH | 1 | 28530 | 28530 | EGP | SC_Supply/Apply
Abo Shanab El Agamien _0195 |  | RFQ-00074 | Mostafa Ramadan | Operation | 2024-05-22 | Sewerage Network-Infrastructure | Approved | 7 - 7-Iz. Raslan & Iz. Mokhtar Eiss.7-Iz. Raslan & Iz. Mokhtar Eissa-BILL NO. 1: SEWAGE NETWORK-6-1.4.1-b | HC 60*90 cm | ECH | 20 | 17 | 3556.84 | 60466.28 | OTH | السعد للمقاولات المتكاملة | 7 - 7-Iz. Raslan & Iz. Mokhtar Eiss.7-Iz. Raslan & Iz. Mokhtar Eissa-BILL NO. 1: SEWAGE NETWORK-6-1.4.1-b | HC 60*90 cm | ECH | 17 | 3500 | 59500 | EGP | OTH
Abo Shanab El Agamien _0195 |  | RFQ-00074 | Mostafa Ramadan | Operation | 2024-05-22 | Sewerage Network-Infrastructure | Approved | 5 - 5-Tahawi Village.5-Tahawi Village-BILL NO. 1: SEWAGE NETWORK-5-1.3-b | IC 60*90 cm | ECH | 1 | 0 | 3556.84 | 3.56 | OTH | السعد للمقاولات المتكاملة | 5 - 5-Tahawi Village.5-Tahawi Village-BILL NO. 1: SEWAGE NETWORK-5-1.3-b | IC 60*90 cm | ECH | 0 | 4500 | 0 | EGP | OTH
Abo Shanab El Agamien _0195 |  | RFQ-00074 | Mostafa Ramadan | Operation | 2024-05-22 | Sewerage Network-Infrastructure | Approved | 1 - Sharaf Al Deen-BILL NO. 1: SEWAGE NETWORK-11-1.3-a | IC 60*60 cm | ECH | 10 | 2 | 2968.52 | 5937.04 | OTH | السعد للمقاولات المتكاملة | 1 - Sharaf Al Deen-BILL NO. 1: SEWAGE NETWORK-11-1.3-a | IC 60*60 cm | ECH | 2 | 3500 | 7000 | EGP | OTH
Abo Shanab El Agamien _0195 |  | RFQ-00074 | Mostafa Ramadan | Operation | 2024-05-22 | Sewerage Network-Infrastructure | Approved | 2 - 2- Iz. Kariman Sednaoui.2- Iz. Kariman Sednaoui-BILL NO. 1: SEWAGE NETWORK-5-1.2-b.1 | *Manholes with internal diameter of 1200mm Ditto, depth to invert between 1.51 m and 2.00 m | NO | 27 | 21 | 7777.61 | 163329.81 | SC_Supply/Apply | السعد للمقاولات المتكاملة | 2 - 2- Iz. Kariman Sednaoui.2- Iz. Kariman Sednaoui-BILL NO. 1: SEWAGE NETWORK-5-1.2-b.1 | *Manholes with internal diameter of 1200mm Ditto, depth to invert between 1.51 m and 2.00 m | NO | 21 | 12000 | 252000 | EGP | SC_Supply/Apply
Abo Shanab El Agamien _0195 |  | RFQ-00074 | Mostafa Ramadan | Operation | 2024-05-22 | Sewerage Network-Infrastructure | Approved | 5 - 5-Tahawi Village.5-Tahawi Village-BILL NO. 1: SEWAGE NETWORK-5-1.2-b.4 | *Manholes with internal diameter of 1200mm Ditto, depth to invert between 3.01 m and 3.50 m | ECH | 18 | 5 | 11831.63 | 59158.15 | SC_Supply/Apply | السعد للمقاولات المتكاملة | 5 - 5-Tahawi Village.5-Tahawi Village-BILL NO. 1: SEWAGE NETWORK-5-1.2-b.4 | *Manholes with internal diameter of 1200mm Ditto, depth to invert between 3.01 m and 3.50 m | ECH | 5 | 17500 | 87500 | EGP | SC_Supply/Apply
Abo Shanab El Agamien _0195 |  | RFQ-00074 | Mostafa Ramadan | Operation | 2024-05-22 | Sewerage Network-Infrastructure | Approved | 2 - 2- Iz. Kariman Sednaoui.2- Iz. Kariman Sednaoui-BILL NO. 1: SEWAGE NETWORK-5-1.2-b.6 | *Manholes with internal diameter of 1200mm Ditto, depth to invert between 4.01 m and 4.5 m | NO | 4 | 3 | 15349.12 | 46047.36 | SC_Supply/Apply | السعد للمقاولات المتكاملة | 2 - 2- Iz. Kariman Sednaoui.2- Iz. Kariman Sednaoui-BILL NO. 1: SEWAGE NETWORK-5-1.2-b.6 | *Manholes with internal diameter of 1200mm Ditto, depth to invert between 4.01 m and 4.5 m | NO | 3 | 28000 | 84000 | EGP | SC_Supply/Apply
Abo Shanab El Agamien _0195 |  | RFQ-00074 | Mostafa Ramadan | Operation | 2024-05-22 | Sewerage Network-Infrastructure | Approved | 7 - 7-Iz. Raslan & Iz. Mokhtar Eiss.7-Iz. Raslan & Iz. Mokhtar Eissa-BILL NO. 1: SEWAGE NETWORK-6-1.3-b | IC 60*90 cm | ECH | 1 | 0 | 3556.84 | 3.56 | OTH | السعد للمقاولات المتكاملة | 7 - 7-Iz. Raslan & Iz. Mokhtar Eiss.7-Iz. Raslan & Iz. Mokhtar Eissa-BILL NO. 1: SEWAGE NETWORK-6-1.3-b | IC 60*90 cm | ECH | 0 | 4500 | 0 | EGP | OTH
Abo Shanab El Agamien _0195 |  | RFQ-00074 | Mostafa Ramadan | Operation | 2024-05-22 | Sewerage Network-Infrastructure | Approved | 6 - 6-Huwaydi Village.6-Huwaydi Village-BILL NO. 1: SEWAGE NETWORK-5-1.3-b | IC 60*90 cm | ECH | 1 | 1 | 3556.84 | 3556.84 | OTH | السعد للمقاولات المتكاملة | 6 - 6-Huwaydi Village.6-Huwaydi Village-BILL NO. 1: SEWAGE NETWORK-5-1.3-b | IC 60*90 cm | ECH | 1 | 4500 | 4500 | EGP | OTH
Abo Shanab El Agamien _0195 |  | RFQ-00074 | Mostafa Ramadan | Operation | 2024-05-22 | Sewerage Network-Infrastructure | Approved | 9 - 9-Iz. Seror.9-Iz. Seror-BILL NO. 1: SEWAGE NETWORK-5-1.2-b.2 | *Manholes with internal diameter of 1200mm Ditto, depth to invert between 2.01 m and 2.50 m | NO | 13 | 7 | 8920.57 | 62443.99 | SC_Supply/Apply | السعد للمقاولات المتكاملة | 9 - 9-Iz. Seror.9-Iz. Seror-BILL NO. 1: SEWAGE NETWORK-5-1.2-b.2 | *Manholes with internal diameter of 1200mm Ditto, depth to invert between 2.01 m and 2.50 m | NO | 7 | 13500 | 94500 | EGP | SC_Supply/Apply
Abo Shanab El Agamien _0195 |  | RFQ-00074 | Mostafa Ramadan | Operation | 2024-05-22 | Sewerage Network-Infrastructure | Approved | 5 - 5-Tahawi Village.5-Tahawi Village-BILL NO. 1: SEWAGE NETWORK-5-1.2-a.1 | *Manholes with internal diameter of 1000mm Depth to invert not exceeding 1.5 m | NO | 150 | 40 | 6532.1 | 261284 | SC_Supply/Apply | السعد للمقاولات المتكاملة | 5 - 5-Tahawi Village.5-Tahawi Village-BILL NO. 1: SEWAGE NETWORK-5-1.2-a.1 | *Manholes with internal diameter of 1000mm Depth to invert not exceeding 1.5 m | NO | 40 | 8900 | 356000 | EGP | SC_Supply/Apply
Abo Shanab El Agamien _0195 |  | RFQ-00074 | Mostafa Ramadan | Operation | 2024-05-22 | Sewerage Network-Infrastructure | Approved | 4 - 4-Iz. Al Biltaji.4-Iz. Al Biltaji-BILL NO. 1: SEWAGE NETWORK-5-1.4-b | HC 60*90 cm | ECH | 32 | 17 | 3556.84 | 60466.28 | OTH | السعد للمقاولات المتكاملة | 4 - 4-Iz. Al Biltaji.4-Iz. Al Biltaji-BILL NO. 1: SEWAGE NETWORK-5-1.4-b | HC 60*90 cm | ECH | 17 | 3500 | 59500 | EGP | OTH
Abo Shanab El Agamien _0195 |  | RFQ-00074 | Mostafa Ramadan | Operation | 2024-05-22 | Sewerage Network-Infrastructure | Approved | 8 - 8-Iz. Abd Al-Qawy Salem & Iz. Z.8-Iz. Abd Al-Qawy Salem & Iz. Zaraby-BILL NO. 1: SEWAGE NETWORK-5-1.3-a | IC 60*60 cm | ECH | 10 | 2 | 2968.52 | 5937.04 | OTH | السعد للمقاولات المتكاملة | 8 - 8-Iz. Abd Al-Qawy Salem & Iz. Z.8-Iz. Abd Al-Qawy Salem & Iz. Zaraby-BILL NO. 1: SEWAGE NETWORK-5-1.3-a | IC 60*60 cm | ECH | 2 | 3500 | 7000 | EGP | OTH
Abo Shanab El Agamien _0195 |  | RFQ-00074 | Mostafa Ramadan | Operation | 2024-05-22 | Sewerage Network-Infrastructure | Approved | 8 - 8-Iz. Abd Al-Qawy Salem & Iz. Z.8-Iz. Abd Al-Qawy Salem & Iz. Zaraby-BILL NO. 1: SEWAGE NETWORK-5-1.4.1-b | HC 60*90 cm | ECH | 17 | 17 | 3556.84 | 60466.28 | OTH | السعد للمقاولات المتكاملة | 8 - 8-Iz. Abd Al-Qawy Salem & Iz. Z.8-Iz. Abd Al-Qawy Salem & Iz. Zaraby-BILL NO. 1: SEWAGE NETWORK-5-1.4.1-b | HC 60*90 cm | ECH | 17 | 3500 | 59500 | EGP | OTH
Abo Shanab El Agamien _0195 |  | RFQ-00074 | Mostafa Ramadan | Operation | 2024-05-22 | Sewerage Network-Infrastructure | Approved | 8 - 8-Iz. Abd Al-Qawy Salem & Iz. Z.8-Iz. Abd Al-Qawy Salem & Iz. Zaraby-BILL NO. 1: SEWAGE NETWORK-5-1.2-b.3 | *Manholes with internal diameter of 1200mm Ditto, depth to invert between 2.51 m and 3.00 m | ECH | 17 | 5 | 10539.79 | 52698.95 | SC_Supply/Apply | السعد للمقاولات المتكاملة | 8 - 8-Iz. Abd Al-Qawy Salem & Iz. Z.8-Iz. Abd Al-Qawy Salem & Iz. Zaraby-BILL NO. 1: SEWAGE NETWORK-5-1.2-b.3 | *Manholes with internal diameter of 1200mm Ditto, depth to invert between 2.51 m and 3.00 m | ECH | 5 | 15000 | 75000 | EGP | SC_Supply/Apply
Abo Shanab El Agamien _0195 |  | RFQ-00074 | Mostafa Ramadan | Operation | 2024-05-22 | Sewerage Network-Infrastructure | Approved | 4 - 4-Iz. Al Biltaji.4-Iz. Al Biltaji-BILL NO. 1: SEWAGE NETWORK-5-1.2-b.2 | *Manholes with internal diameter of 1200mm Ditto, depth to invert between 2.01 m and 2.50 m | NO | 18 | 7 | 8920.57 | 62443.99 | SC_Supply/Apply | السعد للمقاولات المتكاملة | 4 - 4-Iz. Al Biltaji.4-Iz. Al Biltaji-BILL NO. 1: SEWAGE NETWORK-5-1.2-b.2 | *Manholes with internal diameter of 1200mm Ditto, depth to invert between 2.01 m and 2.50 m | NO | 7 | 13500 | 94500 | EGP | SC_Supply/Apply
Abo Shanab El Agamien _0195 |  | RFQ-00074 | Mostafa Ramadan | Operation | 2024-05-22 | Sewerage Network-Infrastructure | Approved | 8 - 8-Iz. Abd Al-Qawy Salem & Iz. Z.8-Iz. Abd Al-Qawy Salem & Iz. Zaraby-BILL NO. 1: SEWAGE NETWORK-5-1.2-b.7 | *Manholes with internal diameter of 1200mm Ditto, depth to invert between 4.51 m and 5.00 m | ECH | 1 | 1 | 16718.55 | 16718.55 | SC_Supply/Apply | السعد للمقاولات المتكاملة | 8 - 8-Iz. Abd Al-Qawy Salem & Iz. Z.8-Iz. Abd Al-Qawy Salem & Iz. Zaraby-BILL NO. 1: SEWAGE NETWORK-5-1.2-b.7 | *Manholes with internal diameter of 1200mm Ditto, depth to invert between 4.51 m and 5.00 m | ECH | 1 | 31000 | 31000 | EGP | SC_Supply/Apply
Abo Shanab El Agamien _0195 |  | RFQ-00074 | Mostafa Ramadan | Operation | 2024-05-22 | Sewerage Network-Infrastructure | Approved | 3 - 3- Iz.Junaidi Wisa & Iz. Zaki W.3- Iz.Junaidi Wisa & Iz. Zaki Wisa-BILL NO. 1: SEWAGE NETWORK-6-1.4-b | IC 60*90 cm | ECH | 1 | 0 | 3556.84 | 3.56 | OTH | السعد للمقاولات المتكاملة | 3 - 3- Iz.Junaidi Wisa & Iz. Zaki W.3- Iz.Junaidi Wisa & Iz. Zaki Wisa-BILL NO. 1: SEWAGE NETWORK-6-1.4-b | IC 60*90 cm | ECH | 0 | 4500 | 0 | EGP | OTH
Katameya Creeks |  | RFQ-00052 | Mahmoud El Nady | MEP (Electro Mechanical) | 2024-06-06 | Adjustment Price Addendum (Electric Misr) | Approved | All Buildings | install & test a socket outlet 2nd fix only with wiring (3x3) mm², back to panel or second outlet, according to drawings and specifications (exclude the socket)FOR Basement السعر لسحب السلك فقط | ECH | 500 | 500 | 69.05 | 34525 | SC_Apply | اليكتريك مصر للمقاولات | All Buildings | install & test a socket outlet 2nd fix only with wiring (3x3) mm², back to panel or second outlet, according to drawings and specifications (exclude the socket)FOR Basement السعر لسحب السلك فقط | ECH | 500 | 65 | 32500 | EGP | SC_Apply
Katameya Creeks |  | RFQ-00052 | Mahmoud El Nady | MEP (Electro Mechanical) | 2024-06-06 | Adjustment Price Addendum (Electric Misr) | Approved | All Buildings | install & test a socket outlet 2nd fix only with wiring (3x3) mm², back to panel or second outlet, according to drawings and specifications (exclude the socket)FOR KC ROOM السعر لسحب السلك فقط | ECH | 500 | 500 | 69.05 | 34525 | SC_Apply | اليكتريك مصر للمقاولات | All Buildings | install & test a socket outlet 2nd fix only with wiring (3x3) mm², back to panel or second outlet, according to drawings and specifications (exclude the socket)FOR KC ROOM السعر لسحب السلك فقط | ECH | 500 | 65 | 32500 | EGP | SC_Apply
Katameya Creeks |  | RFQ-00052 | Mahmoud El Nady | MEP (Electro Mechanical) | 2024-06-06 | Adjustment Price Addendum (Electric Misr) | Approved | All Buildings | install & test a socket outlet 2nd fix only with wiring (3x3) mm², back to panel or second outlet, according to drawings and specifications (exclude the socket)FOR LOBBY السعر لسحب السلك فقط | ECH | 400 | 400 | 69.05 | 27620 | SC_Apply | اليكتريك مصر للمقاولات | All Buildings | install & test a socket outlet 2nd fix only with wiring (3x3) mm², back to panel or second outlet, according to drawings and specifications (exclude the socket)FOR LOBBY السعر لسحب السلك فقط | ECH | 400 | 65 | 26000 | EGP | SC_Apply
Katameya Creeks |  | RFQ-00052 | Mahmoud El Nady | MEP (Electro Mechanical) | 2024-06-06 | Adjustment Price Addendum (Electric Misr) | Approved | All Buildings | Supply, install SOCKET outlet 1st fix , install and test 2nd fix wiring (3x3) mm², back to panel or second outlet, according to drawings and specifications FOR Basement (exclude the socket) | ECH | 100 | 100 | 369.1 | 36910 | SC_Apply | اليكتريك مصر للمقاولات | All Buildings | Supply, install SOCKET outlet 1st fix , install and test 2nd fix wiring (3x3) mm², back to panel or second outlet, according to drawings and specifications FOR Basement (exclude the socket) | ECH | 100 | 350 | 35000 | EGP | SC_Apply
Katameya Creeks |  | RFQ-00052 | Mahmoud El Nady | MEP (Electro Mechanical) | 2024-06-06 | Adjustment Price Addendum (Electric Misr) | Approved | All Buildings | Supply, install SOCKET outlet 1st fix,install and test 2nd fix wiring (3x3) mm², back to panel or second outlet, according to drawings and specifications FOR Lobby (exclude the socket) | ECH | 100 | 100 | 369.1 | 36910 | SC_Apply | اليكتريك مصر للمقاولات | All Buildings | Supply, install SOCKET outlet 1st fix,install and test 2nd fix wiring (3x3) mm², back to panel or second outlet, according to drawings and specifications FOR Lobby (exclude the socket) | ECH | 100 | 420 | 42000 | EGP | SC_Apply
Katameya Creeks |  | RFQ-00052 | Mahmoud El Nady | MEP (Electro Mechanical) | 2024-06-06 | Adjustment Price Addendum (Electric Misr) | Approved | All Buildings | install & test a socket outlet 2nd fix only with wiring (4X6+6) mm², back to panel or second outlet, according to drawings and specifications (exclude the socket)FOR Basement السعر لسحب السلك فقط | ECH | 200 | 200 | 69.05 | 13810 | SC_Apply | اليكتريك مصر للمقاولات | All Buildings | install & test a socket outlet 2nd fix only with wiring (4X6+6) mm², back to panel or second outlet, according to drawings and specifications (exclude the socket)FOR Basement السعر لسحب السلك فقط | ECH | 200 | 160 | 32000 | EGP | SC_Apply
Katameya Creeks |  | RFQ-00052 | Mahmoud El Nady | MEP (Electro Mechanical) | 2024-06-06 | Adjustment Price Addendum (Electric Misr) | Approved | All Buildings | Supply, install & test SOCKET outlet 1st fix,install and test 2nd fix wiring (4x6+6) mm², back to panel or second outlet, according to drawings and specifications FOR Lobby (exclude the socket) | ECH | 30 | 30 | 518.5 | 15555 | SC_Apply | اليكتريك مصر للمقاولات | All Buildings | Supply, install & test SOCKET outlet 1st fix,install and test 2nd fix wiring (4x6+6) mm², back to panel or second outlet, according to drawings and specifications FOR Lobby (exclude the socket) | ECH | 30 | 650 | 19500 | EGP | SC_Apply
Katameya Creeks |  | RFQ-00052 | Mahmoud El Nady | MEP (Electro Mechanical) | 2024-06-06 | Adjustment Price Addendum (Electric Misr) | Approved | All Buildings | motion detector | ECH | 42 | 42 | 87.88 | 3690.96 | SC_Apply | اليكتريك مصر للمقاولات | All Buildings | motion detector | ECH | 42 | 80 | 3360 | EGP | SC_Apply
Katameya Creeks |  | RFQ-00052 | Mahmoud El Nady | MEP (Electro Mechanical) | 2024-06-06 | Adjustment Price Addendum (Electric Misr) | Approved | All Buildings | I.S, 3P, 40 A for LIFT | ECH | 7 | 7 | 125.54 | 878.78 | SC_Apply | اليكتريك مصر للمقاولات | All Buildings | I.S, 3P, 40 A for LIFT | ECH | 7 | 100 | 700 | EGP | SC_Apply
Katameya Creeks |  | RFQ-00052 | Mahmoud El Nady | MEP (Electro Mechanical) | 2024-06-06 | Adjustment Price Addendum (Electric Misr) | Approved | All Buildings | I.S, 3P, 63 A for EXHAUST FAN | ECH | 14 | 14 | 125.54 | 1757.56 | SC_Apply | اليكتريك مصر للمقاولات | All Buildings | I.S, 3P, 63 A for EXHAUST FAN | ECH | 14 | 100 | 1400 | EGP | SC_Apply
Katameya Creeks |  | RFQ-00052 | Mahmoud El Nady | MEP (Electro Mechanical) | 2024-06-06 | Adjustment Price Addendum (Electric Misr) | Approved | All Buildings | I.S, 2P, 20 A for A/C | ECH | 7 | 7 | 125.54 | 878.78 | SC_Apply | اليكتريك مصر للمقاولات | All Buildings | I.S, 2P, 20 A for A/C | ECH | 7 | 100 | 700 | EGP | SC_Apply
Katameya Creeks |  | RFQ-00052 | Mahmoud El Nady | MEP (Electro Mechanical) | 2024-06-06 | Adjustment Price Addendum (Electric Misr) | Approved | All Buildings | I.S, 2P, 20 A for E.W.H (ceiling mounted) | ECH | 7 | 7 | 125.54 | 878.78 | SC_Apply | اليكتريك مصر للمقاولات | All Buildings | I.S, 2P, 20 A for E.W.H (ceiling mounted) | ECH | 7 | 100 | 700 | EGP | SC_Apply
Katameya Creeks |  | RFQ-00052 | Mahmoud El Nady | MEP (Electro Mechanical) | 2024-06-06 | Adjustment Price Addendum (Electric Misr) | Approved | All Buildings | Type F1 | ECH | 924 | 924 | 110.48 | 102083.52 | SC_Apply | اليكتريك مصر للمقاولات | All Buildings | Type F1 | ECH | 924 | 160 | 147840 | EGP | SC_Apply
Katameya Creeks |  | RFQ-00052 | Mahmoud El Nady | MEP (Electro Mechanical) | 2024-06-06 | Adjustment Price Addendum (Electric Misr) | Approved | All Buildings | supply and install PVC conduits size 50 mm and 25mm from the panel to the electrical riser inside the apartment including all accessories and fitting requiere to complete the work as per specification and drawing and handing over the work to consultant FOR Loppy | LS | 190 | 190 | 800.97 | 152184.3 | SC_Apply | اليكتريك مصر للمقاولات | All Buildings | supply and install PVC conduits size 50 mm and 25mm from the panel to the electrical riser inside the apartment including all accessories and fitting requiere to complete the work as per specification and drawing and handing over the work to consultant FOR Loppy | LS | 190 | 800 | 152000 | EGP | SC_Apply
Katameya Creeks |  | RFQ-00052 | Mahmoud El Nady | MEP (Electro Mechanical) | 2024-06-06 | Adjustment Price Addendum (Electric Misr) | Approved | All Buildings | supply and install PVC conduits 2X32mm for light current from electrical room to the Riser including all accessories and fitting requiere to complete the work as per specification and drawing and handing over the work to consultant FOR Loppy | LS | 190 | 190 | 1423.24 | 270415.6 | SC_Apply | اليكتريك مصر للمقاولات | All Buildings | supply and install PVC conduits 2X32mm for light current from electrical room to the Riser including all accessories and fitting requiere to complete the work as per specification and drawing and handing over the work to consultant FOR Loppy | LS | 190 | 700 | 133000 | EGP | SC_Apply
Katameya Creeks |  | RFQ-00052 | Mahmoud El Nady | MEP (Electro Mechanical) | 2024-06-06 | Adjustment Price Addendum (Electric Misr) | Approved | All Buildings | 100x100 mm width | LM | 200 | 200 | 92.9 | 18580 | SC_Apply | اليكتريك مصر للمقاولات | All Buildings | 100x100 mm width | LM | 200 | 75 | 15000 | EGP | SC_Apply
Katameya Creeks |  | RFQ-00052 | Mahmoud El Nady | MEP (Electro Mechanical) | 2024-06-06 | Adjustment Price Addendum (Electric Misr) | Approved | All Buildings | install, connect and test cable trays size 700X100mm includes cable trays without cover, earthing, , ends,...etc and necessary fittings required to complete the job according to the specification, drawings and other contract documents. | LM | 200 | 200 | 308.84 | 61768 | SC_Apply | اليكتريك مصر للمقاولات | All Buildings | install, connect and test cable trays size 700X100mm includes cable trays without cover, earthing, , ends,...etc and necessary fittings required to complete the job according to the specification, drawings and other contract documents. | LM | 200 | 105 | 21000 | EGP | SC_Apply
Katameya Creeks |  | RFQ-00052 | Mahmoud El Nady | MEP (Electro Mechanical) | 2024-06-06 | Adjustment Price Addendum (Electric Misr) | Approved | All Buildings | install, connect and test cable trays size 600X100mm includes cable trays without cover, earthing, , ends,...etc and necessary fittings required to complete the job according to the specification, drawings and other contract documents. | LM | 200 | 200 | 277.45 | 55490 | SC_Apply | اليكتريك مصر للمقاولات | All Buildings | install, connect and test cable trays size 600X100mm includes cable trays without cover, earthing, , ends,...etc and necessary fittings required to complete the job according to the specification, drawings and other contract documents. | LM | 200 | 100 | 20000 | EGP | SC_Apply
Katameya Creeks |  | RFQ-00052 | Mahmoud El Nady | MEP (Electro Mechanical) | 2024-06-06 | Adjustment Price Addendum (Electric Misr) | Approved | All Buildings | install, connect and test cable trays size 300X100mm includes cable trays without cover, earthing, , ends,...etc and necessary fittings required to complete the job according to the specification, drawings and other contract documents. | LM | 200 | 200 | 182.04 | 36408 | SC_Apply | اليكتريك مصر للمقاولات | All Buildings | install, connect and test cable trays size 300X100mm includes cable trays without cover, earthing, , ends,...etc and necessary fittings required to complete the job according to the specification, drawings and other contract documents. | LM | 200 | 85 | 17000 | EGP | SC_Apply
Katameya Creeks |  | RFQ-00052 | Mahmoud El Nady | MEP (Electro Mechanical) | 2024-06-06 | Adjustment Price Addendum (Electric Misr) | Approved | All Buildings | install, connect and test cable trays size 200X100mm includes cable trays with cover, earthing, , ends,...etc and necessary fittings required to complete the job according to the specification, drawings and other contract documents. | LM | 200 | 200 | 175.76 | 35152 | SC_Apply | اليكتريك مصر للمقاولات | All Buildings | install, connect and test cable trays size 200X100mm includes cable trays with cover, earthing, , ends,...etc and necessary fittings required to complete the job according to the specification, drawings and other contract documents. | LM | 200 | 80 | 16000 | EGP | SC_Apply
Katameya Creeks |  | RFQ-00052 | Mahmoud El Nady | MEP (Electro Mechanical) | 2024-06-06 | Adjustment Price Addendum (Electric Misr) | Approved | All Buildings | install, connect and test cable trunking with cover for light current size 300X100 including , earthing, covers, ends,...etc and necessary fittings required to complete the job according to the specification, drawings and other contract documents.. | LM | 200 | 200 | 208.4 | 41680 | SC_Apply | اليكتريك مصر للمقاولات | All Buildings | install, connect and test cable trunking with cover for light current size 300X100 including , earthing, covers, ends,...etc and necessary fittings required to complete the job according to the specification, drawings and other contract documents.. | LM | 200 | 85 | 17000 | EGP | SC_Apply
Katameya Creeks |  | RFQ-00052 | Mahmoud El Nady | MEP (Electro Mechanical) | 2024-06-06 | Adjustment Price Addendum (Electric Misr) | Approved | All Buildings | install, connect and test 20 mm EMT Conduit including all necessary fittings required to complete the job according to the specification, drawings and other contract documents.. | LM | 200 | 200 | 43.94 | 8788 | SC_Apply | اليكتريك مصر للمقاولات | All Buildings | install, connect and test 20 mm EMT Conduit including all necessary fittings required to complete the job according to the specification, drawings and other contract documents.. | LM | 200 | 35 | 7000 | EGP | SC_Apply
Katameya Creeks |  | RFQ-00052 | Mahmoud El Nady | MEP (Electro Mechanical) | 2024-06-06 | Adjustment Price Addendum (Electric Misr) | Approved | All Buildings | install, connect and test 25 mm EMT Conduit including all necessary fittings required to complete the job according to the specification, drawings and other contract documents.. | LM | 200 | 200 | 50.22 | 10044 | SC_Apply | اليكتريك مصر للمقاولات | All Buildings | install, connect and test 25 mm EMT Conduit including all necessary fittings required to complete the job according to the specification, drawings and other contract documents.. | LM | 200 | 40 | 8000 | EGP | SC_Apply
Katameya Creeks |  | RFQ-00052 | Mahmoud El Nady | MEP (Electro Mechanical) | 2024-06-06 | Adjustment Price Addendum (Electric Misr) | Approved | All Buildings | Main fire alarm control panel (FACP) intelligent addressable type with capacity (1 loops), the item includes back-up batteries, battery charger, fault isolation modules, interfaces modules, programming and any needed / related accessories. | ECH | 7 | 7 | 4135.44 | 28948.08 | SC_Apply | اليكتريك مصر للمقاولات | All Buildings | Main fire alarm control panel (FACP) intelligent addressable type with capacity (1 loops), the item includes back-up batteries, battery charger, fault isolation modules, interfaces modules, programming and any needed / related accessories. | ECH | 7 | 4000 | 28000 | EGP | SC_Apply
Katameya Creeks |  | RFQ-00052 | Mahmoud El Nady | MEP (Electro Mechanical) | 2024-06-06 | Adjustment Price Addendum (Electric Misr) | Approved | All Buildings | Automatic dialer to call fire brigade in case of fire | ECH | 1 | 1 | 256.11 | 256.11 | SC_Apply | اليكتريك مصر للمقاولات | All Buildings | Automatic dialer to call fire brigade in case of fire | ECH | 1 | 200 | 200 | EGP | SC_Apply
Katameya Creeks |  | RFQ-00052 | Mahmoud El Nady | MEP (Electro Mechanical) | 2024-06-06 | Adjustment Price Addendum (Electric Misr) | Approved | All Buildings | install Fire alarm outlet 2nd fix only 2x1.5 mm² fire alarm cable rated 105C back to next outlet or fire alarm panel, conduits will be PVC type in case of imbedded in concrete or galvanized steel in case of exposed fixation. | ECH | 240 | 240 | 79.09 | 18981.6 | SC_Apply | اليكتريك مصر للمقاولات | All Buildings | install Fire alarm outlet 2nd fix only 2x1.5 mm² fire alarm cable rated 105C back to next outlet or fire alarm panel, conduits will be PVC type in case of imbedded in concrete or galvanized steel in case of exposed fixation. | ECH | 240 | 120 | 28800 | EGP | SC_Apply
Katameya Creeks |  | RFQ-00052 | Mahmoud El Nady | MEP (Electro Mechanical) | 2024-06-06 | Adjustment Price Addendum (Electric Misr) | Approved | All Buildings | PP-G1 | ECH | 1 | 1 | 703.05 | 703.05 | SC_Apply | اليكتريك مصر للمقاولات | All Buildings | PP-G1 | ECH | 1 | 850 | 850 | EGP | SC_Apply
Katameya Creeks |  | RFQ-00052 | Mahmoud El Nady | MEP (Electro Mechanical) | 2024-06-06 | Adjustment Price Addendum (Electric Misr) | Approved | All Buildings | MCC-G1 | ECH | 1 | 1 | 1537.92 | 1537.92 | SC_Apply | اليكتريك مصر للمقاولات | All Buildings | MCC-G1 | ECH | 1 | 1400 | 1400 | EGP | SC_Apply
Katameya Creeks |  | RFQ-00052 | Mahmoud El Nady | MEP (Electro Mechanical) | 2024-06-06 | Adjustment Price Addendum (Electric Misr) | Approved | All Buildings | Supply, install & test a lighting fixtures complete with wiring (3x3) mm², back to panel or second outlet, according to drawings and specifications | ECH | 30 | 30 | 277.45 | 8323.5 | SC_Apply | اليكتريك مصر للمقاولات | All Buildings | Supply, install & test a lighting fixtures complete with wiring (3x3) mm², back to panel or second outlet, according to drawings and specifications | ECH | 30 | 350 | 10500 | EGP | SC_Apply
Abo Shanab El Agamien _0195 |  | RFQ-00074 | Mostafa Ramadan | Operation | 2024-05-22 | Sewerage Network-Infrastructure | Approved | 7 - 7-Iz. Raslan & Iz. Mokhtar Eiss.7-Iz. Raslan & Iz. Mokhtar Eissa-BILL NO. 1: SEWAGE NETWORK-5-1.2-a.1 | *Manholes with internal diameter of 1000mm Depth to invert not exceeding 1.5 m | NO | 45 | 40 | 6532.1 | 261284 | SC_Supply/Apply | السعد للمقاولات المتكاملة | 7 - 7-Iz. Raslan & Iz. Mokhtar Eiss.7-Iz. Raslan & Iz. Mokhtar Eissa-BILL NO. 1: SEWAGE NETWORK-5-1.2-a.1 | *Manholes with internal diameter of 1000mm Depth to invert not exceeding 1.5 m | NO | 40 | 8900 | 356000 | EGP | SC_Supply/Apply
Abo Shanab El Agamien _0195 |  | RFQ-00074 | Mostafa Ramadan | Operation | 2024-05-22 | Sewerage Network-Infrastructure | Approved | 8 - 8-Iz. Abd Al-Qawy Salem & Iz. Z.8-Iz. Abd Al-Qawy Salem & Iz. Zaraby-BILL NO. 1: SEWAGE NETWORK-5-1.2-b.4 | *Manholes with internal diameter of 1200mm Ditto, depth to invert between 3.01 m and 3.50 m | ECH | 6 | 5 | 11831.63 | 59158.15 | SC_Supply/Apply | السعد للمقاولات المتكاملة | 8 - 8-Iz. Abd Al-Qawy Salem & Iz. Z.8-Iz. Abd Al-Qawy Salem & Iz. Zaraby-BILL NO. 1: SEWAGE NETWORK-5-1.2-b.4 | *Manholes with internal diameter of 1200mm Ditto, depth to invert between 3.01 m and 3.50 m | ECH | 5 | 17500 | 87500 | EGP | SC_Supply/Apply
Abo Shanab El Agamien _0195 |  | RFQ-00074 | Mostafa Ramadan | Operation | 2024-05-22 | Sewerage Network-Infrastructure | Approved | 10 - "10 - ABOU .10 - ABOU NASSAR, AL ESSAWI & ABOU SAEDA-BILL NO. 1: SEWAGE NETWORK-6-1.4-b | HC 60*90 cm | ECH | 45 | 17 | 3556.84 | 60466.28 | OTH | السعد للمقاولات المتكاملة | 10 - "10 - ABOU .10 - ABOU NASSAR, AL ESSAWI & ABOU SAEDA-BILL NO. 1: SEWAGE NETWORK-6-1.4-b | HC 60*90 cm | ECH | 17 | 3500 | 59500 | EGP | OTH
Abo Shanab El Agamien _0195 |  | RFQ-00074 | Mostafa Ramadan | Operation | 2024-05-22 | Sewerage Network-Infrastructure | Approved | 7 - 7-Iz. Raslan & Iz. Mokhtar Eiss.7-Iz. Raslan & Iz. Mokhtar Eissa-BILL NO. 1: SEWAGE NETWORK-5-1.2-b.3 | *Manholes with internal diameter of 1200mm Ditto, depth to invert between 2.51 m and 3.00 m | ECH | 15 | 5 | 10539.79 | 52698.95 | SC_Supply/Apply | السعد للمقاولات المتكاملة | 7 - 7-Iz. Raslan & Iz. Mokhtar Eiss.7-Iz. Raslan & Iz. Mokhtar Eissa-BILL NO. 1: SEWAGE NETWORK-5-1.2-b.3 | *Manholes with internal diameter of 1200mm Ditto, depth to invert between 2.51 m and 3.00 m | ECH | 5 | 15000 | 75000 | EGP | SC_Supply/Apply
Abo Shanab El Agamien _0195 |  | RFQ-00074 | Mostafa Ramadan | Operation | 2024-05-22 | Sewerage Network-Infrastructure | Approved | 10 - "10 - ABOU .10 - ABOU NASSAR, AL ESSAWI & ABOU SAEDA-BILL NO. 1: SEWAGE NETWORK-5-1.2-b.6 | *Manholes with internal diameter of 1200mm Ditto, depth to invert between 4.01 m and 4.5 m | NO | 19 | 5 | 15349.12 | 76745.6 | SC_Supply/Apply | السعد للمقاولات المتكاملة | 10 - "10 - ABOU .10 - ABOU NASSAR, AL ESSAWI & ABOU SAEDA-BILL NO. 1: SEWAGE NETWORK-5-1.2-b.6 | *Manholes with internal diameter of 1200mm Ditto, depth to invert between 4.01 m and 4.5 m | NO | 5 | 28000 | 140000 | EGP | SC_Supply/Apply
Abo Shanab El Agamien _0195 |  | RFQ-00074 | Mostafa Ramadan | Operation | 2024-05-22 | Sewerage Network-Infrastructure | Approved | 5 - 5-Tahawi Village.5-Tahawi Village-BILL NO. 1: SEWAGE NETWORK-5-1.2-b.1 | *Manholes with internal diameter of 1200mm Ditto, depth to invert between 1.51 m and 2.00 m | NO | 65 | 21 | 7777.61 | 163329.81 | SC_Supply/Apply | السعد للمقاولات المتكاملة | 5 - 5-Tahawi Village.5-Tahawi Village-BILL NO. 1: SEWAGE NETWORK-5-1.2-b.1 | *Manholes with internal diameter of 1200mm Ditto, depth to invert between 1.51 m and 2.00 m | NO | 21 | 12000 | 252000 | EGP | SC_Supply/Apply
Abo Shanab El Agamien _0195 |  | RFQ-00074 | Mostafa Ramadan | Operation | 2024-05-22 | Sewerage Network-Infrastructure | Approved | 8 - 8-Iz. Abd Al-Qawy Salem & Iz. Z.8-Iz. Abd Al-Qawy Salem & Iz. Zaraby-BILL NO. 1: SEWAGE NETWORK-5-1.2-b.1 | *Manholes with internal diameter of 1200mm Ditto, depth to invert between 1.51 m and 2.00 m | NO | 45 | 21 | 7777.61 | 163329.81 | SC_Supply/Apply | السعد للمقاولات المتكاملة | 8 - 8-Iz. Abd Al-Qawy Salem & Iz. Z.8-Iz. Abd Al-Qawy Salem & Iz. Zaraby-BILL NO. 1: SEWAGE NETWORK-5-1.2-b.1 | *Manholes with internal diameter of 1200mm Ditto, depth to invert between 1.51 m and 2.00 m | NO | 21 | 12000 | 252000 | EGP | SC_Supply/Apply
Abo Shanab El Agamien _0195 |  | RFQ-00074 | Mostafa Ramadan | Operation | 2024-05-22 | Sewerage Network-Infrastructure | Approved | 6 - 6-Huwaydi Village.6-Huwaydi Village-BILL NO. 1: SEWAGE NETWORK-5-1.2-b.1 | *Manholes with internal diameter of 1200mm Ditto, depth to invert between 1.51 m and 2.00 m | NO | 42 | 21 | 7777.61 | 163329.81 | SC_Supply/Apply | السعد للمقاولات المتكاملة | 6 - 6-Huwaydi Village.6-Huwaydi Village-BILL NO. 1: SEWAGE NETWORK-5-1.2-b.1 | *Manholes with internal diameter of 1200mm Ditto, depth to invert between 1.51 m and 2.00 m | NO | 21 | 12000 | 252000 | EGP | SC_Supply/Apply
Abo Shanab El Agamien _0195 |  | RFQ-00074 | Mostafa Ramadan | Operation | 2024-05-22 | Sewerage Network-Infrastructure | Approved | 9 - 9-Iz. Seror.9-Iz. Seror-BILL NO. 1: SEWAGE NETWORK-5-1.2-b.4 | *Manholes with internal diameter of 1200mm Ditto, depth to invert between 3.01 m and 3.50 m | ECH | 23 | 10 | 11831.63 | 118316.3 | SC_Supply/Apply | السعد للمقاولات المتكاملة | 9 - 9-Iz. Seror.9-Iz. Seror-BILL NO. 1: SEWAGE NETWORK-5-1.2-b.4 | *Manholes with internal diameter of 1200mm Ditto, depth to invert between 3.01 m and 3.50 m | ECH | 10 | 17500 | 175000 | EGP | SC_Supply/Apply
Abo Shanab El Agamien _0195 |  | RFQ-00074 | Mostafa Ramadan | Operation | 2024-05-22 | Sewerage Network-Infrastructure | Approved | 2 - 2- Iz. Kariman Sednaoui.2- Iz. Kariman Sednaoui-BILL NO. 1: SEWAGE NETWORK-5-1.3-b | IC 60*90 cm | ECH | 1 | 1 | 3556.84 | 3556.84 | OTH | السعد للمقاولات المتكاملة | 2 - 2- Iz. Kariman Sednaoui.2- Iz. Kariman Sednaoui-BILL NO. 1: SEWAGE NETWORK-5-1.3-b | IC 60*90 cm | ECH | 1 | 4500 | 4500 | EGP | OTH
Abo Shanab El Agamien _0195 |  | RFQ-00074 | Mostafa Ramadan | Operation | 2024-05-22 | Sewerage Network-Infrastructure | Approved | 1 - Sharaf Al Deen-BILL NO. 1: SEWAGE NETWORK-11-1.4.1-b | HC 60*90 cm | ECH | 40 | 17 | 3556.84 | 60466.28 | OTH | السعد للمقاولات المتكاملة | 1 - Sharaf Al Deen-BILL NO. 1: SEWAGE NETWORK-11-1.4.1-b | HC 60*90 cm | ECH | 17 | 3500 | 59500 | EGP | OTH
Abo Shanab El Agamien _0195 |  | RFQ-00074 | Mostafa Ramadan | Operation | 2024-05-22 | Sewerage Network-Infrastructure | Approved | 9 - 9-Iz. Seror.9-Iz. Seror-BILL NO. 1: SEWAGE NETWORK-5-1.2-b.1 | *Manholes with internal diameter of 1200mm Ditto, depth to invert between 1.51 m and 2.00 m | NO | 50 | 21 | 7777.61 | 163329.81 | SC_Supply/Apply | السعد للمقاولات المتكاملة | 9 - 9-Iz. Seror.9-Iz. Seror-BILL NO. 1: SEWAGE NETWORK-5-1.2-b.1 | *Manholes with internal diameter of 1200mm Ditto, depth to invert between 1.51 m and 2.00 m | NO | 21 | 12000 | 252000 | EGP | SC_Supply/Apply
Abo Shanab El Agamien _0195 |  | RFQ-00074 | Mostafa Ramadan | Operation | 2024-05-22 | Sewerage Network-Infrastructure | Approved | 9 - 9-Iz. Seror.9-Iz. Seror-BILL NO. 1: SEWAGE NETWORK-5-1.2-a.1 | *Manholes with internal diameter of 1000mm Depth to invert not exceeding 1.5 m | NO | 145 | 40 | 6532.1 | 261284 | SC_Supply/Apply | السعد للمقاولات المتكاملة | 9 - 9-Iz. Seror.9-Iz. Seror-BILL NO. 1: SEWAGE NETWORK-5-1.2-a.1 | *Manholes with internal diameter of 1000mm Depth to invert not exceeding 1.5 m | NO | 40 | 8900 | 356000 | EGP | SC_Supply/Apply
Abo Shanab El Agamien _0195 |  | RFQ-00074 | Mostafa Ramadan | Operation | 2024-05-22 | Sewerage Network-Infrastructure | Approved | 4 - 4-Iz. Al Biltaji.4-Iz. Al Biltaji-BILL NO. 1: SEWAGE NETWORK-5-1.3-b | IC 60*90 cm | ECH | 1 | 0 | 3556.84 | 3.56 | OTH | السعد للمقاولات المتكاملة | 4 - 4-Iz. Al Biltaji.4-Iz. Al Biltaji-BILL NO. 1: SEWAGE NETWORK-5-1.3-b | IC 60*90 cm | ECH | 0 | 4500 | 0 | EGP | OTH
Abo Shanab El Agamien _0195 |  | RFQ-00074 | Mostafa Ramadan | Operation | 2024-05-22 | Sewerage Network-Infrastructure | Approved | 5 - 5-Tahawi Village.5-Tahawi Village-BILL NO. 1: SEWAGE NETWORK-5-1.2-b.2 | *Manholes with internal diameter of 1200mm Ditto, depth to invert between 2.01 m and 2.50 m | NO | 24 | 7 | 8920.57 | 62443.99 | SC_Supply/Apply | السعد للمقاولات المتكاملة | 5 - 5-Tahawi Village.5-Tahawi Village-BILL NO. 1: SEWAGE NETWORK-5-1.2-b.2 | *Manholes with internal diameter of 1200mm Ditto, depth to invert between 2.01 m and 2.50 m | NO | 7 | 13500 | 94500 | EGP | SC_Supply/Apply
Abo Shanab El Agamien _0195 |  | RFQ-00074 | Mostafa Ramadan | Operation | 2024-05-22 | Sewerage Network-Infrastructure | Approved | 10 - "10 - ABOU .10 - ABOU NASSAR, AL ESSAWI & ABOU SAEDA-BILL NO. 1: SEWAGE NETWORK-5-1.2-b.4 | *Manholes with internal diameter of 1200mm Ditto, depth to invert between 3.01 m and 3.50 m | ECH | 18 | 5 | 11831.63 | 59158.15 | SC_Supply/Apply | السعد للمقاولات المتكاملة | 10 - "10 - ABOU .10 - ABOU NASSAR, AL ESSAWI & ABOU SAEDA-BILL NO. 1: SEWAGE NETWORK-5-1.2-b.4 | *Manholes with internal diameter of 1200mm Ditto, depth to invert between 3.01 m and 3.50 m | ECH | 5 | 17500 | 87500 | EGP | SC_Supply/Apply
Abo Shanab El Agamien _0195 |  | RFQ-00074 | Mostafa Ramadan | Operation | 2024-05-22 | Sewerage Network-Infrastructure | Approved | 10 - "10 - ABOU .10 - ABOU NASSAR, AL ESSAWI & ABOU SAEDA-BILL NO. 1: SEWAGE NETWORK-6-1.4-a | HC 60*60 cm | ECH | 90 | 36 | 2968.52 | 106866.72 | OTH | السعد للمقاولات المتكاملة | 10 - "10 - ABOU .10 - ABOU NASSAR, AL ESSAWI & ABOU SAEDA-BILL NO. 1: SEWAGE NETWORK-6-1.4-a | HC 60*60 cm | ECH | 36 | 3000 | 108000 | EGP | OTH
Abo Shanab El Agamien _0195 |  | RFQ-00074 | Mostafa Ramadan | Operation | 2024-05-22 | Sewerage Network-Infrastructure | Approved | 2 - 2- Iz. Kariman Sednaoui.2- Iz. Kariman Sednaoui-BILL NO. 1: SEWAGE NETWORK-5-1.2-b.4 | *Manholes with internal diameter of 1200mm Ditto, depth to invert between 3.01 m and 3.50 m | ECH | 31 | 5 | 11831.63 | 59158.15 | SC_Supply/Apply | السعد للمقاولات المتكاملة | 2 - 2- Iz. Kariman Sednaoui.2- Iz. Kariman Sednaoui-BILL NO. 1: SEWAGE NETWORK-5-1.2-b.4 | *Manholes with internal diameter of 1200mm Ditto, depth to invert between 3.01 m and 3.50 m | ECH | 5 | 17500 | 87500 | EGP | SC_Supply/Apply
Abo Shanab El Agamien _0195 |  | RFQ-00074 | Mostafa Ramadan | Operation | 2024-05-22 | Sewerage Network-Infrastructure | Approved | 1 - Sharaf Al Deen-BILL NO. 1: SEWAGE NETWORK-10-1.2.1-b.4 | *Manholes with internal diameter of 1200mm Ditto, depth to invert between 3.01 m and 3.50 m | ECH | 17 | 5 | 11831.63 | 59158.15 | SC_Supply/Apply | السعد للمقاولات المتكاملة | 1 - Sharaf Al Deen-BILL NO. 1: SEWAGE NETWORK-10-1.2.1-b.4 | *Manholes with internal diameter of 1200mm Ditto, depth to invert between 3.01 m and 3.50 m | ECH | 5 | 17500 | 87500 | EGP | SC_Supply/Apply
Abo Shanab El Agamien _0195 |  | RFQ-00074 | Mostafa Ramadan | Operation | 2024-05-22 | Sewerage Network-Infrastructure | Approved | 1 - Sharaf Al Deen-BILL NO. 1: SEWAGE NETWORK-10-1.2.1-b.2 | *Manholes with internal diameter of 1200mm Ditto, depth to invert between 2.01 m and 2.50 m | NO | 14 | 7 | 8920.57 | 62443.99 | SC_Supply/Apply | السعد للمقاولات المتكاملة | 1 - Sharaf Al Deen-BILL NO. 1: SEWAGE NETWORK-10-1.2.1-b.2 | *Manholes with internal diameter of 1200mm Ditto, depth to invert between 2.01 m and 2.50 m | NO | 7 | 13500 | 94500 | EGP | SC_Supply/Apply
Abo Shanab El Agamien _0195 |  | RFQ-00074 | Mostafa Ramadan | Operation | 2024-05-22 | Sewerage Network-Infrastructure | Approved | 6 - 6-Huwaydi Village.6-Huwaydi Village-BILL NO. 1: SEWAGE NETWORK-6-1.4-b | HC 60*90 cm | ECH | 50 | 17 | 3556.84 | 60466.28 | OTH | السعد للمقاولات المتكاملة | 6 - 6-Huwaydi Village.6-Huwaydi Village-BILL NO. 1: SEWAGE NETWORK-6-1.4-b | HC 60*90 cm | ECH | 17 | 3500 | 59500 | EGP | OTH
Katameya Creeks |  | RFQ-00052 | Mahmoud El Nady | MEP (Electro Mechanical) | 2024-06-06 | Adjustment Price Addendum (Electric Misr) | Approved | All Buildings | One way, one gang switch outlet | ECH | 4 | 4 | 94.16 | 376.64 | SC_Apply | اليكتريك مصر للمقاولات | All Buildings | One way, one gang switch outlet | ECH | 4 | 180 | 720 | EGP | SC_Apply
Katameya Creeks |  | RFQ-00052 | Mahmoud El Nady | MEP (Electro Mechanical) | 2024-06-06 | Adjustment Price Addendum (Electric Misr) | Approved | All Buildings | One way, two gang switch outlet | ECH | 14 | 14 | 94.16 | 1318.24 | SC_Apply | اليكتريك مصر للمقاولات | All Buildings | One way, two gang switch outlet | ECH | 14 | 180 | 2520 | EGP | SC_Apply
Katameya Creeks |  | RFQ-00052 | Mahmoud El Nady | MEP (Electro Mechanical) | 2024-06-06 | Adjustment Price Addendum (Electric Misr) | Approved | All Buildings | One way, three gang switch outlet | ECH | 4 | 4 | 94.16 | 376.64 | SC_Apply | اليكتريك مصر للمقاولات | All Buildings | One way, three gang switch outlet | ECH | 4 | 180 | 720 | EGP | SC_Apply
Katameya Creeks |  | RFQ-00052 | Mahmoud El Nady | MEP (Electro Mechanical) | 2024-06-06 | Adjustment Price Addendum (Electric Misr) | Approved | All Buildings | Two way, two gang switch outlet | ECH | 3 | 3 | 94.16 | 282.48 | SC_Apply | اليكتريك مصر للمقاولات | All Buildings | Two way, two gang switch outlet | ECH | 3 | 180 | 540 | EGP | SC_Apply
Katameya Creeks |  | RFQ-00052 | Mahmoud El Nady | MEP (Electro Mechanical) | 2024-06-06 | Adjustment Price Addendum (Electric Misr) | Approved | All Buildings | Two way, three gang switch outlet | ECH | 6 | 6 | 94.16 | 564.96 | SC_Apply | اليكتريك مصر للمقاولات | All Buildings | Two way, three gang switch outlet | ECH | 6 | 180 | 1080 | EGP | SC_Apply
Katameya Creeks |  | RFQ-00052 | Mahmoud El Nady | MEP (Electro Mechanical) | 2024-06-06 | Adjustment Price Addendum (Electric Misr) | Approved | All Buildings | Curtain switch | ECH | 3 | 3 | 315.12 | 945.36 | SC_Apply | اليكتريك مصر للمقاولات | All Buildings | Curtain switch | ECH | 3 | 320 | 960 | EGP | SC_Apply
Katameya Creeks |  | RFQ-00052 | Mahmoud El Nady | MEP (Electro Mechanical) | 2024-06-06 | Adjustment Price Addendum (Electric Misr) | Approved | All Buildings | Supply and install a complete socket outlet complete with wiring (3x3) mm² back to panel board or second outlet (exclude the socket) | ECH | 36 | 36 | 381.66 | 13739.76 | SC_Apply | اليكتريك مصر للمقاولات | All Buildings | Supply and install a complete socket outlet complete with wiring (3x3) mm² back to panel board or second outlet (exclude the socket) | ECH | 36 | 350 | 12600 | EGP | SC_Apply
Katameya Creeks |  | RFQ-00052 | Mahmoud El Nady | MEP (Electro Mechanical) | 2024-06-06 | Adjustment Price Addendum (Electric Misr) | Approved | All Buildings | Supply and install a complete socket outlet complete with wiring (3x4) mm² back to panel board or second outlet (exclude the socket) | ECH | 6 | 6 | 381.66 | 2289.96 | SC_Apply | اليكتريك مصر للمقاولات | All Buildings | Supply and install a complete socket outlet complete with wiring (3x4) mm² back to panel board or second outlet (exclude the socket) | ECH | 6 | 350 | 2100 | EGP | SC_Apply
Katameya Creeks |  | RFQ-00052 | Mahmoud El Nady | MEP (Electro Mechanical) | 2024-06-06 | Adjustment Price Addendum (Electric Misr) | Approved | All Buildings | Supply and install a complete electrical outlet for door bill complete with wiring (3x3) mm² back to panel board or second outlet | ECH | 1 | 1 | 399.23 | 399.23 | SC_Apply | اليكتريك مصر للمقاولات | All Buildings | Supply and install a complete electrical outlet for door bill complete with wiring (3x3) mm² back to panel board or second outlet | ECH | 1 | 400 | 400 | EGP | SC_Apply
Katameya Creeks |  | RFQ-00052 | Mahmoud El Nady | MEP (Electro Mechanical) | 2024-06-06 | Adjustment Price Addendum (Electric Misr) | Approved | All Buildings | I.S, 2P, 16 A outlet with wire (3x3) for A/C (ceiling mounted) | ECH | 4 | 4 | 636.51 | 2546.04 | SC_Apply | اليكتريك مصر للمقاولات | All Buildings | I.S, 2P, 16 A outlet with wire (3x3) for A/C (ceiling mounted) | ECH | 4 | 600 | 2400 | EGP | SC_Apply
Katameya Creeks |  | RFQ-00052 | Mahmoud El Nady | MEP (Electro Mechanical) | 2024-06-06 | Adjustment Price Addendum (Electric Misr) | Approved | All Buildings | I.S, 2P, 16 A outlet with wire (3x3) for A/C | ECH | 1 | 1 | 636.51 | 636.51 | SC_Apply | اليكتريك مصر للمقاولات | All Buildings | I.S, 2P, 16 A outlet with wire (3x3) for A/C | ECH | 1 | 600 | 600 | EGP | SC_Apply
Katameya Creeks |  | RFQ-00052 | Mahmoud El Nady | MEP (Electro Mechanical) | 2024-06-06 | Adjustment Price Addendum (Electric Misr) | Approved | All Buildings | I.S, 2P, 20 A outlet with wire (3x4) for E.W.H | ECH | 4 | 4 | 636.51 | 2546.04 | SC_Apply | اليكتريك مصر للمقاولات | All Buildings | I.S, 2P, 20 A outlet with wire (3x4) for E.W.H | ECH | 4 | 600 | 2400 | EGP | SC_Apply
Katameya Creeks |  | RFQ-00052 | Mahmoud El Nady | MEP (Electro Mechanical) | 2024-06-06 | Adjustment Price Addendum (Electric Misr) | Approved | All Buildings | I.S, 2P, 20 A outlet with wire (3x4) for HOOD | ECH | 1 | 1 | 636.51 | 636.51 | SC_Apply | اليكتريك مصر للمقاولات | All Buildings | I.S, 2P, 20 A outlet with wire (3x4) for HOOD | ECH | 1 | 600 | 600 | EGP | SC_Apply
Katameya Creeks |  | RFQ-00052 | Mahmoud El Nady | MEP (Electro Mechanical) | 2024-06-06 | Adjustment Price Addendum (Electric Misr) | Approved | All Buildings | Door bell switch outlet | ECH | 1 | 1 | 94.16 | 94.16 | SC_Apply | اليكتريك مصر للمقاولات | All Buildings | Door bell switch outlet | ECH | 1 | 180 | 180 | EGP | SC_Apply
Katameya Creeks |  | RFQ-00052 | Mahmoud El Nady | MEP (Electro Mechanical) | 2024-06-06 | Adjustment Price Addendum (Electric Misr) | Approved | All Buildings | THERMOSTAT outlet | ECH | 3 | 3 | 636.51 | 1909.53 | SC_Apply | اليكتريك مصر للمقاولات | All Buildings | THERMOSTAT outlet | ECH | 3 | 600 | 1800 | EGP | SC_Apply
Katameya Creeks |  | RFQ-00052 | Mahmoud El Nady | MEP (Electro Mechanical) | 2024-06-06 | Adjustment Price Addendum (Electric Misr) | Approved | All Buildings | Install panel with power meter (pre-paid) as per Electric recommendation, complete with all related accessories as shown on drawings. | ECH | 1 | 1 | 125.54 | 125.54 | SC_Apply | اليكتريك مصر للمقاولات | All Buildings | Install panel with power meter (pre-paid) as per Electric recommendation, complete with all related accessories as shown on drawings. | ECH | 1 | 150 | 150 | EGP | SC_Apply
Katameya Creeks |  | RFQ-00052 | Mahmoud El Nady | MEP (Electro Mechanical) | 2024-06-06 | Adjustment Price Addendum (Electric Misr) | Approved | All Buildings | Install IT RACK INCLUDED 2 PATCH PANNEL | ECH | 1 | 1 | 188.32 | 188.32 | SC_Apply | اليكتريك مصر للمقاولات | All Buildings | Install IT RACK INCLUDED 2 PATCH PANNEL | ECH | 1 | 200 | 200 | EGP | SC_Apply
Katameya Creeks |  | RFQ-00052 | Mahmoud El Nady | MEP (Electro Mechanical) | 2024-06-06 | Adjustment Price Addendum (Electric Misr) | Approved | All Buildings | Supply and install a complete Low Current outlet from the to the outlet | ECH | 18 | 18 | 276.2 | 4971.6 | SC_Apply | اليكتريك مصر للمقاولات | All Buildings | Supply and install a complete Low Current outlet from the to the outlet | ECH | 18 | 350 | 6300 | EGP | SC_Apply
Katameya Creeks |  | RFQ-00052 | Mahmoud El Nady | MEP (Electro Mechanical) | 2024-06-06 | Adjustment Price Addendum (Electric Misr) | Approved | All Buildings | PP-G3 | ECH | 1 | 1 | 703.05 | 703.05 | SC_Apply | اليكتريك مصر للمقاولات | All Buildings | PP-G3 | ECH | 1 | 800 | 800 | EGP | SC_Apply
Katameya Creeks |  | RFQ-00052 | Mahmoud El Nady | MEP (Electro Mechanical) | 2024-06-06 | Adjustment Price Addendum (Electric Misr) | Approved | All Buildings | MCC-G3 | ECH | 1 | 1 | 1599.44 | 1599.44 | SC_Apply | اليكتريك مصر للمقاولات | All Buildings | MCC-G3 | ECH | 1 | 1400 | 1400 | EGP | SC_Apply
Katameya Creeks |  | RFQ-00052 | Mahmoud El Nady | MEP (Electro Mechanical) | 2024-06-06 | Adjustment Price Addendum (Electric Misr) | Approved | All Buildings | One way, one gang switch outlet | ECH | 4 | 4 | 94.16 | 376.64 | SC_Apply | اليكتريك مصر للمقاولات | All Buildings | One way, one gang switch outlet | ECH | 4 | 180 | 720 | EGP | SC_Apply
Katameya Creeks |  | RFQ-00052 | Mahmoud El Nady | MEP (Electro Mechanical) | 2024-06-06 | Adjustment Price Addendum (Electric Misr) | Approved | All Buildings | One way, two gang switch outlet | ECH | 9 | 9 | 94.16 | 847.44 | SC_Apply | اليكتريك مصر للمقاولات | All Buildings | One way, two gang switch outlet | ECH | 9 | 180 | 1620 | EGP | SC_Apply
Katameya Creeks |  | RFQ-00052 | Mahmoud El Nady | MEP (Electro Mechanical) | 2024-06-06 | Adjustment Price Addendum (Electric Misr) | Approved | All Buildings | One way, three gang switch outlet | ECH | 4 | 4 | 94.16 | 376.64 | SC_Apply | اليكتريك مصر للمقاولات | All Buildings | One way, three gang switch outlet | ECH | 4 | 180 | 720 | EGP | SC_Apply
Katameya Creeks |  | RFQ-00052 | Mahmoud El Nady | MEP (Electro Mechanical) | 2024-06-06 | Adjustment Price Addendum (Electric Misr) | Approved | All Buildings | Two way, two gang switch outlet | ECH | 2 | 2 | 94.16 | 188.32 | SC_Apply | اليكتريك مصر للمقاولات | All Buildings | Two way, two gang switch outlet | ECH | 2 | 180 | 360 | EGP | SC_Apply
Katameya Creeks |  | RFQ-00052 | Mahmoud El Nady | MEP (Electro Mechanical) | 2024-06-06 | Adjustment Price Addendum (Electric Misr) | Approved | All Buildings | Two way, three gang switch outlet | ECH | 6 | 6 | 94.16 | 564.96 | SC_Apply | اليكتريك مصر للمقاولات | All Buildings | Two way, three gang switch outlet | ECH | 6 | 180 | 1080 | EGP | SC_Apply
Katameya Creeks |  | RFQ-00052 | Mahmoud El Nady | MEP (Electro Mechanical) | 2024-06-06 | Adjustment Price Addendum (Electric Misr) | Approved | All Buildings | Curtain switch | ECH | 3 | 3 | 315.12 | 945.36 | SC_Apply | اليكتريك مصر للمقاولات | All Buildings | Curtain switch | ECH | 3 | 300 | 900 | EGP | SC_Apply
Katameya Creeks |  | RFQ-00052 | Mahmoud El Nady | MEP (Electro Mechanical) | 2024-06-06 | Adjustment Price Addendum (Electric Misr) | Approved | All Buildings | Supply and install a complete socket outlet complete with wiring (3x3) mm² back to panel board or second outlet (exclude the socket) | ECH | 27 | 27 | 381.66 | 10304.82 | SC_Apply | اليكتريك مصر للمقاولات | All Buildings | Supply and install a complete socket outlet complete with wiring (3x3) mm² back to panel board or second outlet (exclude the socket) | ECH | 27 | 350 | 9450 | EGP | SC_Apply
Katameya Creeks |  | RFQ-00052 | Mahmoud El Nady | MEP (Electro Mechanical) | 2024-06-06 | Adjustment Price Addendum (Electric Misr) | Approved | All Buildings | Supply and install a complete socket outlet complete with wiring (3x4) mm² back to panel board or second outlet (exclude the socket) | ECH | 4 | 4 | 381.66 | 1526.64 | SC_Apply | اليكتريك مصر للمقاولات | All Buildings | Supply and install a complete socket outlet complete with wiring (3x4) mm² back to panel board or second outlet (exclude the socket) | ECH | 4 | 350 | 1400 | EGP | SC_Apply
Katameya Creeks |  | RFQ-00052 | Mahmoud El Nady | MEP (Electro Mechanical) | 2024-06-06 | Adjustment Price Addendum (Electric Misr) | Approved | All Buildings | Supply and install a complete electrical outlet for door bill complete with wiring (3x3) mm² back to panel board or second outlet | ECH | 1 | 1 | 399.23 | 399.23 | SC_Apply | اليكتريك مصر للمقاولات | All Buildings | Supply and install a complete electrical outlet for door bill complete with wiring (3x3) mm² back to panel board or second outlet | ECH | 1 | 400 | 400 | EGP | SC_Apply
Katameya Creeks |  | RFQ-00052 | Mahmoud El Nady | MEP (Electro Mechanical) | 2024-06-06 | Adjustment Price Addendum (Electric Misr) | Approved | All Buildings | I.S, 2P, 16 A outlet with wire (3x3) for A/C (ceiling mounted) | ECH | 4 | 4 | 636.51 | 2546.04 | SC_Apply | اليكتريك مصر للمقاولات | All Buildings | I.S, 2P, 16 A outlet with wire (3x3) for A/C (ceiling mounted) | ECH | 4 | 600 | 2400 | EGP | SC_Apply
Katameya Creeks |  | RFQ-00052 | Mahmoud El Nady | MEP (Electro Mechanical) | 2024-06-06 | Adjustment Price Addendum (Electric Misr) | Approved | All Buildings | I.S, 2P, 16 A outlet with wire (3x3) for A/C | ECH | 1 | 1 | 636.51 | 636.51 | SC_Apply | اليكتريك مصر للمقاولات | All Buildings | I.S, 2P, 16 A outlet with wire (3x3) for A/C | ECH | 1 | 600 | 600 | EGP | SC_Apply
Katameya Creeks |  | RFQ-00052 | Mahmoud El Nady | MEP (Electro Mechanical) | 2024-06-06 | Adjustment Price Addendum (Electric Misr) | Approved | All Buildings | I.S, 2P, 20 A outlet with wire (3x4) for E.W.H | ECH | 4 | 4 | 636.51 | 2546.04 | SC_Apply | اليكتريك مصر للمقاولات | All Buildings | I.S, 2P, 20 A outlet with wire (3x4) for E.W.H | ECH | 4 | 600 | 2400 | EGP | SC_Apply
Katameya Creeks |  | RFQ-00052 | Mahmoud El Nady | MEP (Electro Mechanical) | 2024-06-06 | Adjustment Price Addendum (Electric Misr) | Approved | All Buildings | I.S, 2P, 20 A outlet with wire (3x4) for HOOD | ECH | 1 | 1 | 636.51 | 636.51 | SC_Apply | اليكتريك مصر للمقاولات | All Buildings | I.S, 2P, 20 A outlet with wire (3x4) for HOOD | ECH | 1 | 600 | 600 | EGP | SC_Apply
Katameya Creeks |  | RFQ-00052 | Mahmoud El Nady | MEP (Electro Mechanical) | 2024-06-06 | Adjustment Price Addendum (Electric Misr) | Approved | All Buildings | Door bell switch outlet | ECH | 1 | 1 | 94.16 | 94.16 | SC_Apply | اليكتريك مصر للمقاولات | All Buildings | Door bell switch outlet | ECH | 1 | 180 | 180 | EGP | SC_Apply
Katameya Creeks |  | RFQ-00052 | Mahmoud El Nady | MEP (Electro Mechanical) | 2024-06-06 | Adjustment Price Addendum (Electric Misr) | Approved | All Buildings | THERMOSTAT outlet | ECH | 3 | 3 | 636.51 | 1909.53 | SC_Apply | اليكتريك مصر للمقاولات | All Buildings | THERMOSTAT outlet | ECH | 3 | 600 | 1800 | EGP | SC_Apply
Katameya Creeks |  | RFQ-00052 | Mahmoud El Nady | MEP (Electro Mechanical) | 2024-06-06 | Adjustment Price Addendum (Electric Misr) | Approved | All Buildings | Install panel with power meter (pre-paid) as per Electric recommendation, complete with all related accessories as shown on drawings. | ECH | 1 | 1 | 125.54 | 125.54 | SC_Apply | اليكتريك مصر للمقاولات | All Buildings | Install panel with power meter (pre-paid) as per Electric recommendation, complete with all related accessories as shown on drawings. | ECH | 1 | 150 | 150 | EGP | SC_Apply
Katameya Creeks |  | RFQ-00052 | Mahmoud El Nady | MEP (Electro Mechanical) | 2024-06-06 | Adjustment Price Addendum (Electric Misr) | Approved | All Buildings | Install IT RACK INCLUDED 2 PATCH PANNEL | ECH | 1 | 1 | 188.32 | 188.32 | SC_Apply | اليكتريك مصر للمقاولات | All Buildings | Install IT RACK INCLUDED 2 PATCH PANNEL | ECH | 1 | 200 | 200 | EGP | SC_Apply
Katameya Creeks |  | RFQ-00052 | Mahmoud El Nady | MEP (Electro Mechanical) | 2024-06-06 | Adjustment Price Addendum (Electric Misr) | Approved | All Buildings | Supply and install a complete Low Current outlet from the to the outlet | ECH | 18 | 18 | 276.2 | 4971.6 | SC_Apply | اليكتريك مصر للمقاولات | All Buildings | Supply and install a complete Low Current outlet from the to the outlet | ECH | 18 | 350 | 6300 | EGP | SC_Apply
Katameya Creeks |  | RFQ-00052 | Mahmoud El Nady | MEP (Electro Mechanical) | 2024-06-06 | Adjustment Price Addendum (Electric Misr) | Approved | All Buildings | PP-T1 | ECH | 1 | 1 | 703.05 | 703.05 | SC_Apply | اليكتريك مصر للمقاولات | All Buildings | PP-T1 | ECH | 1 | 800 | 800 | EGP | SC_Apply
Katameya Creeks |  | RFQ-00052 | Mahmoud El Nady | MEP (Electro Mechanical) | 2024-06-06 | Adjustment Price Addendum (Electric Misr) | Approved | All Buildings | MCC-T1 | ECH | 1 | 1 | 1599.44 | 1599.44 | SC_Apply | اليكتريك مصر للمقاولات | All Buildings | MCC-T1 | ECH | 1 | 1400 | 1400 | EGP | SC_Apply
Abo Shanab El Agamien _0195 |  | RFQ-00074 | Mostafa Ramadan | Operation | 2024-05-22 | Sewerage Network-Infrastructure | Approved | 3 - 3- Iz.Junaidi Wisa & Iz. Zaki W.3- Iz.Junaidi Wisa & Iz. Zaki Wisa-BILL NO. 1: SEWAGE NETWORK-5-1.2-b.2 | *Manholes with internal diameter of 1200mm Ditto, depth to invert between 2.01 m and 2.50 m | NO | 13 | 7 | 8920.57 | 62443.99 | SC_Supply/Apply | السعد للمقاولات المتكاملة | 3 - 3- Iz.Junaidi Wisa & Iz. Zaki W.3- Iz.Junaidi Wisa & Iz. Zaki Wisa-BILL NO. 1: SEWAGE NETWORK-5-1.2-b.2 | *Manholes with internal diameter of 1200mm Ditto, depth to invert between 2.01 m and 2.50 m | NO | 7 | 13500 | 94500 | EGP | SC_Supply/Apply
Abo Shanab El Agamien _0195 |  | RFQ-00074 | Mostafa Ramadan | Operation | 2024-05-22 | Sewerage Network-Infrastructure | Approved | 1 - Sharaf Al Deen-BILL NO. 1: SEWAGE NETWORK-10-1.2.1-b.1 | *Manholes with internal diameter of 1200mm Ditto, depth to invert between 1.51 m and 2.00 m | NO | 45 | 21 | 7777.61 | 163329.81 | SC_Supply/Apply | السعد للمقاولات المتكاملة | 1 - Sharaf Al Deen-BILL NO. 1: SEWAGE NETWORK-10-1.2.1-b.1 | *Manholes with internal diameter of 1200mm Ditto, depth to invert between 1.51 m and 2.00 m | NO | 21 | 12000 | 252000 | EGP | SC_Supply/Apply
Abo Shanab El Agamien _0195 |  | RFQ-00074 | Mostafa Ramadan | Operation | 2024-05-22 | Sewerage Network-Infrastructure | Approved | 8 - 8-Iz. Abd Al-Qawy Salem & Iz. Z.8-Iz. Abd Al-Qawy Salem & Iz. Zaraby-BILL NO. 1: SEWAGE NETWORK-5-1.2-b.5 | *Manholes with internal diameter of 1200mm Ditto, depth to invert between 3.51 m and 4.00 m | ECH | 15 | 1 | 13123.46 | 13123.46 | SC_Supply/Apply | السعد للمقاولات المتكاملة | 8 - 8-Iz. Abd Al-Qawy Salem & Iz. Z.8-Iz. Abd Al-Qawy Salem & Iz. Zaraby-BILL NO. 1: SEWAGE NETWORK-5-1.2-b.5 | *Manholes with internal diameter of 1200mm Ditto, depth to invert between 3.51 m and 4.00 m | ECH | 1 | 22000 | 22000 | EGP | SC_Supply/Apply
Abo Shanab El Agamien _0195 |  | RFQ-00074 | Mostafa Ramadan | Operation | 2024-05-22 | Sewerage Network-Infrastructure | Approved | 6 - 6-Huwaydi Village.6-Huwaydi Village-BILL NO. 1: SEWAGE NETWORK-5-1.2-b.7 | *Manholes with internal diameter of 1200mm Ditto, depth to invert between 4.51 m and 5.00 m | ECH | 1 | 1 | 16718.55 | 16718.55 | SC_Supply/Apply | السعد للمقاولات المتكاملة | 6 - 6-Huwaydi Village.6-Huwaydi Village-BILL NO. 1: SEWAGE NETWORK-5-1.2-b.7 | *Manholes with internal diameter of 1200mm Ditto, depth to invert between 4.51 m and 5.00 m | ECH | 1 | 31000 | 31000 | EGP | SC_Supply/Apply
Abo Shanab El Agamien _0195 |  | RFQ-00074 | Mostafa Ramadan | Operation | 2024-05-22 | Sewerage Network-Infrastructure | Approved | 3 - 3- Iz.Junaidi Wisa & Iz. Zaki W.3- Iz.Junaidi Wisa & Iz. Zaki Wisa-BILL NO. 1: SEWAGE NETWORK-6-1.4-a | IC 60*60 cm | ECH | 7 | 2 | 2968.52 | 5937.04 | OTH | السعد للمقاولات المتكاملة | 3 - 3- Iz.Junaidi Wisa & Iz. Zaki W.3- Iz.Junaidi Wisa & Iz. Zaki Wisa-BILL NO. 1: SEWAGE NETWORK-6-1.4-a | IC 60*60 cm | ECH | 2 | 3500 | 7000 | EGP | OTH
Abo Shanab El Agamien _0195 |  | RFQ-00074 | Mostafa Ramadan | Operation | 2024-05-22 | Sewerage Network-Infrastructure | Approved | 10 - "10 - ABOU .10 - ABOU NASSAR, AL ESSAWI & ABOU SAEDA-BILL NO. 1: SEWAGE NETWORK-6-1.3-b | IC 60*90 cm | ECH | 1 | 1 | 3556.84 | 3556.84 | OTH | السعد للمقاولات المتكاملة | 10 - "10 - ABOU .10 - ABOU NASSAR, AL ESSAWI & ABOU SAEDA-BILL NO. 1: SEWAGE NETWORK-6-1.3-b | IC 60*90 cm | ECH | 1 | 4500 | 4500 | EGP | OTH
Abo Shanab El Agamien _0195 |  | RFQ-00074 | Mostafa Ramadan | Operation | 2024-05-22 | Sewerage Network-Infrastructure | Approved | 7 - 7-Iz. Raslan & Iz. Mokhtar Eiss.7-Iz. Raslan & Iz. Mokhtar Eissa-BILL NO. 1: SEWAGE NETWORK-5-1.2-b.6 | *Manholes with internal diameter of 1200mm Ditto, depth to invert between 4.51 m and 5.00 m | ECH | 2 | 2 | 16718.55 | 33437.1 | SC_Supply/Apply | السعد للمقاولات المتكاملة | 7 - 7-Iz. Raslan & Iz. Mokhtar Eiss.7-Iz. Raslan & Iz. Mokhtar Eissa-BILL NO. 1: SEWAGE NETWORK-5-1.2-b.6 | *Manholes with internal diameter of 1200mm Ditto, depth to invert between 4.51 m and 5.00 m | ECH | 2 | 31000 | 62000 | EGP | SC_Supply/Apply
Abo Shanab El Agamien _0195 |  | RFQ-00074 | Mostafa Ramadan | Operation | 2024-05-22 | Sewerage Network-Infrastructure | Approved | 9 - 9-Iz. Seror.9-Iz. Seror-BILL NO. 1: SEWAGE NETWORK-5-1.2-b.5 | *Manholes with internal diameter of 1200mm Ditto, depth to invert between 3.51 m and 4.00 m | ECH | 17 | 3 | 13123.46 | 39370.38 | SC_Supply/Apply | السعد للمقاولات المتكاملة | 9 - 9-Iz. Seror.9-Iz. Seror-BILL NO. 1: SEWAGE NETWORK-5-1.2-b.5 | *Manholes with internal diameter of 1200mm Ditto, depth to invert between 3.51 m and 4.00 m | ECH | 3 | 22000 | 66000 | EGP | SC_Supply/Apply
Abo Shanab El Agamien _0195 |  | RFQ-00074 | Mostafa Ramadan | Operation | 2024-05-22 | Sewerage Network-Infrastructure | Approved | 4 - 4-Iz. Al Biltaji.4-Iz. Al Biltaji-BILL NO. 1: SEWAGE NETWORK-5-1.2-b.1 | *Manholes with internal diameter of 1200mm Ditto, depth to invert between 1.51 m and 2.00 m | NO | 60 | 23 | 7777.61 | 178885.03 | SC_Supply/Apply | السعد للمقاولات المتكاملة | 4 - 4-Iz. Al Biltaji.4-Iz. Al Biltaji-BILL NO. 1: SEWAGE NETWORK-5-1.2-b.1 | *Manholes with internal diameter of 1200mm Ditto, depth to invert between 1.51 m and 2.00 m | NO | 23 | 12000 | 276000 | EGP | SC_Supply/Apply
Abo Shanab El Agamien _0195 |  | RFQ-00074 | Mostafa Ramadan | Operation | 2024-05-22 | Sewerage Network-Infrastructure | Approved | 1 - Sharaf Al Deen-BILL NO. 1: SEWAGE NETWORK-11-1.4.1-a | HC 60*60 cm | ECH | 80 | 36 | 2968.52 | 106866.72 | OTH | السعد للمقاولات المتكاملة | 1 - Sharaf Al Deen-BILL NO. 1: SEWAGE NETWORK-11-1.4.1-a | HC 60*60 cm | ECH | 36 | 3000 | 108000 | EGP | OTH
Abo Shanab El Agamien _0195 |  | RFQ-00074 | Mostafa Ramadan | Operation | 2024-05-22 | Sewerage Network-Infrastructure | Approved | 2 - 2- Iz. Kariman Sednaoui.2- Iz. Kariman Sednaoui-BILL NO. 1: SEWAGE NETWORK-5-1.4-b | HC 60*90 cm | ECH | 23 | 17 | 3556.84 | 60466.28 | OTH | السعد للمقاولات المتكاملة | 2 - 2- Iz. Kariman Sednaoui.2- Iz. Kariman Sednaoui-BILL NO. 1: SEWAGE NETWORK-5-1.4-b | HC 60*90 cm | ECH | 17 | 3500 | 59500 | EGP | OTH
Abo Shanab El Agamien _0195 |  | RFQ-00074 | Mostafa Ramadan | Operation | 2024-05-22 | Sewerage Network-Infrastructure | Approved | 5 - 5-Tahawi Village.5-Tahawi Village-BILL NO. 1: SEWAGE NETWORK-5-1.2-b.5 | *Manholes with internal diameter of 1200mm Ditto, depth to invert between 3.51 m and 4.00 m | ECH | 6 | 1 | 13123.46 | 13123.46 | SC_Supply/Apply | السعد للمقاولات المتكاملة | 5 - 5-Tahawi Village.5-Tahawi Village-BILL NO. 1: SEWAGE NETWORK-5-1.2-b.5 | *Manholes with internal diameter of 1200mm Ditto, depth to invert between 3.51 m and 4.00 m | ECH | 1 | 22000 | 22000 | EGP | SC_Supply/Apply
Abo Shanab El Agamien _0195 |  | RFQ-00074 | Mostafa Ramadan | Operation | 2024-05-22 | Sewerage Network-Infrastructure | Approved | 1 - Sharaf Al Deen-BILL NO. 1: SEWAGE NETWORK-10-1.2.1-b.3 | *Manholes with internal diameter of 1200mm Ditto, depth to invert between 2.51 m and 3.00 m | ECH | 10 | 5 | 10539.79 | 52698.95 | SC_Supply/Apply | السعد للمقاولات المتكاملة | 1 - Sharaf Al Deen-BILL NO. 1: SEWAGE NETWORK-10-1.2.1-b.3 | *Manholes with internal diameter of 1200mm Ditto, depth to invert between 2.51 m and 3.00 m | ECH | 5 | 15000 | 75000 | EGP | SC_Supply/Apply
Abo Shanab El Agamien _0195 |  | RFQ-00074 | Mostafa Ramadan | Operation | 2024-05-22 | Sewerage Network-Infrastructure | Approved | 10 - "10 - ABOU .10 - ABOU NASSAR, AL ESSAWI & ABOU SAEDA-BILL NO. 1: SEWAGE NETWORK-5-1.2-b.8 | *Manholes with internal diameter of 1200mm Ditto, depth to invert between 5.01 m and 5.50 m | ECH | 4 | 2 | 18087.99 | 36175.98 | SC_Supply/Apply | السعد للمقاولات المتكاملة | 10 - "10 - ABOU .10 - ABOU NASSAR, AL ESSAWI & ABOU SAEDA-BILL NO. 1: SEWAGE NETWORK-5-1.2-b.8 | *Manholes with internal diameter of 1200mm Ditto, depth to invert between 5.01 m and 5.50 m | ECH | 2 | 28530 | 57060 | EGP | SC_Supply/Apply
Abo Shanab El Agamien _0195 |  | RFQ-00074 | Mostafa Ramadan | Operation | 2024-05-22 | Sewerage Network-Infrastructure | Approved | 3 - 3- Iz.Junaidi Wisa & Iz. Zaki W.3- Iz.Junaidi Wisa & Iz. Zaki Wisa-BILL NO. 1: SEWAGE NETWORK-6-1.5-b | HC 60*90 cm | ECH | 33 | 17 | 3556.84 | 60466.28 | OTH | السعد للمقاولات المتكاملة | 3 - 3- Iz.Junaidi Wisa & Iz. Zaki W.3- Iz.Junaidi Wisa & Iz. Zaki Wisa-BILL NO. 1: SEWAGE NETWORK-6-1.5-b | HC 60*90 cm | ECH | 17 | 3500 | 59500 | EGP | OTH
Abo Shanab El Agamien _0195 |  | RFQ-00074 | Mostafa Ramadan | Operation | 2024-05-22 | Sewerage Network-Infrastructure | Approved | 5 - 5-Tahawi Village.5-Tahawi Village-BILL NO. 1: SEWAGE NETWORK-5-1.2-b.8 | *Manholes with internal diameter of 1200mm Ditto, depth to invert between 5.01 m and 5.50 m | ECH | 1 | 1 | 18087.99 | 18087.99 | SC_Supply/Apply | السعد للمقاولات المتكاملة | 5 - 5-Tahawi Village.5-Tahawi Village-BILL NO. 1: SEWAGE NETWORK-5-1.2-b.8 | *Manholes with internal diameter of 1200mm Ditto, depth to invert between 5.01 m and 5.50 m | ECH | 1 | 28530 | 28530 | EGP | SC_Supply/Apply
Abo Shanab El Agamien _0195 |  | RFQ-00074 | Mostafa Ramadan | Operation | 2024-05-22 | Sewerage Network-Infrastructure | Approved | 1 - Sharaf Al Deen-BILL NO. 1: SEWAGE NETWORK-10-1.2.1-a.1 | *Manholes with internal diameter of 1000mm Depth to invert not exceeding 1.5 m | NO | 105 | 40 | 6532.1 | 261284 | SC_Supply/Apply | السعد للمقاولات المتكاملة | 1 - Sharaf Al Deen-BILL NO. 1: SEWAGE NETWORK-10-1.2.1-a.1 | *Manholes with internal diameter of 1000mm Depth to invert not exceeding 1.5 m | NO | 40 | 8900 | 356000 | EGP | SC_Supply/Apply
Abo Shanab El Agamien _0195 |  | RFQ-00074 | Mostafa Ramadan | Operation | 2024-05-22 | Sewerage Network-Infrastructure | Approved | 3 - 3- Iz.Junaidi Wisa & Iz. Zaki W.3- Iz.Junaidi Wisa & Iz. Zaki Wisa-BILL NO. 1: SEWAGE NETWORK-5-1.2-b.7 | *Manholes with internal diameter of 1200mm Ditto, depth to invert between 4.51 m and 5.00 m | ECH | 6 | 3 | 16718.55 | 50155.65 | SC_Supply/Apply | السعد للمقاولات المتكاملة | 3 - 3- Iz.Junaidi Wisa & Iz. Zaki W.3- Iz.Junaidi Wisa & Iz. Zaki Wisa-BILL NO. 1: SEWAGE NETWORK-5-1.2-b.7 | *Manholes with internal diameter of 1200mm Ditto, depth to invert between 4.51 m and 5.00 m | ECH | 3 | 31000 | 93000 | EGP | SC_Supply/Apply
Abo Shanab El Agamien _0195 |  | RFQ-00074 | Mostafa Ramadan | Operation | 2024-05-22 | Sewerage Network-Infrastructure | Approved | 2 - 2- Iz. Kariman Sednaoui.2- Iz. Kariman Sednaoui-BILL NO. 1: SEWAGE NETWORK-5-1.3-a | IC 60*60 cm | ECH | 1 | 1 | 2968.52 | 2968.52 | OTH | السعد للمقاولات المتكاملة | 2 - 2- Iz. Kariman Sednaoui.2- Iz. Kariman Sednaoui-BILL NO. 1: SEWAGE NETWORK-5-1.3-a | IC 60*60 cm | ECH | 1 | 3500 | 3500 | EGP | OTH
Abo Shanab El Agamien _0195 |  | RFQ-00074 | Mostafa Ramadan | Operation | 2024-05-22 | Sewerage Network-Infrastructure | Approved | 9 - 9-Iz. Seror.9-Iz. Seror-BILL NO. 1: SEWAGE NETWORK-5-1.2-b.6 | *Manholes with internal diameter of 1200mm Ditto, depth to invert between 4.51 m and 5.00 m | ECH | 1 | 1 | 16718.55 | 16718.55 | SC_Supply/Apply | السعد للمقاولات المتكاملة | 9 - 9-Iz. Seror.9-Iz. Seror-BILL NO. 1: SEWAGE NETWORK-5-1.2-b.6 | *Manholes with internal diameter of 1200mm Ditto, depth to invert between 4.51 m and 5.00 m | ECH | 1 | 31000 | 31000 | EGP | SC_Supply/Apply
Abo Shanab El Agamien _0195 |  | RFQ-00074 | Mostafa Ramadan | Operation | 2024-05-22 | Sewerage Network-Infrastructure | Approved | 3 - 3- Iz.Junaidi Wisa & Iz. Zaki W.3- Iz.Junaidi Wisa & Iz. Zaki Wisa-BILL NO. 1: SEWAGE NETWORK-6-1.5-a | HC 60*60 cm | ECH | 66 | 38 | 2968.52 | 112803.76 | OTH | السعد للمقاولات المتكاملة | 3 - 3- Iz.Junaidi Wisa & Iz. Zaki W.3- Iz.Junaidi Wisa & Iz. Zaki Wisa-BILL NO. 1: SEWAGE NETWORK-6-1.5-a | HC 60*60 cm | ECH | 38 | 3000 | 114000 | EGP | OTH
Katameya Creeks |  | RFQ-00052 | Mahmoud El Nady | MEP (Electro Mechanical) | 2024-06-06 | Adjustment Price Addendum (Electric Misr) | Approved | All Buildings | Supply, install & test a lighting fixtures complete with wiring (3x3) mm², back to panel or second outlet, according to drawings and specifications | ECH | 30 | 30 | 381.66 | 11449.8 | SC_Apply | اليكتريك مصر للمقاولات | All Buildings | Supply, install & test a lighting fixtures complete with wiring (3x3) mm², back to panel or second outlet, according to drawings and specifications | ECH | 30 | 350 | 10500 | EGP | SC_Apply
Katameya Creeks |  | RFQ-00052 | Mahmoud El Nady | MEP (Electro Mechanical) | 2024-06-06 | Adjustment Price Addendum (Electric Misr) | Approved | All Buildings | One way, one gang switch outlet | ECH | 4 | 4 | 94.16 | 376.64 | SC_Apply | اليكتريك مصر للمقاولات | All Buildings | One way, one gang switch outlet | ECH | 4 | 180 | 720 | EGP | SC_Apply
Katameya Creeks |  | RFQ-00052 | Mahmoud El Nady | MEP (Electro Mechanical) | 2024-06-06 | Adjustment Price Addendum (Electric Misr) | Approved | All Buildings | One way, two gang switch outlet | ECH | 8 | 8 | 94.16 | 753.28 | SC_Apply | اليكتريك مصر للمقاولات | All Buildings | One way, two gang switch outlet | ECH | 8 | 180 | 1440 | EGP | SC_Apply
Katameya Creeks |  | RFQ-00052 | Mahmoud El Nady | MEP (Electro Mechanical) | 2024-06-06 | Adjustment Price Addendum (Electric Misr) | Approved | All Buildings | One way, three gang switch outlet | ECH | 8 | 8 | 94.16 | 753.28 | SC_Apply | اليكتريك مصر للمقاولات | All Buildings | One way, three gang switch outlet | ECH | 8 | 180 | 1440 | EGP | SC_Apply
Katameya Creeks |  | RFQ-00052 | Mahmoud El Nady | MEP (Electro Mechanical) | 2024-06-06 | Adjustment Price Addendum (Electric Misr) | Approved | All Buildings | Two way, two gang switch outlet | ECH | 2 | 2 | 94.16 | 188.32 | SC_Apply | اليكتريك مصر للمقاولات | All Buildings | Two way, two gang switch outlet | ECH | 2 | 180 | 360 | EGP | SC_Apply
Katameya Creeks |  | RFQ-00052 | Mahmoud El Nady | MEP (Electro Mechanical) | 2024-06-06 | Adjustment Price Addendum (Electric Misr) | Approved | All Buildings | Two way, three gang switch outlet | ECH | 6 | 6 | 94.16 | 564.96 | SC_Apply | اليكتريك مصر للمقاولات | All Buildings | Two way, three gang switch outlet | ECH | 6 | 180 | 1080 | EGP | SC_Apply
Katameya Creeks |  | RFQ-00052 | Mahmoud El Nady | MEP (Electro Mechanical) | 2024-06-06 | Adjustment Price Addendum (Electric Misr) | Approved | All Buildings | Curtain switch | ECH | 4 | 4 | 315.12 | 1260.48 | SC_Apply | اليكتريك مصر للمقاولات | All Buildings | Curtain switch | ECH | 4 | 320 | 1280 | EGP | SC_Apply
Katameya Creeks |  | RFQ-00052 | Mahmoud El Nady | MEP (Electro Mechanical) | 2024-06-06 | Adjustment Price Addendum (Electric Misr) | Approved | All Buildings | Supply and install a complete socket outlet complete with wiring (3x3) mm² back to panel board or second outlet (exclude the socket) | ECH | 48 | 48 | 381.66 | 18319.68 | SC_Apply | اليكتريك مصر للمقاولات | All Buildings | Supply and install a complete socket outlet complete with wiring (3x3) mm² back to panel board or second outlet (exclude the socket) | ECH | 48 | 350 | 16800 | EGP | SC_Apply
Katameya Creeks |  | RFQ-00052 | Mahmoud El Nady | MEP (Electro Mechanical) | 2024-06-06 | Adjustment Price Addendum (Electric Misr) | Approved | All Buildings | Supply and install a complete socket outlet complete with wiring (3x4) mm² back to panel board or second outlet (exclude the socket) | ECH | 4 | 4 | 381.66 | 1526.64 | SC_Apply | اليكتريك مصر للمقاولات | All Buildings | Supply and install a complete socket outlet complete with wiring (3x4) mm² back to panel board or second outlet (exclude the socket) | ECH | 4 | 350 | 1400 | EGP | SC_Apply
Katameya Creeks |  | RFQ-00052 | Mahmoud El Nady | MEP (Electro Mechanical) | 2024-06-06 | Adjustment Price Addendum (Electric Misr) | Approved | All Buildings | Supply and install a complete electrical outlet for door bill complete with wiring (3x3) mm² back to panel board or second outlet | ECH | 1 | 1 | 399.23 | 399.23 | SC_Apply | اليكتريك مصر للمقاولات | All Buildings | Supply and install a complete electrical outlet for door bill complete with wiring (3x3) mm² back to panel board or second outlet | ECH | 1 | 400 | 400 | EGP | SC_Apply
Katameya Creeks |  | RFQ-00052 | Mahmoud El Nady | MEP (Electro Mechanical) | 2024-06-06 | Adjustment Price Addendum (Electric Misr) | Approved | All Buildings | I.S, 2P, 16 A outlet with wire (3x3) for A/C (ceiling mounted) | ECH | 7 | 7 | 636.51 | 4455.57 | SC_Apply | اليكتريك مصر للمقاولات | All Buildings | I.S, 2P, 16 A outlet with wire (3x3) for A/C (ceiling mounted) | ECH | 7 | 600 | 4200 | EGP | SC_Apply
Katameya Creeks |  | RFQ-00052 | Mahmoud El Nady | MEP (Electro Mechanical) | 2024-06-06 | Adjustment Price Addendum (Electric Misr) | Approved | All Buildings | I.S, 2P, 16 A outlet with wire (3x3) for A/C | ECH | 1 | 1 | 636.51 | 636.51 | SC_Apply | اليكتريك مصر للمقاولات | All Buildings | I.S, 2P, 16 A outlet with wire (3x3) for A/C | ECH | 1 | 600 | 600 | EGP | SC_Apply
Katameya Creeks |  | RFQ-00052 | Mahmoud El Nady | MEP (Electro Mechanical) | 2024-06-06 | Adjustment Price Addendum (Electric Misr) | Approved | All Buildings | I.S, 2P, 20 A outlet with wire (3x4) for E.W.H | ECH | 5 | 5 | 636.51 | 3182.55 | SC_Apply | اليكتريك مصر للمقاولات | All Buildings | I.S, 2P, 20 A outlet with wire (3x4) for E.W.H | ECH | 5 | 600 | 3000 | EGP | SC_Apply
Katameya Creeks |  | RFQ-00052 | Mahmoud El Nady | MEP (Electro Mechanical) | 2024-06-06 | Adjustment Price Addendum (Electric Misr) | Approved | All Buildings | I.S, 2P, 20 A outlet with wire (3x4) for HOOD | ECH | 1 | 1 | 636.51 | 636.51 | SC_Apply | اليكتريك مصر للمقاولات | All Buildings | I.S, 2P, 20 A outlet with wire (3x4) for HOOD | ECH | 1 | 600 | 600 | EGP | SC_Apply
Katameya Creeks |  | RFQ-00052 | Mahmoud El Nady | MEP (Electro Mechanical) | 2024-06-06 | Adjustment Price Addendum (Electric Misr) | Approved | All Buildings | Door bell switch outlet | ECH | 1 | 1 | 94.16 | 94.16 | SC_Apply | اليكتريك مصر للمقاولات | All Buildings | Door bell switch outlet | ECH | 1 | 180 | 180 | EGP | SC_Apply
Katameya Creeks |  | RFQ-00052 | Mahmoud El Nady | MEP (Electro Mechanical) | 2024-06-06 | Adjustment Price Addendum (Electric Misr) | Approved | All Buildings | THERMOSTAT outlet | ECH | 5 | 5 | 636.51 | 3182.55 | SC_Apply | اليكتريك مصر للمقاولات | All Buildings | THERMOSTAT outlet | ECH | 5 | 600 | 3000 | EGP | SC_Apply
Katameya Creeks |  | RFQ-00052 | Mahmoud El Nady | MEP (Electro Mechanical) | 2024-06-06 | Adjustment Price Addendum (Electric Misr) | Approved | All Buildings | Install IT RACK INCLUDED 2 PATCH PANNEL | ECH | 1 | 1 | 188.32 | 188.32 | SC_Apply | اليكتريك مصر للمقاولات | All Buildings | Install IT RACK INCLUDED 2 PATCH PANNEL | ECH | 1 | 200 | 200 | EGP | SC_Apply
Katameya Creeks |  | RFQ-00052 | Mahmoud El Nady | MEP (Electro Mechanical) | 2024-06-06 | Adjustment Price Addendum (Electric Misr) | Approved | All Buildings | Supply and install a complete Low Current outlet from the to the outlet | ECH | 18 | 18 | 276.2 | 4971.6 | SC_Apply | اليكتريك مصر للمقاولات | All Buildings | Supply and install a complete Low Current outlet from the to the outlet | ECH | 18 | 350 | 6300 | EGP | SC_Apply
Katameya Creeks |  | RFQ-00052 | Mahmoud El Nady | MEP (Electro Mechanical) | 2024-06-06 | Adjustment Price Addendum (Electric Misr) | Approved | All Buildings | PP-T3 | ECH | 1 | 1 | 703.05 | 703.05 | SC_Apply | اليكتريك مصر للمقاولات | All Buildings | PP-T3 | ECH | 1 | 800 | 800 | EGP | SC_Apply
Katameya Creeks |  | RFQ-00052 | Mahmoud El Nady | MEP (Electro Mechanical) | 2024-06-06 | Adjustment Price Addendum (Electric Misr) | Approved | All Buildings | MCC-T3 | ECH | 1 | 1 | 1600.69 | 1600.69 | SC_Apply | اليكتريك مصر للمقاولات | All Buildings | MCC-T3 | ECH | 1 | 1400 | 1400 | EGP | SC_Apply
Katameya Creeks |  | RFQ-00052 | Mahmoud El Nady | MEP (Electro Mechanical) | 2024-06-06 | Adjustment Price Addendum (Electric Misr) | Approved | All Buildings | Supply, install & test a lighting fixtures complete with wiring (3x3) mm², back to panel or second outlet, according to drawings and specifications | ECH | 35 | 35 | 381.66 | 13358.1 | SC_Apply | اليكتريك مصر للمقاولات | All Buildings | Supply, install & test a lighting fixtures complete with wiring (3x3) mm², back to panel or second outlet, according to drawings and specifications | ECH | 35 | 350 | 12250 | EGP | SC_Apply
Katameya Creeks |  | RFQ-00052 | Mahmoud El Nady | MEP (Electro Mechanical) | 2024-06-06 | Adjustment Price Addendum (Electric Misr) | Approved | All Buildings | One way, one gang switch outlet | ECH | 5 | 5 | 111.73 | 558.65 | SC_Apply | اليكتريك مصر للمقاولات | All Buildings | One way, one gang switch outlet | ECH | 5 | 180 | 900 | EGP | SC_Apply
Katameya Creeks |  | RFQ-00052 | Mahmoud El Nady | MEP (Electro Mechanical) | 2024-06-06 | Adjustment Price Addendum (Electric Misr) | Approved | All Buildings | One way, two gang switch outlet | ECH | 15 | 15 | 111.73 | 1675.95 | SC_Apply | اليكتريك مصر للمقاولات | All Buildings | One way, two gang switch outlet | ECH | 15 | 180 | 2700 | EGP | SC_Apply
Katameya Creeks |  | RFQ-00052 | Mahmoud El Nady | MEP (Electro Mechanical) | 2024-06-06 | Adjustment Price Addendum (Electric Misr) | Approved | All Buildings | One way, three gang switch outlet | ECH | 8 | 8 | 111.73 | 893.84 | SC_Apply | اليكتريك مصر للمقاولات | All Buildings | One way, three gang switch outlet | ECH | 8 | 180 | 1440 | EGP | SC_Apply
Katameya Creeks |  | RFQ-00052 | Mahmoud El Nady | MEP (Electro Mechanical) | 2024-06-06 | Adjustment Price Addendum (Electric Misr) | Approved | All Buildings | Two way, two gang switch outlet | ECH | 2 | 2 | 111.73 | 223.46 | SC_Apply | اليكتريك مصر للمقاولات | All Buildings | Two way, two gang switch outlet | ECH | 2 | 180 | 360 | EGP | SC_Apply
Katameya Creeks |  | RFQ-00052 | Mahmoud El Nady | MEP (Electro Mechanical) | 2024-06-06 | Adjustment Price Addendum (Electric Misr) | Approved | All Buildings | Two way, three gang switch outlet | ECH | 4 | 4 | 111.73 | 446.92 | SC_Apply | اليكتريك مصر للمقاولات | All Buildings | Two way, three gang switch outlet | ECH | 4 | 180 | 720 | EGP | SC_Apply
Katameya Creeks |  | RFQ-00052 | Mahmoud El Nady | MEP (Electro Mechanical) | 2024-06-06 | Adjustment Price Addendum (Electric Misr) | Approved | All Buildings | Curtain switch | ECH | 3 | 3 | 315.12 | 945.36 | SC_Apply | اليكتريك مصر للمقاولات | All Buildings | Curtain switch | ECH | 3 | 320 | 960 | EGP | SC_Apply
Katameya Creeks |  | RFQ-00052 | Mahmoud El Nady | MEP (Electro Mechanical) | 2024-06-06 | Adjustment Price Addendum (Electric Misr) | Approved | All Buildings | I.S, 2P, 16 A outlet with wire (3x3) for A/C (ceiling mounted) | ECH | 5 | 5 | 709.33 | 3546.65 | SC_Apply | اليكتريك مصر للمقاولات | All Buildings | I.S, 2P, 16 A outlet with wire (3x3) for A/C (ceiling mounted) | ECH | 5 | 650 | 3250 | EGP | SC_Apply
Katameya Creeks |  | RFQ-00052 | Mahmoud El Nady | MEP (Electro Mechanical) | 2024-06-06 | Adjustment Price Addendum (Electric Misr) | Approved | All Buildings | I.S, 2P, 16 A outlet with wire (3x3) for A/C | ECH | 1 | 1 | 709.33 | 709.33 | SC_Apply | اليكتريك مصر للمقاولات | All Buildings | I.S, 2P, 16 A outlet with wire (3x3) for A/C | ECH | 1 | 650 | 650 | EGP | SC_Apply
Katameya Creeks |  | RFQ-00052 | Mahmoud El Nady | MEP (Electro Mechanical) | 2024-06-06 | Adjustment Price Addendum (Electric Misr) | Approved | All Buildings | I.S, 2P, 20 A outlet with wire (3x4) for E.W.H | ECH | 4 | 4 | 709.33 | 2837.32 | SC_Apply | اليكتريك مصر للمقاولات | All Buildings | I.S, 2P, 20 A outlet with wire (3x4) for E.W.H | ECH | 4 | 650 | 2600 | EGP | SC_Apply
Katameya Creeks |  | RFQ-00052 | Mahmoud El Nady | MEP (Electro Mechanical) | 2024-06-06 | Adjustment Price Addendum (Electric Misr) | Approved | All Buildings | I.S, 2P, 20 A outlet with wire (3x4) for HOOD | ECH | 1 | 1 | 709.33 | 709.33 | SC_Apply | اليكتريك مصر للمقاولات | All Buildings | I.S, 2P, 20 A outlet with wire (3x4) for HOOD | ECH | 1 | 650 | 650 | EGP | SC_Apply
Katameya Creeks |  | RFQ-00052 | Mahmoud El Nady | MEP (Electro Mechanical) | 2024-06-06 | Adjustment Price Addendum (Electric Misr) | Approved | All Buildings | Door bell switch outlet | ECH | 1 | 1 | 111.73 | 111.73 | SC_Apply | اليكتريك مصر للمقاولات | All Buildings | Door bell switch outlet | ECH | 1 | 180 | 180 | EGP | SC_Apply
Katameya Creeks |  | RFQ-00052 | Mahmoud El Nady | MEP (Electro Mechanical) | 2024-06-06 | Adjustment Price Addendum (Electric Misr) | Approved | All Buildings | THERMOSTAT outlet | ECH | 3 | 3 | 709.33 | 2127.99 | SC_Apply | اليكتريك مصر للمقاولات | All Buildings | THERMOSTAT outlet | ECH | 3 | 650 | 1950 | EGP | SC_Apply
Katameya Creeks |  | RFQ-00052 | Mahmoud El Nady | MEP (Electro Mechanical) | 2024-06-06 | Adjustment Price Addendum (Electric Misr) | Approved | All Buildings | Install panel with power meter (pre-paid) as per Electric recommendation, complete with all related accessories as shown on drawings. | ECH | 1 | 1 | 125.54 | 125.54 | SC_Apply | اليكتريك مصر للمقاولات | All Buildings | Install panel with power meter (pre-paid) as per Electric recommendation, complete with all related accessories as shown on drawings. | ECH | 1 | 150 | 150 | EGP | SC_Apply
Katameya Creeks |  | RFQ-00052 | Mahmoud El Nady | MEP (Electro Mechanical) | 2024-06-06 | Adjustment Price Addendum (Electric Misr) | Approved | All Buildings | Install IT RACK INCLUDED 2 PATCH PANNEL | ECH | 1 | 1 | 188.32 | 188.32 | SC_Apply | اليكتريك مصر للمقاولات | All Buildings | Install IT RACK INCLUDED 2 PATCH PANNEL | ECH | 1 | 200 | 200 | EGP | SC_Apply
Katameya Creeks |  | RFQ-00052 | Mahmoud El Nady | MEP (Electro Mechanical) | 2024-06-06 | Adjustment Price Addendum (Electric Misr) | Approved | All Buildings | Supply and install a complete Low Current outlet from the to the outlet | ECH | 18 | 18 | 276.2 | 4971.6 | SC_Apply | اليكتريك مصر للمقاولات | All Buildings | Supply and install a complete Low Current outlet from the to the outlet | ECH | 18 | 320 | 5760 | EGP | SC_Apply
Katameya Creeks |  | RFQ-00052 | Mahmoud El Nady | MEP (Electro Mechanical) | 2024-06-06 | Adjustment Price Addendum (Electric Misr) | Approved | All Buildings | PP-4TH1 | ECH | 1 | 1 | 703.05 | 703.05 | SC_Apply | اليكتريك مصر للمقاولات | All Buildings | PP-4TH1 | ECH | 1 | 650 | 650 | EGP | SC_Apply
Katameya Creeks |  | RFQ-00052 | Mahmoud El Nady | MEP (Electro Mechanical) | 2024-06-06 | Adjustment Price Addendum (Electric Misr) | Approved | All Buildings | PP-4TH-D1-01 | ECH | 1 | 1 | 401.74 | 401.74 | SC_Apply | اليكتريك مصر للمقاولات | All Buildings | PP-4TH-D1-01 | ECH | 1 | 430 | 430 | EGP | SC_Apply
Katameya Creeks |  | RFQ-00052 | Mahmoud El Nady | MEP (Electro Mechanical) | 2024-06-06 | Adjustment Price Addendum (Electric Misr) | Approved | All Buildings | MCC-4TH1 | ECH | 1 | 1 | 1599.44 | 1599.44 | SC_Apply | اليكتريك مصر للمقاولات | All Buildings | MCC-4TH1 | ECH | 1 | 1400 | 1400 | EGP | SC_Apply
Katameya Creeks |  | RFQ-00052 | Mahmoud El Nady | MEP (Electro Mechanical) | 2024-06-06 | Adjustment Price Addendum (Electric Misr) | Approved | All Buildings | Supply, install & test a lighting fixtures complete with wiring (3x3) mm², back to panel or second outlet, according to drawings and specifications | ECH | 35 | 35 | 298.8 | 10458 | SC_Apply | اليكتريك مصر للمقاولات | All Buildings | Supply, install & test a lighting fixtures complete with wiring (3x3) mm², back to panel or second outlet, according to drawings and specifications | ECH | 35 | 350 | 12250 | EGP | SC_Apply
Katameya Creeks |  | RFQ-00052 | Mahmoud El Nady | MEP (Electro Mechanical) | 2024-06-06 | Adjustment Price Addendum (Electric Misr) | Approved | All Buildings | One way, one gang switch outlet | ECH | 7 | 7 | 94.16 | 659.12 | SC_Apply | اليكتريك مصر للمقاولات | All Buildings | One way, one gang switch outlet | ECH | 7 | 180 | 1260 | EGP | SC_Apply
Katameya Creeks |  | RFQ-00052 | Mahmoud El Nady | MEP (Electro Mechanical) | 2024-06-06 | Adjustment Price Addendum (Electric Misr) | Approved | All Buildings | One way, two gang switch outlet | ECH | 20 | 20 | 94.16 | 1883.2 | SC_Apply | اليكتريك مصر للمقاولات | All Buildings | One way, two gang switch outlet | ECH | 20 | 180 | 3600 | EGP | SC_Apply
Katameya Creeks |  | RFQ-00052 | Mahmoud El Nady | MEP (Electro Mechanical) | 2024-06-06 | Adjustment Price Addendum (Electric Misr) | Approved | All Buildings | One way, three gang switch outlet | ECH | 4 | 4 | 94.16 | 376.64 | SC_Apply | اليكتريك مصر للمقاولات | All Buildings | One way, three gang switch outlet | ECH | 4 | 180 | 720 | EGP | SC_Apply
Katameya Creeks |  | RFQ-00052 | Mahmoud El Nady | MEP (Electro Mechanical) | 2024-06-06 | Adjustment Price Addendum (Electric Misr) | Approved | All Buildings | Two way, two gang switch outlet | ECH | 2 | 2 | 94.16 | 188.32 | SC_Apply | اليكتريك مصر للمقاولات | All Buildings | Two way, two gang switch outlet | ECH | 2 | 180 | 360 | EGP | SC_Apply
Katameya Creeks |  | RFQ-00052 | Mahmoud El Nady | MEP (Electro Mechanical) | 2024-06-06 | Adjustment Price Addendum (Electric Misr) | Approved | All Buildings | Two way, three gang switch outlet | ECH | 8 | 8 | 94.16 | 753.28 | SC_Apply | اليكتريك مصر للمقاولات | All Buildings | Two way, three gang switch outlet | ECH | 8 | 180 | 1440 | EGP | SC_Apply
Katameya Creeks |  | RFQ-00052 | Mahmoud El Nady | MEP (Electro Mechanical) | 2024-06-06 | Adjustment Price Addendum (Electric Misr) | Approved | All Buildings | Curtain switch | ECH | 5 | 5 | 315.12 | 1575.6 | SC_Apply | اليكتريك مصر للمقاولات | All Buildings | Curtain switch | ECH | 5 | 320 | 1600 | EGP | SC_Apply
Katameya Creeks |  | RFQ-00052 | Mahmoud El Nady | MEP (Electro Mechanical) | 2024-06-06 | Adjustment Price Addendum (Electric Misr) | Approved | All Buildings | Supply and install a complete socket outlet complete with wiring (3x3) mm² back to panel board or second outlet (exclude the socket) | ECH | 51 | 51 | 400.49 | 20424.99 | SC_Apply | اليكتريك مصر للمقاولات | All Buildings | Supply and install a complete socket outlet complete with wiring (3x3) mm² back to panel board or second outlet (exclude the socket) | ECH | 51 | 400 | 20400 | EGP | SC_Apply
Abo Shanab El Agamien _0195 |  | RFQ-00074 | Mostafa Ramadan | Operation | 2024-05-22 | Sewerage Network-Infrastructure | Approved | 5 - 5-Tahawi Village.5-Tahawi Village-BILL NO. 1: SEWAGE NETWORK-5-1.3-a | IC 60*60 cm | ECH | 8 | 2 | 2968.52 | 5937.04 | OTH | السعد للمقاولات المتكاملة | 5 - 5-Tahawi Village.5-Tahawi Village-BILL NO. 1: SEWAGE NETWORK-5-1.3-a | IC 60*60 cm | ECH | 2 | 3500 | 7000 | EGP | OTH
Abo Shanab El Agamien _0195 |  | RFQ-00074 | Mostafa Ramadan | Operation | 2024-05-22 | Sewerage Network-Infrastructure | Approved | 10 - 10-IZ. ABOU NASSAR, AL ESSAWI & ABOU SAEDA | *Manholes with internal diameter of 1200mm Ditto, depth to invert between 2.51 m and 3.00 m | ECH | 29 | 5 | 10539.79 | 52698.95 | SC_Supply/Apply | السعد للمقاولات المتكاملة | 10 - 10-IZ. ABOU NASSAR, AL ESSAWI & ABOU SAEDA | *Manholes with internal diameter of 1200mm Ditto, depth to invert between 2.51 m and 3.00 m | ECH | 5 | 15000 | 75000 | EGP | SC_Supply/Apply
Abo Shanab El Agamien _0195 |  | RFQ-00074 | Mostafa Ramadan | Operation | 2024-05-22 | Sewerage Network-Infrastructure | Approved | 7 - 7-Iz. Raslan & Iz. Mokhtar Eiss.7-Iz. Raslan & Iz. Mokhtar Eissa-BILL NO. 1: SEWAGE NETWORK-5-1.2-b.2 | *Manholes with internal diameter of 1200mm Ditto, depth to invert between 2.01 m and 2.50 m | NO | 16 | 7 | 8920.57 | 62443.99 | SC_Supply/Apply | السعد للمقاولات المتكاملة | 7 - 7-Iz. Raslan & Iz. Mokhtar Eiss.7-Iz. Raslan & Iz. Mokhtar Eissa-BILL NO. 1: SEWAGE NETWORK-5-1.2-b.2 | *Manholes with internal diameter of 1200mm Ditto, depth to invert between 2.01 m and 2.50 m | NO | 7 | 13500 | 94500 | EGP | SC_Supply/Apply
Abo Shanab El Agamien _0195 |  | RFQ-00074 | Mostafa Ramadan | Operation | 2024-05-22 | Sewerage Network-Infrastructure | Approved | 10 - "10 - ABOU .10 - ABOU NASSAR, AL ESSAWI & ABOU SAEDA-BILL NO. 1: SEWAGE NETWORK-5-1.2-b.9 | *Manholes with internal diameter of 1200mm Ditto, depth to invert between 5.51 m and 6.00 m | ECH | 1 | 1 | 19457.43 | 19457.43 | SC_Supply/Apply | السعد للمقاولات المتكاملة | 10 - "10 - ABOU .10 - ABOU NASSAR, AL ESSAWI & ABOU SAEDA-BILL NO. 1: SEWAGE NETWORK-5-1.2-b.9 | *Manholes with internal diameter of 1200mm Ditto, depth to invert between 5.51 m and 6.00 m | ECH | 1 | 31583 | 31583 | EGP | SC_Supply/Apply
Abo Shanab El Agamien _0195 |  | RFQ-00074 | Mostafa Ramadan | Operation | 2024-05-22 | Sewerage Network-Infrastructure | Approved | 3 - 3- Iz.Junaidi Wisa & Iz. Zaki W.3- Iz.Junaidi Wisa & Iz. Zaki Wisa-BILL NO. 1: SEWAGE NETWORK-5-1.2-b.4 | *Manholes with internal diameter of 1200mm Ditto, depth to invert between 3.01 m and 3.50 m | ECH | 14 | 5 | 11831.63 | 59158.15 | SC_Supply/Apply | السعد للمقاولات المتكاملة | 3 - 3- Iz.Junaidi Wisa & Iz. Zaki W.3- Iz.Junaidi Wisa & Iz. Zaki Wisa-BILL NO. 1: SEWAGE NETWORK-5-1.2-b.4 | *Manholes with internal diameter of 1200mm Ditto, depth to invert between 3.01 m and 3.50 m | ECH | 5 | 17500 | 87500 | EGP | SC_Supply/Apply
Abo Shanab El Agamien _0195 |  | RFQ-00074 | Mostafa Ramadan | Operation | 2024-05-22 | Sewerage Network-Infrastructure | Approved | 8 - 8-Iz. Abd Al-Qawy Salem & Iz. Z.8-Iz. Abd Al-Qawy Salem & Iz. Zaraby-BILL NO. 1: SEWAGE NETWORK-5-1.2-b.6 | *Manholes with internal diameter of 1200mm Ditto, depth to invert between 4.01 m and 4.5 m | NO | 5 | 3 | 15349.12 | 46047.36 | SC_Supply/Apply | السعد للمقاولات المتكاملة | 8 - 8-Iz. Abd Al-Qawy Salem & Iz. Z.8-Iz. Abd Al-Qawy Salem & Iz. Zaraby-BILL NO. 1: SEWAGE NETWORK-5-1.2-b.6 | *Manholes with internal diameter of 1200mm Ditto, depth to invert between 4.01 m and 4.5 m | NO | 3 | 28000 | 84000 | EGP | SC_Supply/Apply
Abo Shanab El Agamien _0195 |  | RFQ-00074 | Mostafa Ramadan | Operation | 2024-05-22 | Sewerage Network-Infrastructure | Approved | 7 - 7-Iz. Raslan & Iz. Mokhtar Eiss.7-Iz. Raslan & Iz. Mokhtar Eissa-BILL NO. 1: SEWAGE NETWORK-6-1.4.1-a | HC 60*60 cm | ECH | 40 | 36 | 2968.52 | 106866.72 | OTH | السعد للمقاولات المتكاملة | 7 - 7-Iz. Raslan & Iz. Mokhtar Eiss.7-Iz. Raslan & Iz. Mokhtar Eissa-BILL NO. 1: SEWAGE NETWORK-6-1.4.1-a | HC 60*60 cm | ECH | 36 | 3000 | 108000 | EGP | OTH
Abo Shanab El Agamien _0195 |  | RFQ-00074 | Mostafa Ramadan | Operation | 2024-05-22 | Sewerage Network-Infrastructure | Approved | 7 - 7-Iz. Raslan & Iz. Mokhtar Eiss.7-Iz. Raslan & Iz. Mokhtar Eissa-BILL NO. 1: SEWAGE NETWORK-5-1.2-b.5 | *Manholes with internal diameter of 1200mm Ditto, depth to invert between 4.01 m and 4.5 m | NO | 2 | 2 | 15349.12 | 30698.24 | SC_Supply/Apply | السعد للمقاولات المتكاملة | 7 - 7-Iz. Raslan & Iz. Mokhtar Eiss.7-Iz. Raslan & Iz. Mokhtar Eissa-BILL NO. 1: SEWAGE NETWORK-5-1.2-b.5 | *Manholes with internal diameter of 1200mm Ditto, depth to invert between 4.01 m and 4.5 m | NO | 2 | 28000 | 56000 | EGP | SC_Supply/Apply
Abo Shanab El Agamien _0195 |  | RFQ-00074 | Mostafa Ramadan | Operation | 2024-05-22 | Sewerage Network-Infrastructure | Approved | 4 - 4-Iz. Al Biltaji.4-Iz. Al Biltaji-BILL NO. 1: SEWAGE NETWORK-5-1.3-a | IC 60*60 cm | ECH | 5 | 2 | 2968.52 | 5937.04 | OTH | السعد للمقاولات المتكاملة | 4 - 4-Iz. Al Biltaji.4-Iz. Al Biltaji-BILL NO. 1: SEWAGE NETWORK-5-1.3-a | IC 60*60 cm | ECH | 2 | 3500 | 7000 | EGP | OTH
Abo Shanab El Agamien _0195 |  | RFQ-00074 | Mostafa Ramadan | Operation | 2024-05-22 | Sewerage Network-Infrastructure | Approved | 1 - Sharaf Al Deen-BILL NO. 1: SEWAGE NETWORK-10-1.2.1-b.5 | *Manholes with internal diameter of 1200mm Ditto, depth to invert between 3.51 m and 4.00 m | ECH | 2 | 1 | 13123.46 | 13123.46 | SC_Supply/Apply | السعد للمقاولات المتكاملة | 1 - Sharaf Al Deen-BILL NO. 1: SEWAGE NETWORK-10-1.2.1-b.5 | *Manholes with internal diameter of 1200mm Ditto, depth to invert between 3.51 m and 4.00 m | ECH | 1 | 22000 | 22000 | EGP | SC_Supply/Apply
Abo Shanab El Agamien _0195 |  | RFQ-00074 | Mostafa Ramadan | Operation | 2024-05-22 | Sewerage Network-Infrastructure | Approved | 2 - 2- Iz. Kariman Sednaoui.2- Iz. Kariman Sednaoui-BILL NO. 1: SEWAGE NETWORK-5-1.2-b.2 | *Manholes with internal diameter of 1200mm Ditto, depth to invert between 2.01 m and 2.50 m | NO | 32 | 7 | 8920.57 | 62443.99 | SC_Supply/Apply | السعد للمقاولات المتكاملة | 2 - 2- Iz. Kariman Sednaoui.2- Iz. Kariman Sednaoui-BILL NO. 1: SEWAGE NETWORK-5-1.2-b.2 | *Manholes with internal diameter of 1200mm Ditto, depth to invert between 2.01 m and 2.50 m | NO | 7 | 13500 | 94500 | EGP | SC_Supply/Apply
Abo Shanab El Agamien _0195 |  | RFQ-00074 | Mostafa Ramadan | Operation | 2024-05-22 | Sewerage Network-Infrastructure | Approved | 6 - 6-Huwaydi Village.6-Huwaydi Village-BILL NO. 1: SEWAGE NETWORK-5-1.2-b.2 | *Manholes with internal diameter of 1200mm Ditto, depth to invert between 2.01 m and 2.50 m | NO | 24 | 7 | 8920.57 | 62443.99 | SC_Supply/Apply | السعد للمقاولات المتكاملة | 6 - 6-Huwaydi Village.6-Huwaydi Village-BILL NO. 1: SEWAGE NETWORK-5-1.2-b.2 | *Manholes with internal diameter of 1200mm Ditto, depth to invert between 2.01 m and 2.50 m | NO | 7 | 13500 | 94500 | EGP | SC_Supply/Apply
Abo Shanab El Agamien _0195 |  | RFQ-00074 | Mostafa Ramadan | Operation | 2024-05-22 | Sewerage Network-Infrastructure | Approved | 4 - 4-Iz. Al Biltaji.4-Iz. Al Biltaji-BILL NO. 1: SEWAGE NETWORK-5-1.2-b.4 | *Manholes with internal diameter of 1200mm Ditto, depth to invert between 3.01 m and 3.50 m | ECH | 13 | 5 | 11831.63 | 59158.15 | SC_Supply/Apply | السعد للمقاولات المتكاملة | 4 - 4-Iz. Al Biltaji.4-Iz. Al Biltaji-BILL NO. 1: SEWAGE NETWORK-5-1.2-b.4 | *Manholes with internal diameter of 1200mm Ditto, depth to invert between 3.01 m and 3.50 m | ECH | 5 | 17500 | 87500 | EGP | SC_Supply/Apply
Abo Shanab El Agamien _0195 |  | RFQ-00074 | Mostafa Ramadan | Operation | 2024-05-22 | Sewerage Network-Infrastructure | Approved | 5 - 5-Tahawi Village.5-Tahawi Village-BILL NO. 1: SEWAGE NETWORK-5-1.2-b.7 | *Manholes with internal diameter of 1200mm Ditto, depth to invert between 4.51 m and 5.00 m | ECH | 5 | 3 | 16718.55 | 50155.65 | SC_Supply/Apply | السعد للمقاولات المتكاملة | 5 - 5-Tahawi Village.5-Tahawi Village-BILL NO. 1: SEWAGE NETWORK-5-1.2-b.7 | *Manholes with internal diameter of 1200mm Ditto, depth to invert between 4.51 m and 5.00 m | ECH | 3 | 31000 | 93000 | EGP | SC_Supply/Apply
Abo Shanab El Agamien _0195 |  | RFQ-00074 | Mostafa Ramadan | Operation | 2024-05-22 | Sewerage Network-Infrastructure | Approved | 10 - "10 - ABOU .10 - ABOU NASSAR, AL ESSAWI & ABOU SAEDA-BILL NO. 1: SEWAGE NETWORK-5-1.2-b.5 | *Manholes with internal diameter of 1200mm Ditto, depth to invert between 3.51 m and 4.00 m | ECH | 8 | 1 | 13123.46 | 13123.46 | SC_Supply/Apply | السعد للمقاولات المتكاملة | 10 - "10 - ABOU .10 - ABOU NASSAR, AL ESSAWI & ABOU SAEDA-BILL NO. 1: SEWAGE NETWORK-5-1.2-b.5 | *Manholes with internal diameter of 1200mm Ditto, depth to invert between 3.51 m and 4.00 m | ECH | 1 | 22000 | 22000 | EGP | SC_Supply/Apply
Abo Shanab El Agamien _0195 |  | RFQ-00074 | Mostafa Ramadan | Operation | 2024-05-22 | Sewerage Network-Infrastructure | Approved | 3 - 3- Iz.Junaidi Wisa & Iz. Zaki W.3- Iz.Junaidi Wisa & Iz. Zaki Wisa-BILL NO. 1: SEWAGE NETWORK-5-1.2-b.6 | *Manholes with internal diameter of 1200mm Ditto, depth to invert between 4.01 m and 4.5 m | NO | 8 | 3 | 15349.12 | 46047.36 | SC_Supply/Apply | السعد للمقاولات المتكاملة | 3 - 3- Iz.Junaidi Wisa & Iz. Zaki W.3- Iz.Junaidi Wisa & Iz. Zaki Wisa-BILL NO. 1: SEWAGE NETWORK-5-1.2-b.6 | *Manholes with internal diameter of 1200mm Ditto, depth to invert between 4.01 m and 4.5 m | NO | 3 | 28000 | 84000 | EGP | SC_Supply/Apply
Abo Shanab El Agamien _0195 |  | RFQ-00074 | Mostafa Ramadan | Operation | 2024-05-22 | Sewerage Network-Infrastructure | Approved | 6 - 6-Huwaydi Village.6-Huwaydi Village-BILL NO. 1: SEWAGE NETWORK-5-1.2-b.5 | *Manholes with internal diameter of 1200mm Ditto, depth to invert between 3.51 m and 4.00 m | ECH | 8 | 1 | 13123.46 | 13123.46 | SC_Supply/Apply | السعد للمقاولات المتكاملة | 6 - 6-Huwaydi Village.6-Huwaydi Village-BILL NO. 1: SEWAGE NETWORK-5-1.2-b.5 | *Manholes with internal diameter of 1200mm Ditto, depth to invert between 3.51 m and 4.00 m | ECH | 1 | 22000 | 22000 | EGP | SC_Supply/Apply
Abo Shanab El Agamien _0195 |  | RFQ-00074 | Mostafa Ramadan | Operation | 2024-05-22 | Sewerage Network-Infrastructure | Approved | 3 - 3- Iz.Junaidi Wisa & Iz. Zaki W.3- Iz.Junaidi Wisa & Iz. Zaki Wisa-BILL NO. 1: SEWAGE NETWORK-5-1.2-b.5 | *Manholes with internal diameter of 1200mm Ditto, depth to invert between 3.51 m and 4.00 m | ECH | 14 | 1 | 13123.46 | 13123.46 | SC_Supply/Apply | السعد للمقاولات المتكاملة | 3 - 3- Iz.Junaidi Wisa & Iz. Zaki W.3- Iz.Junaidi Wisa & Iz. Zaki Wisa-BILL NO. 1: SEWAGE NETWORK-5-1.2-b.5 | *Manholes with internal diameter of 1200mm Ditto, depth to invert between 3.51 m and 4.00 m | ECH | 1 | 22000 | 22000 | EGP | SC_Supply/Apply
Abo Shanab El Agamien _0195 |  | RFQ-00074 | Mostafa Ramadan | Operation | 2024-05-22 | Sewerage Network-Infrastructure | Approved | 8 - 8-Iz. Abd Al-Qawy Salem & Iz. Z.8-Iz. Abd Al-Qawy Salem & Iz. Zaraby-BILL NO. 1: SEWAGE NETWORK-5-1.2-b.2 | *Manholes with internal diameter of 1200mm Ditto, depth to invert between 2.01 m and 2.50 m | NO | 33 | 7 | 8920.57 | 62443.99 | SC_Supply/Apply | السعد للمقاولات المتكاملة | 8 - 8-Iz. Abd Al-Qawy Salem & Iz. Z.8-Iz. Abd Al-Qawy Salem & Iz. Zaraby-BILL NO. 1: SEWAGE NETWORK-5-1.2-b.2 | *Manholes with internal diameter of 1200mm Ditto, depth to invert between 2.01 m and 2.50 m | NO | 7 | 13500 | 94500 | EGP | SC_Supply/Apply
Katameya Creeks |  | RFQ-00052 | Mahmoud El Nady | MEP (Electro Mechanical) | 2024-06-06 | Adjustment Price Addendum (Electric Misr) | Approved | All Buildings | Supply and install a complete socket outlet complete with wiring (3x4) mm² back to panel board or second outlet (exclude the socket) | ECH | 6 | 6 | 400.49 | 2402.94 | SC_Apply | اليكتريك مصر للمقاولات | All Buildings | Supply and install a complete socket outlet complete with wiring (3x4) mm² back to panel board or second outlet (exclude the socket) | ECH | 6 | 400 | 2400 | EGP | SC_Apply
Katameya Creeks |  | RFQ-00052 | Mahmoud El Nady | MEP (Electro Mechanical) | 2024-06-06 | Adjustment Price Addendum (Electric Misr) | Approved | All Buildings | Supply and install a complete electrical outlet for door bill complete with wiring (3x3) mm² back to panel board or second outlet | ECH | 2 | 2 | 400.49 | 800.98 | SC_Apply | اليكتريك مصر للمقاولات | All Buildings | Supply and install a complete electrical outlet for door bill complete with wiring (3x3) mm² back to panel board or second outlet | ECH | 2 | 400 | 800 | EGP | SC_Apply
Katameya Creeks |  | RFQ-00052 | Mahmoud El Nady | MEP (Electro Mechanical) | 2024-06-06 | Adjustment Price Addendum (Electric Misr) | Approved | All Buildings | Supply and install a complete electrical outlet for POOL complete with wiring (4x6+6) mm² back to panel board or second outlet | ECH | 1 | 1 | 400.49 | 400.49 | SC_Apply | اليكتريك مصر للمقاولات | All Buildings | Supply and install a complete electrical outlet for POOL complete with wiring (4x6+6) mm² back to panel board or second outlet | ECH | 1 | 400 | 400 | EGP | SC_Apply
Katameya Creeks |  | RFQ-00052 | Mahmoud El Nady | MEP (Electro Mechanical) | 2024-06-06 | Adjustment Price Addendum (Electric Misr) | Approved | All Buildings | Door bell switch outlet | ECH | 2 | 2 | 94.16 | 188.32 | SC_Apply | اليكتريك مصر للمقاولات | All Buildings | Door bell switch outlet | ECH | 2 | 180 | 360 | EGP | SC_Apply
Katameya Creeks |  | RFQ-00052 | Mahmoud El Nady | MEP (Electro Mechanical) | 2024-06-06 | Adjustment Price Addendum (Electric Misr) | Approved | All Buildings | Install panel with power meter (pre-paid) as per Electric recommendation, complete with all related accessories as shown on drawings. | ECH | 1 | 1 | 125.54 | 125.54 | SC_Apply | اليكتريك مصر للمقاولات | All Buildings | Install panel with power meter (pre-paid) as per Electric recommendation, complete with all related accessories as shown on drawings. | ECH | 1 | 150 | 150 | EGP | SC_Apply
Katameya Creeks |  | RFQ-00052 | Mahmoud El Nady | MEP (Electro Mechanical) | 2024-06-06 | Adjustment Price Addendum (Electric Misr) | Approved | All Buildings | Install IT RACK INCLUDED 2 PATCH PANNEL | ECH | 1 | 1 | 188.32 | 188.32 | SC_Apply | اليكتريك مصر للمقاولات | All Buildings | Install IT RACK INCLUDED 2 PATCH PANNEL | ECH | 1 | 200 | 200 | EGP | SC_Apply
Katameya Creeks |  | RFQ-00052 | Mahmoud El Nady | MEP (Electro Mechanical) | 2024-06-06 | Adjustment Price Addendum (Electric Misr) | Approved | All Buildings | Supply and install a complete Low Current outlet from the to the outlet | ECH | 18 | 18 | 276.2 | 4971.6 | SC_Apply | اليكتريك مصر للمقاولات | All Buildings | Supply and install a complete Low Current outlet from the to the outlet | ECH | 18 | 320 | 5760 | EGP | SC_Apply
Tarek AbdelHakim Center - KSA _K001 |  | RFQ-00044 | Mahmoud El Nady | MEP (Electro Mechanical) | 2024-06-09 | Supply & Install Electromechanical Items | Approved | Electrical - Additional Work | suplly and installation 110 pvc pipe | MTR | 60 | 60 | 0 | 0 | SC_Apply | الحرفيون العالمية المحدودة | Electrical - Additional Work | suplly and installation 110 pvc pipe | MTR | 60 | 125 | 7500 | SAR | SC_Apply
Tarek AbdelHakim Center - KSA _K001 |  | RFQ-00044 | Mahmoud El Nady | MEP (Electro Mechanical) | 2024-06-09 | Supply & Install Electromechanical Items | Approved | Electrical - Additional Work | suplly and installation 63 pvc pipe | MTR | 60 | 60 | 0 | 0 | SC_Apply | الحرفيون العالمية المحدودة | Electrical - Additional Work | suplly and installation 63 pvc pipe | MTR | 60 | 37.5 | 2250 | SAR | SC_Apply
Tarek AbdelHakim Center - KSA _K001 |  | RFQ-00044 | Mahmoud El Nady | MEP (Electro Mechanical) | 2024-06-09 | Supply & Install Electromechanical Items | Approved | Electrical - Additional Work | Cable tray re routing | MTR | 25 | 25 | 0 | 0 | SC_Apply | الحرفيون العالمية المحدودة | Electrical - Additional Work | Cable tray re routing | MTR | 25 | 112.5 | 2812.5 | SAR | SC_Apply
Tarek AbdelHakim Center - KSA _K001 |  | RFQ-00044 | Mahmoud El Nady | MEP (Electro Mechanical) | 2024-06-09 | Supply & Install Electromechanical Items | Approved | Electrical - Additional Work | suplay and instaltion panel board 18 way for ups | NO | 1 | 1 | 0 | 0 | SC_Apply | الحرفيون العالمية المحدودة | Electrical - Additional Work | suplay and instaltion panel board 18 way for ups | NO | 1 | 3375 | 3375 | SAR | SC_Apply
Tarek AbdelHakim Center - KSA _K001 |  | RFQ-00044 | Mahmoud El Nady | MEP (Electro Mechanical) | 2024-06-09 | Supply & Install Electromechanical Items | Approved | Electrical - Additional Work | Suplay and installation point of senesor Dehumidfire | NO | 6 | 6 | 0 | 0 | SC_Apply | الحرفيون العالمية المحدودة | Electrical - Additional Work | Suplay and installation point of senesor Dehumidfire | NO | 6 | 593.75 | 3562.5 | SAR | SC_Apply
Tarek AbdelHakim Center - KSA _K001 |  | RFQ-00044 | Mahmoud El Nady | MEP (Electro Mechanical) | 2024-06-09 | Supply & Install Electromechanical Items | Approved | Electrical - Additional Work | Relocated power socket | NO | 12 | 12 | 0 | 0 | SC_Apply | الحرفيون العالمية المحدودة | Electrical - Additional Work | Relocated power socket | NO | 12 | 243.75 | 2925 | SAR | SC_Apply
Tarek AbdelHakim Center - KSA _K001 |  | RFQ-00044 | Mahmoud El Nady | MEP (Electro Mechanical) | 2024-06-09 | Supply & Install Electromechanical Items | Approved | Electrical - Additional Work | Relocated power socket for projector | NO | 6 | 6 | 0 | 0 | SC_Apply | الحرفيون العالمية المحدودة | Electrical - Additional Work | Relocated power socket for projector | NO | 6 | 243.75 | 1462.5 | SAR | SC_Apply
Tarek AbdelHakim Center - KSA _K001 |  | RFQ-00044 | Mahmoud El Nady | MEP (Electro Mechanical) | 2024-06-09 | Supply & Install Electromechanical Items | Approved | Electrical - Additional Work | cahange power socket for projector from up to dowen | NO | 6 | 6 | 0 | 0 | SC_Apply | الحرفيون العالمية المحدودة | Electrical - Additional Work | cahange power socket for projector from up to dowen | NO | 6 | 243.75 | 1462.5 | SAR | SC_Apply
Tarek AbdelHakim Center - KSA _K001 |  | RFQ-00044 | Mahmoud El Nady | MEP (Electro Mechanical) | 2024-06-09 | Supply & Install Electromechanical Items | Approved | Electrical - Additional Work | change the power suplay for fire alarm panle to emergency | NO | 1 | 1 | 0 | 0 | SC_Apply | الحرفيون العالمية المحدودة | Electrical - Additional Work | change the power suplay for fire alarm panle to emergency | NO | 1 | 593.75 | 593.75 | SAR | SC_Apply
Tarek AbdelHakim Center - KSA _K001 |  | RFQ-00044 | Mahmoud El Nady | MEP (Electro Mechanical) | 2024-06-09 | Supply & Install Electromechanical Items | Approved | Electrical - Additional Work | repulling of cable for vrv | LS | 1 | 1 | 0 | 0 | SC_Apply | الحرفيون العالمية المحدودة | Electrical - Additional Work | repulling of cable for vrv | LS | 1 | 406.25 | 406.25 | SAR | SC_Apply
Tarek AbdelHakim Center - KSA _K001 |  | RFQ-00044 | Mahmoud El Nady | MEP (Electro Mechanical) | 2024-06-09 | Supply & Install Electromechanical Items | Approved | Electrical - Additional Work | Re fix of track lighting with wood | LS | 1 | 1 | 0 | 0 | SC_Apply | الحرفيون العالمية المحدودة | Electrical - Additional Work | Re fix of track lighting with wood | LS | 1 | 3875 | 3875 | SAR | SC_Apply
Tarek AbdelHakim Center - KSA _K001 |  | RFQ-00044 | Mahmoud El Nady | MEP (Electro Mechanical) | 2024-06-09 | Supply & Install Electromechanical Items | Approved | Electrical - Additional Work | cable termination and busbar modifcation for genrator | LS | 1 | 1 | 0 | 0 | SC_Apply | الحرفيون العالمية المحدودة | Electrical - Additional Work | cable termination and busbar modifcation for genrator | LS | 1 | 3437.5 | 3437.5 | SAR | SC_Apply
Tarek AbdelHakim Center - KSA _K001 |  | RFQ-00044 | Mahmoud El Nady | MEP (Electro Mechanical) | 2024-06-09 | Supply & Install Electromechanical Items | Approved | Electrical - Additional Work | cable control from ats to genrator | LS | 1 | 1 | 0 | 0 | SC_Apply | الحرفيون العالمية المحدودة | Electrical - Additional Work | cable control from ats to genrator | LS | 1 | 625 | 625 | SAR | SC_Apply
Tarek AbdelHakim Center - KSA _K001 |  | RFQ-00044 | Mahmoud El Nady | MEP (Electro Mechanical) | 2024-06-09 | Supply & Install Electromechanical Items | Approved | Electrical - Additional Work | cable control for fun | LS | 1 | 1 | 0 | 0 | SC_Apply | الحرفيون العالمية المحدودة | Electrical - Additional Work | cable control for fun | LS | 1 | 625 | 625 | SAR | SC_Apply
Tarek AbdelHakim Center - KSA _K001 |  | RFQ-00044 | Mahmoud El Nady | MEP (Electro Mechanical) | 2024-06-09 | Supply & Install Electromechanical Items | Approved | Electrical - Additional Work | Design the earthing system and testing of earthing system | LS | 1 | 1 | 0 | 0 | SC_Apply | الحرفيون العالمية المحدودة | Electrical - Additional Work | Design the earthing system and testing of earthing system | LS | 1 | 16312.5 | 16312.5 | SAR | SC_Apply
Tarek AbdelHakim Center - KSA _K001 |  | RFQ-00044 | Mahmoud El Nady | MEP (Electro Mechanical) | 2024-06-09 | Supply & Install Electromechanical Items | Approved | Electrical - Additional Work | 2 contactor set 1P 20 A. 1 Contactor set 1P 32 A. | LS | 1 | 1 | 0 | 0 | SC_Apply | الحرفيون العالمية المحدودة | Electrical - Additional Work | 2 contactor set 1P 20 A. 1 Contactor set 1P 32 A. | LS | 1 | 4468.75 | 4468.75 | SAR | SC_Apply
Tarek AbdelHakim Center - KSA _K001 |  | RFQ-00044 | Mahmoud El Nady | MEP (Electro Mechanical) | 2024-06-09 | Supply & Install Electromechanical Items | Approved | Low Current - Additional | Relocated fire alarm point | NO | 12 | 12 | 0 | 0 | SC_Apply | الحرفيون العالمية المحدودة | Low Current - Additional | Relocated fire alarm point | NO | 12 | 337.5 | 4050 | SAR | SC_Apply
Tarek AbdelHakim Center - KSA _K001 |  | RFQ-00044 | Mahmoud El Nady | MEP (Electro Mechanical) | 2024-06-09 | Supply & Install Electromechanical Items | Approved | Low Current - Additional | Base of IP-CCTV camera, and WIFI | NO | 12 | 12 | 0 | 0 | SC_Apply | الحرفيون العالمية المحدودة | Low Current - Additional | Base of IP-CCTV camera, and WIFI | NO | 12 | 306.25 | 3675 | SAR | SC_Apply
Tarek AbdelHakim Center - KSA _K001 |  | RFQ-00044 | Mahmoud El Nady | MEP (Electro Mechanical) | 2024-06-09 | Supply & Install Electromechanical Items | Approved | Low Current - Additional | 8TB HDD Purple | NO | 6 | 6 | 0 | 0 | SC_Apply | الحرفيون العالمية المحدودة | Low Current - Additional | 8TB HDD Purple | NO | 6 | 1125 | 6750 | SAR | SC_Apply
Tarek AbdelHakim Center - KSA _K001 |  | RFQ-00044 | Mahmoud El Nady | MEP (Electro Mechanical) | 2024-06-09 | Supply & Install Electromechanical Items | Approved | Low Current - Additional | Dell PC Ci7, 16GB RAM, 256GB SSD, Win 10 Pro-3910 | NO | 1 | 1 | 0 | 0 | SC_Apply | الحرفيون العالمية المحدودة | Low Current - Additional | Dell PC Ci7, 16GB RAM, 256GB SSD, Win 10 Pro-3910 | NO | 1 | 6875 | 6875 | SAR | SC_Apply
Tarek AbdelHakim Center - KSA _K001 |  | RFQ-00044 | Mahmoud El Nady | MEP (Electro Mechanical) | 2024-06-09 | Supply & Install Electromechanical Items | Approved | Low Current - Additional | Suplay and instalation coverter HDMI | NO | 1 | 1 | 0 | 0 | SC_Apply | الحرفيون العالمية المحدودة | Low Current - Additional | Suplay and instalation coverter HDMI | NO | 1 | 1437.5 | 1437.5 | SAR | SC_Apply
Tarek AbdelHakim Center - KSA _K001 |  | RFQ-00044 | Mahmoud El Nady | MEP (Electro Mechanical) | 2024-06-09 | Supply & Install Electromechanical Items | Approved | Low Current - Additional | Relocated data outlet | NO | 20 | 20 | 0 | 0 | SC_Apply | الحرفيون العالمية المحدودة | Low Current - Additional | Relocated data outlet | NO | 20 | 281.25 | 5625 | SAR | SC_Apply
Tarek AbdelHakim Center - KSA _K001 |  | RFQ-00044 | Mahmoud El Nady | MEP (Electro Mechanical) | 2024-06-09 | Supply & Install Electromechanical Items | Approved | Low Current - Additional | uplink betowen data rack and sound rack | NO | 16 | 16 | 0 | 0 | SC_Apply | الحرفيون العالمية المحدودة | Low Current - Additional | uplink betowen data rack and sound rack | NO | 16 | 218.75 | 3500 | SAR | SC_Apply
Tarek AbdelHakim Center - KSA _K001 |  | RFQ-00044 | Mahmoud El Nady | MEP (Electro Mechanical) | 2024-06-09 | Supply & Install Electromechanical Items | Approved | Mech - Additional | Insallation for Pleneum Box in Second Floor | LS | 1 | 1 | 0 | 0 | SC_Supply/Apply | الحرفيون العالمية المحدودة | Mech - Additional | Insallation for Pleneum Box in Second Floor | LS | 1 | 825 | 825 | SAR | SC_Supply/Apply
Tarek AbdelHakim Center - KSA _K001 |  | RFQ-00044 | Mahmoud El Nady | MEP (Electro Mechanical) | 2024-06-09 | Supply & Install Electromechanical Items | Approved | Mech - Additional | Relocated for pleneum Box | NO | 3 | 3 | 0 | 0 | SC_Supply/Apply | الحرفيون العالمية المحدودة | Mech - Additional | Relocated for pleneum Box | NO | 3 | 575 | 1725 | SAR | SC_Supply/Apply
Tarek AbdelHakim Center - KSA _K001 |  | RFQ-00044 | Mahmoud El Nady | MEP (Electro Mechanical) | 2024-06-09 | Supply & Install Electromechanical Items | Approved | Mech - Additional | suplly and installation conection betowen fcu and duct | NO | 3 | 3 | 0 | 0 | SC_Supply/Apply | الحرفيون العالمية المحدودة | Mech - Additional | suplly and installation conection betowen fcu and duct | NO | 3 | 1062.5 | 3187.5 | SAR | SC_Supply/Apply
Tarek AbdelHakim Center - KSA _K001 |  | RFQ-00044 | Mahmoud El Nady | MEP (Electro Mechanical) | 2024-06-09 | Supply & Install Electromechanical Items | Approved | Mech - Additional | suplly and installation of Tank cap | NO | 1 | 1 | 0 | 0 | SC_Supply/Apply | الحرفيون العالمية المحدودة | Mech - Additional | suplly and installation of Tank cap | NO | 1 | 687.5 | 687.5 | SAR | SC_Supply/Apply
Tarek AbdelHakim Center - KSA _K001 |  | RFQ-00044 | Mahmoud El Nady | MEP (Electro Mechanical) | 2024-06-09 | Supply & Install Electromechanical Items | Approved | Mech - Additional | reinsttallation of Lavatory Wall Hung | NO | 2 | 2 | 0 | 0 | SC_Supply/Apply | الحرفيون العالمية المحدودة | Mech - Additional | reinsttallation of Lavatory Wall Hung | NO | 2 | 937.5 | 1875 | SAR | SC_Supply/Apply
Tarek AbdelHakim Center - KSA _K001 |  | RFQ-00044 | Mahmoud El Nady | MEP (Electro Mechanical) | 2024-06-09 | Supply & Install Electromechanical Items | Approved | Mech - Additional | Automatic Fire extinguisher powder | NO | 7 | 7 | 0 | 0 | SC_Supply/Apply | الحرفيون العالمية المحدودة | Mech - Additional | Automatic Fire extinguisher powder | NO | 7 | 1187.5 | 8312.5 | SAR | SC_Supply/Apply
Tarek AbdelHakim Center - KSA _K001 |  | RFQ-00044 | Mahmoud El Nady | MEP (Electro Mechanical) | 2024-06-09 | Supply & Install Electromechanical Items | Approved | Mech - Additional | Automatic FM 200 fire extinguishers | NO | 2 | 2 | 0 | 0 | SC_Supply/Apply | الحرفيون العالمية المحدودة | Mech - Additional | Automatic FM 200 fire extinguishers | NO | 2 | 2250 | 4500 | SAR | SC_Supply/Apply
Abo Shanab El Agamien _0195 |  | RFQ-00074 | Mostafa Ramadan | Operation | 2024-05-22 | Sewerage Network-Infrastructure | Approved | 10 - "10 - ABOU .10 - ABOU NASSAR, AL ESSAWI & ABOU SAEDA-BILL NO. 1: SEWAGE NETWORK-5-1.2-b.1 | *Manholes with internal diameter of 1200mm Ditto, depth to invert between 1.51 m and 2.00 m | NO | 86 | 21 | 7777.61 | 163329.81 | SC_Supply/Apply | السعد للمقاولات المتكاملة | 10 - "10 - ABOU .10 - ABOU NASSAR, AL ESSAWI & ABOU SAEDA-BILL NO. 1: SEWAGE NETWORK-5-1.2-b.1 | *Manholes with internal diameter of 1200mm Ditto, depth to invert between 1.51 m and 2.00 m | NO | 21 | 12000 | 252000 | EGP | SC_Supply/Apply
Abo Shanab El Agamien _0195 |  | RFQ-00074 | Mostafa Ramadan | Operation | 2024-05-22 | Sewerage Network-Infrastructure | Approved | 6 - 6-Huwaydi Village.6-Huwaydi Village-BILL NO. 1: SEWAGE NETWORK-5-1.2-b.4 | *Manholes with internal diameter of 1200mm Ditto, depth to invert between 3.01 m and 3.50 m | ECH | 9 | 5 | 11831.63 | 59158.15 | SC_Supply/Apply | السعد للمقاولات المتكاملة | 6 - 6-Huwaydi Village.6-Huwaydi Village-BILL NO. 1: SEWAGE NETWORK-5-1.2-b.4 | *Manholes with internal diameter of 1200mm Ditto, depth to invert between 3.01 m and 3.50 m | ECH | 5 | 17500 | 87500 | EGP | SC_Supply/Apply
Abo Shanab El Agamien _0195 |  | RFQ-00074 | Mostafa Ramadan | Operation | 2024-05-22 | Sewerage Network-Infrastructure | Approved | 3 - 3- Iz.Junaidi Wisa & Iz. Zaki W.3- Iz.Junaidi Wisa & Iz. Zaki Wisa-BILL NO. 1: SEWAGE NETWORK-5-1.2-b.3 | *Manholes with internal diameter of 1200mm Ditto, depth to invert between 2.51 m and 3.00 m | ECH | 16 | 5 | 10539.79 | 52698.95 | SC_Supply/Apply | السعد للمقاولات المتكاملة | 3 - 3- Iz.Junaidi Wisa & Iz. Zaki W.3- Iz.Junaidi Wisa & Iz. Zaki Wisa-BILL NO. 1: SEWAGE NETWORK-5-1.2-b.3 | *Manholes with internal diameter of 1200mm Ditto, depth to invert between 2.51 m and 3.00 m | ECH | 5 | 15000 | 75000 | EGP | SC_Supply/Apply
Abo Shanab El Agamien _0195 |  | RFQ-00074 | Mostafa Ramadan | Operation | 2024-05-22 | Sewerage Network-Infrastructure | Approved | 10 - "10 - ABOU .10 - ABOU NASSAR, AL ESSAWI & ABOU SAEDA-BILL NO. 1: SEWAGE NETWORK-5-1.2-b.2 | *Manholes with internal diameter of 1200mm Ditto, depth to invert between 2.01 m and 2.50 m | NO | 35 | 14 | 8920.57 | 124887.98 | SC_Supply/Apply | السعد للمقاولات المتكاملة | 10 - "10 - ABOU .10 - ABOU NASSAR, AL ESSAWI & ABOU SAEDA-BILL NO. 1: SEWAGE NETWORK-5-1.2-b.2 | *Manholes with internal diameter of 1200mm Ditto, depth to invert between 2.01 m and 2.50 m | NO | 14 | 13500 | 189000 | EGP | SC_Supply/Apply
Abo Shanab El Agamien _0195 |  | RFQ-00074 | Mostafa Ramadan | Operation | 2024-05-22 | Sewerage Network-Infrastructure | Approved | 9 - 9-Iz. Seror.9-Iz. Seror-BILL NO. 1: SEWAGE NETWORK-5-1.3-b | IC 60*90 cm | ECH | 1 | 0 | 3556.84 | 3.56 | OTH | السعد للمقاولات المتكاملة | 9 - 9-Iz. Seror.9-Iz. Seror-BILL NO. 1: SEWAGE NETWORK-5-1.3-b | IC 60*90 cm | ECH | 0 | 4500 | 0 | EGP | OTH
Abo Shanab El Agamien _0195 |  | RFQ-00074 | Mostafa Ramadan | Operation | 2024-05-22 | Sewerage Network-Infrastructure | Approved | 9 - 9-Iz. Seror.9-Iz. Seror-BILL NO. 1: SEWAGE NETWORK-6-1.4-a | HC 60*60 cm | ECH | 38 | 36 | 2968.52 | 106866.72 | OTH | السعد للمقاولات المتكاملة | 9 - 9-Iz. Seror.9-Iz. Seror-BILL NO. 1: SEWAGE NETWORK-6-1.4-a | HC 60*60 cm | ECH | 36 | 3000 | 108000 | EGP | OTH
Abo Shanab El Agamien _0195 |  | RFQ-00074 | Mostafa Ramadan | Operation | 2024-05-22 | Sewerage Network-Infrastructure | Approved | 3 - 3- Iz.Junaidi Wisa & Iz. Zaki W.3- Iz.Junaidi Wisa & Iz. Zaki Wisa-BILL NO. 1: SEWAGE NETWORK-5-1.2-a.1 | *Manholes with internal diameter of 1000mm Depth to invert not exceeding 1.5 m | NO | 75 | 40 | 6532.1 | 261284 | SC_Supply/Apply | السعد للمقاولات المتكاملة | 3 - 3- Iz.Junaidi Wisa & Iz. Zaki W.3- Iz.Junaidi Wisa & Iz. Zaki Wisa-BILL NO. 1: SEWAGE NETWORK-5-1.2-a.1 | *Manholes with internal diameter of 1000mm Depth to invert not exceeding 1.5 m | NO | 40 | 8900 | 356000 | EGP | SC_Supply/Apply
Abo Shanab El Agamien _0195 |  | RFQ-00074 | Mostafa Ramadan | Operation | 2024-05-22 | Sewerage Network-Infrastructure | Approved | 4 - 4-Iz. Al Biltaji.4-Iz. Al Biltaji-BILL NO. 1: SEWAGE NETWORK-5-1.2-a.1 | *Manholes with internal diameter of 1000mm Depth to invert not exceeding 1.5 m | NO | 70 | 40 | 6532.1 | 261284 | SC_Supply/Apply | السعد للمقاولات المتكاملة | 4 - 4-Iz. Al Biltaji.4-Iz. Al Biltaji-BILL NO. 1: SEWAGE NETWORK-5-1.2-a.1 | *Manholes with internal diameter of 1000mm Depth to invert not exceeding 1.5 m | NO | 40 | 8900 | 356000 | EGP | SC_Supply/Apply
Abo Shanab El Agamien _0195 |  | RFQ-00074 | Mostafa Ramadan | Operation | 2024-05-22 | Sewerage Network-Infrastructure | Approved | 10 - "10 - ABOU .10 - ABOU NASSAR, AL ESSAWI & ABOU SAEDA-BILL NO. 1: SEWAGE NETWORK-5-1.2-a.1 | *Manholes with internal diameter of 1000mm Depth to invert not exceeding 1.5 m | NO | 122 | 40 | 6532.1 | 261284 | SC_Supply/Apply | السعد للمقاولات المتكاملة | 10 - "10 - ABOU .10 - ABOU NASSAR, AL ESSAWI & ABOU SAEDA-BILL NO. 1: SEWAGE NETWORK-5-1.2-a.1 | *Manholes with internal diameter of 1000mm Depth to invert not exceeding 1.5 m | NO | 40 | 8900 | 356000 | EGP | SC_Supply/Apply
Abo Shanab El Agamien _0195 |  | RFQ-00074 | Mostafa Ramadan | Operation | 2024-05-22 | Sewerage Network-Infrastructure | Approved | 2 - 2- Iz. Kariman Sednaoui.2- Iz. Kariman Sednaoui-BILL NO. 1: SEWAGE NETWORK-5-1.2-b.5 | *Manholes with internal diameter of 1200mm Ditto, depth to invert between 3.51 m and 4.00 m | ECH | 10 | 1 | 13123.46 | 13123.46 | SC_Supply/Apply | السعد للمقاولات المتكاملة | 2 - 2- Iz. Kariman Sednaoui.2- Iz. Kariman Sednaoui-BILL NO. 1: SEWAGE NETWORK-5-1.2-b.5 | *Manholes with internal diameter of 1200mm Ditto, depth to invert between 3.51 m and 4.00 m | ECH | 1 | 22000 | 22000 | EGP | SC_Supply/Apply
Abo Shanab El Agamien _0195 |  | RFQ-00074 | Mostafa Ramadan | Operation | 2024-05-22 | Sewerage Network-Infrastructure | Approved | 4 - 4-Iz. Al Biltaji.4-Iz. Al Biltaji-BILL NO. 1: SEWAGE NETWORK-5-1.2-b.3 | *Manholes with internal diameter of 1200mm Ditto, depth to invert between 2.51 m and 3.00 m | ECH | 25 | 5 | 10539.79 | 52698.95 | SC_Supply/Apply | السعد للمقاولات المتكاملة | 4 - 4-Iz. Al Biltaji.4-Iz. Al Biltaji-BILL NO. 1: SEWAGE NETWORK-5-1.2-b.3 | *Manholes with internal diameter of 1200mm Ditto, depth to invert between 2.51 m and 3.00 m | ECH | 5 | 15000 | 75000 | EGP | SC_Supply/Apply
Abo Shanab El Agamien _0195 |  | RFQ-00074 | Mostafa Ramadan | Operation | 2024-05-22 | Sewerage Network-Infrastructure | Approved | 5 - 5-Tahawi Village.5-Tahawi Village-BILL NO. 1: SEWAGE NETWORK-5-1.4-a | HC 60*60 cm | ECH | 108 | 36 | 2968.52 | 106866.72 | OTH | السعد للمقاولات المتكاملة | 5 - 5-Tahawi Village.5-Tahawi Village-BILL NO. 1: SEWAGE NETWORK-5-1.4-a | HC 60*60 cm | ECH | 36 | 3000 | 108000 | EGP | OTH
Abo Shanab El Agamien _0195 |  | RFQ-00074 | Mostafa Ramadan | Operation | 2024-05-22 | Sewerage Network-Infrastructure | Approved | 6 - 6-Huwaydi Village.6-Huwaydi Village-BILL NO. 1: SEWAGE NETWORK-5-1.2-b.3 | *Manholes with internal diameter of 1200mm Ditto, depth to invert between 2.51 m and 3.00 m | ECH | 20 | 5 | 10539.79 | 52698.95 | SC_Supply/Apply | السعد للمقاولات المتكاملة | 6 - 6-Huwaydi Village.6-Huwaydi Village-BILL NO. 1: SEWAGE NETWORK-5-1.2-b.3 | *Manholes with internal diameter of 1200mm Ditto, depth to invert between 2.51 m and 3.00 m | ECH | 5 | 15000 | 75000 | EGP | SC_Supply/Apply
Abo Shanab El Agamien _0195 |  | RFQ-00074 | Mostafa Ramadan | Operation | 2024-05-22 | Sewerage Network-Infrastructure | Approved | 4 - 4-Iz. Al Biltaji.4-Iz. Al Biltaji-BILL NO. 1: SEWAGE NETWORK-5-1.2-b.5 | *Manholes with internal diameter of 1200mm Ditto, depth to invert between 3.51 m and 4.00 m | ECH | 4 | 1 | 13123.46 | 13123.46 | SC_Supply/Apply | السعد للمقاولات المتكاملة | 4 - 4-Iz. Al Biltaji.4-Iz. Al Biltaji-BILL NO. 1: SEWAGE NETWORK-5-1.2-b.5 | *Manholes with internal diameter of 1200mm Ditto, depth to invert between 3.51 m and 4.00 m | ECH | 1 | 22000 | 22000 | EGP | SC_Supply/Apply
Abo Shanab El Agamien _0195 |  | RFQ-00074 | Mostafa Ramadan | Operation | 2024-05-22 | Sewerage Network-Infrastructure | Approved | 10 - "10 - ABOU .10 - ABOU NASSAR, AL ESSAWI & ABOU SAEDA-BILL NO. 1: SEWAGE NETWORK-5-1.2-b.7 | *Manholes with internal diameter of 1200mm Ditto, depth to invert between 4.51 m and 5.00 m | ECH | 13 | 1 | 16718.55 | 16718.55 | SC_Supply/Apply | السعد للمقاولات المتكاملة | 10 - "10 - ABOU .10 - ABOU NASSAR, AL ESSAWI & ABOU SAEDA-BILL NO. 1: SEWAGE NETWORK-5-1.2-b.7 | *Manholes with internal diameter of 1200mm Ditto, depth to invert between 4.51 m and 5.00 m | ECH | 1 | 31000 | 31000 | EGP | SC_Supply/Apply
Abo Shanab El Agamien _0195 |  | RFQ-00074 | Mostafa Ramadan | Operation | 2024-05-22 | Sewerage Network-Infrastructure | Approved | 2 - 2- Iz. Kariman Sednaoui.2- Iz. Kariman Sednaoui-BILL NO. 1: SEWAGE NETWORK-5-1.2-a.1 | *Manholes with internal diameter of 1000mm Depth to invert not exceeding 1.5 m | NO | 80 | 40 | 6532.1 | 261284 | SC_Supply/Apply | السعد للمقاولات المتكاملة | 2 - 2- Iz. Kariman Sednaoui.2- Iz. Kariman Sednaoui-BILL NO. 1: SEWAGE NETWORK-5-1.2-a.1 | *Manholes with internal diameter of 1000mm Depth to invert not exceeding 1.5 m | NO | 40 | 8900 | 356000 | EGP | SC_Supply/Apply
Abo Shanab El Agamien _0195 |  | RFQ-00074 | Mostafa Ramadan | Operation | 2024-05-22 | Sewerage Network-Infrastructure | Approved | 8 - 8-Iz. Abd Al-Qawy Salem & Iz. Z.8-Iz. Abd Al-Qawy Salem & Iz. Zaraby-BILL NO. 1: SEWAGE NETWORK-5-1.2-a.1 | *Manholes with internal diameter of 1000mm Depth to invert not exceeding 1.5 m | NO | 95 | 40 | 6532.1 | 261284 | SC_Supply/Apply | السعد للمقاولات المتكاملة | 8 - 8-Iz. Abd Al-Qawy Salem & Iz. Z.8-Iz. Abd Al-Qawy Salem & Iz. Zaraby-BILL NO. 1: SEWAGE NETWORK-5-1.2-a.1 | *Manholes with internal diameter of 1000mm Depth to invert not exceeding 1.5 m | NO | 40 | 8900 | 356000 | EGP | SC_Supply/Apply
Abo Shanab El Agamien _0195 |  | RFQ-00074 | Mostafa Ramadan | Operation | 2024-05-22 | Sewerage Network-Infrastructure | Approved | 6 - 6-Huwaydi Village.6-Huwaydi Village-BILL NO. 1: SEWAGE NETWORK-6-1.4-a | HC 60*60 cm | ECH | 100 | 38 | 2968.52 | 112803.76 | OTH | السعد للمقاولات المتكاملة | 6 - 6-Huwaydi Village.6-Huwaydi Village-BILL NO. 1: SEWAGE NETWORK-6-1.4-a | HC 60*60 cm | ECH | 38 | 3000 | 114000 | EGP | OTH
Abo Shanab El Agamien _0195 |  | RFQ-00074 | Mostafa Ramadan | Operation | 2024-05-22 | Sewerage Network-Infrastructure | Approved | 8 - 8-Iz. Abd Al-Qawy Salem & Iz. Z.8-Iz. Abd Al-Qawy Salem & Iz. Zaraby-BILL NO. 1: SEWAGE NETWORK-5-1.3-b | IC 60*90 cm | ECH | 1 | 0 | 3556.84 | 3.56 | OTH | السعد للمقاولات المتكاملة | 8 - 8-Iz. Abd Al-Qawy Salem & Iz. Z.8-Iz. Abd Al-Qawy Salem & Iz. Zaraby-BILL NO. 1: SEWAGE NETWORK-5-1.3-b | IC 60*90 cm | ECH | 0 | 4500 | 0 | EGP | OTH
Abo Shanab El Agamien _0195 |  | RFQ-00074 | Mostafa Ramadan | Operation | 2024-05-22 | Sewerage Network-Infrastructure | Approved | 6 - 6-Huwaydi Village.6-Huwaydi Village-BILL NO. 1: SEWAGE NETWORK-5-1.2-b.6 | *Manholes with internal diameter of 1200mm Ditto, depth to invert between 4.01 m and 4.5 m | NO | 9 | 3 | 15349.12 | 46047.36 | SC_Supply/Apply | السعد للمقاولات المتكاملة | 6 - 6-Huwaydi Village.6-Huwaydi Village-BILL NO. 1: SEWAGE NETWORK-5-1.2-b.6 | *Manholes with internal diameter of 1200mm Ditto, depth to invert between 4.01 m and 4.5 m | NO | 3 | 28000 | 84000 | EGP | SC_Supply/Apply
Mivida BP#189 |  | RFQ-00096 | Mohamed Selim | Procurement | 2024-06-10 | Soft Scape | Approved | 20600. New Planting | Soft Scape new items - Cassia fistula / GOLDEN SHOWER TREE | ECH | 0 | 0 | 0 | 0 | SC_Supply/Apply | GOLF LAND | 20600. New Planting | Soft Scape new items - Cassia fistula / GOLDEN SHOWER TREE | ECH | 0 | 3200 | 0 | EGP | SC_Supply/Apply
Abo Shanab El Agamien _0195 |  | RFQ-00078 | Mostafa Shourbagi | MEP (Electro Mechanical) | 2024-06-11 | Ductile Iron Pipes & Puddles | Approved | 2 - 2- Iz. Kariman Sednaoui.2- Iz. Kariman Sednaoui-BILL NO. 1: SEWAGE NETWORK-6-1.5.2-a | DN 400mm, DI pipe, K9 | ECH | 20 | 18 | 2702.5 | 48645 | MAT_Raw | جى سى بى لصناعة مواسير الزهر المرن | 2 - 2- Iz. Kariman Sednaoui.2- Iz. Kariman Sednaoui-BILL NO. 1: SEWAGE NETWORK-6-1.5.2-a | DN 400mm, DI pipe, K9 | ECH | 18 | 4500 | 81000 | EGP | MAT_Raw
Mivida BP#189 |  | RFQ-00096 | Mohamed Selim | Procurement | 2024-06-10 | Soft Scape | Approved | 20600. New Planting | Soft Scape new items - Terminalia mantaly / MADAGASCAR ALMOND | ECH | 0 | 0 | 0 | 0 | SC_Supply/Apply | GOLF LAND | 20600. New Planting | Soft Scape new items - Terminalia mantaly / MADAGASCAR ALMOND | ECH | 0 | 3800 | 0 | EGP | SC_Supply/Apply
Mivida BP#189 |  | RFQ-00096 | Mohamed Selim | Procurement | 2024-06-10 | Soft Scape | Approved | 20600. New Planting | Soft Scape new items - Erythrina Caffra / (Coral Tree) | ECH | 0 | 0 | 0 | 0 | SC_Supply/Apply | GOLF LAND | 20600. New Planting | Soft Scape new items - Erythrina Caffra / (Coral Tree) | ECH | 0 | 2800 | 0 | EGP | SC_Supply/Apply
Mivida BP#189 |  | RFQ-00096 | Mohamed Selim | Procurement | 2024-06-10 | Soft Scape | Approved | 20600. New Planting | Soft Scape new items - Cassia glauca / AUTUMNGOLDEN SHOWER | ECH | 0 | 0 | 0 | 0 | SC_Supply/Apply | GOLF LAND | 20600. New Planting | Soft Scape new items - Cassia glauca / AUTUMNGOLDEN SHOWER | ECH | 0 | 2500 | 0 | EGP | SC_Supply/Apply
Mivida BP#189 |  | RFQ-00096 | Mohamed Selim | Procurement | 2024-06-10 | Soft Scape | Approved | 20600. New Planting | Soft Scape new items - Lagerstroemia speciosa / GIANT CRAPE MYRTLE | ECH | 0 | 0 | 0 | 0 | SC_Supply/Apply | GOLF LAND | 20600. New Planting | Soft Scape new items - Lagerstroemia speciosa / GIANT CRAPE MYRTLE | ECH | 0 | 2200 | 0 | EGP | SC_Supply/Apply
Mivida BP#189 |  | RFQ-00096 | Mohamed Selim | Procurement | 2024-06-10 | Soft Scape | Approved | 20600. New Planting | Soft Scape new items - Hemerocallis aurantium /TOWNY DAYLILY | SQM | 0 | 0 | 0 | 0 | SC_Supply/Apply | GOLF LAND | 20600. New Planting | Soft Scape new items - Hemerocallis aurantium /TOWNY DAYLILY | SQM | 0 | 528 | 0 | EGP | SC_Supply/Apply
Mivida BP#189 |  | RFQ-00096 | Mohamed Selim | Procurement | 2024-06-10 | Soft Scape | Approved | 20600. New Planting | Soft Scape new items - Ruellia brittoniana 'Katie' / MEXICAN PETUNIA | SQM | 0 | 0 | 0 | 0 | SC_Supply/Apply | GOLF LAND | 20600. New Planting | Soft Scape new items - Ruellia brittoniana 'Katie' / MEXICAN PETUNIA | SQM | 0 | 416 | 0 | EGP | SC_Supply/Apply
Mivida BP#189 |  | RFQ-00096 | Mohamed Selim | Procurement | 2024-06-10 | Soft Scape | Approved | 20600. New Planting | Soft Scape new items - Carrisia grandiflora / GREEN CARPET, NATAL PALM | SQM | 0 | 0 | 0 | 0 | SC_Supply/Apply | GOLF LAND | 20600. New Planting | Soft Scape new items - Carrisia grandiflora / GREEN CARPET, NATAL PALM | SQM | 0 | 180 | 0 | EGP | SC_Supply/Apply
Mivida BP#189 |  | RFQ-00096 | Mohamed Selim | Procurement | 2024-06-10 | Soft Scape | Approved | 20600. New Planting | Soft Scape new items - ANNUALS | SQM | 0 | 0 | 0 | 0 | SC_Supply/Apply | GOLF LAND | 20600. New Planting | Soft Scape new items - ANNUALS | SQM | 0 | 360 | 0 | EGP | SC_Supply/Apply
Mivida BP#189 |  | RFQ-00096 | Mohamed Selim | Procurement | 2024-06-10 | Soft Scape | Approved | 20600. New Planting | Soft Scape new items - Aspragus densiflorus / FOX TAIL ASPRAGUS | SQM | 0 | 0 | 0 | 0 | SC_Supply/Apply | GOLF LAND | 20600. New Planting | Soft Scape new items - Aspragus densiflorus / FOX TAIL ASPRAGUS | SQM | 0 | 880 | 0 | EGP | SC_Supply/Apply
Mivida BP#189 |  | RFQ-00096 | Mohamed Selim | Procurement | 2024-06-10 | Soft Scape | Approved | 20600. New Planting | Soft Scape new items - Murraya panculata | SQM | 0 | 0 | 0 | 0 | SC_Supply/Apply | GOLF LAND | 20600. New Planting | Soft Scape new items - Murraya panculata | SQM | 0 | 330 | 0 | EGP | SC_Supply/Apply
Mivida BP#189 |  | RFQ-00096 | Mohamed Selim | Procurement | 2024-06-10 | Soft Scape | Approved | 20600. New Planting | Soft Scape new items - Hamelia patens | SQM | 0 | 0 | 0 | 0 | SC_Supply/Apply | GOLF LAND | 20600. New Planting | Soft Scape new items - Hamelia patens | SQM | 0 | 240 | 0 | EGP | SC_Supply/Apply
Mivida BP#189 |  | RFQ-00096 | Mohamed Selim | Procurement | 2024-06-10 | Soft Scape | Approved | 20600. New Planting | Soft Scape new items - Duranta repens /sweet memories purple sky flower | ECH | 0 | 0 | 0 | 0 | SC_Supply/Apply | GOLF LAND | 20600. New Planting | Soft Scape new items - Duranta repens /sweet memories purple sky flower | ECH | 0 | 40 | 0 | EGP | SC_Supply/Apply
Mivida BP#189 |  | RFQ-00096 | Mohamed Selim | Procurement | 2024-06-10 | Soft Scape | Approved | 20600. New Planting | Soft Scape new items - Jasminum azoricum / RIVER JASMINE | ECH | 0 | 0 | 0 | 0 | SC_Supply/Apply | GOLF LAND | 20600. New Planting | Soft Scape new items - Jasminum azoricum / RIVER JASMINE | ECH | 0 | 25 | 0 | EGP | SC_Supply/Apply
Mivida BP#189 |  | RFQ-00096 | Mohamed Selim | Procurement | 2024-06-10 | Soft Scape | Approved | 20600. New Planting | Soft Scape new items - Pittosporum tobria / JAPANESE MOCK ORNAGE | ECH | 0 | 0 | 0 | 0 | SC_Supply/Apply | GOLF LAND | 20600. New Planting | Soft Scape new items - Pittosporum tobria / JAPANESE MOCK ORNAGE | ECH | 0 | 70 | 0 | EGP | SC_Supply/Apply
Mivida BP#189 |  | RFQ-00096 | Mohamed Selim | Procurement | 2024-06-10 | Soft Scape | Approved | 20600. New Planting | Soft Scape new items - Paspalum platinum (m2) | SQM | 0 | 0 | 0 | 0 | SC_Supply/Apply | GOLF LAND | 20600. New Planting | Soft Scape new items - Paspalum platinum (m2) | SQM | 0 | 80 | 0 | EGP | SC_Supply/Apply
Mivida BP#189 |  | RFQ-00096 | Mohamed Selim | Procurement | 2024-06-10 | Soft Scape | Approved | 20600. New Planting | Soft Scape new items - Irrigation | LS | 0 | 0 | 0 | 0 | SC_Supply/Apply | GOLF LAND | 20600. New Planting | Soft Scape new items - Irrigation | LS | 0 | 2294001.5 | 0 | EGP | SC_Supply/Apply
Mivida BP#189 |  | RFQ-00096 | Mohamed Selim | Procurement | 2024-06-10 | Soft Scape | Approved | 20600. OLD Planting | Soft Scape OLD items - Planting | LS | 1 | 1 | 2959604 | 2959604 | SC_Supply/Apply | GOLF LAND | 20600. OLD Planting | Soft Scape OLD items - Planting | LS | 1 | 3973455 | 3973455 | EGP | SC_Supply/Apply
Mivida BP#189 |  | RFQ-00096 | Mohamed Selim | Procurement | 2024-06-10 | Soft Scape | Approved | 20600. OLD Planting | Soft Scape OLD items - Irrigation | LS | 1 | 1 | 2880016.99 | 2880016.99 | SC_Supply/Apply | GOLF LAND | 20600. OLD Planting | Soft Scape OLD items - Irrigation | LS | 1 | 2294001.5 | 2294001.5 | EGP | SC_Supply/Apply
Abo Shanab El Agamien _0195 |  | RFQ-00078 | Mostafa Shourbagi | MEP (Electro Mechanical) | 2024-06-11 | Ductile Iron Pipes & Puddles | Approved | 8 - 8-Iz. Abd Al-Qawy Salem & Iz. Z.8-Iz. Abd Al-Qawy Salem & Iz. Zaraby-BILL NO. 1: SEWAGE NETWORK-6-1.5.2-a | DN 300mm, DI pipe, K9 | ECH | 19 | 6 | 2070 | 12420 | MAT_Raw | جى سى بى لصناعة مواسير الزهر المرن | 8 - 8-Iz. Abd Al-Qawy Salem & Iz. Z.8-Iz. Abd Al-Qawy Salem & Iz. Zaraby-BILL NO. 1: SEWAGE NETWORK-6-1.5.2-a | DN 300mm, DI pipe, K9 | ECH | 6 | 3000 | 18000 | EGP | MAT_Raw
Abo Shanab El Agamien _0195 |  | RFQ-00078 | Mostafa Shourbagi | MEP (Electro Mechanical) | 2024-06-11 | Ductile Iron Pipes & Puddles | Approved | 4 - 4-Iz. Al Biltaji.4-Iz. Al Biltaji-BILL NO. 1: SEWAGE NETWORK-6-1.5.2-a | DN 300mm, DI pipe, K9 | ECH | 17 | 12 | 2070 | 24840 | MAT_Raw | جى سى بى لصناعة مواسير الزهر المرن | 4 - 4-Iz. Al Biltaji.4-Iz. Al Biltaji-BILL NO. 1: SEWAGE NETWORK-6-1.5.2-a | DN 300mm, DI pipe, K9 | ECH | 12 | 3000 | 36000 | EGP | MAT_Raw
Abo Shanab El Agamien _0195 |  | RFQ-00078 | Mostafa Shourbagi | MEP (Electro Mechanical) | 2024-06-11 | Ductile Iron Pipes & Puddles | Approved | 5 - 5-Tahawi Village.5-Tahawi Village-BILL NO. 1: SEWAGE NETWORK-6-1.5.2-a | DN 300mm, DI pipe, K9 | ECH | 16 | 6 | 2070 | 12420 | MAT_Raw | جى سى بى لصناعة مواسير الزهر المرن | 5 - 5-Tahawi Village.5-Tahawi Village-BILL NO. 1: SEWAGE NETWORK-6-1.5.2-a | DN 300mm, DI pipe, K9 | ECH | 6 | 3000 | 18000 | EGP | MAT_Raw
Abo Shanab El Agamien _0195 |  | RFQ-00078 | Mostafa Shourbagi | MEP (Electro Mechanical) | 2024-06-11 | Ductile Iron Pipes & Puddles | Approved | 9 - 9-Iz. Seror.9-Iz. Seror-BILL NO. 1: SEWAGE NETWORK-6-1.5.2-a | DN 250mm, DI pipe, K9 | ECH | 16 | 12 | 1569.75 | 18837 | MAT_Raw | جى سى بى لصناعة مواسير الزهر المرن | 9 - 9-Iz. Seror.9-Iz. Seror-BILL NO. 1: SEWAGE NETWORK-6-1.5.2-a | DN 250mm, DI pipe, K9 | ECH | 12 | 2675 | 32100 | EGP | MAT_Raw
Abo Shanab El Agamien _0195 |  | RFQ-00078 | Mostafa Shourbagi | MEP (Electro Mechanical) | 2024-06-11 | Ductile Iron Pipes & Puddles | Approved | 7 - 7-Iz. Raslan & Iz. Mokhtar Eiss.7-Iz. Raslan & Iz. Mokhtar Eissa-BILL NO. 1: SEWAGE NETWORK-7-1.5.2-a | DN 250mm, DI pipe, K9 | ECH | 14 | 6 | 1569.75 | 9418.5 | MAT_Raw | جى سى بى لصناعة مواسير الزهر المرن | 7 - 7-Iz. Raslan & Iz. Mokhtar Eiss.7-Iz. Raslan & Iz. Mokhtar Eissa-BILL NO. 1: SEWAGE NETWORK-7-1.5.2-a | DN 250mm, DI pipe, K9 | ECH | 6 | 2675 | 16050 | EGP | MAT_Raw
Abo Shanab El Agamien _0195 |  | RFQ-00074 | Mostafa Ramadan | Operation | 2024-05-22 | Sewerage Network-Infrastructure | Approved | 3 - 3- Iz.Junaidi Wisa & Iz. Zaki W.3- Iz.Junaidi Wisa & Iz. Zaki Wisa-BILL NO. 1: SEWAGE NETWORK-5-1.2-b.1 | *Manholes with internal diameter of 1200mm Ditto, depth to invert between 1.51 m and 2.00 m | NO | 33 | 21 | 7777.61 | 163329.81 | SC_Supply/Apply | السعد للمقاولات المتكاملة | 3 - 3- Iz.Junaidi Wisa & Iz. Zaki W.3- Iz.Junaidi Wisa & Iz. Zaki Wisa-BILL NO. 1: SEWAGE NETWORK-5-1.2-b.1 | *Manholes with internal diameter of 1200mm Ditto, depth to invert between 1.51 m and 2.00 m | NO | 21 | 12000 | 252000 | EGP | SC_Supply/Apply
Abo Shanab El Agamien _0195 |  | RFQ-00074 | Mostafa Ramadan | Operation | 2024-05-22 | Sewerage Network-Infrastructure | Approved | 7 - 7-Iz. Raslan & Iz. Mokhtar Eiss.7-Iz. Raslan & Iz. Mokhtar Eissa-BILL NO. 1: SEWAGE NETWORK-5-1.2-b.4 | *Manholes with internal diameter of 1200mm Ditto, depth to invert between 3.01 m and 3.50 m | ECH | 6 | 5 | 11831.63 | 59158.15 | SC_Supply/Apply | السعد للمقاولات المتكاملة | 7 - 7-Iz. Raslan & Iz. Mokhtar Eiss.7-Iz. Raslan & Iz. Mokhtar Eissa-BILL NO. 1: SEWAGE NETWORK-5-1.2-b.4 | *Manholes with internal diameter of 1200mm Ditto, depth to invert between 3.01 m and 3.50 m | ECH | 5 | 17500 | 87500 | EGP | SC_Supply/Apply
Abo Shanab El Agamien _0195 |  | RFQ-00074 | Mostafa Ramadan | Operation | 2024-05-22 | Sewerage Network-Infrastructure | Approved | 4 - 4-Iz. Al Biltaji.4-Iz. Al Biltaji-BILL NO. 1: SEWAGE NETWORK-5-1.4-a | HC 60*60 cm | ECH | 64 | 36 | 2968.52 | 106866.72 | OTH | السعد للمقاولات المتكاملة | 4 - 4-Iz. Al Biltaji.4-Iz. Al Biltaji-BILL NO. 1: SEWAGE NETWORK-5-1.4-a | HC 60*60 cm | ECH | 36 | 3000 | 108000 | EGP | OTH
Abo Shanab El Agamien _0195 |  | RFQ-00074 | Mostafa Ramadan | Operation | 2024-05-22 | Sewerage Network-Infrastructure | Approved | 9 - 9-Iz. Seror.9-Iz. Seror-BILL NO. 1: SEWAGE NETWORK-5-1.2-b.3 | *Manholes with internal diameter of 1200mm Ditto, depth to invert between 2.51 m and 3.00 m | ECH | 28 | 14 | 10539.79 | 147557.06 | SC_Supply/Apply | السعد للمقاولات المتكاملة | 9 - 9-Iz. Seror.9-Iz. Seror-BILL NO. 1: SEWAGE NETWORK-5-1.2-b.3 | *Manholes with internal diameter of 1200mm Ditto, depth to invert between 2.51 m and 3.00 m | ECH | 14 | 15000 | 210000 | EGP | SC_Supply/Apply
Abo Shanab El Agamien _0195 |  | RFQ-00074 | Mostafa Ramadan | Operation | 2024-05-22 | Sewerage Network-Infrastructure | Approved | 1 - Sharaf Al Deen-BILL NO. 1: SEWAGE NETWORK-11-1.3-b | IC 60*90 cm | ECH | 1 | 0 | 3556.84 | 3.56 | OTH | السعد للمقاولات المتكاملة | 1 - Sharaf Al Deen-BILL NO. 1: SEWAGE NETWORK-11-1.3-b | IC 60*90 cm | ECH | 0 | 4500 | 0 | EGP | OTH
Abo Shanab El Agamien _0195 |  | RFQ-00074 | Mostafa Ramadan | Operation | 2024-05-22 | Sewerage Network-Infrastructure | Approved | 2 - 2- Iz. Kariman Sednaoui.2- Iz. Kariman Sednaoui-BILL NO. 1: SEWAGE NETWORK-5-1.2-b.3 | *Manholes with internal diameter of 1200mm Ditto, depth to invert between 2.51 m and 3.00 m | ECH | 13 | 5 | 10539.79 | 52698.95 | SC_Supply/Apply | السعد للمقاولات المتكاملة | 2 - 2- Iz. Kariman Sednaoui.2- Iz. Kariman Sednaoui-BILL NO. 1: SEWAGE NETWORK-5-1.2-b.3 | *Manholes with internal diameter of 1200mm Ditto, depth to invert between 2.51 m and 3.00 m | ECH | 5 | 15000 | 75000 | EGP | SC_Supply/Apply
Abo Shanab El Agamien _0195 |  | RFQ-00074 | Mostafa Ramadan | Operation | 2024-05-22 | Sewerage Network-Infrastructure | Approved | 6 - 6-Huwaydi Village.6-Huwaydi Village-BILL NO. 1: SEWAGE NETWORK-5-1.2-a.1 | *Manholes with internal diameter of 1000mm Depth to invert not exceeding 1.5 m | NO | 100 | 40 | 6532.1 | 261284 | SC_Supply/Apply | السعد للمقاولات المتكاملة | 6 - 6-Huwaydi Village.6-Huwaydi Village-BILL NO. 1: SEWAGE NETWORK-5-1.2-a.1 | *Manholes with internal diameter of 1000mm Depth to invert not exceeding 1.5 m | NO | 40 | 8900 | 356000 | EGP | SC_Supply/Apply
Abo Shanab El Agamien _0195 |  | RFQ-00074 | Mostafa Ramadan | Operation | 2024-05-22 | Sewerage Network-Infrastructure | Approved | 2 - 2- Iz. Kariman Sednaoui.2- Iz. Kariman Sednaoui-BILL NO. 1: SEWAGE NETWORK-5-1.4-a | HC 60*60 cm | ECH | 46 | 36 | 2968.52 | 106866.72 | OTH | السعد للمقاولات المتكاملة | 2 - 2- Iz. Kariman Sednaoui.2- Iz. Kariman Sednaoui-BILL NO. 1: SEWAGE NETWORK-5-1.4-a | HC 60*60 cm | ECH | 36 | 3000 | 108000 | EGP | OTH
Abo Shanab El Agamien _0195 |  | RFQ-00074 | Mostafa Ramadan | Operation | 2024-05-22 | Sewerage Network-Infrastructure | Approved | 8 - 8-Iz. Abd Al-Qawy Salem & Iz. Z.8-Iz. Abd Al-Qawy Salem & Iz. Zaraby-BILL NO. 1: SEWAGE NETWORK-5-1.2-b.8 | *Manholes with internal diameter of 1200mm Ditto, depth to invert between 5.01 m and 5.50 m | ECH | 1 | 1 | 18087.99 | 18087.99 | SC_Supply/Apply | السعد للمقاولات المتكاملة | 8 - 8-Iz. Abd Al-Qawy Salem & Iz. Z.8-Iz. Abd Al-Qawy Salem & Iz. Zaraby-BILL NO. 1: SEWAGE NETWORK-5-1.2-b.8 | *Manholes with internal diameter of 1200mm Ditto, depth to invert between 5.01 m and 5.50 m | ECH | 1 | 28530 | 28530 | EGP | SC_Supply/Apply
Abo Shanab El Agamien _0195 |  | RFQ-00074 | Mostafa Ramadan | Operation | 2024-05-22 | Sewerage Network-Infrastructure | Approved | 8 - 8-Iz. Abd Al-Qawy Salem & Iz. Z.8-Iz. Abd Al-Qawy Salem & Iz. Zaraby-BILL NO. 1: SEWAGE NETWORK-5-1.4.1-a | HC 60*60 cm | ECH | 34 | 34 | 2968.52 | 100929.68 | OTH | السعد للمقاولات المتكاملة | 8 - 8-Iz. Abd Al-Qawy Salem & Iz. Z.8-Iz. Abd Al-Qawy Salem & Iz. Zaraby-BILL NO. 1: SEWAGE NETWORK-5-1.4.1-a | HC 60*60 cm | ECH | 34 | 3000 | 102000 | EGP | OTH
Abo Shanab El Agamien _0195 |  | RFQ-00074 | Mostafa Ramadan | Operation | 2024-05-22 | Sewerage Network-Infrastructure | Approved | 9 - 9-Iz. Seror.9-Iz. Seror-BILL NO. 1: SEWAGE NETWORK-6-1.4-b | HC 60*90 cm | ECH | 19 | 17 | 3556.84 | 60466.28 | OTH | السعد للمقاولات المتكاملة | 9 - 9-Iz. Seror.9-Iz. Seror-BILL NO. 1: SEWAGE NETWORK-6-1.4-b | HC 60*90 cm | ECH | 17 | 3500 | 59500 | EGP | OTH
Abo Shanab El Agamien _0195 |  | RFQ-00074 | Mostafa Ramadan | Operation | 2024-05-22 | Sewerage Network-Infrastructure | Approved | 7 - 7-Iz. Raslan & Iz. Mokhtar Eiss.7-Iz. Raslan & Iz. Mokhtar Eissa-BILL NO. 1: SEWAGE NETWORK-5-1.2-b.1 | *Manholes with internal diameter of 1200mm Ditto, depth to invert between 1.51 m and 2.00 m | NO | 32 | 21 | 7777.61 | 163329.81 | SC_Supply/Apply | السعد للمقاولات المتكاملة | 7 - 7-Iz. Raslan & Iz. Mokhtar Eiss.7-Iz. Raslan & Iz. Mokhtar Eissa-BILL NO. 1: SEWAGE NETWORK-5-1.2-b.1 | *Manholes with internal diameter of 1200mm Ditto, depth to invert between 1.51 m and 2.00 m | NO | 21 | 12000 | 252000 | EGP | SC_Supply/Apply
Abo Shanab El Agamien _0195 |  | RFQ-00074 | Mostafa Ramadan | Operation | 2024-05-22 | Sewerage Network-Infrastructure | Approved | 5 - 5-Tahawi Village.5-Tahawi Village-BILL NO. 1: SEWAGE NETWORK-5-1.2-b.6 | *Manholes with internal diameter of 1200mm Ditto, depth to invert between 4.01 m and 4.5 m | NO | 5 | 3 | 15349.12 | 46047.36 | SC_Supply/Apply | السعد للمقاولات المتكاملة | 5 - 5-Tahawi Village.5-Tahawi Village-BILL NO. 1: SEWAGE NETWORK-5-1.2-b.6 | *Manholes with internal diameter of 1200mm Ditto, depth to invert between 4.01 m and 4.5 m | NO | 3 | 28000 | 84000 | EGP | SC_Supply/Apply
Abo Shanab El Agamien _0195 |  | RFQ-00074 | Mostafa Ramadan | Operation | 2024-05-22 | Sewerage Network-Infrastructure | Approved | 5 - 5-Tahawi Village.5-Tahawi Village-BILL NO. 1: SEWAGE NETWORK-5-1.4-b | HC 60*90 cm | ECH | 54 | 21 | 3556.84 | 74693.64 | OTH | السعد للمقاولات المتكاملة | 5 - 5-Tahawi Village.5-Tahawi Village-BILL NO. 1: SEWAGE NETWORK-5-1.4-b | HC 60*90 cm | ECH | 21 | 3500 | 73500 | EGP | OTH
Abo Shanab El Agamien _0195 |  | RFQ-00074 | Mostafa Ramadan | Operation | 2024-05-22 | Sewerage Network-Infrastructure | Approved | 9 - 9-Iz. Seror.9-Iz. Seror-BILL NO. 1: SEWAGE NETWORK-5-1.3-a | IC 60*60 cm | ECH | 27 | 2 | 2968.52 | 5937.04 | OTH | السعد للمقاولات المتكاملة | 9 - 9-Iz. Seror.9-Iz. Seror-BILL NO. 1: SEWAGE NETWORK-5-1.3-a | IC 60*60 cm | ECH | 2 | 3500 | 7000 | EGP | OTH
Abo Shanab El Agamien _0195 |  | RFQ-00074 | Mostafa Ramadan | Operation | 2024-05-22 | Sewerage Network-Infrastructure | Approved | 10 - "10 - ABOU .10 - ABOU NASSAR, AL ESSAWI & ABOU SAEDA-BILL NO. 1: SEWAGE NETWORK-6-1.3-a | IC 60*60 cm | ECH | 14 | 2 | 2968.52 | 5937.04 | OTH | السعد للمقاولات المتكاملة | 10 - "10 - ABOU .10 - ABOU NASSAR, AL ESSAWI & ABOU SAEDA-BILL NO. 1: SEWAGE NETWORK-6-1.3-a | IC 60*60 cm | ECH | 2 | 3500 | 7000 | EGP | OTH
Abo Shanab El Agamien _0195 |  | RFQ-00074 | Mostafa Ramadan | Operation | 2024-05-22 | Sewerage Network-Infrastructure | Approved | 4 - 4-Iz. Al Biltaji.4-Iz. Al Biltaji-BILL NO. 1: SEWAGE NETWORK-7-1.6-c | Concrete encasement 25cm (300mm) | ECH | 55 | 11 | 479.05 | 5269.55 | SC_Supply/Apply | السعد للمقاولات المتكاملة | 4 - 4-Iz. Al Biltaji.4-Iz. Al Biltaji-BILL NO. 1: SEWAGE NETWORK-7-1.6-c | Concrete encasement 25cm (300mm) | ECH | 11 | 400 | 4400 | EGP | SC_Supply/Apply
Abo Shanab El Agamien _0195 |  | RFQ-00074 | Mostafa Ramadan | Operation | 2024-05-22 | Sewerage Network-Infrastructure | Approved | 4 - 4-Iz. Al Biltaji.4-Iz. Al Biltaji-BILL NO. 1: SEWAGE NETWORK-7-1.6-c | Concrete encasement 25cm (300mm) | ECH | 55 | 6 | 432.93 | 2597.58 | SC_Supply/Apply | السعد للمقاولات المتكاملة | 4 - 4-Iz. Al Biltaji.4-Iz. Al Biltaji-BILL NO. 1: SEWAGE NETWORK-7-1.6-c | Concrete encasement 25cm (300mm) | ECH | 6 | 400 | 2400 | EGP | SC_Supply/Apply
Abo Shanab El Agamien _0195 |  | RFQ-00074 | Mostafa Ramadan | Operation | 2024-05-22 | Sewerage Network-Infrastructure | Approved | 7 - 7-Iz. Raslan & Iz. Mokhtar Eiss.7-Iz. Raslan & Iz. Mokhtar Eissa-BILL NO. 1: SEWAGE NETWORK-8-1.6-a | Concrete encasement 25cm (200mm) | ECH | 10 | 10 | 344.22 | 3442.2 | SC_Supply/Apply | السعد للمقاولات المتكاملة | 7 - 7-Iz. Raslan & Iz. Mokhtar Eiss.7-Iz. Raslan & Iz. Mokhtar Eissa-BILL NO. 1: SEWAGE NETWORK-8-1.6-a | Concrete encasement 25cm (200mm) | ECH | 10 | 350 | 3500 | EGP | SC_Supply/Apply
Abo Shanab El Agamien _0195 |  | RFQ-00074 | Mostafa Ramadan | Operation | 2024-05-22 | Sewerage Network-Infrastructure | Approved | 3 - Junaidi Wisa Iz. Zaki Wisa | Alternative Sewer Networks in which cannot be considered as Re-location of Publice Utilites and Requires Full Transfer of Pipe lines and Chambers to avoid Potential Social damages For illegal existing Networks | MTR | 0 | 0 | 0 | 0 | SC_Apply | السعد للمقاولات المتكاملة | 3 - Junaidi Wisa Iz. Zaki Wisa | Alternative Sewer Networks in which cannot be considered as Re-location of Publice Utilites and Requires Full Transfer of Pipe lines and Chambers to avoid Potential Social damages For illegal existing Networks | MTR | 0 | 150 | 0 | EGP | SC_Apply
Abo Shanab El Agamien _0195 |  | RFQ-00074 | Mostafa Ramadan | Operation | 2024-05-22 | Sewerage Network-Infrastructure | Approved | 4 - IZ. AL BILTAJI | Alternative Sewer Networks in which cannot be considered as Re-location of Publice Utilites and Requires Full Transfer of Pipe lines and Chambers to avoid Potential Social damages For illegal existing Networks | MTR | 0 | 0 | 0 | 0 | SC_Apply | السعد للمقاولات المتكاملة | 4 - IZ. AL BILTAJI | Alternative Sewer Networks in which cannot be considered as Re-location of Publice Utilites and Requires Full Transfer of Pipe lines and Chambers to avoid Potential Social damages For illegal existing Networks | MTR | 0 | 150 | 0 | EGP | SC_Apply
Abo Shanab El Agamien _0195 |  | RFQ-00074 | Mostafa Ramadan | Operation | 2024-05-22 | Sewerage Network-Infrastructure | Approved | 5 - Tahawi Village | Alternative Sewer Networks in which cannot be considered as Re-location of Publice Utilites and Requires Full Transfer of Pipe lines and Chambers to avoid Potential Social damages For illegal existing Networks | MTR | 0 | 0 | 0 | 0 | SC_Apply | السعد للمقاولات المتكاملة | 5 - Tahawi Village | Alternative Sewer Networks in which cannot be considered as Re-location of Publice Utilites and Requires Full Transfer of Pipe lines and Chambers to avoid Potential Social damages For illegal existing Networks | MTR | 0 | 150 | 0 | EGP | SC_Apply
Abo Shanab El Agamien _0195 |  | RFQ-00074 | Mostafa Ramadan | Operation | 2024-05-22 | Sewerage Network-Infrastructure | Approved | 6 - Huwaydi Village | Alternative Sewer Networks in which cannot be considered as Re-location of Publice Utilites and Requires Full Transfer of Pipe lines and Chambers to avoid Potential Social damages For illegal existing Networks | MTR | 0 | 0 | 0 | 0 | SC_Apply | السعد للمقاولات المتكاملة | 6 - Huwaydi Village | Alternative Sewer Networks in which cannot be considered as Re-location of Publice Utilites and Requires Full Transfer of Pipe lines and Chambers to avoid Potential Social damages For illegal existing Networks | MTR | 0 | 150 | 0 | EGP | SC_Apply
Abo Shanab El Agamien _0195 |  | RFQ-00074 | Mostafa Ramadan | Operation | 2024-05-22 | Sewerage Network-Infrastructure | Approved | 7 - Iz. Raslan & Iz. Mokhtar Eiss | Alternative Sewer Networks in which cannot be considered as Re-location of Publice Utilites and Requires Full Transfer of Pipe lines and Chambers to avoid Potential Social damages For illegal existing Networks | MTR | 0 | 0 | 0 | 0 | SC_Apply | السعد للمقاولات المتكاملة | 7 - Iz. Raslan & Iz. Mokhtar Eiss | Alternative Sewer Networks in which cannot be considered as Re-location of Publice Utilites and Requires Full Transfer of Pipe lines and Chambers to avoid Potential Social damages For illegal existing Networks | MTR | 0 | 150 | 0 | EGP | SC_Apply
Abo Shanab El Agamien _0195 |  | RFQ-00074 | Mostafa Ramadan | Operation | 2024-05-22 | Sewerage Network-Infrastructure | Approved | 5 - 5-Tahawi Village.5-Tahawi Village-BILL NO. 1: SEWAGE NETWORK-7-1.6-a | Concrete encasement 25cm (200mm) | ECH | 190 | 96 | 344.22 | 33045.12 | SC_Supply/Apply | السعد للمقاولات المتكاملة | 5 - 5-Tahawi Village.5-Tahawi Village-BILL NO. 1: SEWAGE NETWORK-7-1.6-a | Concrete encasement 25cm (200mm) | ECH | 96 | 350 | 33600 | EGP | SC_Supply/Apply
Abo Shanab El Agamien _0195 |  | RFQ-00074 | Mostafa Ramadan | Operation | 2024-05-22 | Sewerage Network-Infrastructure | Approved | 9 - 9-Iz. Seror.9-Iz. Seror-BILL NO. 1: SEWAGE NETWORK-7-1.6-b | Concrete encasement 25cm (250mm) | ECH | 20 | 15 | 411.46 | 6171.9 | SC_Supply/Apply | السعد للمقاولات المتكاملة | 9 - 9-Iz. Seror.9-Iz. Seror-BILL NO. 1: SEWAGE NETWORK-7-1.6-b | Concrete encasement 25cm (250mm) | ECH | 15 | 400 | 6000 | EGP | SC_Supply/Apply
Abo Shanab El Agamien _0195 |  | RFQ-00074 | Mostafa Ramadan | Operation | 2024-05-22 | Sewerage Network-Infrastructure | Approved | 5 - 5-Tahawi Village.5-Tahawi Village-BILL NO. 1: SEWAGE NETWORK-7-1.6-b | Concrete encasement 25cm (250mm) | ECH | 70 | 15 | 411.46 | 6171.9 | SC_Supply/Apply | السعد للمقاولات المتكاملة | 5 - 5-Tahawi Village.5-Tahawi Village-BILL NO. 1: SEWAGE NETWORK-7-1.6-b | Concrete encasement 25cm (250mm) | ECH | 15 | 400 | 6000 | EGP | SC_Supply/Apply
Abo Shanab El Agamien _0195 |  | RFQ-00074 | Mostafa Ramadan | Operation | 2024-05-22 | Sewerage Network-Infrastructure | Approved | 5 - 5-Tahawi Village.5-Tahawi Village-BILL NO. 1: SEWAGE NETWORK-7-1.6-c | Concrete encasement 25cm (300mm) | ECH | 20 | 6 | 479.05 | 2874.3 | SC_Supply/Apply | السعد للمقاولات المتكاملة | 5 - 5-Tahawi Village.5-Tahawi Village-BILL NO. 1: SEWAGE NETWORK-7-1.6-c | Concrete encasement 25cm (300mm) | ECH | 6 | 400 | 2400 | EGP | SC_Supply/Apply
Abo Shanab El Agamien _0195 |  | RFQ-00074 | Mostafa Ramadan | Operation | 2024-05-22 | Sewerage Network-Infrastructure | Approved | 5 - 5-Tahawi Village.5-Tahawi Village-BILL NO. 1: SEWAGE NETWORK-7-1.6-c | Concrete encasement 25cm (300mm) | ECH | 20 | 6 | 432.93 | 2597.58 | SC_Supply/Apply | السعد للمقاولات المتكاملة | 5 - 5-Tahawi Village.5-Tahawi Village-BILL NO. 1: SEWAGE NETWORK-7-1.6-c | Concrete encasement 25cm (300mm) | ECH | 6 | 400 | 2400 | EGP | SC_Supply/Apply
Abo Shanab El Agamien _0195 |  | RFQ-00074 | Mostafa Ramadan | Operation | 2024-05-22 | Sewerage Network-Infrastructure | Approved | 2 - 2- Iz. Kariman Sednaoui.2- Iz. Kariman Sednaoui-BILL NO. 1: SEWAGE NETWORK-7-1.6-a | Concrete encasement 25cm (200mm) | ECH | 250 | 53 | 348.71 | 18481.63 | SC_Supply/Apply | السعد للمقاولات المتكاملة | 2 - 2- Iz. Kariman Sednaoui.2- Iz. Kariman Sednaoui-BILL NO. 1: SEWAGE NETWORK-7-1.6-a | Concrete encasement 25cm (200mm) | ECH | 53 | 350 | 18550 | EGP | SC_Supply/Apply
Abo Shanab El Agamien _0195 |  | RFQ-00074 | Mostafa Ramadan | Operation | 2024-05-22 | Sewerage Network-Infrastructure | Approved | 2 - 2- Iz. Kariman Sednaoui.2- Iz. Kariman Sednaoui-BILL NO. 1: SEWAGE NETWORK-7-1.6-b | Concrete encasement 25cm (250mm) | ECH | 70 | 15 | 411.46 | 6171.9 | SC_Supply/Apply | السعد للمقاولات المتكاملة | 2 - 2- Iz. Kariman Sednaoui.2- Iz. Kariman Sednaoui-BILL NO. 1: SEWAGE NETWORK-7-1.6-b | Concrete encasement 25cm (250mm) | ECH | 15 | 400 | 6000 | EGP | SC_Supply/Apply
Abo Shanab El Agamien _0195 |  | RFQ-00074 | Mostafa Ramadan | Operation | 2024-05-22 | Sewerage Network-Infrastructure | Approved | 7 - 7-Iz. Raslan & Iz. Mokhtar Eiss.7-Iz. Raslan & Iz. Mokhtar Eissa-BILL NO. 1: SEWAGE NETWORK-8-1.6-b | Concrete encasement 25cm (250mm) | ECH | 20 | 15 | 411.46 | 6171.9 | SC_Supply/Apply | السعد للمقاولات المتكاملة | 7 - 7-Iz. Raslan & Iz. Mokhtar Eiss.7-Iz. Raslan & Iz. Mokhtar Eissa-BILL NO. 1: SEWAGE NETWORK-8-1.6-b | Concrete encasement 25cm (250mm) | ECH | 15 | 400 | 6000 | EGP | SC_Supply/Apply
Abo Shanab El Agamien _0195 |  | RFQ-00074 | Mostafa Ramadan | Operation | 2024-05-22 | Sewerage Network-Infrastructure | Approved | 4 - 4-Iz. Al Biltaji.4-Iz. Al Biltaji-BILL NO. 1: SEWAGE NETWORK-7-1.6-a | Concrete encasement 25cm (200mm) | ECH | 210 | 53 | 344.22 | 18243.66 | SC_Supply/Apply | السعد للمقاولات المتكاملة | 4 - 4-Iz. Al Biltaji.4-Iz. Al Biltaji-BILL NO. 1: SEWAGE NETWORK-7-1.6-a | Concrete encasement 25cm (200mm) | ECH | 53 | 350 | 18550 | EGP | SC_Supply/Apply
Abo Shanab El Agamien _0195 |  | RFQ-00074 | Mostafa Ramadan | Operation | 2024-05-22 | Sewerage Network-Infrastructure | Approved | 1 - Sharaf Al Deen | Alternative Water Networks in which cannot be considered as Re-location of Publice Utilites and Requires Full Transfer of Pipe lines and Valves to water Disconnection | MTR | 0 | 0 | 0 | 0 | SC_Apply | السعد للمقاولات المتكاملة | 1 - Sharaf Al Deen | Alternative Water Networks in which cannot be considered as Re-location of Publice Utilites and Requires Full Transfer of Pipe lines and Valves to water Disconnection | MTR | 0 | 100 | 0 | EGP | SC_Apply
Abo Shanab El Agamien _0195 |  | RFQ-00074 | Mostafa Ramadan | Operation | 2024-05-22 | Sewerage Network-Infrastructure | Approved | 2 - Kariman sednaoui | Alternative Water Networks in which cannot be considered as Re-location of Publice Utilites and Requires Full Transfer of Pipe lines and Valves to water Disconnection | MTR | 0 | 0 | 0 | 0 | SC_Apply | السعد للمقاولات المتكاملة | 2 - Kariman sednaoui | Alternative Water Networks in which cannot be considered as Re-location of Publice Utilites and Requires Full Transfer of Pipe lines and Valves to water Disconnection | MTR | 0 | 100 | 0 | EGP | SC_Apply
Abo Shanab El Agamien _0195 |  | RFQ-00074 | Mostafa Ramadan | Operation | 2024-05-22 | Sewerage Network-Infrastructure | Approved | 3 - Junaidi Wisa Iz. Zaki Wisa | Alternative Water Networks in which cannot be considered as Re-location of Publice Utilites and Requires Full Transfer of Pipe lines and Valves to water Disconnection | MTR | 0 | 0 | 0 | 0 | SC_Apply | السعد للمقاولات المتكاملة | 3 - Junaidi Wisa Iz. Zaki Wisa | Alternative Water Networks in which cannot be considered as Re-location of Publice Utilites and Requires Full Transfer of Pipe lines and Valves to water Disconnection | MTR | 0 | 100 | 0 | EGP | SC_Apply
Abo Shanab El Agamien _0195 |  | RFQ-00074 | Mostafa Ramadan | Operation | 2024-05-22 | Sewerage Network-Infrastructure | Approved | 7 - Iz. Raslan & Iz. Mokhtar Eiss | Alternative Water Networks in which cannot be considered as Re-location of Publice Utilites and Requires Full Transfer of Pipe lines and Valves to water Disconnection | MTR | 0 | 0 | 0 | 0 | SC_Apply | السعد للمقاولات المتكاملة | 7 - Iz. Raslan & Iz. Mokhtar Eiss | Alternative Water Networks in which cannot be considered as Re-location of Publice Utilites and Requires Full Transfer of Pipe lines and Valves to water Disconnection | MTR | 0 | 100 | 0 | EGP | SC_Apply
Abo Shanab El Agamien _0195 |  | RFQ-00074 | Mostafa Ramadan | Operation | 2024-05-22 | Sewerage Network-Infrastructure | Approved | 8-Iz. Abd Al-Qawy Salem & Iz. Zaraby | Alternative Water Networks in which cannot be considered as Re-location of Publice Utilites and Requires Full Transfer of Pipe lines and Valves to water Disconnection | MTR | 0 | 0 | 0 | 0 | SC_Apply | السعد للمقاولات المتكاملة | 8-Iz. Abd Al-Qawy Salem & Iz. Zaraby | Alternative Water Networks in which cannot be considered as Re-location of Publice Utilites and Requires Full Transfer of Pipe lines and Valves to water Disconnection | MTR | 0 | 100 | 0 | EGP | SC_Apply
Abo Shanab El Agamien _0195 |  | RFQ-00074 | Mostafa Ramadan | Operation | 2024-05-22 | Sewerage Network-Infrastructure | Approved | 4 - 4-Iz. Al Biltaji.4-Iz. Al Biltaji-BILL NO. 1: SEWAGE NETWORK-7-1.6-b | Concrete encasement 25cm (250mm) | ECH | 40 | 15 | 411.46 | 6171.9 | SC_Supply/Apply | السعد للمقاولات المتكاملة | 4 - 4-Iz. Al Biltaji.4-Iz. Al Biltaji-BILL NO. 1: SEWAGE NETWORK-7-1.6-b | Concrete encasement 25cm (250mm) | ECH | 15 | 400 | 6000 | EGP | SC_Supply/Apply
Abo Shanab El Agamien _0195 |  | RFQ-00074 | Mostafa Ramadan | Operation | 2024-05-22 | Sewerage Network-Infrastructure | Approved | 1 - Sharaf Al Deen | Alternative Sewer Networks in which cannot be considered as Re-location of Publice Utilites and Requires Full Transfer of Pipe lines and Chambers to avoid Potential Social damages For illegal existing Networks | MTR | 0 | 0 | 0 | 0 | SC_Apply | السعد للمقاولات المتكاملة | 1 - Sharaf Al Deen | Alternative Sewer Networks in which cannot be considered as Re-location of Publice Utilites and Requires Full Transfer of Pipe lines and Chambers to avoid Potential Social damages For illegal existing Networks | MTR | 0 | 150 | 0 | EGP | SC_Apply
Abo Shanab El Agamien _0195 |  | RFQ-00074 | Mostafa Ramadan | Operation | 2024-05-22 | Sewerage Network-Infrastructure | Approved | 2 - Kariman sednaoui | Alternative Sewer Networks in which cannot be considered as Re-location of Publice Utilites and Requires Full Transfer of Pipe lines and Chambers to avoid Potential Social damages For illegal existing Networks | MTR | 0 | 0 | 0 | 0 | SC_Apply | السعد للمقاولات المتكاملة | 2 - Kariman sednaoui | Alternative Sewer Networks in which cannot be considered as Re-location of Publice Utilites and Requires Full Transfer of Pipe lines and Chambers to avoid Potential Social damages For illegal existing Networks | MTR | 0 | 150 | 0 | EGP | SC_Apply
Abo Shanab El Agamien _0195 |  | RFQ-00074 | Mostafa Ramadan | Operation | 2024-05-22 | Sewerage Network-Infrastructure | Approved | 10 - "10 - ABOU .10 - ABOU NASSAR, AL ESSAWI & ABOU SAEDA-BILL NO. 1: SEWAGE NETWORK-7-1.6-a | Concrete encasement 25cm (200mm) | ECH | 120 | 61 | 344.22 | 20997.42 | SC_Supply/Apply | السعد للمقاولات المتكاملة | 10 - "10 - ABOU .10 - ABOU NASSAR, AL ESSAWI & ABOU SAEDA-BILL NO. 1: SEWAGE NETWORK-7-1.6-a | Concrete encasement 25cm (200mm) | ECH | 61 | 350 | 21350 | EGP | SC_Supply/Apply
Abo Shanab El Agamien _0195 |  | RFQ-00074 | Mostafa Ramadan | Operation | 2024-05-22 | Sewerage Network-Infrastructure | Approved | 10 - "10 - ABOU .10 - ABOU NASSAR, AL ESSAWI & ABOU SAEDA-BILL NO. 1: SEWAGE NETWORK-7-1.6-b | Concrete encasement 25cm (250mm) | ECH | 30 | 15 | 411.46 | 6171.9 | SC_Supply/Apply | السعد للمقاولات المتكاملة | 10 - "10 - ABOU .10 - ABOU NASSAR, AL ESSAWI & ABOU SAEDA-BILL NO. 1: SEWAGE NETWORK-7-1.6-b | Concrete encasement 25cm (250mm) | ECH | 15 | 400 | 6000 | EGP | SC_Supply/Apply
Abo Shanab El Agamien _0195 |  | RFQ-00074 | Mostafa Ramadan | Operation | 2024-05-22 | Sewerage Network-Infrastructure | Approved | 6 - 6-Huwaydi Village.6-Huwaydi Village-BILL NO. 1: SEWAGE NETWORK-7-1.6.3-a | Concrete encasement 25cm (200mm) | ECH | 50 | 50 | 344.22 | 17211 | SC_Supply/Apply | السعد للمقاولات المتكاملة | 6 - 6-Huwaydi Village.6-Huwaydi Village-BILL NO. 1: SEWAGE NETWORK-7-1.6.3-a | Concrete encasement 25cm (200mm) | ECH | 50 | 350 | 17500 | EGP | SC_Supply/Apply
Abo Shanab El Agamien _0195 |  | RFQ-00074 | Mostafa Ramadan | Operation | 2024-05-22 | Sewerage Network-Infrastructure | Approved | 6 - 6-Huwaydi Village.6-Huwaydi Village-BILL NO. 1: SEWAGE NETWORK-7-1.6.3-b | Concrete encasement 25cm (250mm) | ECH | 40 | 15 | 411.46 | 6171.9 | SC_Supply/Apply | السعد للمقاولات المتكاملة | 6 - 6-Huwaydi Village.6-Huwaydi Village-BILL NO. 1: SEWAGE NETWORK-7-1.6.3-b | Concrete encasement 25cm (250mm) | ECH | 15 | 400 | 6000 | EGP | SC_Supply/Apply
Abo Shanab El Agamien _0195 |  | RFQ-00074 | Mostafa Ramadan | Operation | 2024-05-22 | Sewerage Network-Infrastructure | Approved | 3 - 3- Iz.Junaidi Wisa & Iz. Zaki W.3- Iz.Junaidi Wisa & Iz. Zaki Wisa-BILL NO. 1: SEWAGE NETWORK-8-1.8-b | Concrete encasement 25cm (250mm) | ECH | 20 | 15 | 411.46 | 6171.9 | SC_Supply/Apply | السعد للمقاولات المتكاملة | 3 - 3- Iz.Junaidi Wisa & Iz. Zaki W.3- Iz.Junaidi Wisa & Iz. Zaki Wisa-BILL NO. 1: SEWAGE NETWORK-8-1.8-b | Concrete encasement 25cm (250mm) | ECH | 15 | 400 | 6000 | EGP | SC_Supply/Apply
Abo Shanab El Agamien _0195 |  | RFQ-00074 | Mostafa Ramadan | Operation | 2024-05-22 | Sewerage Network-Infrastructure | Approved | 9 - 9-Iz. Seror.9-Iz. Seror-BILL NO. 1: SEWAGE NETWORK-7-1.6-a | Concrete encasement 25cm (200mm) | ECH | 80 | 56 | 344.22 | 19276.32 | SC_Supply/Apply | السعد للمقاولات المتكاملة | 9 - 9-Iz. Seror.9-Iz. Seror-BILL NO. 1: SEWAGE NETWORK-7-1.6-a | Concrete encasement 25cm (200mm) | ECH | 56 | 350 | 19600 | EGP | SC_Supply/Apply
Abo Shanab El Agamien _0195 |  | RFQ-00074 | Mostafa Ramadan | Operation | 2024-05-22 | Sewerage Network-Infrastructure | Approved | 4 - IZ. AL BILTAJI | Alternative Water Networks in which cannot be considered as Re-location of Publice Utilites and Requires Full Transfer of Pipe lines and Valves to water Disconnection | MTR | 0 | 0 | 0 | 0 | SC_Apply | السعد للمقاولات المتكاملة | 4 - IZ. AL BILTAJI | Alternative Water Networks in which cannot be considered as Re-location of Publice Utilites and Requires Full Transfer of Pipe lines and Valves to water Disconnection | MTR | 0 | 100 | 0 | EGP | SC_Apply
Abo Shanab El Agamien _0195 |  | RFQ-00074 | Mostafa Ramadan | Operation | 2024-05-22 | Sewerage Network-Infrastructure | Approved | 5 - Tahawi Village | Alternative Water Networks in which cannot be considered as Re-location of Publice Utilites and Requires Full Transfer of Pipe lines and Valves to water Disconnection | MTR | 0 | 0 | 0 | 0 | SC_Apply | السعد للمقاولات المتكاملة | 5 - Tahawi Village | Alternative Water Networks in which cannot be considered as Re-location of Publice Utilites and Requires Full Transfer of Pipe lines and Valves to water Disconnection | MTR | 0 | 100 | 0 | EGP | SC_Apply
Abo Shanab El Agamien _0195 |  | RFQ-00074 | Mostafa Ramadan | Operation | 2024-05-22 | Sewerage Network-Infrastructure | Approved | 6 - Huwaydi Village | Alternative Water Networks in which cannot be considered as Re-location of Publice Utilites and Requires Full Transfer of Pipe lines and Valves to water Disconnection | MTR | 0 | 0 | 0 | 0 | SC_Apply | السعد للمقاولات المتكاملة | 6 - Huwaydi Village | Alternative Water Networks in which cannot be considered as Re-location of Publice Utilites and Requires Full Transfer of Pipe lines and Valves to water Disconnection | MTR | 0 | 100 | 0 | EGP | SC_Apply
Abo Shanab El Agamien _0195 |  | RFQ-00074 | Mostafa Ramadan | Operation | 2024-05-22 | Sewerage Network-Infrastructure | Approved | 8 - 8-Iz. Abd Al-Qawy Salem & Iz. Z.8-Iz. Abd Al-Qawy Salem & Iz. Zaraby-BILL NO. 1: SEWAGE NETWORK-7-1.6-a | Concrete encasement 25cm (200mm) | ECH | 190 | 53 | 344.22 | 18243.66 | SC_Supply/Apply | السعد للمقاولات المتكاملة | 8 - 8-Iz. Abd Al-Qawy Salem & Iz. Z.8-Iz. Abd Al-Qawy Salem & Iz. Zaraby-BILL NO. 1: SEWAGE NETWORK-7-1.6-a | Concrete encasement 25cm (200mm) | ECH | 53 | 350 | 18550 | EGP | SC_Supply/Apply
Abo Shanab El Agamien _0195 |  | RFQ-00074 | Mostafa Ramadan | Operation | 2024-05-22 | Sewerage Network-Infrastructure | Approved | 8 - 8-Iz. Abd Al-Qawy Salem & Iz. Z.8-Iz. Abd Al-Qawy Salem & Iz. Zaraby-BILL NO. 1: SEWAGE NETWORK-7-1.6-b | Concrete encasement 25cm (250mm) | ECH | 70 | 15 | 411.46 | 6171.9 | SC_Supply/Apply | السعد للمقاولات المتكاملة | 8 - 8-Iz. Abd Al-Qawy Salem & Iz. Z.8-Iz. Abd Al-Qawy Salem & Iz. Zaraby-BILL NO. 1: SEWAGE NETWORK-7-1.6-b | Concrete encasement 25cm (250mm) | ECH | 15 | 400 | 6000 | EGP | SC_Supply/Apply
Abo Shanab El Agamien _0195 |  | RFQ-00074 | Mostafa Ramadan | Operation | 2024-05-22 | Sewerage Network-Infrastructure | Approved | 8 - 8-Iz. Abd Al-Qawy Salem & Iz. Z.8-Iz. Abd Al-Qawy Salem & Iz. Zaraby-BILL NO. 1: SEWAGE NETWORK-7-1.6-c | Concrete encasement 25cm (300mm) | ECH | 10 | 6 | 479.05 | 2874.3 | SC_Supply/Apply | السعد للمقاولات المتكاملة | 8 - 8-Iz. Abd Al-Qawy Salem & Iz. Z.8-Iz. Abd Al-Qawy Salem & Iz. Zaraby-BILL NO. 1: SEWAGE NETWORK-7-1.6-c | Concrete encasement 25cm (300mm) | ECH | 6 | 400 | 2400 | EGP | SC_Supply/Apply
Abo Shanab El Agamien _0195 |  | RFQ-00074 | Mostafa Ramadan | Operation | 2024-05-22 | Sewerage Network-Infrastructure | Approved | 8 - 8-Iz. Abd Al-Qawy Salem & Iz. Z.8-Iz. Abd Al-Qawy Salem & Iz. Zaraby-BILL NO. 1: SEWAGE NETWORK-7-1.6-c | Concrete encasement 25cm (300mm) | ECH | 10 | 6 | 432.93 | 2597.58 | SC_Supply/Apply | السعد للمقاولات المتكاملة | 8 - 8-Iz. Abd Al-Qawy Salem & Iz. Z.8-Iz. Abd Al-Qawy Salem & Iz. Zaraby-BILL NO. 1: SEWAGE NETWORK-7-1.6-c | Concrete encasement 25cm (300mm) | ECH | 6 | 400 | 2400 | EGP | SC_Supply/Apply
Abo Shanab El Agamien _0195 |  | RFQ-00074 | Mostafa Ramadan | Operation | 2024-05-22 | Sewerage Network-Infrastructure | Approved | 8-Iz. Abd Al-Qawy Salem & Iz. Zaraby | Alternative Sewer Networks in which cannot be considered as Re-location of Publice Utilites and Requires Full Transfer of Pipe lines and Chambers to avoid Potential Social damages For illegal existing Networks | MTR | 0 | 0 | 0 | 0 | SC_Apply | السعد للمقاولات المتكاملة | 8-Iz. Abd Al-Qawy Salem & Iz. Zaraby | Alternative Sewer Networks in which cannot be considered as Re-location of Publice Utilites and Requires Full Transfer of Pipe lines and Chambers to avoid Potential Social damages For illegal existing Networks | MTR | 0 | 150 | 0 | EGP | SC_Apply
Abo Shanab El Agamien _0195 |  | RFQ-00074 | Mostafa Ramadan | Operation | 2024-05-22 | Sewerage Network-Infrastructure | Approved | 9 - Seror | Alternative Water Networks in which cannot be considered as Re-location of Publice Utilites and Requires Full Transfer of Pipe lines and Valves to water Disconnection | MTR | 0 | 0 | 0 | 0 | SC_Apply | السعد للمقاولات المتكاملة | 9 - Seror | Alternative Water Networks in which cannot be considered as Re-location of Publice Utilites and Requires Full Transfer of Pipe lines and Valves to water Disconnection | MTR | 0 | 100 | 0 | EGP | SC_Apply
Abo Shanab El Agamien _0195 |  | RFQ-00074 | Mostafa Ramadan | Operation | 2024-05-22 | Sewerage Network-Infrastructure | Approved | 10 - ABOU NASSAR, AL ESSAWI & ABOU SAEDA | Alternative Water Networks in which cannot be considered as Re-location of Publice Utilites and Requires Full Transfer of Pipe lines and Valves to water Disconnection | MTR | 0 | 0 | 0 | 0 | SC_Apply | السعد للمقاولات المتكاملة | 10 - ABOU NASSAR, AL ESSAWI & ABOU SAEDA | Alternative Water Networks in which cannot be considered as Re-location of Publice Utilites and Requires Full Transfer of Pipe lines and Valves to water Disconnection | MTR | 0 | 100 | 0 | EGP | SC_Apply
Abo Shanab El Agamien _0195 |  | RFQ-00074 | Mostafa Ramadan | Operation | 2024-05-22 | Sewerage Network-Infrastructure | Approved | 3 - 3- Iz.Junaidi Wisa & Iz. Zaki W.3- Iz.Junaidi Wisa & Iz. Zaki Wisa-BILL NO. 1: SEWAGE NETWORK-8-1.8-a | Concrete encasement 25cm (200mm) | ECH | 100 | 53 | 344.22 | 18243.66 | SC_Supply/Apply | السعد للمقاولات المتكاملة | 3 - 3- Iz.Junaidi Wisa & Iz. Zaki W.3- Iz.Junaidi Wisa & Iz. Zaki Wisa-BILL NO. 1: SEWAGE NETWORK-8-1.8-a | Concrete encasement 25cm (200mm) | ECH | 53 | 350 | 18550 | EGP | SC_Supply/Apply
Abo Shanab El Agamien _0195 |  | RFQ-00074 | Mostafa Ramadan | Operation | 2024-05-22 | Sewerage Network-Infrastructure | Approved | 9 - Seror | Alternative Sewer Networks in which cannot be considered as Re-location of Publice Utilites and Requires Full Transfer of Pipe lines and Chambers to avoid Potential Social damages For illegal existing Networks | MTR | 0 | 0 | 0 | 0 | SC_Apply | السعد للمقاولات المتكاملة | 9 - Seror | Alternative Sewer Networks in which cannot be considered as Re-location of Publice Utilites and Requires Full Transfer of Pipe lines and Chambers to avoid Potential Social damages For illegal existing Networks | MTR | 0 | 150 | 0 | EGP | SC_Apply
Abo Shanab El Agamien _0195 |  | RFQ-00074 | Mostafa Ramadan | Operation | 2024-05-22 | Sewerage Network-Infrastructure | Approved | 10 - ABOU NASSAR, AL ESSAWI & ABOU SAEDA | Alternative Sewer Networks in which cannot be considered as Re-location of Publice Utilites and Requires Full Transfer of Pipe lines and Chambers to avoid Potential Social damages For illegal existing Networks | MTR | 0 | 0 | 0 | 0 | SC_Apply | السعد للمقاولات المتكاملة | 10 - ABOU NASSAR, AL ESSAWI & ABOU SAEDA | Alternative Sewer Networks in which cannot be considered as Re-location of Publice Utilites and Requires Full Transfer of Pipe lines and Chambers to avoid Potential Social damages For illegal existing Networks | MTR | 0 | 150 | 0 | EGP | SC_Apply
Abo Shanab El Agamien _0195 |  | RFQ-00074 | Mostafa Ramadan | Operation | 2024-05-22 | Sewerage Network-Infrastructure | Approved | 10 - "10 - ABOU .10 - ABOU NASSAR, AL ESSAWI & ABOU SAEDA-BILL NO. 1: SEWAGE NETWORK-7-1.6-c | Concrete encasement 25cm (300mm) | ECH | 20 | 6 | 479.05 | 2874.3 | SC_Supply/Apply | السعد للمقاولات المتكاملة | 10 - "10 - ABOU .10 - ABOU NASSAR, AL ESSAWI & ABOU SAEDA-BILL NO. 1: SEWAGE NETWORK-7-1.6-c | Concrete encasement 25cm (300mm) | ECH | 6 | 400 | 2400 | EGP | SC_Supply/Apply
Abo Shanab El Agamien _0195 |  | RFQ-00074 | Mostafa Ramadan | Operation | 2024-05-22 | Sewerage Network-Infrastructure | Approved | 10 - "10 - ABOU .10 - ABOU NASSAR, AL ESSAWI & ABOU SAEDA-BILL NO. 1: SEWAGE NETWORK-7-1.6-c | Concrete encasement 25cm (300mm) | ECH | 20 | 6 | 432.93 | 2597.58 | SC_Supply/Apply | السعد للمقاولات المتكاملة | 10 - "10 - ABOU .10 - ABOU NASSAR, AL ESSAWI & ABOU SAEDA-BILL NO. 1: SEWAGE NETWORK-7-1.6-c | Concrete encasement 25cm (300mm) | ECH | 6 | 400 | 2400 | EGP | SC_Supply/Apply
Abo Shanab El Agamien _0195 |  | RFQ-00074 | Mostafa Ramadan | Operation | 2024-05-22 | Sewerage Network-Infrastructure | Approved | 1 - Sharaf Al Deen-BILL NO. 1: SEWAGE NETWORK-13-1.6-a | Concrete encasement 25cm (200mm) | ECH | 100 | 53 | 344.22 | 18243.66 | SC_Supply/Apply | السعد للمقاولات المتكاملة | 1 - Sharaf Al Deen-BILL NO. 1: SEWAGE NETWORK-13-1.6-a | Concrete encasement 25cm (200mm) | ECH | 53 | 350 | 18550 | EGP | SC_Supply/Apply
Abo Shanab El Agamien _0195 |  | RFQ-00074 | Mostafa Ramadan | Operation | 2024-05-22 | Sewerage Network-Infrastructure | Approved | 1 - Sharaf Al Deen-BILL NO. 1: SEWAGE NETWORK-13-1.6-b | Concrete encasement 25cm (250mm) | ECH | 50 | 21 | 411.46 | 8640.66 | SC_Supply/Apply | السعد للمقاولات المتكاملة | 1 - Sharaf Al Deen-BILL NO. 1: SEWAGE NETWORK-13-1.6-b | Concrete encasement 25cm (250mm) | ECH | 21 | 400 | 8400 | EGP | SC_Supply/Apply
Abo Shanab El Agamien _0195 |  | RFQ-00074 | Mostafa Ramadan | Operation | 2024-05-22 | Sewerage Network-Infrastructure | Approved | 10 - "10 - ABOU .10 - ABOU NASSAR, AL ESSAWI & ABOU SAEDA-BILL NO. 1: SEWAGE NETWORK-4-1.1.1-b.1 | *DN/ID 200 mm sewer dia pipes (SN 8) Depth to invert not exceeding 1.5 m | MTR | 2125 | 990 | 206.08 | 204019.2 | SC_Supply/Apply | السعد للمقاولات المتكاملة | 10 - "10 - ABOU .10 - ABOU NASSAR, AL ESSAWI & ABOU SAEDA-BILL NO. 1: SEWAGE NETWORK-4-1.1.1-b.1 | *DN/ID 200 mm sewer dia pipes (SN 8) Depth to invert not exceeding 1.5 m | MTR | 990 | 467 | 462330 | EGP | SC_Supply/Apply
Abo Shanab El Agamien _0195 |  | RFQ-00074 | Mostafa Ramadan | Operation | 2024-05-22 | Sewerage Network-Infrastructure | Approved | 2 - 2- Iz. Kariman Sednaoui.2- Iz. Kariman Sednaoui-BILL NO. 1: SEWAGE NETWORK-4-1.1.1-a.1 | *DN/ID 200 mm sewer dia pipes (SN 8) Depth to invert not exceeding 1.5 m | MTR | 1700 | 985 | 206.08 | 202988.8 | SC_Supply/Apply | السعد للمقاولات المتكاملة | 2 - 2- Iz. Kariman Sednaoui.2- Iz. Kariman Sednaoui-BILL NO. 1: SEWAGE NETWORK-4-1.1.1-a.1 | *DN/ID 200 mm sewer dia pipes (SN 8) Depth to invert not exceeding 1.5 m | MTR | 985 | 467 | 459995 | EGP | SC_Supply/Apply
Abo Shanab El Agamien _0195 |  | RFQ-00074 | Mostafa Ramadan | Operation | 2024-05-22 | Sewerage Network-Infrastructure | Approved | 4 - 4-Iz. Al Biltaji.4-Iz. Al Biltaji-BILL NO. 1: SEWAGE NETWORK-4-1.1.1-b.1 | *DN/ID 200 mm sewer dia pipes (SN 8) Depth to invert not exceeding 1.5 m | MTR | 1300 | 985 | 206.08 | 202988.8 | SC_Supply/Apply | السعد للمقاولات المتكاملة | 4 - 4-Iz. Al Biltaji.4-Iz. Al Biltaji-BILL NO. 1: SEWAGE NETWORK-4-1.1.1-b.1 | *DN/ID 200 mm sewer dia pipes (SN 8) Depth to invert not exceeding 1.5 m | MTR | 985 | 467 | 459995 | EGP | SC_Supply/Apply
Abo Shanab El Agamien _0195 |  | RFQ-00074 | Mostafa Ramadan | Operation | 2024-05-22 | Sewerage Network-Infrastructure | Approved | 1 - Sharaf Al Deen-BILL NO. 1: SEWAGE NETWORK-9-1.1.1-b.1 | *DN/ID 200 mm sewer dia pipes (SN 8) Depth to invert not exceeding 1.5 m | MTR | 2100 | 985 | 206.08 | 202988.8 | SC_Supply/Apply | السعد للمقاولات المتكاملة | 1 - Sharaf Al Deen-BILL NO. 1: SEWAGE NETWORK-9-1.1.1-b.1 | *DN/ID 200 mm sewer dia pipes (SN 8) Depth to invert not exceeding 1.5 m | MTR | 985 | 467 | 459995 | EGP | SC_Supply/Apply
Abo Shanab El Agamien _0195 |  | RFQ-00074 | Mostafa Ramadan | Operation | 2024-05-22 | Sewerage Network-Infrastructure | Approved | 6 - 6-Huwaydi Village.6-Huwaydi Village-BILL NO. 1: SEWAGE NETWORK-4-1.1.1-b.1 | *DN/ID 200 mm sewer dia pipes (SN 8) Depth to invert not exceeding 1.5 m | MTR | 1900 | 990 | 206.08 | 204019.2 | SC_Supply/Apply | السعد للمقاولات المتكاملة | 6 - 6-Huwaydi Village.6-Huwaydi Village-BILL NO. 1: SEWAGE NETWORK-4-1.1.1-b.1 | *DN/ID 200 mm sewer dia pipes (SN 8) Depth to invert not exceeding 1.5 m | MTR | 990 | 467 | 462330 | EGP | SC_Supply/Apply
Abo Shanab El Agamien _0195 |  | RFQ-00074 | Mostafa Ramadan | Operation | 2024-05-22 | Sewerage Network-Infrastructure | Approved | 9 - 9-Iz. Seror.9-Iz. Seror-BILL NO. 1: SEWAGE NETWORK-4-1.1.1-b.1 | *DN/ID 200 mm sewer dia pipes (SN 8) Depth to invert not exceeding 1.5 m | MTR | 2700 | 990 | 206.08 | 204019.2 | SC_Supply/Apply | السعد للمقاولات المتكاملة | 9 - 9-Iz. Seror.9-Iz. Seror-BILL NO. 1: SEWAGE NETWORK-4-1.1.1-b.1 | *DN/ID 200 mm sewer dia pipes (SN 8) Depth to invert not exceeding 1.5 m | MTR | 990 | 467 | 462330 | EGP | SC_Supply/Apply
Abo Shanab El Agamien _0195 |  | RFQ-00074 | Mostafa Ramadan | Operation | 2024-05-22 | Sewerage Network-Infrastructure | Approved | 3 - 3- Iz.Junaidi Wisa & Iz. Zaki W.3- Iz.Junaidi Wisa & Iz. Zaki Wisa-BILL NO. 1: SEWAGE NETWORK-4-1.1.1-b.1 | *DN/ID 200 mm sewer dia pipes (SN 8) Depth to invert not exceeding 1.5 m | MTR | 1500 | 990 | 206.08 | 204019.2 | SC_Supply/Apply | السعد للمقاولات المتكاملة | 3 - 3- Iz.Junaidi Wisa & Iz. Zaki W.3- Iz.Junaidi Wisa & Iz. Zaki Wisa-BILL NO. 1: SEWAGE NETWORK-4-1.1.1-b.1 | *DN/ID 200 mm sewer dia pipes (SN 8) Depth to invert not exceeding 1.5 m | MTR | 990 | 467 | 462330 | EGP | SC_Supply/Apply
Abo Shanab El Agamien _0195 |  | RFQ-00074 | Mostafa Ramadan | Operation | 2024-05-22 | Sewerage Network-Infrastructure | Approved | 6 - 6-Huwaydi Village.6-Huwaydi Village-BILL NO. 1: SEWAGE NETWORK-4-1.1.1-e.1 | DN/ID 400 mm dia sewer pipes (SN 8) Ditto, depth to invert between 2.5 m and 3.50 m | MTR | 270 | 150 | 448.39 | 67258.5 | SC_Supply/Apply | السعد للمقاولات المتكاملة | 6 - 6-Huwaydi Village.6-Huwaydi Village-BILL NO. 1: SEWAGE NETWORK-4-1.1.1-e.1 | DN/ID 400 mm dia sewer pipes (SN 8) Ditto, depth to invert between 2.5 m and 3.50 m | MTR | 150 | 1171 | 175650 | EGP | SC_Supply/Apply
Abo Shanab El Agamien _0195 |  | RFQ-00074 | Mostafa Ramadan | Operation | 2024-05-22 | Sewerage Network-Infrastructure | Approved | 10 - "10 - ABOU .10 - ABOU NASSAR, AL ESSAWI & ABOU SAEDA-BILL NO. 1: SEWAGE NETWORK-4-1.1.1-e.1 | DN/ID 400 mm dia sewer pipes (SN 8) Ditto, depth to invert between 3.51 m and 4.50 m | MTR | 30 | 30 | 547.04 | 16411.2 | SC_Supply/Apply | السعد للمقاولات المتكاملة | 10 - "10 - ABOU .10 - ABOU NASSAR, AL ESSAWI & ABOU SAEDA-BILL NO. 1: SEWAGE NETWORK-4-1.1.1-e.1 | DN/ID 400 mm dia sewer pipes (SN 8) Ditto, depth to invert between 3.51 m and 4.50 m | MTR | 30 | 1471 | 44130 | EGP | SC_Supply/Apply
Abo Shanab El Agamien _0195 |  | RFQ-00074 | Mostafa Ramadan | Operation | 2024-05-22 | Sewerage Network-Infrastructure | Approved | 5 - 5-Tahawi Village.5-Tahawi Village-BILL NO. 1: SEWAGE NETWORK-4-1.1.1-c.5 | *DN/ID 250 mm dia sewer pipes (SN 8) Ditto, depth to invert between 4.51 m and 5.50 m | MTR | 90 | 41 | 558.95 | 22916.95 | SC_Supply/Apply | السعد للمقاولات المتكاملة | 5 - 5-Tahawi Village.5-Tahawi Village-BILL NO. 1: SEWAGE NETWORK-4-1.1.1-c.5 | *DN/ID 250 mm dia sewer pipes (SN 8) Ditto, depth to invert between 4.51 m and 5.50 m | MTR | 41 | 1450 | 59450 | EGP | SC_Supply/Apply
Abo Shanab El Agamien _0195 |  | RFQ-00074 | Mostafa Ramadan | Operation | 2024-05-22 | Sewerage Network-Infrastructure | Approved | 5 - 5-Tahawi Village.5-Tahawi Village-BILL NO. 1: SEWAGE NETWORK-4-1.1.1-c.3 | *DN/ID 250 mm dia sewer pipes (SN 8) Ditto, depth to invert between 2.51 m and 3.50 m | MTR | 450 | 150 | 385.25 | 57787.5 | SC_Supply/Apply | السعد للمقاولات المتكاملة | 5 - 5-Tahawi Village.5-Tahawi Village-BILL NO. 1: SEWAGE NETWORK-4-1.1.1-c.3 | *DN/ID 250 mm dia sewer pipes (SN 8) Ditto, depth to invert between 2.51 m and 3.50 m | MTR | 150 | 899 | 134850 | EGP | SC_Supply/Apply
Abo Shanab El Agamien _0195 |  | RFQ-00074 | Mostafa Ramadan | Operation | 2024-05-22 | Sewerage Network-Infrastructure | Approved | 8 - 8-Iz. Abd Al-Qawy Salem & Iz. Z.8-Iz. Abd Al-Qawy Salem & Iz. Zaraby-BILL NO. 1: SEWAGE NETWORK-4-1.1.1-c.3 | *DN/ID 250 mm dia sewer pipes (SN 8) Ditto, depth to invert between 2.51 m and 3.50 m | MTR | 450 | 147 | 385.25 | 56631.75 | SC_Supply/Apply | السعد للمقاولات المتكاملة | 8 - 8-Iz. Abd Al-Qawy Salem & Iz. Z.8-Iz. Abd Al-Qawy Salem & Iz. Zaraby-BILL NO. 1: SEWAGE NETWORK-4-1.1.1-c.3 | *DN/ID 250 mm dia sewer pipes (SN 8) Ditto, depth to invert between 2.51 m and 3.50 m | MTR | 147 | 899 | 132153 | EGP | SC_Supply/Apply
Abo Shanab El Agamien _0195 |  | RFQ-00074 | Mostafa Ramadan | Operation | 2024-05-22 | Sewerage Network-Infrastructure | Approved | 5 - 5-Tahawi Village.5-Tahawi Village-BILL NO. 1: SEWAGE NETWORK-4-1.1.1-c.2 | *DN/ID 250 mm dia sewer pipes (SN 8) Depth to invert between 1.51 m and 2.50 m | MTR | 650 | 200 | 310.9 | 62180 | SC_Supply/Apply | السعد للمقاولات المتكاملة | 5 - 5-Tahawi Village.5-Tahawi Village-BILL NO. 1: SEWAGE NETWORK-4-1.1.1-c.2 | *DN/ID 250 mm dia sewer pipes (SN 8) Depth to invert between 1.51 m and 2.50 m | MTR | 200 | 699 | 139800 | EGP | SC_Supply/Apply
Abo Shanab El Agamien _0195 |  | RFQ-00074 | Mostafa Ramadan | Operation | 2024-05-22 | Sewerage Network-Infrastructure | Approved | 7 - 7-Iz. Raslan & Iz. Mokhtar Eiss.7-Iz. Raslan & Iz. Mokhtar Eissa-BILL NO. 1: SEWAGE NETWORK-4-1.1.1-c.5 | *DN/ID 250 mm dia sewer pipes (SN 8) Ditto, depth to invert between 4.51 m and 5.50 m | MTR | 15 | 15 | 558.95 | 8384.25 | SC_Supply/Apply | السعد للمقاولات المتكاملة | 7 - 7-Iz. Raslan & Iz. Mokhtar Eiss.7-Iz. Raslan & Iz. Mokhtar Eissa-BILL NO. 1: SEWAGE NETWORK-4-1.1.1-c.5 | *DN/ID 250 mm dia sewer pipes (SN 8) Ditto, depth to invert between 4.51 m and 5.50 m | MTR | 15 | 1450 | 21750 | EGP | SC_Supply/Apply
Abo Shanab El Agamien _0195 |  | RFQ-00074 | Mostafa Ramadan | Operation | 2024-05-22 | Sewerage Network-Infrastructure | Approved | 8 - 8-Iz. Abd Al-Qawy Salem & Iz. Z.8-Iz. Abd Al-Qawy Salem & Iz. Zaraby-BILL NO. 1: SEWAGE NETWORK-4-1.1.1-d.2 | *DN/ID 300 mm dia sewer pipes (SN 8) Ditto, depth to invert between 3.51 m and 4.50 m | MTR | 530 | 41 | 461.63 | 18926.83 | SC_Supply/Apply | السعد للمقاولات المتكاملة | 8 - 8-Iz. Abd Al-Qawy Salem & Iz. Z.8-Iz. Abd Al-Qawy Salem & Iz. Zaraby-BILL NO. 1: SEWAGE NETWORK-4-1.1.1-d.2 | *DN/ID 300 mm dia sewer pipes (SN 8) Ditto, depth to invert between 3.51 m and 4.50 m | MTR | 41 | 1408 | 57728 | EGP | SC_Supply/Apply
Abo Shanab El Agamien _0195 |  | RFQ-00074 | Mostafa Ramadan | Operation | 2024-05-22 | Sewerage Network-Infrastructure | Approved | 5 - 5-Tahawi Village.5-Tahawi Village-BILL NO. 1: SEWAGE NETWORK-4-1.1.1-d.2 | *DN/ID 300 mm dia sewer pipes (SN 8) Ditto, depth to invert between3.51 m and 4.50 m | MTR | 150 | 38 | 461.63 | 17541.94 | SC_Supply/Apply | السعد للمقاولات المتكاملة | 5 - 5-Tahawi Village.5-Tahawi Village-BILL NO. 1: SEWAGE NETWORK-4-1.1.1-d.2 | *DN/ID 300 mm dia sewer pipes (SN 8) Ditto, depth to invert between3.51 m and 4.50 m | MTR | 38 | 1408 | 53504 | EGP | SC_Supply/Apply
Abo Shanab El Agamien _0195 |  | RFQ-00074 | Mostafa Ramadan | Operation | 2024-05-22 | Sewerage Network-Infrastructure | Approved | 5 - 5-Tahawi Village.5-Tahawi Village-BILL NO. 1: SEWAGE NETWORK-4-1.1.1-d.1 | *DN/ID 300 mm dia sewer pipes (SN 8) Ditto, depth to invert between 2.5 m and 3.50 m | MTR | 310 | 128 | 386.73 | 49501.44 | SC_Supply/Apply | السعد للمقاولات المتكاملة | 5 - 5-Tahawi Village.5-Tahawi Village-BILL NO. 1: SEWAGE NETWORK-4-1.1.1-d.1 | *DN/ID 300 mm dia sewer pipes (SN 8) Ditto, depth to invert between 2.5 m and 3.50 m | MTR | 128 | 1058 | 135424 | EGP | SC_Supply/Apply
Red Sea Museum-Bab El-Bunt _K0003 |  | RFQ-00017 | Rola Yasser | Procurement | 2024-06-11 | Wooden Doors and Windows | Approved | 10.16.11.11 - 081416-P4-G | Type Di4.202, approximate dimensions 1000mm wide x 2050mm high | ECH | 1 | 1 | 5811.75 | 5811.75 | SC_Supply/Apply | Arc Deco | 10.16.11.11 - 081416-P4-G | Type Di4.202, approximate dimensions 1000mm wide x 2050mm high | ECH | 1 | 3719.1 | 3719.1 | SAR | SC_Supply/Apply
Red Sea Museum-Bab El-Bunt _K0003 |  | RFQ-00017 | Rola Yasser | Procurement | 2024-06-11 | Wooden Doors and Windows | Approved | 10.16.11.11 - 081416-P4-H | Type Di4.203, approximate dimensions 1000mm wide x 2050mm high | ECH | 1 | 1 | 5811.75 | 5811.75 | SC_Supply/Apply | Arc Deco | 10.16.11.11 - 081416-P4-H | Type Di4.203, approximate dimensions 1000mm wide x 2050mm high | ECH | 1 | 3719.1 | 3719.1 | SAR | SC_Supply/Apply
Red Sea Museum-Bab El-Bunt _K0003 |  | RFQ-00017 | Rola Yasser | Procurement | 2024-06-11 | Wooden Doors and Windows | Approved | 10.16.11.11 - 081416-P3-A | Type Di6.200, approximate dimensions 1000mm wide x 2085mm high | ECH | 1 | 1 | 5910.98 | 5910.98 | SC_Supply/Apply | Arc Deco | 10.16.11.11 - 081416-P3-A | Type Di6.200, approximate dimensions 1000mm wide x 2085mm high | ECH | 1 | 2254 | 2254 | SAR | SC_Supply/Apply
Red Sea Museum-Bab El-Bunt _K0003 |  | RFQ-00017 | Rola Yasser | Procurement | 2024-06-11 | Wooden Doors and Windows | Approved | 10.16.11.11 - 081416-P3-C | Type Di6.202, approximate dimensions 1000mm wide x 2085mm high | ECH | 1 | 1 | 5910.98 | 5910.98 | SC_Supply/Apply | Arc Deco | 10.16.11.11 - 081416-P3-C | Type Di6.202, approximate dimensions 1000mm wide x 2085mm high | ECH | 1 | 2254 | 2254 | SAR | SC_Supply/Apply
Red Sea Museum-Bab El-Bunt _K0003 |  | RFQ-00017 | Rola Yasser | Procurement | 2024-06-11 | Wooden Doors and Windows | Approved | 10.16.11.11 - 081416-P3-D | Type Di6.203, approximate dimensions 1000mm wide x 2085mm high | ECH | 1 | 1 | 5910.98 | 5910.98 | SC_Supply/Apply | Arc Deco | 10.16.11.11 - 081416-P3-D | Type Di6.203, approximate dimensions 1000mm wide x 2085mm high | ECH | 1 | 2254 | 2254 | SAR | SC_Supply/Apply
Red Sea Museum-Bab El-Bunt _K0003 |  | RFQ-00017 | Rola Yasser | Procurement | 2024-06-11 | Wooden Doors and Windows | Approved | 10.16.11.11 - 081416-P4-A | Type De2.001, approximate dimensions 1500mm wide x 2535mm high | ECH | 1 | 1 | 10780.09 | 10780.09 | SC_Supply/Apply | Arc Deco | 10.16.11.11 - 081416-P4-A | Type De2.001, approximate dimensions 1500mm wide x 2535mm high | ECH | 1 | 4890.2 | 4890.2 | SAR | SC_Supply/Apply
Red Sea Museum-Bab El-Bunt _K0003 |  | RFQ-00017 | Rola Yasser | Procurement | 2024-06-11 | Wooden Doors and Windows | Approved | 10.16.11.11 - 081416-P4-B | Type De2.002, approximate dimensions 1500mm wide x 2535mm high, 1.5 hours fire rated | ECH | 1 | 1 | 10780.09 | 10780.09 | SC_Supply/Apply | Arc Deco | 10.16.11.11 - 081416-P4-B | Type De2.002, approximate dimensions 1500mm wide x 2535mm high, 1.5 hours fire rated | ECH | 1 | 8893.5 | 8893.5 | SAR | SC_Supply/Apply
Red Sea Museum-Bab El-Bunt _K0003 |  | RFQ-00017 | Rola Yasser | Procurement | 2024-06-11 | Wooden Doors and Windows | Approved | 10.16.11.14 - 085200-P12-J | Type We13.118, approximate dimensions 1300mm wide x 1100mm high | ECH | 1 | 1 | 5850 | 5850 | SC_Supply/Apply | Arc Deco | 10.16.11.14 - 085200-P12-J | Type We13.118, approximate dimensions 1300mm wide x 1100mm high | ECH | 1 | 2527.42 | 2527.42 | SAR | SC_Supply/Apply
Red Sea Museum-Bab El-Bunt _K0003 |  | RFQ-00017 | Rola Yasser | Procurement | 2024-06-11 | Wooden Doors and Windows | Approved | 10.16.11.14 - 085200-P12-K | Type We13.119, approximate dimensions 1300mm wide x 1100mm high | ECH | 1 | 1 | 5850 | 5850 | SC_Supply/Apply | Arc Deco | 10.16.11.14 - 085200-P12-K | Type We13.119, approximate dimensions 1300mm wide x 1100mm high | ECH | 1 | 2527.42 | 2527.42 | SAR | SC_Supply/Apply
Red Sea Museum-Bab El-Bunt _K0003 |  | RFQ-00017 | Rola Yasser | Procurement | 2024-06-11 | Wooden Doors and Windows | Approved | 10.16.11.14 - 085200-P12-L | Type We13.120, approximate dimensions 1300mm wide x 1100mm high | ECH | 1 | 1 | 5850 | 5850 | SC_Supply/Apply | Arc Deco | 10.16.11.14 - 085200-P12-L | Type We13.120, approximate dimensions 1300mm wide x 1100mm high | ECH | 1 | 2527.42 | 2527.42 | SAR | SC_Supply/Apply
Red Sea Museum-Bab El-Bunt _K0003 |  | RFQ-00017 | Rola Yasser | Procurement | 2024-06-11 | Wooden Doors and Windows | Approved | 10.16.11.14 - 085200-P19-C | Type We15C.201, approximate dimensions 2200mm wide x 1220mm high | ECH | 1 | 1 | 10000 | 10000 | SC_Supply/Apply | Arc Deco | 10.16.11.14 - 085200-P19-C | Type We15C.201, approximate dimensions 2200mm wide x 1220mm high | ECH | 1 | 5532.1 | 5532.1 | SAR | SC_Supply/Apply
Red Sea Museum-Bab El-Bunt _K0003 |  | RFQ-00017 | Rola Yasser | Procurement | 2024-06-11 | Wooden Doors and Windows | Approved | 10.16.11.14 - 085200-P19-D | Type We15C2.200, approximate dimensions 1600mm wide x 2200mm high | ECH | 1 | 1 | 10000 | 10000 | SC_Supply/Apply | Arc Deco | 10.16.11.14 - 085200-P19-D | Type We15C2.200, approximate dimensions 1600mm wide x 2200mm high | ECH | 1 | 7056 | 7056 | SAR | SC_Supply/Apply
Red Sea Museum-Bab El-Bunt _K0003 |  | RFQ-00017 | Rola Yasser | Procurement | 2024-06-11 | Wooden Doors and Windows | Approved | 10.16.11.14 - 085200-P19-E | Type We15C2.202, approximate dimensions 1600mm wide x 2200mm high | ECH | 1 | 1 | 10000 | 10000 | SC_Supply/Apply | Arc Deco | 10.16.11.14 - 085200-P19-E | Type We15C2.202, approximate dimensions 1600mm wide x 2200mm high | ECH | 1 | 7056 | 7056 | SAR | SC_Supply/Apply
Red Sea Museum-Bab El-Bunt _K0003 |  | RFQ-00017 | Rola Yasser | Procurement | 2024-06-11 | Wooden Doors and Windows | Approved | 10.16.11.14 - 085200-P20-C | Type We15C2.215, approximate dimensions 1600mm wide x 2200mm high | ECH | 1 | 1 | 10350 | 10350 | SC_Supply/Apply | Arc Deco | 10.16.11.14 - 085200-P20-C | Type We15C2.215, approximate dimensions 1600mm wide x 2200mm high | ECH | 1 | 7056 | 7056 | SAR | SC_Supply/Apply
Red Sea Museum-Bab El-Bunt _K0003 |  | RFQ-00017 | Rola Yasser | Procurement | 2024-06-11 | Wooden Doors and Windows | Approved | 10.16.11.14 - 085200-P20-D | Type We15C2.216, approximate dimensions 1600mm wide x 2200mm high | ECH | 1 | 1 | 10350 | 10350 | SC_Supply/Apply | Arc Deco | 10.16.11.14 - 085200-P20-D | Type We15C2.216, approximate dimensions 1600mm wide x 2200mm high | ECH | 1 | 7056 | 7056 | SAR | SC_Supply/Apply
Red Sea Museum-Bab El-Bunt _K0003 |  | RFQ-00017 | Rola Yasser | Procurement | 2024-06-11 | Wooden Doors and Windows | Approved | 10.16.11.14 - 085200-P15-G | Type We14A.200, approximate dimensions 1050mm wide x 1000mm high | ECH | 1 | 1 | 4200 | 4200 | SC_Supply/Apply | Arc Deco | 10.16.11.14 - 085200-P15-G | Type We14A.200, approximate dimensions 1050mm wide x 1000mm high | ECH | 1 | 4552.1 | 4552.1 | SAR | SC_Supply/Apply
Red Sea Museum-Bab El-Bunt _K0003 |  | RFQ-00017 | Rola Yasser | Procurement | 2024-06-11 | Wooden Doors and Windows | Approved | 10.16.11.14 - 085200-P15-H | Type We14A.201, approximate dimensions 1050mm wide x 1000mm high | ECH | 1 | 1 | 4200 | 4200 | SC_Supply/Apply | Arc Deco | 10.16.11.14 - 085200-P15-H | Type We14A.201, approximate dimensions 1050mm wide x 1000mm high | ECH | 1 | 4552.1 | 4552.1 | SAR | SC_Supply/Apply
Red Sea Museum-Bab El-Bunt _K0003 |  | RFQ-00017 | Rola Yasser | Procurement | 2024-06-11 | Wooden Doors and Windows | Approved | 10.16.11.14 - 085200-P15-J | Type We14A.202, approximate dimensions 1050mm wide x 1000mm high | ECH | 1 | 1 | 4200 | 4200 | SC_Supply/Apply | Arc Deco | 10.16.11.14 - 085200-P15-J | Type We14A.202, approximate dimensions 1050mm wide x 1000mm high | ECH | 1 | 4552.1 | 4552.1 | SAR | SC_Supply/Apply
Red Sea Museum-Bab El-Bunt _K0003 |  | RFQ-00017 | Rola Yasser | Procurement | 2024-06-11 | Wooden Doors and Windows | Approved | 10.16.11.14 - 085200-P15-K | Type We14A.205, approximate dimensions 1050mm wide x 1000mm high | ECH | 1 | 1 | 4200 | 4200 | SC_Supply/Apply | Arc Deco | 10.16.11.14 - 085200-P15-K | Type We14A.205, approximate dimensions 1050mm wide x 1000mm high | ECH | 1 | 4552.1 | 4552.1 | SAR | SC_Supply/Apply
Red Sea Museum-Bab El-Bunt _K0003 |  | RFQ-00017 | Rola Yasser | Procurement | 2024-06-11 | Wooden Doors and Windows | Approved | 10.16.11.14 - 085200-P15-L | Type We14A.300, approximate dimensions 1050mm wide x 1000mm high | ECH | 1 | 1 | 4200 | 4200 | SC_Supply/Apply | Arc Deco | 10.16.11.14 - 085200-P15-L | Type We14A.300, approximate dimensions 1050mm wide x 1000mm high | ECH | 1 | 4552.1 | 4552.1 | SAR | SC_Supply/Apply
Red Sea Museum-Bab El-Bunt _K0003 |  | RFQ-00017 | Rola Yasser | Procurement | 2024-06-11 | Wooden Doors and Windows | Approved | 10.16.11.14 - 085200-P13-D | Type We13.127, approximate dimensions 1300mm wide x 1100mm high | ECH | 1 | 1 | 5850 | 5850 | SC_Supply/Apply | Arc Deco | 10.16.11.14 - 085200-P13-D | Type We13.127, approximate dimensions 1300mm wide x 1100mm high | ECH | 1 | 2527.42 | 2527.42 | SAR | SC_Supply/Apply
Red Sea Museum-Bab El-Bunt _K0003 |  | RFQ-00017 | Rola Yasser | Procurement | 2024-06-11 | Wooden Doors and Windows | Approved | 10.16.11.14 - 085200-P13-E | Type We13.128, approximate dimensions 1300mm wide x 1100mm high | ECH | 1 | 1 | 5850 | 5850 | SC_Supply/Apply | Arc Deco | 10.16.11.14 - 085200-P13-E | Type We13.128, approximate dimensions 1300mm wide x 1100mm high | ECH | 1 | 2527.42 | 2527.42 | SAR | SC_Supply/Apply
Red Sea Museum-Bab El-Bunt _K0003 |  | RFQ-00017 | Rola Yasser | Procurement | 2024-06-11 | Wooden Doors and Windows | Approved | 10.16.11.14 - 085200-P13-F | Type We13.129, approximate dimensions 1300mm wide x 1100mm high | ECH | 1 | 1 | 5850 | 5850 | SC_Supply/Apply | Arc Deco | 10.16.11.14 - 085200-P13-F | Type We13.129, approximate dimensions 1300mm wide x 1100mm high | ECH | 1 | 2527.42 | 2527.42 | SAR | SC_Supply/Apply
Red Sea Museum-Bab El-Bunt _K0003 |  | RFQ-00017 | Rola Yasser | Procurement | 2024-06-11 | Wooden Doors and Windows | Approved | 10.16.11.14 - 085200-P13-G | Type We13.300, approximate dimensions 1300mm wide x 1100mm high | ECH | 1 | 1 | 5850 | 5850 | SC_Supply/Apply | Arc Deco | 10.16.11.14 - 085200-P13-G | Type We13.300, approximate dimensions 1300mm wide x 1100mm high | ECH | 1 | 2527.42 | 2527.42 | SAR | SC_Supply/Apply
Red Sea Museum-Bab El-Bunt _K0003 |  | RFQ-00017 | Rola Yasser | Procurement | 2024-06-11 | Wooden Doors and Windows | Approved | 10.16.11.14 - 085200-P17-F | Type We15A.308, approximate dimensions 1300mm wide x 1050mm high | ECH | 2 | 2 | 5460 | 10920 | SC_Supply/Apply | Arc Deco | 10.16.11.14 - 085200-P17-F | Type We15A.308, approximate dimensions 1300mm wide x 1050mm high | ECH | 2 | 3753.4 | 7506.8 | SAR | SC_Supply/Apply
Red Sea Museum-Bab El-Bunt _K0003 |  | RFQ-00017 | Rola Yasser | Procurement | 2024-06-11 | Wooden Doors and Windows | Approved | 10.16.11.14 - 085200-P17-G | Type We15A.309, approximate dimensions 1300mm wide x 1050mm high | ECH | 2 | 2 | 5460 | 10920 | SC_Supply/Apply | Arc Deco | 10.16.11.14 - 085200-P17-G | Type We15A.309, approximate dimensions 1300mm wide x 1050mm high | ECH | 2 | 3753.4 | 7506.8 | SAR | SC_Supply/Apply
Red Sea Museum-Bab El-Bunt _K0003 |  | RFQ-00017 | Rola Yasser | Procurement | 2024-06-11 | Wooden Doors and Windows | Approved | 10.16.11.14 - 085200-P17-H | Type We15A.310, approximate dimensions 1300mm wide x 1050mm high | ECH | 1 | 1 | 5460 | 5460 | SC_Supply/Apply | Arc Deco | 10.16.11.14 - 085200-P17-H | Type We15A.310, approximate dimensions 1300mm wide x 1050mm high | ECH | 1 | 3753.4 | 3753.4 | SAR | SC_Supply/Apply
Red Sea Museum-Bab El-Bunt _K0003 |  | RFQ-00017 | Rola Yasser | Procurement | 2024-06-11 | Wooden Doors and Windows | Approved | 10.16.11.14 - 085200-P17-J | Type We15A.311, approximate dimensions 1300mm wide x 1050mm high | ECH | 1 | 1 | 5460 | 5460 | SC_Supply/Apply | Arc Deco | 10.16.11.14 - 085200-P17-J | Type We15A.311, approximate dimensions 1300mm wide x 1050mm high | ECH | 1 | 3753.4 | 3753.4 | SAR | SC_Supply/Apply
Red Sea Museum-Bab El-Bunt _K0003 |  | RFQ-00017 | Rola Yasser | Procurement | 2024-06-11 | Wooden Doors and Windows | Approved | 10.16.11.14 - 085200-P17-K | Type We15A.315, approximate dimensions 1300mm wide x 1050mm high | ECH | 2 | 2 | 5460 | 10920 | SC_Supply/Apply | Arc Deco | 10.16.11.14 - 085200-P17-K | Type We15A.315, approximate dimensions 1300mm wide x 1050mm high | ECH | 2 | 3753.4 | 7506.8 | SAR | SC_Supply/Apply
Red Sea Museum-Bab El-Bunt _K0003 |  | RFQ-00017 | Rola Yasser | Procurement | 2024-06-11 | Wooden Doors and Windows | Approved | 10.16.11.14 - 085200-P17-L | Type We15A.321, approximate dimensions 1300mm wide x 1050mm high | ECH | 1 | 1 | 5460 | 5460 | SC_Supply/Apply | Arc Deco | 10.16.11.14 - 085200-P17-L | Type We15A.321, approximate dimensions 1300mm wide x 1050mm high | ECH | 1 | 3753.4 | 3753.4 | SAR | SC_Supply/Apply
Qasr Rashwan Lot A _0207 |  | RFQ-00031 | Reham Ashraf | Operation | 2024-05-23 | Sewage and Main Force Networks | Approved | 10.10 - 1. Saad Al Rouby.Saad Al Rouby-BILL NO. 1: SEWAGE NETWORK-1.4.1-b | HC 60*90 cm | ECH | 42 | 42 | 6147.18 | 258181.56 | OTH | هارون رشاد محمد | 10.10 - 1. Saad Al Rouby.Saad Al Rouby-BILL NO. 1: SEWAGE NETWORK-1.4.1-b | HC 60*90 cm | ECH | 42 | 6500 | 273000 | EGP | OTH
Qasr Rashwan Lot A _0207 |  | RFQ-00031 | Reham Ashraf | Operation | 2024-05-23 | Sewage and Main Force Networks | Approved | 12.10 - 3. Manshya fanous.Mansheya Fanous-BILL NO. 1: SEWAGE NETWORK-1.5.1-b | HC 60*90 cm | ECH | 74 | 74 | 6147.18 | 454891.32 | OTH | هارون رشاد محمد | 12.10 - 3. Manshya fanous.Mansheya Fanous-BILL NO. 1: SEWAGE NETWORK-1.5.1-b | HC 60*90 cm | ECH | 74 | 6500 | 481000 | EGP | OTH
Qasr Rashwan Lot A _0207 |  | RFQ-00031 | Reham Ashraf | Operation | 2024-05-23 | Sewage and Main Force Networks | Approved | 14.10 - 5. Iz. Albersly.Iz.Albersly & Iz.Alasfar-BILL NO. 1: SEWAGE NETWORK-1.4.1-b | HC 60*90 cm | ECH | 20 | 20 | 6147.18 | 122943.6 | OTH | هارون رشاد محمد | 14.10 - 5. Iz. Albersly.Iz.Albersly & Iz.Alasfar-BILL NO. 1: SEWAGE NETWORK-1.4.1-b | HC 60*90 cm | ECH | 20 | 6500 | 130000 | EGP | OTH
Qasr Rashwan Lot A _0207 |  | RFQ-00031 | Reham Ashraf | Operation | 2024-05-23 | Sewage and Main Force Networks | Approved | 13.10 - 4. Khulusi.Khulusi-BILL NO. 1: SEWAGE NETWORK-1.6-a | Concrete encasement 25cm (200mm) | ECH | 58 | 58 | 866.87 | 50278.46 | SC_Supply/Apply | هارون رشاد محمد | 13.10 - 4. Khulusi.Khulusi-BILL NO. 1: SEWAGE NETWORK-1.6-a | Concrete encasement 25cm (200mm) | ECH | 58 | 600 | 34800 | EGP | SC_Supply/Apply
Qasr Rashwan Lot A _0207 |  | RFQ-00031 | Reham Ashraf | Operation | 2024-05-23 | Sewage and Main Force Networks | Approved | 12.10 - 3. Manshya fanous.Mansheya Fanous-BILL NO. 1: SEWAGE NETWORK-1.7.3-a | Concrete encasement 25cm (200mm) | ECH | 190 | 190 | 866.87 | 164705.3 | SC_Supply/Apply | هارون رشاد محمد | 12.10 - 3. Manshya fanous.Mansheya Fanous-BILL NO. 1: SEWAGE NETWORK-1.7.3-a | Concrete encasement 25cm (200mm) | ECH | 190 | 600 | 114000 | EGP | SC_Supply/Apply
Qasr Rashwan Lot A _0207 |  | RFQ-00031 | Reham Ashraf | Operation | 2024-05-23 | Sewage and Main Force Networks | Approved | 14.10 - 5. Iz. Albersly.Iz.Albersly & Iz.Alasfar-BILL NO. 1: SEWAGE NETWORK-1.6.1-a | Concrete encasement 25cm (200mm) | ECH | 10 | 10 | 866.87 | 8668.7 | SC_Supply/Apply | هارون رشاد محمد | 14.10 - 5. Iz. Albersly.Iz.Albersly & Iz.Alasfar-BILL NO. 1: SEWAGE NETWORK-1.6.1-a | Concrete encasement 25cm (200mm) | ECH | 10 | 600 | 6000 | EGP | SC_Supply/Apply
Qasr Rashwan Lot A _0207 |  | RFQ-00031 | Reham Ashraf | Operation | 2024-05-23 | Sewage and Main Force Networks | Approved | 10.10 - 1. Saad Al Rouby.Saad Al Rouby-BILL NO. 1: SEWAGE NETWORK-1.6-a | Concrete encasement 25cm (200mm) | ECH | 135 | 135 | 866.87 | 117027.45 | SC_Supply/Apply | هارون رشاد محمد | 10.10 - 1. Saad Al Rouby.Saad Al Rouby-BILL NO. 1: SEWAGE NETWORK-1.6-a | Concrete encasement 25cm (200mm) | ECH | 135 | 600 | 81000 | EGP | SC_Supply/Apply
Qasr Rashwan Lot A _0207 |  | RFQ-00031 | Reham Ashraf | Operation | 2024-05-23 | Sewage and Main Force Networks | Approved | 11.10 - 2. Murad Al Gendy.Murad Al Gendy W Al Sanahra-BILL NO. 1: SEWAGE NETWORK-1.7.3-a | Concrete encasement 25cm (200mm) | ECH | 15 | 15 | 866.87 | 13003.05 | SC_Supply/Apply | هارون رشاد محمد | 11.10 - 2. Murad Al Gendy.Murad Al Gendy W Al Sanahra-BILL NO. 1: SEWAGE NETWORK-1.7.3-a | Concrete encasement 25cm (200mm) | ECH | 15 | 600 | 9000 | EGP | SC_Supply/Apply
Qasr Rashwan Lot A _0207 |  | RFQ-00031 | Reham Ashraf | Operation | 2024-05-23 | Sewage and Main Force Networks | Approved | 13.10 - 4. Khulusi.Khulusi-BILL NO. 1: SEWAGE NETWORK-1.6-b | Concrete encasement 25cm (250mm) | ECH | 24 | 24 | 996.61 | 23918.64 | SC_Supply/Apply | هارون رشاد محمد | 13.10 - 4. Khulusi.Khulusi-BILL NO. 1: SEWAGE NETWORK-1.6-b | Concrete encasement 25cm (250mm) | ECH | 24 | 740 | 17760 | EGP | SC_Supply/Apply
Qasr Rashwan Lot A _0207 |  | RFQ-00031 | Reham Ashraf | Operation | 2024-05-23 | Sewage and Main Force Networks | Approved | 12.10 - 3. Manshya fanous.Mansheya Fanous-BILL NO. 1: SEWAGE NETWORK-1.7.3-b | Concrete encasement 25cm (250mm) | ECH | 75 | 75 | 996.61 | 74745.75 | SC_Supply/Apply | هارون رشاد محمد | 12.10 - 3. Manshya fanous.Mansheya Fanous-BILL NO. 1: SEWAGE NETWORK-1.7.3-b | Concrete encasement 25cm (250mm) | ECH | 75 | 740 | 55500 | EGP | SC_Supply/Apply
Qasr Rashwan Lot A _0207 |  | RFQ-00031 | Reham Ashraf | Operation | 2024-05-23 | Sewage and Main Force Networks | Approved | 10.10 - 1. Saad Al Rouby.Saad Al Rouby-BILL NO. 1: SEWAGE NETWORK-1.6-b | Concrete encasement 25cm (250mm) | ECH | 18 | 8 | 996.61 | 7972.88 | SC_Supply/Apply | هارون رشاد محمد | 10.10 - 1. Saad Al Rouby.Saad Al Rouby-BILL NO. 1: SEWAGE NETWORK-1.6-b | Concrete encasement 25cm (250mm) | ECH | 8 | 740 | 5920 | EGP | SC_Supply/Apply
Qasr Rashwan Lot A _0207 |  | RFQ-00031 | Reham Ashraf | Operation | 2024-05-23 | Sewage and Main Force Networks | Approved | 14.10 - 5. Iz. Albersly.Iz.Albersly & Iz.Alasfar-BILL NO. 1: SEWAGE NETWORK-1.6.1-b | Concrete encasement 25cm (250mm) | ECH | 20 | 20 | 996.61 | 19932.2 | SC_Supply/Apply | هارون رشاد محمد | 14.10 - 5. Iz. Albersly.Iz.Albersly & Iz.Alasfar-BILL NO. 1: SEWAGE NETWORK-1.6.1-b | Concrete encasement 25cm (250mm) | ECH | 20 | 740 | 14800 | EGP | SC_Supply/Apply
Qasr Rashwan Lot A _0207 |  | RFQ-00031 | Reham Ashraf | Operation | 2024-05-23 | Sewage and Main Force Networks | Approved | 11.10 - 2. Murad Al Gendy.Murad Al Gendy W Al Sanahra-BILL NO. 1: SEWAGE NETWORK-1.7.3-b | Concrete encasement 25cm (250mm) | ECH | 20 | 20 | 996.61 | 19932.2 | SC_Supply/Apply | هارون رشاد محمد | 11.10 - 2. Murad Al Gendy.Murad Al Gendy W Al Sanahra-BILL NO. 1: SEWAGE NETWORK-1.7.3-b | Concrete encasement 25cm (250mm) | ECH | 20 | 740 | 14800 | EGP | SC_Supply/Apply
Qasr Rashwan Lot A _0207 |  | RFQ-00031 | Reham Ashraf | Operation | 2024-05-23 | Sewage and Main Force Networks | Approved | 12.10 - 3. Manshya fanous.Mansheya Fanous-BILL NO. 1: SEWAGE NETWORK-1.7.3-c | Concrete encasement 25cm (300mm) | ECH | 15 | 15 | 1127.91 | 16918.65 | SC_Supply/Apply | هارون رشاد محمد | 12.10 - 3. Manshya fanous.Mansheya Fanous-BILL NO. 1: SEWAGE NETWORK-1.7.3-c | Concrete encasement 25cm (300mm) | ECH | 15 | 860 | 12900 | EGP | SC_Supply/Apply
Qasr Rashwan Lot A _0207 |  | RFQ-00031 | Reham Ashraf | Operation | 2024-05-23 | Sewage and Main Force Networks | Approved | 12.10 - 3. Manshya fanous.Mansheya Fanous-BILL NO. 1: SEWAGE NETWORK-1.7.3-d | Concrete encasement 25cm (400mm) | ECH | 40 | 40 | 1395.2 | 55808 | SC_Supply/Apply | هارون رشاد محمد | 12.10 - 3. Manshya fanous.Mansheya Fanous-BILL NO. 1: SEWAGE NETWORK-1.7.3-d | Concrete encasement 25cm (400mm) | ECH | 40 | 1000 | 40000 | EGP | SC_Supply/Apply
Qasr Rashwan Lot A _0207 |  | RFQ-00031 | Reham Ashraf | Operation | 2024-05-23 | Sewage and Main Force Networks | Approved | 10.10 - 1. Saad Al Rouby.Saad Al Rouby-BILL NO. 1: SEWAGE NETWORK-1.6-c | Concrete encasement 25cm (600mm) | ECH | 24 | 24 | 1998.56 | 47965.44 | SC_Supply/Apply | هارون رشاد محمد | 10.10 - 1. Saad Al Rouby.Saad Al Rouby-BILL NO. 1: SEWAGE NETWORK-1.6-c | Concrete encasement 25cm (600mm) | ECH | 24 | 1400 | 33600 | EGP | SC_Supply/Apply
Qasr Rashwan Lot A _0207 |  | RFQ-00031 | Reham Ashraf | Operation | 2024-05-23 | Sewage and Main Force Networks | Approved | 10.10 - 1. Saad Al Rouby.Saad Al Rouby-BILL NO. 1: SEWAGE NETWORK-1.7 | Excavation in rock as specified in the Contract Documents. | ECH | 50 | 50 | 350 | 17500 | SC_Supply/Apply | هارون رشاد محمد | 10.10 - 1. Saad Al Rouby.Saad Al Rouby-BILL NO. 1: SEWAGE NETWORK-1.7 | Excavation in rock as specified in the Contract Documents. | ECH | 50 | 500 | 25000 | EGP | SC_Supply/Apply
Qasr Rashwan Lot A _0207 |  | RFQ-00031 | Reham Ashraf | Operation | 2024-05-23 | Sewage and Main Force Networks | Approved | 14.11 - 5. Iz. Albersly.Iz.Albersly & Iz.Alasfar-Bill No. 2 - Forcemain-2.6 | Excavation in rock according to soil and as specified in the Contract Documents. | ECH | 20 | 20 | 500 | 10000 | SC_Supply/Apply | هارون رشاد محمد | 14.11 - 5. Iz. Albersly.Iz.Albersly & Iz.Alasfar-Bill No. 2 - Forcemain-2.6 | Excavation in rock according to soil and as specified in the Contract Documents. | ECH | 20 | 500 | 10000 | EGP | SC_Supply/Apply
Qasr Rashwan Lot A _0207 |  | RFQ-00031 | Reham Ashraf | Operation | 2024-05-23 | Sewage and Main Force Networks | Approved | 12.10 - 3. Manshya fanous.Mansheya Fanous-BILL NO. 1: SEWAGE NETWORK-1.8 | Excavation in rock as specified in the Contract Documents. | ECH | 50 | 50 | 350 | 17500 | SC_Supply/Apply | هارون رشاد محمد | 12.10 - 3. Manshya fanous.Mansheya Fanous-BILL NO. 1: SEWAGE NETWORK-1.8 | Excavation in rock as specified in the Contract Documents. | ECH | 50 | 500 | 25000 | EGP | SC_Supply/Apply
Qasr Rashwan Lot A _0207 |  | RFQ-00031 | Reham Ashraf | Operation | 2024-05-23 | Sewage and Main Force Networks | Approved | 13.10 - 4. Khulusi.Khulusi-BILL NO. 1: SEWAGE NETWORK-1.7 | Excavation in rock as specified in the Contract Documents. | ECH | 50 | 50 | 350 | 17500 | SC_Supply/Apply | هارون رشاد محمد | 13.10 - 4. Khulusi.Khulusi-BILL NO. 1: SEWAGE NETWORK-1.7 | Excavation in rock as specified in the Contract Documents. | ECH | 50 | 500 | 25000 | EGP | SC_Supply/Apply
Qasr Rashwan Lot A _0207 |  | RFQ-00031 | Reham Ashraf | Operation | 2024-05-23 | Sewage and Main Force Networks | Approved | 11.11 - 2. Murad Al Gendy.Murad Al Gendy W Al Sanahra-Bill No. 2 - Forcemain-2.7 | Excavation in rock according to soil and as specified in the Contract Documents. | ECH | 20 | 20 | 500 | 10000 | SC_Supply/Apply | هارون رشاد محمد | 11.11 - 2. Murad Al Gendy.Murad Al Gendy W Al Sanahra-Bill No. 2 - Forcemain-2.7 | Excavation in rock according to soil and as specified in the Contract Documents. | ECH | 20 | 500 | 10000 | EGP | SC_Supply/Apply
Qasr Rashwan Lot A _0207 |  | RFQ-00031 | Reham Ashraf | Operation | 2024-05-23 | Sewage and Main Force Networks | Approved | 12.11 - 3. Manshya fanous.Mansheya Fanous-Bill No. 2 - Forcemain (Main)-2.1.8 | Excavation in rock according to soil and as specified in the Contract Documents. | ECH | 20 | 20 | 500 | 10000 | SC_Supply/Apply | هارون رشاد محمد | 12.11 - 3. Manshya fanous.Mansheya Fanous-Bill No. 2 - Forcemain (Main)-2.1.8 | Excavation in rock according to soil and as specified in the Contract Documents. | ECH | 20 | 500 | 10000 | EGP | SC_Supply/Apply
Qasr Rashwan Lot A _0207 |  | RFQ-00031 | Reham Ashraf | Operation | 2024-05-23 | Sewage and Main Force Networks | Approved | 10.11 - 1. Saad Al Rouby.Saad Al Rouby-Bill No. 2 - Forcemain-2.8 | Excavation in rock according to soil and as specified in the Contract Documents. | ECH | 25 | 25 | 500 | 12500 | SC_Supply/Apply | هارون رشاد محمد | 10.11 - 1. Saad Al Rouby.Saad Al Rouby-Bill No. 2 - Forcemain-2.8 | Excavation in rock according to soil and as specified in the Contract Documents. | ECH | 25 | 500 | 12500 | EGP | SC_Supply/Apply
Qasr Rashwan Lot A _0207 |  | RFQ-00031 | Reham Ashraf | Operation | 2024-05-23 | Sewage and Main Force Networks | Approved | 14.10 - 5. Iz. Albersly.Iz.Albersly & Iz.Alasfar-BILL NO. 1: SEWAGE NETWORK-1.7 | Excavation in rock as specified in the Contract Documents. | ECH | 20 | 20 | 350 | 7000 | SC_Supply/Apply | هارون رشاد محمد | 14.10 - 5. Iz. Albersly.Iz.Albersly & Iz.Alasfar-BILL NO. 1: SEWAGE NETWORK-1.7 | Excavation in rock as specified in the Contract Documents. | ECH | 20 | 500 | 10000 | EGP | SC_Supply/Apply
Qasr Rashwan Lot A _0207 |  | RFQ-00031 | Reham Ashraf | Operation | 2024-05-23 | Sewage and Main Force Networks | Approved | 11.10 - 2. Murad Al Gendy.Murad Al Gendy W Al Sanahra-BILL NO. 1: SEWAGE NETWORK-1.8 | Excavation in rock as specified in the Contract Documents. | ECH | 25 | 25 | 350 | 8750 | SC_Supply/Apply | هارون رشاد محمد | 11.10 - 2. Murad Al Gendy.Murad Al Gendy W Al Sanahra-BILL NO. 1: SEWAGE NETWORK-1.8 | Excavation in rock as specified in the Contract Documents. | ECH | 25 | 500 | 12500 | EGP | SC_Supply/Apply
Qasr Rashwan Lot A _0207 |  | RFQ-00031 | Reham Ashraf | Operation | 2024-05-23 | Sewage and Main Force Networks | Approved | 13.11 - 4. Khulusi.Khulusi-Bill No. 2 - Forcemain-2.9 | Excavation in rock according to soil and as specified in the Contract Documents. | ECH | 30 | 30 | 500 | 15000 | SC_Supply/Apply | هارون رشاد محمد | 13.11 - 4. Khulusi.Khulusi-Bill No. 2 - Forcemain-2.9 | Excavation in rock according to soil and as specified in the Contract Documents. | ECH | 30 | 500 | 15000 | EGP | SC_Supply/Apply
Qasr Rashwan Lot A _0207 |  | RFQ-00031 | Reham Ashraf | Operation | 2024-05-23 | Sewage and Main Force Networks | Approved | 10.10 - 1. Saad Al Rouby.Saad Al Rouby-BILL NO. 1: SEWAGE NETWORK-1.8 | Deep Dewatering according to soil investigation, specification and Engineer instruction. | ECH | 1300 | 1300 | 1800 | 2340000 | SC_Supply/Apply | هارون رشاد محمد | 10.10 - 1. Saad Al Rouby.Saad Al Rouby-BILL NO. 1: SEWAGE NETWORK-1.8 | Deep Dewatering according to soil investigation, specification and Engineer instruction. | ECH | 1300 | 1800 | 2340000 | EGP | SC_Supply/Apply
Qasr Rashwan Lot A _0207 |  | RFQ-00031 | Reham Ashraf | Operation | 2024-05-23 | Sewage and Main Force Networks | Approved | 10.10 - 1. Saad Al Rouby.Saad Al Rouby-BILL NO. 1: SEWAGE NETWORK-1.8 | Deep Dewatering according to soil investigation, specification and Engineer instruction. | ECH | 700 | 700 | 984.17 | 688919 | SC_Supply/Apply | هارون رشاد محمد | 10.10 - 1. Saad Al Rouby.Saad Al Rouby-BILL NO. 1: SEWAGE NETWORK-1.8 | Deep Dewatering according to soil investigation, specification and Engineer instruction. | ECH | 700 | 900 | 630000 | EGP | SC_Supply/Apply
Red Sea Museum-Bab El-Bunt _K0003 |  | RFQ-00017 | Rola Yasser | Procurement | 2024-06-11 | Wooden Doors and Windows | Approved | 10.16.11.14 - 085200-P12-H | Type We13.117, approximate dimensions 1300mm wide x 1100mm high | ECH | 1 | 1 | 5850 | 5850 | SC_Supply/Apply | Arc Deco | 10.16.11.14 - 085200-P12-H | Type We13.117, approximate dimensions 1300mm wide x 1100mm high | ECH | 1 | 2527.42 | 2527.42 | SAR | SC_Supply/Apply
Red Sea Museum-Bab El-Bunt _K0003 |  | RFQ-00017 | Rola Yasser | Procurement | 2024-06-11 | Wooden Doors and Windows | Approved | 10.16.11.14 - 085200-P18-B | Type We15A2.205, approximate dimensions 950mm wide x 2180mm high | ECH | 1 | 1 | 9100 | 9100 | SC_Supply/Apply | Arc Deco | 10.16.11.14 - 085200-P18-B | Type We15A2.205, approximate dimensions 950mm wide x 2180mm high | ECH | 1 | 4018 | 4018 | SAR | SC_Supply/Apply
Red Sea Museum-Bab El-Bunt _K0003 |  | RFQ-00017 | Rola Yasser | Procurement | 2024-06-11 | Wooden Doors and Windows | Approved | 10.16.11.14 - 085200-P12-C | Type We13.112, approximate dimensions 1300mm wide x 1100mm high | ECH | 1 | 1 | 5850 | 5850 | SC_Supply/Apply | Arc Deco | 10.16.11.14 - 085200-P12-C | Type We13.112, approximate dimensions 1300mm wide x 1100mm high | ECH | 1 | 2527.42 | 2527.42 | SAR | SC_Supply/Apply
Red Sea Museum-Bab El-Bunt _K0003 |  | RFQ-00017 | Rola Yasser | Procurement | 2024-06-11 | Wooden Doors and Windows | Approved | 10.16.11.14 - 085200-P18-G | Type We15B.304, approximate dimensions 1650mm wide x 1000mm high | ECH | 1 | 1 | 6600 | 6600 | SC_Supply/Apply | Arc Deco | 10.16.11.14 - 085200-P18-G | Type We15B.304, approximate dimensions 1650mm wide x 1000mm high | ECH | 1 | 3395.7 | 3395.7 | SAR | SC_Supply/Apply
Red Sea Museum-Bab El-Bunt _K0003 |  | RFQ-00017 | Rola Yasser | Procurement | 2024-06-11 | Wooden Doors and Windows | Approved | 10.16.11.14 - 085200-P18-H | Type We15B.305, approximate dimensions 1650mm wide x 1000mm high | ECH | 1 | 1 | 6600 | 6600 | SC_Supply/Apply | Arc Deco | 10.16.11.14 - 085200-P18-H | Type We15B.305, approximate dimensions 1650mm wide x 1000mm high | ECH | 1 | 3395.7 | 3395.7 | SAR | SC_Supply/Apply
Red Sea Museum-Bab El-Bunt _K0003 |  | RFQ-00017 | Rola Yasser | Procurement | 2024-06-11 | Wooden Doors and Windows | Approved | 10.16.11.14 - 085200-P21-H | 2150mm wide x 1650mm high, façade unit 1 | ECH | 18 | 18 | 9900 | 178200 | SC_Supply/Apply | Arc Deco | 10.16.11.14 - 085200-P21-H | 2150mm wide x 1650mm high, façade unit 1 | ECH | 18 | 6860 | 123480 | SAR | SC_Supply/Apply
Red Sea Museum-Bab El-Bunt _K0003 |  | RFQ-00017 | Rola Yasser | Procurement | 2024-06-11 | Wooden Doors and Windows | Approved | 10.16.11.14 - 085200-P21-J | 2150mm wide x 840mm high, facade unit 2 | ECH | 6 | 6 | 7224 | 43344 | SC_Supply/Apply | Arc Deco | 10.16.11.14 - 085200-P21-J | 2150mm wide x 840mm high, facade unit 2 | ECH | 6 | 4013.1 | 24078.6 | SAR | SC_Supply/Apply
Red Sea Museum-Bab El-Bunt _K0003 |  | RFQ-00017 | Rola Yasser | Procurement | 2024-06-11 | Wooden Doors and Windows | Approved | 10.16.11.14 - 085200-P21-K | 2150mm wide x 2600mm high, double leaf, façade unit 4 | ECH | 4 | 4 | 24396.28 | 97585.12 | SC_Supply/Apply | Arc Deco | 10.16.11.14 - 085200-P21-K | 2150mm wide x 2600mm high, double leaf, façade unit 4 | ECH | 4 | 6247.5 | 24990 | SAR | SC_Supply/Apply
Red Sea Museum-Bab El-Bunt _K0003 |  | RFQ-00017 | Rola Yasser | Procurement | 2024-06-11 | Wooden Doors and Windows | Approved | 10.16.11.14 - 085200-P20-M | Type We15D.300, approximate dimensions 2455mm wide x 924mm high | ECH | 1 | 1 | 10350 | 10350 | SC_Supply/Apply | Arc Deco | 10.16.11.14 - 085200-P20-M | Type We15D.300, approximate dimensions 2455mm wide x 924mm high | ECH | 1 | 4993.1 | 4993.1 | SAR | SC_Supply/Apply
Red Sea Museum-Bab El-Bunt _K0003 |  | RFQ-00017 | Rola Yasser | Procurement | 2024-06-11 | Wooden Doors and Windows | Approved | 10.16.11.14 - 085200-P18-N | Type We15B2.203, approximate dimension 1060mm wide x 2180mm high | ECH | 1 | 1 | 9100 | 9100 | SC_Supply/Apply | Arc Deco | 10.16.11.14 - 085200-P18-N | Type We15B2.203, approximate dimension 1060mm wide x 2180mm high | ECH | 1 | 6281.8 | 6281.8 | SAR | SC_Supply/Apply
Red Sea Museum-Bab El-Bunt _K0003 |  | RFQ-00017 | Rola Yasser | Procurement | 2024-06-11 | Wooden Doors and Windows | Approved | 10.16.11.14 - 085200-P19-A | Type We15B2.204, approximate dimensions 1060mm wide x 2180mm high | ECH | 1 | 1 | 9243.2 | 9243.2 | SC_Supply/Apply | Arc Deco | 10.16.11.14 - 085200-P19-A | Type We15B2.204, approximate dimensions 1060mm wide x 2180mm high | ECH | 1 | 6281.8 | 6281.8 | SAR | SC_Supply/Apply
Red Sea Museum-Bab El-Bunt _K0003 |  | RFQ-00017 | Rola Yasser | Procurement | 2024-06-11 | Wooden Doors and Windows | Approved | 10.16.11.14 - 085200-P19-B | Type We15C.200, approximate dimensions 2200mm wide x 1220mm high | ECH | 1 | 1 | 10000 | 10000 | SC_Supply/Apply | Arc Deco | 10.16.11.14 - 085200-P19-B | Type We15C.200, approximate dimensions 2200mm wide x 1220mm high | ECH | 1 | 5532.1 | 5532.1 | SAR | SC_Supply/Apply
Red Sea Museum-Bab El-Bunt _K0003 |  | RFQ-00017 | Rola Yasser | Procurement | 2024-06-11 | Wooden Doors and Windows | Approved | 10.16.11.14 - 085200-P16-G | Type We14D.204, approximate dimensions 2457mm wide x 2284mm high | ECH | 2 | 2 | 12700 | 25400 | SC_Supply/Apply | Arc Deco | 10.16.11.14 - 085200-P16-G | Type We14D.204, approximate dimensions 2457mm wide x 2284mm high | ECH | 2 | 12387.2 | 24774.4 | SAR | SC_Supply/Apply
Red Sea Museum-Bab El-Bunt _K0003 |  | RFQ-00017 | Rola Yasser | Procurement | 2024-06-11 | Wooden Doors and Windows | Approved | 10.16.11.14 - 085200-P16-H | Type We14D.205, approximate dimensions 2457mm wide x 2284mm high | ECH | 1 | 1 | 12700 | 12700 | SC_Supply/Apply | Arc Deco | 10.16.11.14 - 085200-P16-H | Type We14D.205, approximate dimensions 2457mm wide x 2284mm high | ECH | 1 | 12387.2 | 12387.2 | SAR | SC_Supply/Apply
Red Sea Museum-Bab El-Bunt _K0003 |  | RFQ-00017 | Rola Yasser | Procurement | 2024-06-11 | Wooden Doors and Windows | Approved | 10.16.11.14 - 085200-P16-J | Type We15A.100, approximate dimensions 1300mm wide x 1050mm high | ECH | 1 | 1 | 5460 | 5460 | SC_Supply/Apply | Arc Deco | 10.16.11.14 - 085200-P16-J | Type We15A.100, approximate dimensions 1300mm wide x 1050mm high | ECH | 1 | 3753.4 | 3753.4 | SAR | SC_Supply/Apply
Red Sea Museum-Bab El-Bunt _K0003 |  | RFQ-00017 | Rola Yasser | Procurement | 2024-06-11 | Wooden Doors and Windows | Approved | 10.16.11.14 - 085200-P16-K | Type We15A.101, approximate dimensions 1300mm wide x 1050mm high | ECH | 1 | 1 | 5460 | 5460 | SC_Supply/Apply | Arc Deco | 10.16.11.14 - 085200-P16-K | Type We15A.101, approximate dimensions 1300mm wide x 1050mm high | ECH | 1 | 3753.4 | 3753.4 | SAR | SC_Supply/Apply
Red Sea Museum-Bab El-Bunt _K0003 |  | RFQ-00017 | Rola Yasser | Procurement | 2024-06-11 | Wooden Doors and Windows | Approved | 10.16.11.14 - 085200-P16-L | Type We15A.300, approximate dimensions 1300mm wide x 1050mm high | ECH | 6 | 6 | 5460 | 32760 | SC_Supply/Apply | Arc Deco | 10.16.11.14 - 085200-P16-L | Type We15A.300, approximate dimensions 1300mm wide x 1050mm high | ECH | 6 | 3753.4 | 22520.4 | SAR | SC_Supply/Apply
Rabigh CCPP-Civil _K0006 |  | RFQ-00014 | Mohamed Amr | Procurement | 2024-06-12 | Steel RFT Cut & bend | Approved | 11.11 - Baseline BOQ- Power Block+Balance of Plant-03 21 00 FND-0003 | Straight Bar, 12m, grade 60, (ITTEFAQ) black steel, ASTM A-615 - 20mm | TON | 0.47 | 0.47 | 2574 | 1209.78 | MAT_Raw | Bahra | 11.11 - Baseline BOQ- Power Block+Balance of Plant-03 21 00 FND-0003 | Straight Bar, 12m, grade 60, (ITTEFAQ) black steel, ASTM A-615 - 20mm | TON | 0.47 | 2325 | 1092.75 | SAR | MAT_Raw
Rabigh CCPP-Civil _K0006 |  | RFQ-00014 | Mohamed Amr | Procurement | 2024-06-12 | Steel RFT Cut & bend | Approved | 11.11 - Baseline BOQ- Power Block+Balance of Plant-03 21 00 FND-0003 | Straight Bar, 12m, grade 60, (ITTEFAQ) black steel, ASTM A-615 - 25mm | TON | 13.46 | 13.46 | 2574 | 34646.04 | MAT_Raw | Bahra | 11.11 - Baseline BOQ- Power Block+Balance of Plant-03 21 00 FND-0003 | Straight Bar, 12m, grade 60, (ITTEFAQ) black steel, ASTM A-615 - 25mm | TON | 13.46 | 2325 | 31294.5 | SAR | MAT_Raw
Rabigh CCPP-Civil _K0006 |  | RFQ-00014 | Mohamed Amr | Procurement | 2024-06-12 | Steel RFT Cut & bend | Approved | 11.11 - Baseline BOQ- Power Block+Balance of Plant-03 21 00 FND-0003 | Cut & Bend - Grade 60 - ITTRFAQ Black Steel - ASTM A615 - 10mm | TON | 1.79 | 1.79 | 2574 | 4607.46 | MAT_Raw | Bahra | 11.11 - Baseline BOQ- Power Block+Balance of Plant-03 21 00 FND-0003 | Cut & Bend - Grade 60 - ITTRFAQ Black Steel - ASTM A615 - 10mm | TON | 1.79 | 2545 | 4555.55 | SAR | MAT_Raw
Rabigh CCPP-Civil _K0006 |  | RFQ-00014 | Mohamed Amr | Procurement | 2024-06-12 | Steel RFT Cut & bend | Approved | 11.11 - Baseline BOQ- Power Block+Balance of Plant-03 21 00 FND-0003 | Cut & Bend - Grade 60 - ITTRFAQ Black Steel - ASTM A615 - 12mm | TON | 2.45 | 2.45 | 2574 | 6306.3 | MAT_Raw | Bahra | 11.11 - Baseline BOQ- Power Block+Balance of Plant-03 21 00 FND-0003 | Cut & Bend - Grade 60 - ITTRFAQ Black Steel - ASTM A615 - 12mm | TON | 2.45 | 2445 | 5990.25 | SAR | MAT_Raw
Rabigh CCPP-Civil _K0006 |  | RFQ-00014 | Mohamed Amr | Procurement | 2024-06-12 | Steel RFT Cut & bend | Approved | 11.11 - Baseline BOQ- Power Block+Balance of Plant-03 21 00 FND-0003 | Cut & Bend - Grade 60 - ITTRFAQ Black Steel - ASTM A615 - 16mm | TON | 21.24 | 21.24 | 2574 | 54671.76 | MAT_Raw | Bahra | 11.11 - Baseline BOQ- Power Block+Balance of Plant-03 21 00 FND-0003 | Cut & Bend - Grade 60 - ITTRFAQ Black Steel - ASTM A615 - 16mm | TON | 21.24 | 2445 | 51931.8 | SAR | MAT_Raw
Rabigh CCPP-Civil _K0006 |  | RFQ-00014 | Mohamed Amr | Procurement | 2024-06-12 | Steel RFT Cut & bend | Approved | 11.11 - Baseline BOQ- Power Block+Balance of Plant-03 21 00 FND-0003 | Cut & Bend - Grade 60 - ITTRFAQ Black Steel - ASTM A615 - 20mm | TON | 12.9 | 12.9 | 2574 | 33204.6 | MAT_Raw | Bahra | 11.11 - Baseline BOQ- Power Block+Balance of Plant-03 21 00 FND-0003 | Cut & Bend - Grade 60 - ITTRFAQ Black Steel - ASTM A615 - 20mm | TON | 12.9 | 2445 | 31540.5 | SAR | MAT_Raw
Rabigh CCPP-Civil _K0006 |  | RFQ-00014 | Mohamed Amr | Procurement | 2024-06-12 | Steel RFT Cut & bend | Approved | 11.11 - Baseline BOQ- Power Block+Balance of Plant-03 21 00 FND-0003 | Cut & Bend - Grade 60 - ITTRFAQ Black Steel - ASTM A615 - 25mm | TON | 63.5 | 63.5 | 2574 | 163449 | MAT_Raw | Bahra | 11.11 - Baseline BOQ- Power Block+Balance of Plant-03 21 00 FND-0003 | Cut & Bend - Grade 60 - ITTRFAQ Black Steel - ASTM A615 - 25mm | TON | 63.5 | 2445 | 155257.5 | SAR | MAT_Raw
Rabigh CCPP-Civil _K0006 |  | RFQ-00014 | Mohamed Amr | Procurement | 2024-06-12 | Steel RFT Cut & bend | Approved | 11.11 - Baseline BOQ- Power Block+Balance of Plant-03 21 00 FND-0003 | Spiral Shape - Grade 60 - ITTRFAQ Black Steel - ASTM A615 - 10mm | TON | 0.1 | 0.1 | 2574 | 257.4 | MAT_Raw | Bahra | 11.11 - Baseline BOQ- Power Block+Balance of Plant-03 21 00 FND-0003 | Spiral Shape - Grade 60 - ITTRFAQ Black Steel - ASTM A615 - 10mm | TON | 0.1 | 2575 | 257.5 | SAR | MAT_Raw
Red Sea Museum-Bab El-Bunt _K0003 |  | RFQ-00017 | Rola Yasser | Procurement | 2024-06-11 | Wooden Doors and Windows | Approved | 10.16.11.14 - 085200-P12-G | Type We13.116, approximate dimensions 1300mm wide x 1100mm high | ECH | 1 | 1 | 5850 | 5850 | SC_Supply/Apply | Arc Deco | 10.16.11.14 - 085200-P12-G | Type We13.116, approximate dimensions 1300mm wide x 1100mm high | ECH | 1 | 2527.42 | 2527.42 | SAR | SC_Supply/Apply
Rabigh CCPP-Civil _K0006 |  | RFQ-00014 | Mohamed Amr | Procurement | 2024-06-12 | Steel RFT Cut & bend | Approved | 11.11 - Baseline BOQ- Power Block+Balance of Plant-03 21 00 FND-0003 | Ring Shape - Grade 60 - ITTRFAQ Black Steel - ASTM A615 - 16mm | TON | 0.6 | 0.6 | 2574 | 1544.4 | MAT_Raw | Bahra | 11.11 - Baseline BOQ- Power Block+Balance of Plant-03 21 00 FND-0003 | Ring Shape - Grade 60 - ITTRFAQ Black Steel - ASTM A615 - 16mm | TON | 0.6 | 2475 | 1485 | SAR | MAT_Raw
Rabigh CCPP-Civil _K0006 |  | RFQ-00014 | Mohamed Amr | Procurement | 2024-06-12 | Steel RFT Cut & bend | Approved | 11.11 - Baseline BOQ- Power Block+Balance of Plant-03 21 00 FND-0003 | Wastage Will Be Charge @ 1,200 SAR/Ton As Buy Back & Will Be The Property Of Bahra Steel Co. - 20mm | TON | 0.36 | 0.36 | 0 | 0 | MAT_Raw | Bahra | 11.11 - Baseline BOQ- Power Block+Balance of Plant-03 21 00 FND-0003 | Wastage Will Be Charge @ 1,200 SAR/Ton As Buy Back & Will Be The Property Of Bahra Steel Co. - 20mm | TON | 0.36 | 1200 | 432 | SAR | MAT_Raw
Rabigh CCPP-Civil _K0006 |  | RFQ-00014 | Mohamed Amr | Procurement | 2024-06-12 | Steel RFT Cut & bend | Approved | 11.11 - Baseline BOQ- Power Block+Balance of Plant-03 21 00 FND-0003 | Wastage Will Be Charge @ 1,200 SAR/Ton As Buy Back & Will Be The Property Of Bahra Steel Co. - 25mm | TON | 2.27 | 2.27 | 0 | 0 | MAT_Raw | Bahra | 11.11 - Baseline BOQ- Power Block+Balance of Plant-03 21 00 FND-0003 | Wastage Will Be Charge @ 1,200 SAR/Ton As Buy Back & Will Be The Property Of Bahra Steel Co. - 25mm | TON | 2.27 | 1200 | 2724 | SAR | MAT_Raw
Rabigh CCPP-Civil _K0006 |  | RFQ-00014 | Mohamed Amr | Procurement | 2024-06-12 | Steel RFT Cut & bend | Approved | 11.11 - Baseline BOQ- Power Block+Balance of Plant-03 21 00 FND-0003 | Transportation Cost To Rabigh Project Site | TON | 5 | 5 | 0 | 0 | MAT_Raw | Bahra | 11.11 - Baseline BOQ- Power Block+Balance of Plant-03 21 00 FND-0003 | Transportation Cost To Rabigh Project Site | TON | 5 | 1200 | 6000 | SAR | MAT_Raw
BIOLOGICALS AND BIOSIMILARS MANUFACTURING FACILITY EIPICO 3 _0187 |  | RFQ-00163 | Mahmoud El Nady | MEP (Electro Mechanical) | 2024-06-12 | Install MEP Items (BMS) | Approved | 2 - B01(ADMIN BUILDING)-255000-1 | BMS system as per dwg for all buildings. | ECH | 1 | 1 | 647417.21 | 647417.21 | SC_Apply | الاسراء للمقاولات والتوريدات | 2 - B01(ADMIN BUILDING)-255000-1 | BMS system as per dwg for all buildings. | ECH | 1 | 647400 | 647400 | EGP | SC_Apply
MOC HQ at Diriyah _K0005 |  | RFQ-00007 | Sherif Mahmoud | Procurement | 2024-06-12 | gypsum board | Approved | 14.15 - 09 - FINISHES-9.1.1 | 125mm partitionthickness with 1 layer each side of 12mm Gypsum Board with 1hr fire rated. | SQM | 1950 | 1950 | 250 | 487500 | SC_Supply/Apply | El Dhabi KSA | 14.15 - 09 - FINISHES-9.1.1 | 125mm partitionthickness with 1 layer each side of 12mm Gypsum Board with 1hr fire rated. | SQM | 1950 | 165 | 321750 | SAR | SC_Supply/Apply
MOC HQ at Diriyah _K0005 |  | RFQ-00007 | Sherif Mahmoud | Procurement | 2024-06-12 | gypsum board | Approved | 14.15 - 09 - FINISHES-9.2.1 | Regular gypsum board, not less than 12 mm thick. | SQM | 16458 | 16458 | 125 | 2057250 | SC_Supply/Apply | El Dhabi KSA | 14.15 - 09 - FINISHES-9.2.1 | Regular gypsum board, not less than 12 mm thick. | SQM | 16458 | 72 | 1184976 | SAR | SC_Supply/Apply
MOC HQ at Diriyah _K0005 |  | RFQ-00007 | Sherif Mahmoud | Procurement | 2024-06-12 | gypsum board | Approved | 14.15 - 09 - FINISHES-9.2.2 | Ditto but Moisture resistant ; for the toilets | SQM | 856 | 856 | 150 | 128400 | SC_Supply/Apply | El Dhabi KSA | 14.15 - 09 - FINISHES-9.2.2 | Ditto but Moisture resistant ; for the toilets | SQM | 856 | 73 | 62488 | SAR | SC_Supply/Apply
MOC HQ at Diriyah _K0005 |  | RFQ-00007 | Sherif Mahmoud | Procurement | 2024-06-12 | gypsum board | Approved | 14.15 - 09 - FINISHES-9.2.3 | Ditto but Curved ceiling for Canteen | SQM | 499 | 499 | 250 | 124750 | SC_Supply/Apply | El Dhabi KSA | 14.15 - 09 - FINISHES-9.2.3 | Ditto but Curved ceiling for Canteen | SQM | 499 | 80 | 39920 | SAR | SC_Supply/Apply
MOC HQ at Diriyah _K0005 |  | RFQ-00007 | Sherif Mahmoud | Procurement | 2024-06-12 | gypsum board | Approved | 14.15 - 09 - FINISHES-9.2.2 | Rockwool 5cm 40 kg/m3 | SQM | 0 | 0 | 0 | 0 | SC_Supply/Apply | El Dhabi KSA | 14.15 - 09 - FINISHES-9.2.2 | Rockwool 5cm 40 kg/m3 | SQM | 0 | 40 | 0 | SAR | SC_Supply/Apply
MOC HQ at Diriyah _K0005 |  | RFQ-00007 | Sherif Mahmoud | Procurement | 2024-06-12 | gypsum board | Approved | 14.15 - 09 - FINISHES-9.1.1 | 150mm partition thickness with 1 layer each side of 12mm Gypsum Board with 2hr fire rated. | SQM | 798 | 798 | 250 | 199500 | SC_Supply/Apply | El Dhabi KSA | 14.15 - 09 - FINISHES-9.1.1 | 150mm partition thickness with 1 layer each side of 12mm Gypsum Board with 2hr fire rated. | SQM | 798 | 180 | 143640 | SAR | SC_Supply/Apply
MOC HQ at Diriyah _K0005 |  | RFQ-00007 | Sherif Mahmoud | Procurement | 2024-06-12 | gypsum board | Approved | 14.15 - 09 - FINISHES-9.1.1 | 125mm partition thickness with 1 layer each side of 12mm Gypsum Board | SQM | 11590 | 11590 | 250 | 2897500 | SC_Supply/Apply | El Dhabi KSA | 14.15 - 09 - FINISHES-9.1.1 | 125mm partition thickness with 1 layer each side of 12mm Gypsum Board | SQM | 11590 | 160 | 1854400 | SAR | SC_Supply/Apply
Mivida BP#189 |  | RFQ-00091 | Mostafa Shourbagi | MEP (Electro Mechanical) | 2024-05-27 | M.V. Access. | Approved | 162600.all | PR. 93048 → M.V. Access. | LS | 1 | 1 | 532000 | 532000 | SC_Supply | El Helal | 162600.all | PR. 93048 → M.V. Access. | LS | 1 | 82403.76 | 82403.76 | EGP | SC_Supply
Qasr Rashwan Lot A _0207 |  | RFQ-00031 | Reham Ashraf | Operation | 2024-05-23 | Sewage and Main Force Networks | Approved | 14.11 - 5. Iz. Albersly.Iz.Albersly & Iz.Alasfar-Bill No. 2 - Forcemain-2.7 | Deep Dewatering according to soil investigation, specification and Engineer instruction. | ECH | 32.5 | 32.5 | 1800 | 58500 | SC_Supply/Apply | هارون رشاد محمد | 14.11 - 5. Iz. Albersly.Iz.Albersly & Iz.Alasfar-Bill No. 2 - Forcemain-2.7 | Deep Dewatering according to soil investigation, specification and Engineer instruction. | ECH | 32.5 | 1800 | 58500 | EGP | SC_Supply/Apply
Qasr Rashwan Lot A _0207 |  | RFQ-00031 | Reham Ashraf | Operation | 2024-05-23 | Sewage and Main Force Networks | Approved | 14.11 - 5. Iz. Albersly.Iz.Albersly & Iz.Alasfar-Bill No. 2 - Forcemain-2.7 | Deep Dewatering according to soil investigation, specification and Engineer instruction. | ECH | 17.5 | 17.5 | 984.17 | 17222.98 | SC_Supply/Apply | هارون رشاد محمد | 14.11 - 5. Iz. Albersly.Iz.Albersly & Iz.Alasfar-Bill No. 2 - Forcemain-2.7 | Deep Dewatering according to soil investigation, specification and Engineer instruction. | ECH | 17.5 | 900 | 15750 | EGP | SC_Supply/Apply
Qasr Rashwan Lot A _0207 |  | RFQ-00031 | Reham Ashraf | Operation | 2024-05-23 | Sewage and Main Force Networks | Approved | 12.10 - 3. Manshya fanous.Mansheya Fanous-BILL NO. 1: SEWAGE NETWORK-1.9 | Deep Dewatering according to soil investigation, specification and Engineer instruction. | ECH | 1950 | 1950 | 1800 | 3510000 | SC_Supply/Apply | هارون رشاد محمد | 12.10 - 3. Manshya fanous.Mansheya Fanous-BILL NO. 1: SEWAGE NETWORK-1.9 | Deep Dewatering according to soil investigation, specification and Engineer instruction. | ECH | 1950 | 1800 | 3510000 | EGP | SC_Supply/Apply
Qasr Rashwan Lot A _0207 |  | RFQ-00031 | Reham Ashraf | Operation | 2024-05-23 | Sewage and Main Force Networks | Approved | 12.10 - 3. Manshya fanous.Mansheya Fanous-BILL NO. 1: SEWAGE NETWORK-1.9 | Deep Dewatering according to soil investigation, specification and Engineer instruction. | ECH | 1050 | 1050 | 984.17 | 1033378.5 | SC_Supply/Apply | هارون رشاد محمد | 12.10 - 3. Manshya fanous.Mansheya Fanous-BILL NO. 1: SEWAGE NETWORK-1.9 | Deep Dewatering according to soil investigation, specification and Engineer instruction. | ECH | 1050 | 900 | 945000 | EGP | SC_Supply/Apply
Qasr Rashwan Lot A _0207 |  | RFQ-00031 | Reham Ashraf | Operation | 2024-05-23 | Sewage and Main Force Networks | Approved | 13.10 - 4. Khulusi.Khulusi-BILL NO. 1: SEWAGE NETWORK-1.8 | Deep Dewatering according to soil investigation, specification and Engineer instruction. | ECH | 1365 | 1365 | 1800 | 2457000 | SC_Supply/Apply | هارون رشاد محمد | 13.10 - 4. Khulusi.Khulusi-BILL NO. 1: SEWAGE NETWORK-1.8 | Deep Dewatering according to soil investigation, specification and Engineer instruction. | ECH | 1365 | 1800 | 2457000 | EGP | SC_Supply/Apply
Qasr Rashwan Lot A _0207 |  | RFQ-00031 | Reham Ashraf | Operation | 2024-05-23 | Sewage and Main Force Networks | Approved | 13.10 - 4. Khulusi.Khulusi-BILL NO. 1: SEWAGE NETWORK-1.8 | Deep Dewatering according to soil investigation, specification and Engineer instruction. | ECH | 735 | 735 | 984.17 | 723364.95 | SC_Supply/Apply | هارون رشاد محمد | 13.10 - 4. Khulusi.Khulusi-BILL NO. 1: SEWAGE NETWORK-1.8 | Deep Dewatering according to soil investigation, specification and Engineer instruction. | ECH | 735 | 900 | 661500 | EGP | SC_Supply/Apply
Qasr Rashwan Lot A _0207 |  | RFQ-00031 | Reham Ashraf | Operation | 2024-05-23 | Sewage and Main Force Networks | Approved | 13.11 - 4. Khulusi.Khulusi-Bill No. 2 - Forcemain-2.1 | Deep Dewatering according to soil investigation, specification and Engineer instruction. | ECH | 65 | 65 | 1800 | 117000 | SC_Supply/Apply | هارون رشاد محمد | 13.11 - 4. Khulusi.Khulusi-Bill No. 2 - Forcemain-2.1 | Deep Dewatering according to soil investigation, specification and Engineer instruction. | ECH | 65 | 1800 | 117000 | EGP | SC_Supply/Apply
Qasr Rashwan Lot A _0207 |  | RFQ-00031 | Reham Ashraf | Operation | 2024-05-23 | Sewage and Main Force Networks | Approved | 13.11 - 4. Khulusi.Khulusi-Bill No. 2 - Forcemain-2.1 | Deep Dewatering according to soil investigation, specification and Engineer instruction. | ECH | 35 | 35 | 984.17 | 34445.95 | SC_Supply/Apply | هارون رشاد محمد | 13.11 - 4. Khulusi.Khulusi-Bill No. 2 - Forcemain-2.1 | Deep Dewatering according to soil investigation, specification and Engineer instruction. | ECH | 35 | 900 | 31500 | EGP | SC_Supply/Apply
Qasr Rashwan Lot A _0207 |  | RFQ-00031 | Reham Ashraf | Operation | 2024-05-23 | Sewage and Main Force Networks | Approved | 14.10 - 5. Iz. Albersly.Iz.Albersly & Iz.Alasfar-BILL NO. 1: SEWAGE NETWORK-1.8 | Deep Dewatering according to soil investigation, specification and Engineer instruction. | ECH | 520 | 520 | 1800 | 936000 | SC_Supply/Apply | هارون رشاد محمد | 14.10 - 5. Iz. Albersly.Iz.Albersly & Iz.Alasfar-BILL NO. 1: SEWAGE NETWORK-1.8 | Deep Dewatering according to soil investigation, specification and Engineer instruction. | ECH | 520 | 1800 | 936000 | EGP | SC_Supply/Apply
Qasr Rashwan Lot A _0207 |  | RFQ-00031 | Reham Ashraf | Operation | 2024-05-23 | Sewage and Main Force Networks | Approved | 14.10 - 5. Iz. Albersly.Iz.Albersly & Iz.Alasfar-BILL NO. 1: SEWAGE NETWORK-1.8 | Deep Dewatering according to soil investigation, specification and Engineer instruction. | ECH | 280 | 280 | 984.17 | 275567.6 | SC_Supply/Apply | هارون رشاد محمد | 14.10 - 5. Iz. Albersly.Iz.Albersly & Iz.Alasfar-BILL NO. 1: SEWAGE NETWORK-1.8 | Deep Dewatering according to soil investigation, specification and Engineer instruction. | ECH | 280 | 900 | 252000 | EGP | SC_Supply/Apply
Qasr Rashwan Lot A _0207 |  | RFQ-00031 | Reham Ashraf | Operation | 2024-05-23 | Sewage and Main Force Networks | Approved | 11.11 - 2. Murad Al Gendy.Murad Al Gendy W Al Sanahra-Bill No. 2 - Forcemain-2.8 | Deep Dewatering according to soil investigation, specification and Engineer instruction. | ECH | 65 | 65 | 1800 | 117000 | SC_Supply/Apply | هارون رشاد محمد | 11.11 - 2. Murad Al Gendy.Murad Al Gendy W Al Sanahra-Bill No. 2 - Forcemain-2.8 | Deep Dewatering according to soil investigation, specification and Engineer instruction. | ECH | 65 | 1800 | 117000 | EGP | SC_Supply/Apply
Qasr Rashwan Lot A _0207 |  | RFQ-00031 | Reham Ashraf | Operation | 2024-05-23 | Sewage and Main Force Networks | Approved | 11.11 - 2. Murad Al Gendy.Murad Al Gendy W Al Sanahra-Bill No. 2 - Forcemain-2.8 | Deep Dewatering according to soil investigation, specification and Engineer instruction. | ECH | 35 | 35 | 984.17 | 34445.95 | SC_Supply/Apply | هارون رشاد محمد | 11.11 - 2. Murad Al Gendy.Murad Al Gendy W Al Sanahra-Bill No. 2 - Forcemain-2.8 | Deep Dewatering according to soil investigation, specification and Engineer instruction. | ECH | 35 | 900 | 31500 | EGP | SC_Supply/Apply
Qasr Rashwan Lot A _0207 |  | RFQ-00031 | Reham Ashraf | Operation | 2024-05-23 | Sewage and Main Force Networks | Approved | 12.11 - 3. Manshya fanous.Mansheya Fanous-Bill No. 2 - Forcemain (Main)-2.1.9 | Deep Dewatering according to soil investigation, specification and Engineer instruction. | ECH | 32.5 | 32.5 | 1800 | 58500 | SC_Supply/Apply | هارون رشاد محمد | 12.11 - 3. Manshya fanous.Mansheya Fanous-Bill No. 2 - Forcemain (Main)-2.1.9 | Deep Dewatering according to soil investigation, specification and Engineer instruction. | ECH | 32.5 | 1800 | 58500 | EGP | SC_Supply/Apply
Qasr Rashwan Lot A _0207 |  | RFQ-00031 | Reham Ashraf | Operation | 2024-05-23 | Sewage and Main Force Networks | Approved | 12.11 - 3. Manshya fanous.Mansheya Fanous-Bill No. 2 - Forcemain (Main)-2.1.9 | Deep Dewatering according to soil investigation, specification and Engineer instruction. | ECH | 17.5 | 17.5 | 984.17 | 17222.98 | SC_Supply/Apply | هارون رشاد محمد | 12.11 - 3. Manshya fanous.Mansheya Fanous-Bill No. 2 - Forcemain (Main)-2.1.9 | Deep Dewatering according to soil investigation, specification and Engineer instruction. | ECH | 17.5 | 900 | 15750 | EGP | SC_Supply/Apply
Qasr Rashwan Lot A _0207 |  | RFQ-00031 | Reham Ashraf | Operation | 2024-05-23 | Sewage and Main Force Networks | Approved | 10.11 - 1. Saad Al Rouby.Saad Al Rouby-Bill No. 2 - Forcemain-2.9 | Deep Dewatering according to soil investigation, specification and Engineer instruction. | ECH | 32.5 | 32.5 | 1800 | 58500 | SC_Supply/Apply | هارون رشاد محمد | 10.11 - 1. Saad Al Rouby.Saad Al Rouby-Bill No. 2 - Forcemain-2.9 | Deep Dewatering according to soil investigation, specification and Engineer instruction. | ECH | 32.5 | 1800 | 58500 | EGP | SC_Supply/Apply
Qasr Rashwan Lot A _0207 |  | RFQ-00031 | Reham Ashraf | Operation | 2024-05-23 | Sewage and Main Force Networks | Approved | 10.11 - 1. Saad Al Rouby.Saad Al Rouby-Bill No. 2 - Forcemain-2.9 | Deep Dewatering according to soil investigation, specification and Engineer instruction. | ECH | 17.5 | 17.5 | 984.17 | 17222.98 | SC_Supply/Apply | هارون رشاد محمد | 10.11 - 1. Saad Al Rouby.Saad Al Rouby-Bill No. 2 - Forcemain-2.9 | Deep Dewatering according to soil investigation, specification and Engineer instruction. | ECH | 17.5 | 900 | 15750 | EGP | SC_Supply/Apply
Qasr Rashwan Lot A _0207 |  | RFQ-00031 | Reham Ashraf | Operation | 2024-05-23 | Sewage and Main Force Networks | Approved | 11.10 - 2. Murad Al Gendy.Murad Al Gendy W Al Sanahra-BILL NO. 1: SEWAGE NETWORK-1.9 | Deep Dewatering according to soil investigation, specification and Engineer instruction. | ECH | 455 | 455 | 1800 | 819000 | SC_Supply/Apply | هارون رشاد محمد | 11.10 - 2. Murad Al Gendy.Murad Al Gendy W Al Sanahra-BILL NO. 1: SEWAGE NETWORK-1.9 | Deep Dewatering according to soil investigation, specification and Engineer instruction. | ECH | 455 | 1800 | 819000 | EGP | SC_Supply/Apply
Qasr Rashwan Lot A _0207 |  | RFQ-00031 | Reham Ashraf | Operation | 2024-05-23 | Sewage and Main Force Networks | Approved | 11.10 - 2. Murad Al Gendy.Murad Al Gendy W Al Sanahra-BILL NO. 1: SEWAGE NETWORK-1.9 | Deep Dewatering according to soil investigation, specification and Engineer instruction. | ECH | 245 | 245 | 984.17 | 241121.65 | SC_Supply/Apply | هارون رشاد محمد | 11.10 - 2. Murad Al Gendy.Murad Al Gendy W Al Sanahra-BILL NO. 1: SEWAGE NETWORK-1.9 | Deep Dewatering according to soil investigation, specification and Engineer instruction. | ECH | 245 | 900 | 220500 | EGP | SC_Supply/Apply
Qasr Rashwan Lot A _0207 |  | RFQ-00031 | Reham Ashraf | Operation | 2024-05-23 | Sewage and Main Force Networks | Approved | 14.11 - 5. Iz. Albersly.Iz.Albersly & Iz.Alasfar-Bill No. 2 - Forcemain-2.8 | Wooden formwork are left in their places after the excavation, construction and backfilling works over them, as approved from the Engineer Bill - Iz.Albersly & Iz.Alasfar Pump Station | ECH | 20 | 20 | 16000 | 320000 | SC_Supply/Apply | هارون رشاد محمد | 14.11 - 5. Iz. Albersly.Iz.Albersly & Iz.Alasfar-Bill No. 2 - Forcemain-2.8 | Wooden formwork are left in their places after the excavation, construction and backfilling works over them, as approved from the Engineer Bill - Iz.Albersly & Iz.Alasfar Pump Station | ECH | 20 | 16000 | 320000 | EGP | SC_Supply/Apply
Qasr Rashwan Lot A _0207 |  | RFQ-00031 | Reham Ashraf | Operation | 2024-05-23 | Sewage and Main Force Networks | Approved | 13.11 - 4. Khulusi.Khulusi-Bill No. 2 - Forcemain-2.11 | Wooden formwork are left in their places after the excavation, construction and backfilling works over them, as approved from the Engineer Bill - Khulusi Pump Station | ECH | 20 | 20 | 16000 | 320000 | SC_Supply/Apply | هارون رشاد محمد | 13.11 - 4. Khulusi.Khulusi-Bill No. 2 - Forcemain-2.11 | Wooden formwork are left in their places after the excavation, construction and backfilling works over them, as approved from the Engineer Bill - Khulusi Pump Station | ECH | 20 | 16000 | 320000 | EGP | SC_Supply/Apply
Red Sea Museum-Bab El-Bunt _K0003 |  | RFQ-00015 | Rola Yasser | Procurement | 2024-06-03 | Piles and Dewatering | Approved | 10.20.10 - 323223-P1-A | Design and build Diaphragm wall complete 500mm thick having a cylinder strength f'c = 400 kg/cm², including all temporary and permanent related works (approximate area 1,440m²) | ECH | 10 | 10 | 1274.27 | 12742.7 | SC_Supply/Apply | شركة اساسات جدة للمقاولات | 10.20.10 - 323223-P1-A | Design and build Diaphragm wall complete 500mm thick having a cylinder strength f'c = 400 kg/cm², including all temporary and permanent related works (approximate area 1,440m²) | ECH | 10 | 1600 | 16000 | SAR | SC_Supply/Apply
Red Sea Museum-Bab El-Bunt _K0003 |  | RFQ-00015 | Rola Yasser | Procurement | 2024-06-03 | Piles and Dewatering | Approved | 10.19.11 - 312000-P1-C | Allow for Design, Construction, Completion and Maintenance during the defects liability period of: Dewatering system, support of existing structure, shoring system, excavation under existing construction and new tunnels, soil improvement, deep foundations, underpinning, foundations for the existing construction (main building, shade building and new connecting tunnels between old and new construction), lateral supports, testing, cathodic protection if needed, and any works related to the stability of the structure, etc. to be executed by the Contractor. The Contractor is to allow sufficient time and cost to be able to execute the works in a professional manner, taking into consideration the age and structural integrity of the building and any other mitigating factors for the dewatering and temporary support required | ECH | 1 | 1 | 568400 | 568400 | SC_Supply/Apply | شركة اساسات جدة للمقاولات | 10.19.11 - 312000-P1-C | Allow for Design, Construction, Completion and Maintenance during the defects liability period of: Dewatering system, support of existing structure, shoring system, excavation under existing construction and new tunnels, soil improvement, deep foundations, underpinning, foundations for the existing construction (main building, shade building and new connecting tunnels between old and new construction), lateral supports, testing, cathodic protection if needed, and any works related to the stability of the structure, etc. to be executed by the Contractor. The Contractor is to allow sufficient time and cost to be able to execute the works in a professional manner, taking into consideration the age and structural integrity of the building and any other mitigating factors for the dewatering and temporary support required | ECH | 1 | 840000 | 840000 | SAR | SC_Supply/Apply
BIOLOGICALS AND BIOSIMILARS MANUFACTURING FACILITY EIPICO 3 _0187 |  | RFQ-00166 | Eslam Kamal | Operation | 2024-06-24 | اعمال نظافة الموقع | Approved | 1 - B01(ADMIN BUILDING)-101400-3 | site cleaning | LS | 1 | 1 | 0 | 0 | SC_Supply/Apply | مؤسسة الايمان للمقاولات العمومية - ايمن حسانين ترك | 1 - B01(ADMIN BUILDING)-101400-3 | site cleaning | LS | 1 | 248600 | 248600 | EGP | SC_Supply/Apply
Mivida BP#189 |  | RFQ-00097 | Mostafa Shourbagi | MEP (Electro Mechanical) | 2024-06-13 | Galvanized Threaded Fittings | Approved | 152105.Bas&B3 | P.R. 93607 → Galvanized ERW Pipes & Galvanized Fittings Remaining Bas& BLD 03 | LS | 1 | 0.23 | 70779.49 | 16279.28 | SC_Supply | ماس للتوريدات العموميه | 152105.Bas&B3 | P.R. 93607 → Galvanized ERW Pipes & Galvanized Fittings Remaining Bas& BLD 03 | LS | 0.23 | 560711.48 | 128963.64 | EGP | SC_Supply
Mivida BP#189 |  | RFQ-00098 | Mostafa Shourbagi | MEP (Electro Mechanical) | 2024-06-13 | Galvanized ERW Pipes | Approved | 152105.Bas&B3 | P.R. 93607 → Galvanized ERW Pipes & Galvanized Fittings Remaining Bas& BLD 03 | LS | 1 | 0.77 | 70779.49 | 54500.21 | SC_Supply | Linda | 152105.Bas&B3 | P.R. 93607 → Galvanized ERW Pipes & Galvanized Fittings Remaining Bas& BLD 03 | LS | 0.77 | 554032 | 426604.64 | EGP | SC_Supply
Mivida BP#189 |  | RFQ-00099 | Mostafa Shourbagi | MEP (Electro Mechanical) | 2024-06-13 | PPR Pipes & Fittings | Approved | 152105.Bas | PR. 93117 → PPR Pipes & Fittings | LS | 1 | 1 | 127391.03 | 127391.03 | SC_Supply | Roxy | 152105.Bas | PR. 93117 → PPR Pipes & Fittings | LS | 1 | 15427.52 | 15427.52 | EGP | SC_Supply
ORA ZED-Ph 2-Pkgs A&D |  | RFQ-00028 | Sarah Al Shaarawy | MEP (Electro Mechanical) | 2024-05-22 | Supply UPS Package | Approved | All areas | 12KVA, 380/380V, 10 Minutes. | NO | 8 | 8 | 278322.1 | 2226576.8 | SC_Supply/Apply | انظمه القوى المصريه علا عبد المنصف قنصوة وشركائها | All areas | 12KVA, 380/380V, 10 Minutes. | NO | 8 | 7923 | 63384 | EGP | SC_Supply/Apply
ORA ZED-Ph 2-Pkgs A&D |  | RFQ-00028 | Sarah Al Shaarawy | MEP (Electro Mechanical) | 2024-05-22 | Supply UPS Package | Approved | All areas | 15KVA, 380/380V, 10 Minutes. | NO | 3 | 3 | 243204.18 | 729612.54 | SC_Supply/Apply | انظمه القوى المصريه علا عبد المنصف قنصوة وشركائها | All areas | 15KVA, 380/380V, 10 Minutes. | NO | 3 | 8835 | 26505 | EGP | SC_Supply/Apply
ORA ZED-Ph 2-Pkgs A&D |  | RFQ-00028 | Sarah Al Shaarawy | MEP (Electro Mechanical) | 2024-05-22 | Supply UPS Package | Approved | All areas | 180KVA, 380/380V, 10 Minutes. (140KVA, 380/380V, 10 Minutes.)=IFC | NO | 1 | 1 | 1659741.06 | 1659741.06 | SC_Supply/Apply | انظمه القوى المصريه علا عبد المنصف قنصوة وشركائها | All areas | 180KVA, 380/380V, 10 Minutes. (140KVA, 380/380V, 10 Minutes.)=IFC | NO | 1 | 49590 | 49590 | EGP | SC_Supply/Apply
ORA ZED-Ph 2-Pkgs A&D |  | RFQ-00023 | Mohamed Selim | Procurement | 2024-05-19 | internal paints and anticarbonation paints | Approved | All areas | Internal Paintings For Walls On Cement Plaster | SQM | 66150 | 66150 | 104.79 | 6931858.5 | SC_Supply/Apply | مكتب الزهراء للمقاولات | All areas | Internal Paintings For Walls On Cement Plaster | SQM | 66150 | 85 | 5622750 | EGP | SC_Supply/Apply
ORA ZED-Ph 2-Pkgs A&D |  | RFQ-00023 | Mohamed Selim | Procurement | 2024-05-19 | internal paints and anticarbonation paints | Approved | All areas | Internal Paintings For Ceilings On concrete surfaces slabs including repair and cementitious Putty | SQM | 12900 | 12900 | 139.73 | 1802517 | SC_Supply/Apply | مكتب الزهراء للمقاولات | All areas | Internal Paintings For Ceilings On concrete surfaces slabs including repair and cementitious Putty | SQM | 12900 | 105 | 1354500 | EGP | SC_Supply/Apply
ORA ZED-Ph 2-Pkgs A&D |  | RFQ-00023 | Mohamed Selim | Procurement | 2024-05-19 | internal paints and anticarbonation paints | Approved | All areas | Internal Paintings For Walls and Celings on Gypsum Board | SQM | 9990 | 9990 | 139.73 | 1395902.7 | SC_Supply/Apply | مكتب الزهراء للمقاولات | All areas | Internal Paintings For Walls and Celings on Gypsum Board | SQM | 9990 | 85 | 849150 | EGP | SC_Supply/Apply
ORA ZED-Ph 2-Pkgs A&D |  | RFQ-00023 | Mohamed Selim | Procurement | 2024-05-19 | internal paints and anticarbonation paints | Approved | All areas | Internal Paintings For Walls for Basement (Anticarbonation) on cement Plaster | SQM | 4590 | 4590 | 118.77 | 545154.3 | SC_Supply/Apply | مكتب الزهراء للمقاولات | All areas | Internal Paintings For Walls for Basement (Anticarbonation) on cement Plaster | SQM | 4590 | 115 | 527850 | EGP | SC_Supply/Apply
ORA ZED-Ph 2-Pkgs A&D |  | RFQ-00023 | Mohamed Selim | Procurement | 2024-05-19 | internal paints and anticarbonation paints | Approved | All areas | Internal Paintings ForCeilings for Basement (Anticarbonation) On concrete surfaces slabs including repair and cementitious Putty | SQM | 13590 | 13590 | 167.67 | 2278635.3 | SC_Supply/Apply | مكتب الزهراء للمقاولات | All areas | Internal Paintings ForCeilings for Basement (Anticarbonation) On concrete surfaces slabs including repair and cementitious Putty | SQM | 13590 | 125 | 1698750 | EGP | SC_Supply/Apply
MOC HQ at Diriyah _K0005 |  | RFQ-00010 | Mohamed Abd El-Rahman | Operation | 2024-06-24 | mobilization work | Approved | 20 | بالمتر المسطح توريد وتركيب بلاطات من الانتر لوك حسب العينه المختاره لمنطقه تجهيز المكاتب والبند شامل جميع التوريد التشوين والتركيب وكل مايتطلبه البند لانهاء الاعمال طبقا للمواصفات والاشتراطات الهندسيه | SQM | 160 | 160 | 65 | 10400 | Oth | مؤسسة التعمير هوم للتشغيل والصيانة | 20 | بالمتر المسطح توريد وتركيب بلاطات من الانتر لوك حسب العينه المختاره لمنطقه تجهيز المكاتب والبند شامل جميع التوريد التشوين والتركيب وكل مايتطلبه البند لانهاء الاعمال طبقا للمواصفات والاشتراطات الهندسيه | SQM | 160 | 45 | 7200 | SAR | Oth
ORA ZED-Ph 2-Pkgs A&D |  | RFQ-00029 | Sarah Al Shaarawy | MEP (Electro Mechanical) | 2024-05-22 | Supply KWHM Empty Enclosure | Approved | All areas | Empty Enclosure for KWH meter | NO | 98 | 98 | 2409.42 | 236123.16 | MAT_Raw | الجيزه للصناعات الكهربائيه (اجيك) | All areas | Empty Enclosure for KWH meter | NO | 98 | 3420 | 335160 | EGP | MAT_Raw
ORA ZED-Ph 2-Pkgs A&D |  | RFQ-00029 | Sarah Al Shaarawy | MEP (Electro Mechanical) | 2024-05-22 | Supply KWHM Empty Enclosure | Approved | All areas | Empty Enclosure for KWH meter | NO | 102 | 102 | 2409.42 | 245760.84 | MAT_Raw | الجيزه للصناعات الكهربائيه (اجيك) | All areas | Empty Enclosure for KWH meter | NO | 102 | 3420 | 348840 | EGP | MAT_Raw
ORA ZED-Ph 2-Pkgs A&D |  | RFQ-00029 | Sarah Al Shaarawy | MEP (Electro Mechanical) | 2024-05-22 | Supply KWHM Empty Enclosure | Approved | All areas | Empty Enclosure for KWH meter | NO | 79 | 79 | 2409.42 | 190344.18 | MAT_Raw | الجيزه للصناعات الكهربائيه (اجيك) | All areas | Empty Enclosure for KWH meter | NO | 79 | 3420 | 270180 | EGP | MAT_Raw
ORA ZED-Ph 2-Pkgs A&D |  | RFQ-00029 | Sarah Al Shaarawy | MEP (Electro Mechanical) | 2024-05-22 | Supply KWHM Empty Enclosure | Approved | All areas | Empty Enclosure for KWH meter | NO | 84 | 84 | 2409.42 | 202391.28 | MAT_Raw | الجيزه للصناعات الكهربائيه (اجيك) | All areas | Empty Enclosure for KWH meter | NO | 84 | 3420 | 287280 | EGP | MAT_Raw
Qasr Rashwan Lot A _0207 |  | RFQ-00031 | Reham Ashraf | Operation | 2024-05-23 | Sewage and Main Force Networks | Approved | 12.11 - 3. Manshya fanous.Mansheya Fanous-Bill No. 2 - Forcemain (Main)-2.1.10 | Wooden formwork are left in their places after the excavation, construction and backfilling works over them, as approved from the Engineer | ECH | 20 | 20 | 16000 | 320000 | SC_Supply/Apply | هارون رشاد محمد | 12.11 - 3. Manshya fanous.Mansheya Fanous-Bill No. 2 - Forcemain (Main)-2.1.10 | Wooden formwork are left in their places after the excavation, construction and backfilling works over them, as approved from the Engineer | ECH | 20 | 16000 | 320000 | EGP | SC_Supply/Apply
Qasr Rashwan Lot A _0207 |  | RFQ-00031 | Reham Ashraf | Operation | 2024-05-23 | Sewage and Main Force Networks | Approved | 10.11 - 1. Saad Al Rouby.Saad Al Rouby-Bill No. 2 - Forcemain-2.1 | Wooden formwork are left in their places after the excavation, construction and backfilling works over them, as approved from the Engineer Bill No.3.4 - Saad Al Rouby Pump Station (Mechanical works) | ECH | 25 | 25 | 16000 | 400000 | SC_Supply/Apply | هارون رشاد محمد | 10.11 - 1. Saad Al Rouby.Saad Al Rouby-Bill No. 2 - Forcemain-2.1 | Wooden formwork are left in their places after the excavation, construction and backfilling works over them, as approved from the Engineer Bill No.3.4 - Saad Al Rouby Pump Station (Mechanical works) | ECH | 25 | 16000 | 400000 | EGP | SC_Supply/Apply
Qasr Rashwan Lot A _0207 |  | RFQ-00031 | Reham Ashraf | Operation | 2024-05-23 | Sewage and Main Force Networks | Approved | 11.11 - 2. Murad Al Gendy.Murad Al Gendy W Al Sanahra-Bill No. 2 - Forcemain-2.9 | Wooden formwork are left in their places after the excavation, construction and backfilling works over them, as approved from the Engineer Bill No.3.4 - Murad Al Gendy W Al Sanahra Pump Station (Mechanical works) | ECH | 20 | 20 | 16000 | 320000 | SC_Supply/Apply | هارون رشاد محمد | 11.11 - 2. Murad Al Gendy.Murad Al Gendy W Al Sanahra-Bill No. 2 - Forcemain-2.9 | Wooden formwork are left in their places after the excavation, construction and backfilling works over them, as approved from the Engineer Bill No.3.4 - Murad Al Gendy W Al Sanahra Pump Station (Mechanical works) | ECH | 20 | 16000 | 320000 | EGP | SC_Supply/Apply
Qasr Rashwan Lot A _0207 |  | RFQ-00031 | Reham Ashraf | Operation | 2024-05-23 | Sewage and Main Force Networks | Approved | 10.10 - 1. Saad Al Rouby.Saad Al Rouby-BILL NO. 1: SEWAGE NETWORK-1.1 | Wooden formwork left in their places after the construction and backfilling works completed as approved and instructed by the Engineer | ECH | 50 | 50 | 16000 | 800000 | SC_Supply/Apply | هارون رشاد محمد | 10.10 - 1. Saad Al Rouby.Saad Al Rouby-BILL NO. 1: SEWAGE NETWORK-1.1 | Wooden formwork left in their places after the construction and backfilling works completed as approved and instructed by the Engineer | ECH | 50 | 16000 | 800000 | EGP | SC_Supply/Apply
Qasr Rashwan Lot A _0207 |  | RFQ-00031 | Reham Ashraf | Operation | 2024-05-23 | Sewage and Main Force Networks | Approved | 13.10 - 4. Khulusi.Khulusi-BILL NO. 1: SEWAGE NETWORK-1.1 | Wooden formwork left in their places after the construction and backfilling works completed as approved and instructed by the Engineer | ECH | 50 | 50 | 16000 | 800000 | SC_Supply/Apply | هارون رشاد محمد | 13.10 - 4. Khulusi.Khulusi-BILL NO. 1: SEWAGE NETWORK-1.1 | Wooden formwork left in their places after the construction and backfilling works completed as approved and instructed by the Engineer | ECH | 50 | 16000 | 800000 | EGP | SC_Supply/Apply
Qasr Rashwan Lot A _0207 |  | RFQ-00031 | Reham Ashraf | Operation | 2024-05-23 | Sewage and Main Force Networks | Approved | 14.10 - 5. Iz. Albersly.Iz.Albersly & Iz.Alasfar-BILL NO. 1: SEWAGE NETWORK-1.9 | Wooden formwork left in their places after the construction and backfilling works completed as approved and instructed by the Engineer | ECH | 20 | 20 | 16000 | 320000 | SC_Supply/Apply | هارون رشاد محمد | 14.10 - 5. Iz. Albersly.Iz.Albersly & Iz.Alasfar-BILL NO. 1: SEWAGE NETWORK-1.9 | Wooden formwork left in their places after the construction and backfilling works completed as approved and instructed by the Engineer | ECH | 20 | 16000 | 320000 | EGP | SC_Supply/Apply
Qasr Rashwan Lot A _0207 |  | RFQ-00031 | Reham Ashraf | Operation | 2024-05-23 | Sewage and Main Force Networks | Approved | 12.10 - 3. Manshya fanous.Mansheya Fanous-BILL NO. 1: SEWAGE NETWORK-1.11 | Wooden formwork left in their places after the construction and backfilling works completed as approved and instructed by the Engineer | ECH | 50 | 50 | 16000 | 800000 | SC_Supply/Apply | هارون رشاد محمد | 12.10 - 3. Manshya fanous.Mansheya Fanous-BILL NO. 1: SEWAGE NETWORK-1.11 | Wooden formwork left in their places after the construction and backfilling works completed as approved and instructed by the Engineer | ECH | 50 | 16000 | 800000 | EGP | SC_Supply/Apply
Qasr Rashwan Lot A _0207 |  | RFQ-00031 | Reham Ashraf | Operation | 2024-05-23 | Sewage and Main Force Networks | Approved | 11.10 - 2. Murad Al Gendy.Murad Al Gendy W Al Sanahra-BILL NO. 1: SEWAGE NETWORK-1.11 | Wooden formwork left in their places after the construction and backfilling works completed as approved and instructed by the Engineer | ECH | 20 | 20 | 16000 | 320000 | SC_Supply/Apply | هارون رشاد محمد | 11.10 - 2. Murad Al Gendy.Murad Al Gendy W Al Sanahra-BILL NO. 1: SEWAGE NETWORK-1.11 | Wooden formwork left in their places after the construction and backfilling works completed as approved and instructed by the Engineer | ECH | 20 | 16000 | 320000 | EGP | SC_Supply/Apply
Qasr Rashwan Lot A _0207 |  | RFQ-00031 | Reham Ashraf | Operation | 2024-05-23 | Sewage and Main Force Networks | Approved | 13.11 - 4. Khulusi.Khulusi-Bill No. 2 - Forcemain-2.1-a | Inner diameter DN/ID 200 mm | MTR | 1000 | 1000 | 287.06 | 287060 | OTH | هارون رشاد محمد | 13.11 - 4. Khulusi.Khulusi-Bill No. 2 - Forcemain-2.1-a | Inner diameter DN/ID 200 mm | MTR | 1000 | 300 | 300000 | EGP | OTH
Qasr Rashwan Lot A _0207 |  | RFQ-00031 | Reham Ashraf | Operation | 2024-05-23 | Sewage and Main Force Networks | Approved | 10.11 - 1. Saad Al Rouby.Saad Al Rouby-Bill No. 2 - Forcemain-2.1-a | Inner diameter DN/ID 350 mm | MTR | 6260 | 6260 | 487.06 | 3048995.6 | OTH | هارون رشاد محمد | 10.11 - 1. Saad Al Rouby.Saad Al Rouby-Bill No. 2 - Forcemain-2.1-a | Inner diameter DN/ID 350 mm | MTR | 6260 | 500 | 3130000 | EGP | OTH
Qasr Rashwan Lot A _0207 |  | RFQ-00031 | Reham Ashraf | Operation | 2024-05-23 | Sewage and Main Force Networks | Approved | 14.11 - 5. Iz. Albersly.Iz.Albersly & Iz.Alasfar-Bill No. 2 - Forcemain-2.1-a | Inner diameter DN/ID 150 mm | MTR | 1160 | 1160 | 267.06 | 309789.6 | OTH | هارون رشاد محمد | 14.11 - 5. Iz. Albersly.Iz.Albersly & Iz.Alasfar-Bill No. 2 - Forcemain-2.1-a | Inner diameter DN/ID 150 mm | MTR | 1160 | 250 | 290000 | EGP | OTH
Qasr Rashwan Lot A _0207 |  | RFQ-00031 | Reham Ashraf | Operation | 2024-05-23 | Sewage and Main Force Networks | Approved | 11.11 - 2. Murad Al Gendy.Murad Al Gendy W Al Sanahra-Bill No. 2 - Forcemain-2.1-a | Inner diameter DN/ID 300 mm | MTR | 2040 | 2040 | 387.06 | 789602.4 | OTH | هارون رشاد محمد | 11.11 - 2. Murad Al Gendy.Murad Al Gendy W Al Sanahra-Bill No. 2 - Forcemain-2.1-a | Inner diameter DN/ID 300 mm | MTR | 2040 | 400 | 816000 | EGP | OTH
Qasr Rashwan Lot A _0207 |  | RFQ-00031 | Reham Ashraf | Operation | 2024-05-23 | Sewage and Main Force Networks | Approved | 12.11 - 3. Manshya fanous.Mansheya Fanous-Bill No. 2 - Forcemain (Main)-2.1.1-a | Inner diameter DN/ID 250 mm | MTR | 3920 | 3920 | 317.06 | 1242875.2 | OTH | هارون رشاد محمد | 12.11 - 3. Manshya fanous.Mansheya Fanous-Bill No. 2 - Forcemain (Main)-2.1.1-a | Inner diameter DN/ID 250 mm | MTR | 3920 | 325 | 1274000 | EGP | OTH
Qasr Rashwan Lot A _0207 |  | RFQ-00031 | Reham Ashraf | Operation | 2024-05-23 | Sewage and Main Force Networks | Approved | 12.12 - 3. Manshya fanous.Mansheya Fanous-Bill No. 2 - Forcemain (Secondary)-2.2.1-a | Inner diameter DN/ID 150 mm | MTR | 490 | 0 | 267.06 | 0 | OTH | هارون رشاد محمد | 12.12 - 3. Manshya fanous.Mansheya Fanous-Bill No. 2 - Forcemain (Secondary)-2.2.1-a | Inner diameter DN/ID 150 mm | MTR | 0 | 250 | 0 | EGP | OTH
Qasr Rashwan Lot A _0207 |  | RFQ-00031 | Reham Ashraf | Operation | 2024-05-23 | Sewage and Main Force Networks | Approved | 10.10 - 1. Saad Al Rouby.Saad Al Rouby | Alternative Water Networks in which cannot be considered as Re-location of Publice Utilites and Requires Full Transfer of Pipe lines and Valves to water Disconnection | MTR | 0 | 0 | 0 | 0 | SC_Apply | هارون رشاد محمد | 10.10 - 1. Saad Al Rouby.Saad Al Rouby | Alternative Water Networks in which cannot be considered as Re-location of Publice Utilites and Requires Full Transfer of Pipe lines and Valves to water Disconnection | MTR | 0 | 120 | 0 | EGP | SC_Apply
Qasr Rashwan Lot A _0207 |  | RFQ-00031 | Reham Ashraf | Operation | 2024-05-23 | Sewage and Main Force Networks | Approved | 10.10 - 1. Saad Al Rouby.Saad Al Rouby | Alternative Sewer Networks in which cannot be considered as Re-location of Publice Utilites and Requires Full Transfer of Pipe lines and Chambers to avoid Potential Social damages For illegal existing Networks | MTR | 0 | 0 | 0 | 0 | SC_Apply | هارون رشاد محمد | 10.10 - 1. Saad Al Rouby.Saad Al Rouby | Alternative Sewer Networks in which cannot be considered as Re-location of Publice Utilites and Requires Full Transfer of Pipe lines and Chambers to avoid Potential Social damages For illegal existing Networks | MTR | 0 | 160 | 0 | EGP | SC_Apply
Qasr Rashwan Lot A _0207 |  | RFQ-00031 | Reham Ashraf | Operation | 2024-05-23 | Sewage and Main Force Networks | Approved | 11.10 - 2. Murad Al Gendy.Murad Al Gendy W Al Sanahra | Alternative Water Networks in which cannot be considered as Re-location of Publice Utilites and Requires Full Transfer of Pipe lines and Valves to water Disconnection | MTR | 0 | 0 | 0 | 0 | SC_Apply | هارون رشاد محمد | 11.10 - 2. Murad Al Gendy.Murad Al Gendy W Al Sanahra | Alternative Water Networks in which cannot be considered as Re-location of Publice Utilites and Requires Full Transfer of Pipe lines and Valves to water Disconnection | MTR | 0 | 120 | 0 | EGP | SC_Apply
Qasr Rashwan Lot A _0207 |  | RFQ-00031 | Reham Ashraf | Operation | 2024-05-23 | Sewage and Main Force Networks | Approved | 11.10 - 2. Murad Al Gendy.Murad Al Gendy W Al Sanahra | Alternative Sewer Networks in which cannot be considered as Re-location of Publice Utilites and Requires Full Transfer of Pipe lines and Chambers to avoid Potential Social damages For illegal existing Networks | MTR | 0 | 0 | 0 | 0 | SC_Apply | هارون رشاد محمد | 11.10 - 2. Murad Al Gendy.Murad Al Gendy W Al Sanahra | Alternative Sewer Networks in which cannot be considered as Re-location of Publice Utilites and Requires Full Transfer of Pipe lines and Chambers to avoid Potential Social damages For illegal existing Networks | MTR | 0 | 160 | 0 | EGP | SC_Apply
Qasr Rashwan Lot A _0207 |  | RFQ-00031 | Reham Ashraf | Operation | 2024-05-23 | Sewage and Main Force Networks | Approved | 12.17 - Mansheya Fanous | Alternative Water Networks in which cannot be considered as Re-location of Publice Utilites and Requires Full Transfer of Pipe lines and Valves to water Disconnection | MTR | 0 | 0 | 0 | 0 | SC_Apply | هارون رشاد محمد | 12.17 - Mansheya Fanous | Alternative Water Networks in which cannot be considered as Re-location of Publice Utilites and Requires Full Transfer of Pipe lines and Valves to water Disconnection | MTR | 0 | 120 | 0 | EGP | SC_Apply
Qasr Rashwan Lot A _0207 |  | RFQ-00031 | Reham Ashraf | Operation | 2024-05-23 | Sewage and Main Force Networks | Approved | 12.17 - Mansheya Fanous | Alternative Sewer Networks in which cannot be considered as Re-location of Publice Utilites and Requires Full Transfer of Pipe lines and Chambers to avoid Potential Social damages For illegal existing Networks | MTR | 0 | 0 | 0 | 0 | SC_Apply | هارون رشاد محمد | 12.17 - Mansheya Fanous | Alternative Sewer Networks in which cannot be considered as Re-location of Publice Utilites and Requires Full Transfer of Pipe lines and Chambers to avoid Potential Social damages For illegal existing Networks | MTR | 0 | 160 | 0 | EGP | SC_Apply
MOC HQ at Diriyah _K0005 |  | RFQ-00010 | Mohamed Abd El-Rahman | Operation | 2024-06-24 | mobilization work | Approved | 20 | بالمتر المسطح اعمال المباني بلوكات اسمنتيه طبقا لمتطلبات تجهيز المكاتب اسفل الكرافانات وممر طبقا للرسومات المرفقه مصنعيات فقط | SQM | 200 | 200 | 31 | 6200 | Oth | مؤسسة التعمير هوم للتشغيل والصيانة | 20 | بالمتر المسطح اعمال المباني بلوكات اسمنتيه طبقا لمتطلبات تجهيز المكاتب اسفل الكرافانات وممر طبقا للرسومات المرفقه مصنعيات فقط | SQM | 200 | 45 | 9000 | SAR | Oth
MOC HQ at Diriyah _K0005 |  | RFQ-00010 | Mohamed Abd El-Rahman | Operation | 2024-06-24 | mobilization work | Approved | 20 | تجهيز وتسويه ودمك التربه بكامل مسطح منطقه المكاتب | SQM | 400 | 400 | 21 | 8400 | Oth | مؤسسة التعمير هوم للتشغيل والصيانة | 20 | تجهيز وتسويه ودمك التربه بكامل مسطح منطقه المكاتب | SQM | 400 | 20 | 8000 | SAR | Oth
MOC HQ at Diriyah _K0005 |  | RFQ-00010 | Mohamed Abd El-Rahman | Operation | 2024-06-24 | mobilization work | Approved | 20 | بالمتر الطولي توريد وتركيب بردورات لزوم تركيبها اسفل الكرافانات | SQM | 200 | 200 | 76 | 15200 | Oth | مؤسسة التعمير هوم للتشغيل والصيانة | 20 | بالمتر الطولي توريد وتركيب بردورات لزوم تركيبها اسفل الكرافانات | SQM | 200 | 68 | 13600 | SAR | Oth
MOC HQ at Diriyah _K0005 |  | RFQ-00010 | Mohamed Abd El-Rahman | Operation | 2024-06-24 | mobilization work | Approved | 20 | اعمال توصيلات شبكه تغذيه المياه للكرافانات مصنعيات فقط شامل الحفر وتركيبات المواسير وربطها علي شبكه تغذيه المياه الرئيسيه والبند يشمل الحفر والردم وعمل التركيبات والاختبارات اللازمه وكل مايتطلبه البند لانهاء الاعمال طبقا للمواصفات والاشتراطات الهندسيه كميه تقديريه 120 متر طولي | LS | 1 | 1 | 7000 | 7000 | Oth | مؤسسة التعمير هوم للتشغيل والصيانة | 20 | اعمال توصيلات شبكه تغذيه المياه للكرافانات مصنعيات فقط شامل الحفر وتركيبات المواسير وربطها علي شبكه تغذيه المياه الرئيسيه والبند يشمل الحفر والردم وعمل التركيبات والاختبارات اللازمه وكل مايتطلبه البند لانهاء الاعمال طبقا للمواصفات والاشتراطات الهندسيه كميه تقديريه 120 متر طولي | LS | 1 | 2500 | 2500 | SAR | Oth
MOC HQ at Diriyah _K0005 |  | RFQ-00010 | Mohamed Abd El-Rahman | Operation | 2024-06-24 | mobilization work | Approved | 20 | اعمال توصيل كابلات الكهرباء للكرفانات مصنعيات فقط وربطها علي الشبكه الرئيسيه والسعر شامل تركيب اللوحات الخاصه والبند يشمل الحفر والردم وعمل التركيبات والاختبارات اللازمه وكل مايتطلبه البند لانهاء الاعمال طبقا للمواصفات والاشتراطات الهندسيه كميه تقديريه 120 متر طولي | LS | 1 | 1 | 7000 | 7000 | Oth | مؤسسة التعمير هوم للتشغيل والصيانة | 20 | اعمال توصيل كابلات الكهرباء للكرفانات مصنعيات فقط وربطها علي الشبكه الرئيسيه والسعر شامل تركيب اللوحات الخاصه والبند يشمل الحفر والردم وعمل التركيبات والاختبارات اللازمه وكل مايتطلبه البند لانهاء الاعمال طبقا للمواصفات والاشتراطات الهندسيه كميه تقديريه 120 متر طولي | LS | 1 | 3500 | 3500 | SAR | Oth
MOC HQ at Diriyah _K0005 |  | RFQ-00010 | Mohamed Abd El-Rahman | Operation | 2024-06-24 | mobilization work | Approved | 20 | اعمل توصيلات شبكه الصرف للكرافات وربطها علي الشبكه الرئيسيه مصنعيات فقط والبند يشمل الحفر والردم وعمل التركيبات والاختبارات اللازمه وكل مايتطلبه البند لانهاء الاعمال طبقا للمواصفات والاشتراطات الهندسيه كميه تقديريه 120 متر طولي | LS | 1 | 1 | 7000 | 7000 | Oth | مؤسسة التعمير هوم للتشغيل والصيانة | 20 | اعمل توصيلات شبكه الصرف للكرافات وربطها علي الشبكه الرئيسيه مصنعيات فقط والبند يشمل الحفر والردم وعمل التركيبات والاختبارات اللازمه وكل مايتطلبه البند لانهاء الاعمال طبقا للمواصفات والاشتراطات الهندسيه كميه تقديريه 120 متر طولي | LS | 1 | 6700 | 6700 | SAR | Oth
ORA ZED-Ph 2-Pkgs A&D |  | RFQ-00030 | Mostafa Shourbagi | MEP (Electro Mechanical) | 2024-05-27 | Galvanized Ducts | Approved | HVAC | Galvanized sheet metal ducts: Supply and manufacturing only of rectangular galvanized sheet metal ducts according to the required specifications and SMACNA. 1. Thickness: according to SMACNA. 2. Material: Galvanized sheet metals 275 g/m². | KGR | 155000 | 50000 | 108.38 | 5419000 | MAT_Raw | ZamZam | HVAC | Galvanized sheet metal ducts: Supply and manufacturing only of rectangular galvanized sheet metal ducts according to the required specifications and SMACNA. 1. Thickness: according to SMACNA. 2. Material: Galvanized sheet metals 275 g/m². | KGR | 50000 | 66.12 | 3306000 | EGP | MAT_Raw
Qasr Rashwan Lot A _0207 |  | RFQ-00034 | Mostafa Ashraf | MEP (Electro Mechanical) | 2024-06-23 | Supply & Apply of Earthing System | Approved | 10.15 - Saad Al Rouby-Main Pump Station NO. 3.3-3.3.17- | Earthing system network complete with (Inspection pit, rods, bare copper conductor ...etc) and all accessories, as per Contract documents. | LS | 1 | 1 | 491094 | 491094 | SC_Apply | شركة فيرس للتجاره والمقاولات | 10.15 - Saad Al Rouby-Main Pump Station NO. 3.3-3.3.17- | Earthing system network complete with (Inspection pit, rods, bare copper conductor ...etc) and all accessories, as per Contract documents. | LS | 1 | 367500 | 367500 | EGP | SC_Apply
Qasr Rashwan Lot A _0207 |  | RFQ-00034 | Mostafa Ashraf | MEP (Electro Mechanical) | 2024-06-23 | Supply & Apply of Earthing System | Approved | 13.14 - Khulusi-Main Pump Station NO. 3.3-42797- | Earthing system network complete with (Inspection pit, rods, bare copper conductor ...etc) and all accessories, as per Contract documents. | LS | 1 | 1 | 491094 | 491094 | SC_Apply | شركة فيرس للتجاره والمقاولات | 13.14 - Khulusi-Main Pump Station NO. 3.3-42797- | Earthing system network complete with (Inspection pit, rods, bare copper conductor ...etc) and all accessories, as per Contract documents. | LS | 1 | 367500 | 367500 | EGP | SC_Apply
Qasr Rashwan Lot A _0207 |  | RFQ-00034 | Mostafa Ashraf | MEP (Electro Mechanical) | 2024-06-23 | Supply & Apply of Earthing System | Approved | 14.14 - Albersly & Iz.Alasfar-Main Pump Station NO. 3.3-3.3.17- | Earthing system network complete with (Inspection pit, rods, bare copper conductor ...etc) and all accessories, as per Contract documents. | LS | 1 | 1 | 491094 | 491094 | SC_Apply | شركة فيرس للتجاره والمقاولات | 14.14 - Albersly & Iz.Alasfar-Main Pump Station NO. 3.3-3.3.17- | Earthing system network complete with (Inspection pit, rods, bare copper conductor ...etc) and all accessories, as per Contract documents. | LS | 1 | 367500 | 367500 | EGP | SC_Apply
Qasr Rashwan Lot A _0207 |  | RFQ-00034 | Mostafa Ashraf | MEP (Electro Mechanical) | 2024-06-23 | Supply & Apply of Earthing System | Approved | 11.14 - Murad Al Gendy W Al Sanahra-Main Pump Station NO. 3.3-42797- | Earthing system network complete with (Inspection pit, rods, bare copper conductor ...etc) and all accessories, as per Contract documents. | LS | 1 | 1 | 491094 | 491094 | SC_Apply | شركة فيرس للتجاره والمقاولات | 11.14 - Murad Al Gendy W Al Sanahra-Main Pump Station NO. 3.3-42797- | Earthing system network complete with (Inspection pit, rods, bare copper conductor ...etc) and all accessories, as per Contract documents. | LS | 1 | 367500 | 367500 | EGP | SC_Apply
Qasr Rashwan Lot A _0207 |  | RFQ-00034 | Mostafa Ashraf | MEP (Electro Mechanical) | 2024-06-23 | Supply & Apply of Earthing System | Approved | 12.15 - Mansheya Fanous-Main Pump Station NO. 3.3-3.3.17- | Earthing system network complete with (Inspection pit, rods, bare copper conductor ...etc) and all accessories, as per Contract documents. | LS | 1 | 1 | 491094 | 491094 | SC_Apply | شركة فيرس للتجاره والمقاولات | 12.15 - Mansheya Fanous-Main Pump Station NO. 3.3-3.3.17- | Earthing system network complete with (Inspection pit, rods, bare copper conductor ...etc) and all accessories, as per Contract documents. | LS | 1 | 367500 | 367500 | EGP | SC_Apply
Qasr Rashwan Lot A _0207 |  | RFQ-00034 | Mostafa Ashraf | MEP (Electro Mechanical) | 2024-06-23 | Supply & Apply of Earthing System | Approved | 12.31 - Mansheya Fanous-SEC. Pump Station NO. 10.3-10.3.17- | Earthing system network complete with (Inspection pit, rods, bare copper conductor ...etc) and all accessories, as per Contract documents. | LS | 1 | 1 | 491094 | 491094 | SC_Apply | شركة فيرس للتجاره والمقاولات | 12.31 - Mansheya Fanous-SEC. Pump Station NO. 10.3-10.3.17- | Earthing system network complete with (Inspection pit, rods, bare copper conductor ...etc) and all accessories, as per Contract documents. | LS | 1 | 367500 | 367500 | EGP | SC_Apply
Qasr Rashwan - Lot B _0208 |  | RFQ-00032 | Mostafa Ashraf | MEP (Electro Mechanical) | 2024-06-24 | Supply & Apply of Earthing System | Approved | 11.14 - Abd Al Rahman Ibrahim-BILL NO. 3.3: Main Pump Station-3.3.17- | Earthing system network complete with (Inspection pit, rods, bare copper conductor ...etc) and all accessories, as per Contract documents. | LS | 1 | 1 | 531854.5 | 531854.5 | SC_Supply/Apply | شركة فيرس للتجاره والمقاولات | 11.14 - Abd Al Rahman Ibrahim-BILL NO. 3.3: Main Pump Station-3.3.17- | Earthing system network complete with (Inspection pit, rods, bare copper conductor ...etc) and all accessories, as per Contract documents. | LS | 1 | 367500 | 367500 | EGP | SC_Supply/Apply
Qasr Rashwan - Lot B _0208 |  | RFQ-00032 | Mostafa Ashraf | MEP (Electro Mechanical) | 2024-06-24 | Supply & Apply of Earthing System | Approved | 15.14 - Iz. Al Burm-BILL NO. 3.3: Main Pump Station-3.3.17- | Earthing system network complete with (Inspection pit, rods, bare copper conductor ...etc) and all accessories, as per Contract documents. | LS | 1 | 1 | 531854.5 | 531854.5 | SC_Supply/Apply | شركة فيرس للتجاره والمقاولات | 15.14 - Iz. Al Burm-BILL NO. 3.3: Main Pump Station-3.3.17- | Earthing system network complete with (Inspection pit, rods, bare copper conductor ...etc) and all accessories, as per Contract documents. | LS | 1 | 367500 | 367500 | EGP | SC_Supply/Apply
Qasr Rashwan - Lot B _0208 |  | RFQ-00032 | Mostafa Ashraf | MEP (Electro Mechanical) | 2024-06-24 | Supply & Apply of Earthing System | Approved | 12.14 - Iz. Suleiman Tadrus-BILL NO. 3.3: Main Pump Station-3.3.17- | Earthing system network complete with (Inspection pit, rods, bare copper conductor ...etc) and all accessories, as per Contract documents. | LS | 1 | 1 | 531854.5 | 531854.5 | SC_Supply/Apply | شركة فيرس للتجاره والمقاولات | 12.14 - Iz. Suleiman Tadrus-BILL NO. 3.3: Main Pump Station-3.3.17- | Earthing system network complete with (Inspection pit, rods, bare copper conductor ...etc) and all accessories, as per Contract documents. | LS | 1 | 367500 | 367500 | EGP | SC_Supply/Apply
Qasr Rashwan - Lot B _0208 |  | RFQ-00032 | Mostafa Ashraf | MEP (Electro Mechanical) | 2024-06-24 | Supply & Apply of Earthing System | Approved | 13.14 - Iz.Salih Shamatah-BILL NO. 3.3: Main Pump Station-3.3.17- | Earthing system network complete with (Inspection pit, rods, bare copper conductor ...etc) and all accessories, as per Contract documents. | LS | 1 | 1 | 531854.5 | 531854.5 | SC_Supply/Apply | شركة فيرس للتجاره والمقاولات | 13.14 - Iz.Salih Shamatah-BILL NO. 3.3: Main Pump Station-3.3.17- | Earthing system network complete with (Inspection pit, rods, bare copper conductor ...etc) and all accessories, as per Contract documents. | LS | 1 | 367500 | 367500 | EGP | SC_Supply/Apply
Qasr Rashwan - Lot B _0208 |  | RFQ-00032 | Mostafa Ashraf | MEP (Electro Mechanical) | 2024-06-24 | Supply & Apply of Earthing System | Approved | 14.14 - Iz. Abou Hussein-BILL NO. 3.3: Main Pump Station-3.3.17- | Earthing system network complete with (Inspection pit, rods, bare copper conductor ...etc) and all accessories, as per Contract documents. | LS | 1 | 1 | 531854.5 | 531854.5 | SC_Supply/Apply | شركة فيرس للتجاره والمقاولات | 14.14 - Iz. Abou Hussein-BILL NO. 3.3: Main Pump Station-3.3.17- | Earthing system network complete with (Inspection pit, rods, bare copper conductor ...etc) and all accessories, as per Contract documents. | LS | 1 | 367500 | 367500 | EGP | SC_Supply/Apply
Qasr Rashwan - Lot B _0208 |  | RFQ-00032 | Mostafa Ashraf | MEP (Electro Mechanical) | 2024-06-24 | Supply & Apply of Earthing System | Approved | 10.14 - Abd Al Azeem Al Sofy-BILL NO. 3.3: Main Pump Station-3.3.17- | Earthing system network complete with (Inspection pit, rods, bare copper conductor ...etc) and all accessories, as per Contract documents. | LS | 1 | 1 | 531854.5 | 531854.5 | SC_Supply/Apply | شركة فيرس للتجاره والمقاولات | 10.14 - Abd Al Azeem Al Sofy-BILL NO. 3.3: Main Pump Station-3.3.17- | Earthing system network complete with (Inspection pit, rods, bare copper conductor ...etc) and all accessories, as per Contract documents. | LS | 1 | 367500 | 367500 | EGP | SC_Supply/Apply
Mivida BP#189 |  | RFQ-00100 | Mostafa Shourbagi | MEP (Electro Mechanical) | 2024-06-25 | Air Curtains | Approved | 152105.all | AC,Flow Rate 8200 m3/hr,Length 200 Cm | ECH | 6 | 6 | 20943.11 | 125658.66 | SC_Supply | شركة نوفوفينت S&P- FERRARIE | 152105.all | AC,Flow Rate 8200 m3/hr,Length 200 Cm | ECH | 6 | 90576.71 | 543460.26 | EGP | SC_Supply
Mivida BP#189 |  | RFQ-00100 | Mostafa Shourbagi | MEP (Electro Mechanical) | 2024-06-25 | Air Curtains | Approved | 152105.all | AC,Flow Rate 1520 m3/hr,Length 90 Cm | ECH | 2 | 2 | 2870.96 | 5741.92 | SC_Supply | شركة نوفوفينت S&P- FERRARIE | 152105.all | AC,Flow Rate 1520 m3/hr,Length 90 Cm | ECH | 2 | 12416.6 | 24833.2 | EGP | SC_Supply
Qasr Rashwan Lot A _0207 |  | RFQ-00031 | Reham Ashraf | Operation | 2024-05-23 | Sewage and Main Force Networks | Approved | 13.27 - Khulusi | Alternative Water Networks in which cannot be considered as Re-location of Publice Utilites and Requires Full Transfer of Pipe lines and Valves to water Disconnection | MTR | 0 | 0 | 0 | 0 | SC_Apply | هارون رشاد محمد | 13.27 - Khulusi | Alternative Water Networks in which cannot be considered as Re-location of Publice Utilites and Requires Full Transfer of Pipe lines and Valves to water Disconnection | MTR | 0 | 120 | 0 | EGP | SC_Apply
Qasr Rashwan Lot A _0207 |  | RFQ-00031 | Reham Ashraf | Operation | 2024-05-23 | Sewage and Main Force Networks | Approved | 13.27 - Khulusi | Alternative Sewer Networks in which cannot be considered as Re-location of Publice Utilites and Requires Full Transfer of Pipe lines and Chambers to avoid Potential Social damages For illegal existing Networks | MTR | 0 | 0 | 0 | 0 | SC_Apply | هارون رشاد محمد | 13.27 - Khulusi | Alternative Sewer Networks in which cannot be considered as Re-location of Publice Utilites and Requires Full Transfer of Pipe lines and Chambers to avoid Potential Social damages For illegal existing Networks | MTR | 0 | 160 | 0 | EGP | SC_Apply
Qasr Rashwan Lot A _0207 |  | RFQ-00031 | Reham Ashraf | Operation | 2024-05-23 | Sewage and Main Force Networks | Approved | 14.10 - 5. Iz. Albersly.Iz.Albersly & Iz.Alasfar | Alternative Water Networks in which cannot be considered as Re-location of Publice Utilites and Requires Full Transfer of Pipe lines and Valves to water Disconnection | MTR | 0 | 0 | 0 | 0 | SC_Apply | هارون رشاد محمد | 14.10 - 5. Iz. Albersly.Iz.Albersly & Iz.Alasfar | Alternative Water Networks in which cannot be considered as Re-location of Publice Utilites and Requires Full Transfer of Pipe lines and Valves to water Disconnection | MTR | 0 | 120 | 0 | EGP | SC_Apply
Qasr Rashwan Lot A _0207 |  | RFQ-00031 | Reham Ashraf | Operation | 2024-05-23 | Sewage and Main Force Networks | Approved | 14.10 - 5. Iz. Albersly.Iz.Albersly & Iz.Alasfar | Alternative Sewer Networks in which cannot be considered as Re-location of Publice Utilites and Requires Full Transfer of Pipe lines and Chambers to avoid Potential Social damages For illegal existing Networks | MTR | 0 | 0 | 0 | 0 | SC_Apply | هارون رشاد محمد | 14.10 - 5. Iz. Albersly.Iz.Albersly & Iz.Alasfar | Alternative Sewer Networks in which cannot be considered as Re-location of Publice Utilites and Requires Full Transfer of Pipe lines and Chambers to avoid Potential Social damages For illegal existing Networks | MTR | 0 | 160 | 0 | EGP | SC_Apply
Qasr Rashwan Lot A _0207 |  | RFQ-00031 | Reham Ashraf | Operation | 2024-05-23 | Sewage and Main Force Networks | Approved | 12.12 - 3. Manshya fanous.Mansheya Fanous-Bill No. 2 - Forcemain (Secondary)-2.2.6 | Excavation in rock according to soil and as specified in the Contract Documents. | ECH | 10 | 10 | 250 | 2500 | SC_Supply/Apply | هارون رشاد محمد | 12.12 - 3. Manshya fanous.Mansheya Fanous-Bill No. 2 - Forcemain (Secondary)-2.2.6 | Excavation in rock according to soil and as specified in the Contract Documents. | ECH | 10 | 500 | 5000 | EGP | SC_Supply/Apply
Qasr Rashwan Lot A _0207 |  | RFQ-00031 | Reham Ashraf | Operation | 2024-05-23 | Sewage and Main Force Networks | Approved | 12.12 - 3. Manshya fanous.Mansheya Fanous-Bill No. 2 - Forcemain (Secondary)-2.2.7 | Deep Dewatering according to soil investigation, specification and Engineer instruction. | ECH | 16.25 | 16.25 | 1800 | 29250 | SC_Supply/Apply | هارون رشاد محمد | 12.12 - 3. Manshya fanous.Mansheya Fanous-Bill No. 2 - Forcemain (Secondary)-2.2.7 | Deep Dewatering according to soil investigation, specification and Engineer instruction. | ECH | 16.25 | 1800 | 29250 | EGP | SC_Supply/Apply
Qasr Rashwan Lot A _0207 |  | RFQ-00031 | Reham Ashraf | Operation | 2024-05-23 | Sewage and Main Force Networks | Approved | 12.12 - 3. Manshya fanous.Mansheya Fanous-Bill No. 2 - Forcemain (Secondary)-2.2.7 | Deep Dewatering according to soil investigation, specification and Engineer instruction. | ECH | 8.75 | 8.75 | 984.17 | 8611.49 | SC_Supply/Apply | هارون رشاد محمد | 12.12 - 3. Manshya fanous.Mansheya Fanous-Bill No. 2 - Forcemain (Secondary)-2.2.7 | Deep Dewatering according to soil investigation, specification and Engineer instruction. | ECH | 8.75 | 900 | 7875 | EGP | SC_Supply/Apply
Qasr Rashwan Lot A _0207 |  | RFQ-00031 | Reham Ashraf | Operation | 2024-05-23 | Sewage and Main Force Networks | Approved | 12.12 - 3. Manshya fanous.Mansheya Fanous-Bill No. 2 - Forcemain (Secondary)-2.2.8 | Wooden formwork are left in their places after the excavation, construction and backfilling works over them, as approved from the Engineer Bill. - Mansheya Fanous Pump Station (Main) | ECH | 10 | 10 | 16000 | 160000 | SC_Supply/Apply | هارون رشاد محمد | 12.12 - 3. Manshya fanous.Mansheya Fanous-Bill No. 2 - Forcemain (Secondary)-2.2.8 | Wooden formwork are left in their places after the excavation, construction and backfilling works over them, as approved from the Engineer Bill. - Mansheya Fanous Pump Station (Main) | ECH | 10 | 16000 | 160000 | EGP | SC_Supply/Apply
Qasr Rashwan Lot A _0207 |  | RFQ-00031 | Reham Ashraf | Operation | 2024-05-23 | Sewage and Main Force Networks | Approved | 11.10 - 2. Murad Al Gendy.Murad Al Gendy W Al Sanahra-BILL NO. 1: SEWAGE NETWORK-1.7.3-c | Concrete encasement 25cm (500mm) | ECH | 20 | 20 | 1668.76 | 33375.2 | SC_Supply/Apply | هارون رشاد محمد | 11.10 - 2. Murad Al Gendy.Murad Al Gendy W Al Sanahra-BILL NO. 1: SEWAGE NETWORK-1.7.3-c | Concrete encasement 25cm (500mm) | ECH | 20 | 1100 | 22000 | EGP | SC_Supply/Apply
Qasr Rashwan Lot A _0207 |  | RFQ-00031 | Reham Ashraf | Operation | 2024-05-23 | Sewage and Main Force Networks | Approved | 14.11 - 5. Iz. Albersly.Iz.Albersly & Iz.Alasfar-Bill No. 2 - Forcemain-2.5 | Supply and filling by clean sand between the existing covered waterways and the forcemain pipe covered by concrete encasement | ECH | 10 | 10 | 250 | 2500 | SC_Supply/Apply | هارون رشاد محمد | 14.11 - 5. Iz. Albersly.Iz.Albersly & Iz.Alasfar-Bill No. 2 - Forcemain-2.5 | Supply and filling by clean sand between the existing covered waterways and the forcemain pipe covered by concrete encasement | ECH | 10 | 160 | 1600 | EGP | SC_Supply/Apply
Qasr Rashwan Lot A _0207 |  | RFQ-00031 | Reham Ashraf | Operation | 2024-05-23 | Sewage and Main Force Networks | Approved | 12.11 - 3. Manshya fanous.Mansheya Fanous-Bill No. 2 - Forcemain (Main)-2.1.7 | Supply and filling by clean sand between the existing covered waterways and the forcemain pipe covered by concrete encasement | ECH | 30 | 30 | 250 | 7500 | SC_Supply/Apply | هارون رشاد محمد | 12.11 - 3. Manshya fanous.Mansheya Fanous-Bill No. 2 - Forcemain (Main)-2.1.7 | Supply and filling by clean sand between the existing covered waterways and the forcemain pipe covered by concrete encasement | ECH | 30 | 160 | 4800 | EGP | SC_Supply/Apply
Qasr Rashwan Lot A _0207 |  | RFQ-00031 | Reham Ashraf | Operation | 2024-05-23 | Sewage and Main Force Networks | Approved | 10.11 - 1. Saad Al Rouby.Saad Al Rouby-Bill No. 2 - Forcemain-2.7 | Supply and filling by clean sand between the existing covered waterways and the forcemain pipe covered by concrete encasement | ECH | 35 | 35 | 250 | 8750 | SC_Supply/Apply | هارون رشاد محمد | 10.11 - 1. Saad Al Rouby.Saad Al Rouby-Bill No. 2 - Forcemain-2.7 | Supply and filling by clean sand between the existing covered waterways and the forcemain pipe covered by concrete encasement | ECH | 35 | 160 | 5600 | EGP | SC_Supply/Apply
Qasr Rashwan Lot A _0207 |  | RFQ-00031 | Reham Ashraf | Operation | 2024-05-23 | Sewage and Main Force Networks | Approved | 13.11 - 4. Khulusi.Khulusi-Bill No. 2 - Forcemain-2.8 | Supply and filling by clean sand between the existing covered waterways and the forcemain pipe covered by concrete encasement | ECH | 5 | 5 | 250 | 1250 | SC_Supply/Apply | هارون رشاد محمد | 13.11 - 4. Khulusi.Khulusi-Bill No. 2 - Forcemain-2.8 | Supply and filling by clean sand between the existing covered waterways and the forcemain pipe covered by concrete encasement | ECH | 5 | 160 | 800 | EGP | SC_Supply/Apply
Rabigh PP - Piling Works_K0004 |  | RFQ-00014 | Ahmed Atia | Operation | 2024-05-23 | Pile Head Demolish | Approved | 10.10.13 - CP-02 Pile-main scope NEW-31 63 23 EO-0005 | Cutting; pile head; bored concrete piles; 800mm nominal diameter. | ECH | 869 | 200 | 586.01 | 117202 | SC_Apply | مؤسسة محمد معيض السبيعي للمقاولات | 10.10.13 - CP-02 Pile-main scope NEW-31 63 23 EO-0005 | Cutting; pile head; bored concrete piles; 800mm nominal diameter. | ECH | 200 | 380 | 76000 | SAR | SC_Apply
Qasr Rashwan - Lot B _0208 |  | RFQ-00031 | Hussein Nabil | MEP (Electro Mechanical) | 2024-05-26 | Install Medium Voltage Network | Approved | total | بالمتر الطولى تركيب و سحب و اختبار و تسليم كابل الجهد المتوسط بموصلات المنيوم و جهد 12/20 ك.ف قطاع (3*240) مم2 او (3*300) او (3*400)مم 2عزل XLPE/PVC طبقا للمواصفات الفتية للشركة القابضة للكهرباء و شركة توزيع كهرباء مصر الوسطى و البند يشمل الحفر حتى الاعماق المطلوبة فنيا مع اجراء التجارب و الردم طبقا لتوصيات و تقرير التربة و الاساسات و البند يشمل توريد رمال نظيفة ناعمة لزوم الردم و البند يشمل ازالة اى عوائق تعترض مسار الخط و البند يشمل توريد ووضع الطوب الاسمنتى و توريد و وضع العلامات التحذيرية و كل مايلزم لنهو الأعمال على النحو المطلوب طبقا للمواصفات الفنية و الرسومات المعتمدة و المواصفات القياسية المصرية المعمول بها بشركة توزيع كهرباء مصر الوسطى و تسليم الموقع به تيار كهربى جاهز للتشغيل و البند يشمل الحصول على الموافقات اللازمة من شركة توزيع كهرباء مصر الوسطى و الاسعار تشمل التنسيق مع الجهات الادارية المختلفة ( رى - مياه - صرف - كهرباء ) و البند لا يشمل دفع قيمة التصاريح و و البند يشمل عمل الاختبارات مع شركة الكهرباء للكابلات فى المصانع و كذلك جميع المهمات و ايضا عمل الاختبارات داخل لوحات التوزيع و محطة المحولات لاطلاق التيار بعد انتهاء التركيب . | MTR | 36150 | 36150 | 262 | 9471300 | SC_Apply | المتحدة للخدمات الكهربائية و التوريدات العامة - سف | total | بالمتر الطولى تركيب و سحب و اختبار و تسليم كابل الجهد المتوسط بموصلات المنيوم و جهد 12/20 ك.ف قطاع (3*240) مم2 او (3*300) او (3*400)مم 2عزل XLPE/PVC طبقا للمواصفات الفتية للشركة القابضة للكهرباء و شركة توزيع كهرباء مصر الوسطى و البند يشمل الحفر حتى الاعماق المطلوبة فنيا مع اجراء التجارب و الردم طبقا لتوصيات و تقرير التربة و الاساسات و البند يشمل توريد رمال نظيفة ناعمة لزوم الردم و البند يشمل ازالة اى عوائق تعترض مسار الخط و البند يشمل توريد ووضع الطوب الاسمنتى و توريد و وضع العلامات التحذيرية و كل مايلزم لنهو الأعمال على النحو المطلوب طبقا للمواصفات الفنية و الرسومات المعتمدة و المواصفات القياسية المصرية المعمول بها بشركة توزيع كهرباء مصر الوسطى و تسليم الموقع به تيار كهربى جاهز للتشغيل و البند يشمل الحصول على الموافقات اللازمة من شركة توزيع كهرباء مصر الوسطى و الاسعار تشمل التنسيق مع الجهات الادارية المختلفة ( رى - مياه - صرف - كهرباء ) و البند لا يشمل دفع قيمة التصاريح و و البند يشمل عمل الاختبارات مع شركة الكهرباء للكابلات فى المصانع و كذلك جميع المهمات و ايضا عمل الاختبارات داخل لوحات التوزيع و محطة المحولات لاطلاق التيار بعد انتهاء التركيب . | MTR | 36150 | 150 | 5422500 | EGP | SC_Apply
Qasr Rashwan - Lot B _0208 |  | RFQ-00031 | Hussein Nabil | MEP (Electro Mechanical) | 2024-05-26 | Install Medium Voltage Network | Approved | total | عمل و تركيب و اختبار و تسليم وصلات كابلات الجهد المتوسط بموصلات ألمنيوم مع الترملة و وضع علامات التحذير و بوصلات سابقة التجهيز طبقا للمواصفات الفنية و مواصفات شركة توزيع كهرباء مصر الوسطى وطبقا للمواصفات الفنية والبند لا يشمل توريد أي اكسسوارات . | NO | 96 | 96 | 0 | 0 | SC_Apply | المتحدة للخدمات الكهربائية و التوريدات العامة - سف | total | عمل و تركيب و اختبار و تسليم وصلات كابلات الجهد المتوسط بموصلات ألمنيوم مع الترملة و وضع علامات التحذير و بوصلات سابقة التجهيز طبقا للمواصفات الفنية و مواصفات شركة توزيع كهرباء مصر الوسطى وطبقا للمواصفات الفنية والبند لا يشمل توريد أي اكسسوارات . | NO | 96 | 1200 | 115200 | EGP | SC_Apply
Qasr Rashwan - Lot B _0208 |  | RFQ-00031 | Hussein Nabil | MEP (Electro Mechanical) | 2024-05-26 | Install Medium Voltage Network | Approved | total | تركيب و اختبار و تسليم علب نهايات الاطراف عند بداية ونهاية الكابلات للتوصيل بين لوحات الجهد المتوسط، طبقا للمواصفات الفنية و مواصفات شركة توزيع كهرباء مصر الوسطى والبند لا يشمل توريد أي اكسسوارات سواء كانت داخلية او خارجية. | NO | 79 | 79 | 0 | 0 | SC_Apply | المتحدة للخدمات الكهربائية و التوريدات العامة - سف | total | تركيب و اختبار و تسليم علب نهايات الاطراف عند بداية ونهاية الكابلات للتوصيل بين لوحات الجهد المتوسط، طبقا للمواصفات الفنية و مواصفات شركة توزيع كهرباء مصر الوسطى والبند لا يشمل توريد أي اكسسوارات سواء كانت داخلية او خارجية. | NO | 79 | 1000 | 79000 | EGP | SC_Apply
Qasr Rashwan - Lot B _0208 |  | RFQ-00031 | Hussein Nabil | MEP (Electro Mechanical) | 2024-05-26 | Install Medium Voltage Network | Approved | total | نقل و تركيب و توصيل و اختبار و تسليم كشك كامل بالمحول على قاعدة خرسانية و توصيل كابلات الجهد المنخفض و المتوسط و تركيب نهايات الاطراف و توصيلها طبقا لمواصفات شركة توزيع كهرباء مصر الوسطى والبند لا يشمل توريد أي اكسسوارات | NO | 12 | 12 | 101370 | 1216440 | SC_Apply | المتحدة للخدمات الكهربائية و التوريدات العامة - سف | total | نقل و تركيب و توصيل و اختبار و تسليم كشك كامل بالمحول على قاعدة خرسانية و توصيل كابلات الجهد المنخفض و المتوسط و تركيب نهايات الاطراف و توصيلها طبقا لمواصفات شركة توزيع كهرباء مصر الوسطى والبند لا يشمل توريد أي اكسسوارات | NO | 12 | 14000 | 168000 | EGP | SC_Apply
Creeks URBN K _0192 |  | RFQ-00028 | Haytham Sharnouby | Operation | 2024-05-30 | Masonry works (Apply) | Approved | 1.2.11.10 - PODM-P4-42000-6 | Apply for Concrete soild block, 100 mm thick | SQM | 149 | 149 | 70 | 10430 | SC_Apply | محمد رجب محمد بدوي | 1.2.11.10 - PODM-P4-42000-6 | Apply for Concrete soild block, 100 mm thick | SQM | 149 | 70 | 10430 | EGP | SC_Apply
Creeks URBN K _0192 |  | RFQ-00028 | Haytham Sharnouby | Operation | 2024-05-30 | Masonry works (Apply) | Approved | 1.2.11.10 - PODM-P4-42000-6 | Apply for Concrete soild block, 200 mm thick | SQM | 10955 | 5000 | 80 | 400000 | SC_Apply | محمد رجب محمد بدوي | 1.2.11.10 - PODM-P4-42000-6 | Apply for Concrete soild block, 200 mm thick | SQM | 5000 | 130 | 650000 | EGP | SC_Apply
Mivida BP#189 |  | RFQ-00088 | Mostafa Shourbagi | MEP (Electro Mechanical) | 2024-05-26 | Manhole Covers | Approved | 152105.BAS | PR 90932 - Sumpit covers | LS | 1 | 0.35 | 73551.38 | 25742.98 | SC_Supply | El Tawakol | 152105.BAS | PR 90932 - Sumpit covers | LS | 0.35 | 544982.86 | 190744 | EGP | SC_Supply
Mivida BP#189 |  | RFQ-00090 | Mostafa Shourbagi | MEP (Electro Mechanical) | 2024-05-27 | Wires & Cables | Approved | 162600.all | PR. 91203 & 91831 & 91853 → Wires & Cables | LS | 1 | 1 | 382274.67 | 382274.67 | SC_Supply | المتحدة للصناعات - السويدى | 162600.all | PR. 91203 & 91831 & 91853 → Wires & Cables | LS | 1 | 2393485.86 | 2393485.86 | EGP | SC_Supply
Mivida BP#189 |  | RFQ-00082 | Mostafa Shourbagi | MEP (Electro Mechanical) | 2024-05-15 | Alarm Check Valve | Approved | 152105.FF3 | PO 187 -FF Valve Basement | LS | 1 | 1 | 21758.55 | 21758.55 | SC_Supply | ميكا كيوب -محمود جمال خنيزى عبد السيد | 152105.FF3 | PO 187 -FF Valve Basement | LS | 1 | 71706 | 71706 | EGP | SC_Supply
Mivida BP#189 |  | RFQ-00083 | Mostafa Shourbagi | MEP (Electro Mechanical) | 2024-05-15 | Flexible Metal Hoses | Approved | 152105.BLD3 | PO 188 -BLD 03 HVAC Hock-up | LS | 1 | 1 | 20631.2 | 20631.2 | SC_Supply | هيوميتك للهندسه والتجاره | 152105.BLD3 | PO 188 -BLD 03 HVAC Hock-up | LS | 1 | 100548.29 | 100548.29 | EGP | SC_Supply
Mivida BP#189 |  | RFQ-00087 | Mostafa Shourbagi | MEP (Electro Mechanical) | 2024-05-26 | Water Hammer & Vacuum Breakers | Approved | 152105.all | PO 192 - WHA, Hose bibe, vacuum | LS | 1 | 1 | 28497.2 | 28497.2 | SC_Supply | Gawaad Mixers | 152105.all | PO 192 - WHA, Hose bibe, vacuum | LS | 1 | 285505.9 | 285505.9 | EGP | SC_Supply
MOC HQ at Diriyah _K0005 |  | RFQ-00007 | Sherif Mahmoud | Procurement | 2024-06-12 | gypsum board | Approved | 14.15 - 09 - FINISHES-9.1.1 | 250mm partition thickness with 1 layer each side of 12mm Gypsum Board | SQM | 399 | 399 | 250 | 99750 | SC_Supply/Apply | El Dhabi KSA | 14.15 - 09 - FINISHES-9.1.1 | 250mm partition thickness with 1 layer each side of 12mm Gypsum Board | SQM | 399 | 170 | 67830 | SAR | SC_Supply/Apply
Creeks URBN K _0192 |  | RFQ-00026 | Haytham Sharnouby | Operation | 2024-05-28 | Masonry works (Apply) | Approved | 1.1.15.10 - B06-P4-42000-7 | Apply for Concrete soild block, 100 mm thick | SQM | 1441 | 1441 | 70 | 100870 | SC_Apply | منصور ثابت سيد سليمان | 1.1.15.10 - B06-P4-42000-7 | Apply for Concrete soild block, 100 mm thick | SQM | 1441 | 80 | 115280 | EGP | SC_Apply
Creeks URBN K _0192 |  | RFQ-00026 | Haytham Sharnouby | Operation | 2024-05-28 | Masonry works (Apply) | Approved | 1.1.15.10 - B06-P4-42000-7 | Apply for Concrete soild block, 200 mm thick | SQM | 58000 | 5800 | 80 | 464000 | SC_Apply | منصور ثابت سيد سليمان | 1.1.15.10 - B06-P4-42000-7 | Apply for Concrete soild block, 200 mm thick | SQM | 5800 | 115 | 667000 | EGP | SC_Apply
BIOLOGICALS AND BIOSIMILARS MANUFACTURING FACILITY EIPICO 3 _0187 |  | RFQ-00159 | Osama Fayez | MEP (Electro Mechanical) | 2024-05-29 | Supply and Apply of spilt units copper pipes &acc. | Approved | 10.5 - B07(Guard Room)-238126-1.1 | supply and installation of spilt units copper pipes, including control cable and installation works | MTR | 140 | 140 | 2000 | 280000 | SC_Supply/Apply | هاي تك للاعمال الإلكتروميكانيكال | 10.5 - B07(Guard Room)-238126-1.1 | supply and installation of spilt units copper pipes, including control cable and installation works | MTR | 140 | 2048.74 | 286823.6 | EGP | SC_Supply/Apply
BIOLOGICALS AND BIOSIMILARS MANUFACTURING FACILITY EIPICO 3 _0187 |  | RFQ-00158 | Osama Fayez | MEP (Electro Mechanical) | 2024-05-29 | Supply of DX Split units | Approved | 10.5 - B07(Guard Room)-238126-1.1 | SU-01, Cooling Capacity: 3.5 KW | ECH | 6 | 6 | 10730 | 64380 | SC_Supply/Apply | سمارت للتجارة | 10.5 - B07(Guard Room)-238126-1.1 | SU-01, Cooling Capacity: 3.5 KW | ECH | 6 | 29500 | 177000 | EGP | SC_Supply/Apply
BIOLOGICALS AND BIOSIMILARS MANUFACTURING FACILITY EIPICO 3 _0187 |  | RFQ-00158 | Osama Fayez | MEP (Electro Mechanical) | 2024-05-29 | Supply of DX Split units | Approved | 10.5 - B07(Guard Room)-238126-1.1 | SU-02, Cooling Capacity: 5.22 KW | ECH | 4 | 4 | 45000 | 180000 | SC_Supply/Apply | سمارت للتجارة | 10.5 - B07(Guard Room)-238126-1.1 | SU-02, Cooling Capacity: 5.22 KW | ECH | 4 | 41342.5 | 165370 | EGP | SC_Supply/Apply
BIOLOGICALS AND BIOSIMILARS MANUFACTURING FACILITY EIPICO 3 _0187 |  | RFQ-00158 | Osama Fayez | MEP (Electro Mechanical) | 2024-05-29 | Supply of DX Split units | Approved | 10.5 - B07(Guard Room)-238126-1.1 | SU-03, Cooling Capacity: 6.68 KW | ECH | 1 | 1 | 53000 | 53000 | SC_Supply/Apply | سمارت للتجارة | 10.5 - B07(Guard Room)-238126-1.1 | SU-03, Cooling Capacity: 6.68 KW | ECH | 1 | 48580.01 | 48580.01 | EGP | SC_Supply/Apply
Katameya Creeks |  | RFQ-00050 | Mahmoud El Nady | MEP (Electro Mechanical) | 2024-05-29 | Adjustment Price Addendum | Approved | All Types Buildings | MCC for PUMP | ECH | 7 | 7 | 1120 | 7840 | SC_Apply | الاسراء للمقاولات والتوريدات | All Types Buildings | MCC for PUMP | ECH | 7 | 1400 | 9800 | EGP | SC_Apply
Katameya Creeks |  | RFQ-00050 | Mahmoud El Nady | MEP (Electro Mechanical) | 2024-05-29 | Adjustment Price Addendum | Approved | All Types Buildings | MDB-1 | ECH | 7 | 7 | 2914.65 | 20402.55 | SC_Apply | الاسراء للمقاولات والتوريدات | All Types Buildings | MDB-1 | ECH | 7 | 4000 | 28000 | EGP | SC_Apply
Katameya Creeks |  | RFQ-00050 | Mahmoud El Nady | MEP (Electro Mechanical) | 2024-05-29 | Adjustment Price Addendum | Approved | All Types Buildings | MDB-2 | ECH | 7 | 7 | 2629.05 | 18403.35 | SC_Apply | الاسراء للمقاولات والتوريدات | All Types Buildings | MDB-2 | ECH | 7 | 4000 | 28000 | EGP | SC_Apply
Katameya Creeks |  | RFQ-00050 | Mahmoud El Nady | MEP (Electro Mechanical) | 2024-05-29 | Adjustment Price Addendum | Approved | All Types Buildings | EMDB | ECH | 7 | 7 | 1500 | 10500 | SC_Apply | الاسراء للمقاولات والتوريدات | All Types Buildings | EMDB | ECH | 7 | 2000 | 14000 | EGP | SC_Apply
Katameya Creeks |  | RFQ-00050 | Mahmoud El Nady | MEP (Electro Mechanical) | 2024-05-29 | Adjustment Price Addendum | Approved | All Types Buildings | LPP-B (with pre-paid power meter ) | ECH | 7 | 7 | 2200.65 | 15404.55 | SC_Apply | الاسراء للمقاولات والتوريدات | All Types Buildings | LPP-B (with pre-paid power meter ) | ECH | 7 | 2500 | 17500 | EGP | SC_Apply
Katameya Creeks |  | RFQ-00050 | Mahmoud El Nady | MEP (Electro Mechanical) | 2024-05-29 | Adjustment Price Addendum | Approved | All Types Buildings | SMDB-G | ECH | 7 | 7 | 1200 | 8400 | SC_Apply | الاسراء للمقاولات والتوريدات | All Types Buildings | SMDB-G | ECH | 7 | 1500 | 10500 | EGP | SC_Apply
Katameya Creeks |  | RFQ-00050 | Mahmoud El Nady | MEP (Electro Mechanical) | 2024-05-29 | Adjustment Price Addendum | Approved | All Types Buildings | SMDB-1st | ECH | 7 | 7 | 1490.05 | 10430.35 | SC_Apply | الاسراء للمقاولات والتوريدات | All Types Buildings | SMDB-1st | ECH | 7 | 1800 | 12600 | EGP | SC_Apply
Katameya Creeks |  | RFQ-00050 | Mahmoud El Nady | MEP (Electro Mechanical) | 2024-05-29 | Adjustment Price Addendum | Approved | All Types Buildings | SMDB-2nd | ECH | 7 | 7 | 1490.05 | 10430.35 | SC_Apply | الاسراء للمقاولات والتوريدات | All Types Buildings | SMDB-2nd | ECH | 7 | 1800 | 12600 | EGP | SC_Apply
Katameya Creeks |  | RFQ-00050 | Mahmoud El Nady | MEP (Electro Mechanical) | 2024-05-29 | Adjustment Price Addendum | Approved | All Types Buildings | SMDB-3rd | ECH | 7 | 7 | 1490.05 | 10430.35 | SC_Apply | الاسراء للمقاولات والتوريدات | All Types Buildings | SMDB-3rd | ECH | 7 | 1800 | 12600 | EGP | SC_Apply
Katameya Creeks |  | RFQ-00050 | Mahmoud El Nady | MEP (Electro Mechanical) | 2024-05-29 | Adjustment Price Addendum | Approved | All Types Buildings | SMDB-4th | ECH | 7 | 7 | 1490.05 | 10430.35 | SC_Apply | الاسراء للمقاولات والتوريدات | All Types Buildings | SMDB-4th | ECH | 7 | 1800 | 12600 | EGP | SC_Apply
Katameya Creeks |  | RFQ-00050 | Mahmoud El Nady | MEP (Electro Mechanical) | 2024-05-29 | Adjustment Price Addendum | Approved | All Types Buildings | MCC for VRF | ECH | 7 | 7 | 1120 | 7840 | SC_Apply | الاسراء للمقاولات والتوريدات | All Types Buildings | MCC for VRF | ECH | 7 | 1400 | 9800 | EGP | SC_Apply
Katameya Creeks |  | RFQ-00050 | Mahmoud El Nady | MEP (Electro Mechanical) | 2024-05-29 | Adjustment Price Addendum | Approved | All Types Buildings | MCC for HVAC | ECH | 7 | 7 | 1120 | 7840 | SC_Apply | الاسراء للمقاولات والتوريدات | All Types Buildings | MCC for HVAC | ECH | 7 | 1400 | 9800 | EGP | SC_Apply
Katameya Creeks |  | RFQ-00050 | Mahmoud El Nady | MEP (Electro Mechanical) | 2024-05-29 | Adjustment Price Addendum | Approved | All Types Buildings | install, connect and test 25 mm EMT Conduit including all necessary fittings required to complete the job according to the specification, drawings and other contract documents.. | LM | 200 | 200 | 40 | 8000 | SC_Apply | الاسراء للمقاولات والتوريدات | All Types Buildings | install, connect and test 25 mm EMT Conduit including all necessary fittings required to complete the job according to the specification, drawings and other contract documents.. | LM | 200 | 40 | 8000 | EGP | SC_Apply
Katameya Creeks |  | RFQ-00050 | Mahmoud El Nady | MEP (Electro Mechanical) | 2024-05-29 | Adjustment Price Addendum | Approved | All Types Buildings | install, connect and test cable trays size 600X100mm includes cable trays without cover, earthing, , ends,...etc and necessary fittings required to complete the job according to the specification, drawings and other contract documents. | LM | 200 | 200 | 221 | 44200 | SC_Apply | الاسراء للمقاولات والتوريدات | All Types Buildings | install, connect and test cable trays size 600X100mm includes cable trays without cover, earthing, , ends,...etc and necessary fittings required to complete the job according to the specification, drawings and other contract documents. | LM | 200 | 100 | 20000 | EGP | SC_Apply
Katameya Creeks |  | RFQ-00050 | Mahmoud El Nady | MEP (Electro Mechanical) | 2024-05-29 | Adjustment Price Addendum | Approved | All Types Buildings | install & test a socket outlet 2nd fix only with wiring (3x3) mm², back to panel or second outlet, according to drawings and specifications (exclude the socket)FOR Basement السعر لسحب السلك فقط | ECH | 500 | 500 | 55 | 27500 | SC_Apply | الاسراء للمقاولات والتوريدات | All Types Buildings | install & test a socket outlet 2nd fix only with wiring (3x3) mm², back to panel or second outlet, according to drawings and specifications (exclude the socket)FOR Basement السعر لسحب السلك فقط | ECH | 500 | 65 | 32500 | EGP | SC_Apply
Katameya Creeks |  | RFQ-00050 | Mahmoud El Nady | MEP (Electro Mechanical) | 2024-05-29 | Adjustment Price Addendum | Approved | All Types Buildings | install, connect and test cable trays size 300X100mm includes cable trays without cover, earthing, , ends,...etc and necessary fittings required to complete the job according to the specification, drawings and other contract documents. | LM | 200 | 200 | 145 | 29000 | SC_Apply | الاسراء للمقاولات والتوريدات | All Types Buildings | install, connect and test cable trays size 300X100mm includes cable trays without cover, earthing, , ends,...etc and necessary fittings required to complete the job according to the specification, drawings and other contract documents. | LM | 200 | 85 | 17000 | EGP | SC_Apply
Katameya Creeks |  | RFQ-00050 | Mahmoud El Nady | MEP (Electro Mechanical) | 2024-05-29 | Adjustment Price Addendum | Approved | All Types Buildings | install, connect and test cable trays size 200X100mm includes cable trays with cover, earthing, , ends,...etc and necessary fittings required to complete the job according to the specification, drawings and other contract documents. | LM | 200 | 200 | 140 | 28000 | SC_Apply | الاسراء للمقاولات والتوريدات | All Types Buildings | install, connect and test cable trays size 200X100mm includes cable trays with cover, earthing, , ends,...etc and necessary fittings required to complete the job according to the specification, drawings and other contract documents. | LM | 200 | 80 | 16000 | EGP | SC_Apply
Katameya Creeks |  | RFQ-00050 | Mahmoud El Nady | MEP (Electro Mechanical) | 2024-05-29 | Adjustment Price Addendum | Approved | All Types Buildings | install & test a socket outlet 2nd fix only with wiring (4X6+6) mm², back to panel or second outlet, according to drawings and specifications (exclude the socket)FOR Basement السعر لسحب السلك فقط | ECH | 200 | 200 | 55 | 11000 | SC_Apply | الاسراء للمقاولات والتوريدات | All Types Buildings | install & test a socket outlet 2nd fix only with wiring (4X6+6) mm², back to panel or second outlet, according to drawings and specifications (exclude the socket)FOR Basement السعر لسحب السلك فقط | ECH | 200 | 160 | 32000 | EGP | SC_Apply
Katameya Creeks |  | RFQ-00050 | Mahmoud El Nady | MEP (Electro Mechanical) | 2024-05-29 | Adjustment Price Addendum | Approved | All Types Buildings | install, connect and test cable trunking with cover for light current size 300X100 including , earthing, covers, ends,...etc and necessary fittings required to complete the job according to the specification, drawings and other contract documents.. | LM | 200 | 200 | 166 | 33200 | SC_Apply | الاسراء للمقاولات والتوريدات | All Types Buildings | install, connect and test cable trunking with cover for light current size 300X100 including , earthing, covers, ends,...etc and necessary fittings required to complete the job according to the specification, drawings and other contract documents.. | LM | 200 | 85 | 17000 | EGP | SC_Apply
Katameya Creeks |  | RFQ-00050 | Mahmoud El Nady | MEP (Electro Mechanical) | 2024-05-29 | Adjustment Price Addendum | Approved | All Types Buildings | install, connect and test 20 mm EMT Conduit including all necessary fittings required to complete the job according to the specification, drawings and other contract documents.. | LM | 200 | 200 | 35 | 7000 | SC_Apply | الاسراء للمقاولات والتوريدات | All Types Buildings | install, connect and test 20 mm EMT Conduit including all necessary fittings required to complete the job according to the specification, drawings and other contract documents.. | LM | 200 | 35 | 7000 | EGP | SC_Apply
Katameya Creeks |  | RFQ-00050 | Mahmoud El Nady | MEP (Electro Mechanical) | 2024-05-29 | Adjustment Price Addendum | Approved | All Types Buildings | install & test a lighting fixtures outlet 2nd fix only with wiring (3x3) mm², back to panel or second outlet, according to drawings and specifications FOR Basement السعر لسحب السلك فقط | ECH | 200 | 200 | 57.75 | 11550 | SC_Apply | الاسراء للمقاولات والتوريدات | All Types Buildings | install & test a lighting fixtures outlet 2nd fix only with wiring (3x3) mm², back to panel or second outlet, according to drawings and specifications FOR Basement السعر لسحب السلك فقط | ECH | 200 | 70 | 14000 | EGP | SC_Apply
Katameya Creeks |  | RFQ-00050 | Mahmoud El Nady | MEP (Electro Mechanical) | 2024-05-29 | Adjustment Price Addendum | Approved | All Types Buildings | Type F1 | ECH | 924 | 924 | 88 | 81312 | SC_Apply | الاسراء للمقاولات والتوريدات | All Types Buildings | Type F1 | ECH | 924 | 160 | 147840 | EGP | SC_Apply
Katameya Creeks |  | RFQ-00050 | Mahmoud El Nady | MEP (Electro Mechanical) | 2024-05-29 | Adjustment Price Addendum | Approved | All Types Buildings | 100x100 mm width | LM | 200 | 200 | 74 | 14800 | SC_Apply | الاسراء للمقاولات والتوريدات | All Types Buildings | 100x100 mm width | LM | 200 | 75 | 15000 | EGP | SC_Apply
Katameya Creeks |  | RFQ-00050 | Mahmoud El Nady | MEP (Electro Mechanical) | 2024-05-29 | Adjustment Price Addendum | Approved | All Types Buildings | install, connect and test cable trays size 700X100mm includes cable trays without cover, earthing, , ends,...etc and necessary fittings required to complete the job according to the specification, drawings and other contract documents. | LM | 200 | 200 | 246 | 49200 | SC_Apply | الاسراء للمقاولات والتوريدات | All Types Buildings | install, connect and test cable trays size 700X100mm includes cable trays without cover, earthing, , ends,...etc and necessary fittings required to complete the job according to the specification, drawings and other contract documents. | LM | 200 | 105 | 21000 | EGP | SC_Apply
Qasr Rashwan Lot A _0207 |  | RFQ-00031 | Reham Ashraf | Operation | 2024-05-23 | Sewage and Main Force Networks | Approved | 10.10 - 1. Saad Al Rouby.Saad Al Rouby-BILL NO. 1: SEWAGE NETWORK-1.1.1-a.1 | Depth to invert not exceeding 1.2 m | MTR | 400 | 400 | 159.22 | 63688 | OTH | هارون رشاد محمد | 10.10 - 1. Saad Al Rouby.Saad Al Rouby-BILL NO. 1: SEWAGE NETWORK-1.1.1-a.1 | Depth to invert not exceeding 1.2 m | MTR | 400 | 250 | 100000 | EGP | OTH
Qasr Rashwan Lot A _0207 |  | RFQ-00031 | Reham Ashraf | Operation | 2024-05-23 | Sewage and Main Force Networks | Approved | 14.10 - 5. Iz. Albersly.Iz.Albersly & Iz.Alasfar-BILL NO. 1: SEWAGE NETWORK-1.1.1-a.1 | Depth to invert not exceeding 1.2 m | MTR | 100 | 100 | 159.22 | 15922 | OTH | هارون رشاد محمد | 14.10 - 5. Iz. Albersly.Iz.Albersly & Iz.Alasfar-BILL NO. 1: SEWAGE NETWORK-1.1.1-a.1 | Depth to invert not exceeding 1.2 m | MTR | 100 | 250 | 25000 | EGP | OTH
Qasr Rashwan Lot A _0207 |  | RFQ-00031 | Reham Ashraf | Operation | 2024-05-23 | Sewage and Main Force Networks | Approved | 12.10 - 3. Manshya fanous.Mansheya Fanous-BILL NO. 1: SEWAGE NETWORK-1.1.1-a.1 | Depth to invert not exceeding 1.2 m | MTR | 350 | 350 | 159.22 | 55727 | OTH | هارون رشاد محمد | 12.10 - 3. Manshya fanous.Mansheya Fanous-BILL NO. 1: SEWAGE NETWORK-1.1.1-a.1 | Depth to invert not exceeding 1.2 m | MTR | 350 | 250 | 87500 | EGP | OTH
Qasr Rashwan Lot A _0207 |  | RFQ-00031 | Reham Ashraf | Operation | 2024-05-23 | Sewage and Main Force Networks | Approved | 13.10 - 4. Khulusi.Khulusi-BILL NO. 1: SEWAGE NETWORK-1.1.1-a.1 | Depth to invert not exceeding 1.2 m | MTR | 450 | 450 | 159.22 | 71649 | OTH | هارون رشاد محمد | 13.10 - 4. Khulusi.Khulusi-BILL NO. 1: SEWAGE NETWORK-1.1.1-a.1 | Depth to invert not exceeding 1.2 m | MTR | 450 | 250 | 112500 | EGP | OTH
Qasr Rashwan Lot A _0207 |  | RFQ-00031 | Reham Ashraf | Operation | 2024-05-23 | Sewage and Main Force Networks | Approved | 11.10 - 2. Murad Al Gendy.Murad Al Gendy W Al Sanahra-BILL NO. 1: SEWAGE NETWORK-1.1.1-a.1 | Depth to invert not exceeding 1.2 m | MTR | 100 | 100 | 159.22 | 15922 | OTH | هارون رشاد محمد | 11.10 - 2. Murad Al Gendy.Murad Al Gendy W Al Sanahra-BILL NO. 1: SEWAGE NETWORK-1.1.1-a.1 | Depth to invert not exceeding 1.2 m | MTR | 100 | 250 | 25000 | EGP | OTH
Qasr Rashwan Lot A _0207 |  | RFQ-00031 | Reham Ashraf | Operation | 2024-05-23 | Sewage and Main Force Networks | Approved | 13.10 - 4. Khulusi.Khulusi-BILL NO. 1: SEWAGE NETWORK-1.1.1-a.2 | Ditto, depth to invert between 1.21 m and 1.70 m | MTR | 80 | 80 | 222.55 | 17804 | OTH | هارون رشاد محمد | 13.10 - 4. Khulusi.Khulusi-BILL NO. 1: SEWAGE NETWORK-1.1.1-a.2 | Ditto, depth to invert between 1.21 m and 1.70 m | MTR | 80 | 300 | 24000 | EGP | OTH
Qasr Rashwan Lot A _0207 |  | RFQ-00031 | Reham Ashraf | Operation | 2024-05-23 | Sewage and Main Force Networks | Approved | 10.10 - 1. Saad Al Rouby.Saad Al Rouby-BILL NO. 1: SEWAGE NETWORK-1.1.1-a.2 | Ditto, depth to invert between 1.21 m and 1.70 m | MTR | 50 | 50 | 222.55 | 11127.5 | OTH | هارون رشاد محمد | 10.10 - 1. Saad Al Rouby.Saad Al Rouby-BILL NO. 1: SEWAGE NETWORK-1.1.1-a.2 | Ditto, depth to invert between 1.21 m and 1.70 m | MTR | 50 | 300 | 15000 | EGP | OTH
Qasr Rashwan Lot A _0207 |  | RFQ-00031 | Reham Ashraf | Operation | 2024-05-23 | Sewage and Main Force Networks | Approved | 12.10 - 3. Manshya fanous.Mansheya Fanous-BILL NO. 1: SEWAGE NETWORK-1.1.1-b.1 | Depth to invert not exceeding 1.5 m | MTR | 4450 | 3937 | 257.67 | 1014446.79 | OTH | هارون رشاد محمد | 12.10 - 3. Manshya fanous.Mansheya Fanous-BILL NO. 1: SEWAGE NETWORK-1.1.1-b.1 | Depth to invert not exceeding 1.5 m | MTR | 3937 | 400 | 1574800 | EGP | OTH
Qasr Rashwan Lot A _0207 |  | RFQ-00031 | Reham Ashraf | Operation | 2024-05-23 | Sewage and Main Force Networks | Approved | 10.10 - 1. Saad Al Rouby.Saad Al Rouby-BILL NO. 1: SEWAGE NETWORK-1.1.1-b.1 | Depth to invert not exceeding 1.5 m | MTR | 2450 | 2044.25 | 257.67 | 526741.9 | OTH | هارون رشاد محمد | 10.10 - 1. Saad Al Rouby.Saad Al Rouby-BILL NO. 1: SEWAGE NETWORK-1.1.1-b.1 | Depth to invert not exceeding 1.5 m | MTR | 2044.25 | 400 | 817700 | EGP | OTH
Qasr Rashwan Lot A _0207 |  | RFQ-00031 | Reham Ashraf | Operation | 2024-05-23 | Sewage and Main Force Networks | Approved | 14.10 - 5. Iz. Albersly.Iz.Albersly & Iz.Alasfar-BILL NO. 1: SEWAGE NETWORK-1.1.1-b.1 | Depth to invert not exceeding 1.5 m | MTR | 1000 | 1000 | 257.67 | 257670 | OTH | هارون رشاد محمد | 14.10 - 5. Iz. Albersly.Iz.Albersly & Iz.Alasfar-BILL NO. 1: SEWAGE NETWORK-1.1.1-b.1 | Depth to invert not exceeding 1.5 m | MTR | 1000 | 400 | 400000 | EGP | OTH
Qasr Rashwan Lot A _0207 |  | RFQ-00031 | Reham Ashraf | Operation | 2024-05-23 | Sewage and Main Force Networks | Approved | 13.10 - 4. Khulusi.Khulusi-BILL NO. 1: SEWAGE NETWORK-1.1.1-b.1 | Depth to invert not exceeding 1.5 m | MTR | 3050 | 2879.8 | 257.67 | 742038.07 | OTH | هارون رشاد محمد | 13.10 - 4. Khulusi.Khulusi-BILL NO. 1: SEWAGE NETWORK-1.1.1-b.1 | Depth to invert not exceeding 1.5 m | MTR | 2879.8 | 400 | 1151920 | EGP | OTH
Qasr Rashwan Lot A _0207 |  | RFQ-00031 | Reham Ashraf | Operation | 2024-05-23 | Sewage and Main Force Networks | Approved | 11.10 - 2. Murad Al Gendy.Murad Al Gendy W Al Sanahra-BILL NO. 1: SEWAGE NETWORK-1.1.1-b.1 | Depth to invert not exceeding 1.5 m | MTR | 3600 | 3600 | 257.67 | 927612 | OTH | هارون رشاد محمد | 11.10 - 2. Murad Al Gendy.Murad Al Gendy W Al Sanahra-BILL NO. 1: SEWAGE NETWORK-1.1.1-b.1 | Depth to invert not exceeding 1.5 m | MTR | 3600 | 400 | 1440000 | EGP | OTH
Qasr Rashwan Lot A _0207 |  | RFQ-00031 | Reham Ashraf | Operation | 2024-05-23 | Sewage and Main Force Networks | Approved | 10.10 - 1. Saad Al Rouby.Saad Al Rouby-BILL NO. 1: SEWAGE NETWORK-1.1.1-b.2 | Ditto, depth to invert between 1.51 m and 2.50 m | MTR | 1800 | 1579.4 | 333.25 | 526335.05 | OTH | هارون رشاد محمد | 10.10 - 1. Saad Al Rouby.Saad Al Rouby-BILL NO. 1: SEWAGE NETWORK-1.1.1-b.2 | Ditto, depth to invert between 1.51 m and 2.50 m | MTR | 1579.4 | 470 | 742318 | EGP | OTH
Qasr Rashwan Lot A _0207 |  | RFQ-00031 | Reham Ashraf | Operation | 2024-05-23 | Sewage and Main Force Networks | Approved | 11.10 - 2. Murad Al Gendy.Murad Al Gendy W Al Sanahra-BILL NO. 1: SEWAGE NETWORK-1.1.1-b.2 | Ditto, depth to invert between 1.51 m and 2.50 m | MTR | 1050 | 1050 | 333.25 | 349912.5 | OTH | هارون رشاد محمد | 11.10 - 2. Murad Al Gendy.Murad Al Gendy W Al Sanahra-BILL NO. 1: SEWAGE NETWORK-1.1.1-b.2 | Ditto, depth to invert between 1.51 m and 2.50 m | MTR | 1050 | 470 | 493500 | EGP | OTH
Qasr Rashwan Lot A _0207 |  | RFQ-00031 | Reham Ashraf | Operation | 2024-05-23 | Sewage and Main Force Networks | Approved | 14.10 - 5. Iz. Albersly.Iz.Albersly & Iz.Alasfar-BILL NO. 1: SEWAGE NETWORK-1.1.1-b.2 | Ditto, depth to invert between 1.51 m and 2.50 m | MTR | 700 | 700 | 333.25 | 233275 | OTH | هارون رشاد محمد | 14.10 - 5. Iz. Albersly.Iz.Albersly & Iz.Alasfar-BILL NO. 1: SEWAGE NETWORK-1.1.1-b.2 | Ditto, depth to invert between 1.51 m and 2.50 m | MTR | 700 | 470 | 329000 | EGP | OTH
Qasr Rashwan Lot A _0207 |  | RFQ-00031 | Reham Ashraf | Operation | 2024-05-23 | Sewage and Main Force Networks | Approved | 12.10 - 3. Manshya fanous.Mansheya Fanous-BILL NO. 1: SEWAGE NETWORK-1.1.1-b.2 | Ditto, depth to invert between 1.51 m and 2.50 m | MTR | 2200 | 1797.25 | 333.25 | 598933.56 | OTH | هارون رشاد محمد | 12.10 - 3. Manshya fanous.Mansheya Fanous-BILL NO. 1: SEWAGE NETWORK-1.1.1-b.2 | Ditto, depth to invert between 1.51 m and 2.50 m | MTR | 1797.25 | 470 | 844707.5 | EGP | OTH
Qasr Rashwan Lot A _0207 |  | RFQ-00031 | Reham Ashraf | Operation | 2024-05-23 | Sewage and Main Force Networks | Approved | 13.10 - 4. Khulusi.Khulusi-BILL NO. 1: SEWAGE NETWORK-1.1.1-b.2 | Ditto, depth to invert between 1.51 m and 2.50 m | MTR | 2500 | 2403.5 | 333.25 | 800966.38 | OTH | هارون رشاد محمد | 13.10 - 4. Khulusi.Khulusi-BILL NO. 1: SEWAGE NETWORK-1.1.1-b.2 | Ditto, depth to invert between 1.51 m and 2.50 m | MTR | 2403.5 | 470 | 1129645 | EGP | OTH
Qasr Rashwan Lot A _0207 |  | RFQ-00031 | Reham Ashraf | Operation | 2024-05-23 | Sewage and Main Force Networks | Approved | 12.10 - 3. Manshya fanous.Mansheya Fanous-BILL NO. 1: SEWAGE NETWORK-1.1.1-b.3 | Ditto, depth to invert between 2.51 m and 3.50 m | MTR | 400 | 372.8 | 413.5 | 154152.8 | OTH | هارون رشاد محمد | 12.10 - 3. Manshya fanous.Mansheya Fanous-BILL NO. 1: SEWAGE NETWORK-1.1.1-b.3 | Ditto, depth to invert between 2.51 m and 3.50 m | MTR | 372.8 | 590 | 219952 | EGP | OTH
Qasr Rashwan Lot A _0207 |  | RFQ-00031 | Reham Ashraf | Operation | 2024-05-23 | Sewage and Main Force Networks | Approved | 10.10 - 1. Saad Al Rouby.Saad Al Rouby-BILL NO. 1: SEWAGE NETWORK-1.1.1-b.3 | Ditto, depth to invert between 2.51 m and 3.50 m | MTR | 500 | 462.4 | 413.5 | 191202.4 | OTH | هارون رشاد محمد | 10.10 - 1. Saad Al Rouby.Saad Al Rouby-BILL NO. 1: SEWAGE NETWORK-1.1.1-b.3 | Ditto, depth to invert between 2.51 m and 3.50 m | MTR | 462.4 | 590 | 272816 | EGP | OTH
Qasr Rashwan Lot A _0207 |  | RFQ-00031 | Reham Ashraf | Operation | 2024-05-23 | Sewage and Main Force Networks | Approved | 13.10 - 4. Khulusi.Khulusi-BILL NO. 1: SEWAGE NETWORK-1.1.1-b.3 | Ditto, depth to invert between 2.51 m and 3.50 m | MTR | 350 | 350 | 413.5 | 144725 | OTH | هارون رشاد محمد | 13.10 - 4. Khulusi.Khulusi-BILL NO. 1: SEWAGE NETWORK-1.1.1-b.3 | Ditto, depth to invert between 2.51 m and 3.50 m | MTR | 350 | 590 | 206500 | EGP | OTH
Qasr Rashwan Lot A _0207 |  | RFQ-00031 | Reham Ashraf | Operation | 2024-05-23 | Sewage and Main Force Networks | Approved | 14.10 - 5. Iz. Albersly.Iz.Albersly & Iz.Alasfar-BILL NO. 1: SEWAGE NETWORK-1.1.1-b.3 | Ditto, depth to invert between 2.51 m and 3.50 m | MTR | 50 | 50 | 413.5 | 20675 | OTH | هارون رشاد محمد | 14.10 - 5. Iz. Albersly.Iz.Albersly & Iz.Alasfar-BILL NO. 1: SEWAGE NETWORK-1.1.1-b.3 | Ditto, depth to invert between 2.51 m and 3.50 m | MTR | 50 | 590 | 29500 | EGP | OTH
Qasr Rashwan Lot A _0207 |  | RFQ-00031 | Reham Ashraf | Operation | 2024-05-23 | Sewage and Main Force Networks | Approved | 11.10 - 2. Murad Al Gendy.Murad Al Gendy W Al Sanahra-BILL NO. 1: SEWAGE NETWORK-1.1.1-b.3 | Ditto, depth to invert between 2.51 m and 3.50 m | MTR | 100 | 100 | 413.5 | 41350 | OTH | هارون رشاد محمد | 11.10 - 2. Murad Al Gendy.Murad Al Gendy W Al Sanahra-BILL NO. 1: SEWAGE NETWORK-1.1.1-b.3 | Ditto, depth to invert between 2.51 m and 3.50 m | MTR | 100 | 590 | 59000 | EGP | OTH
Qasr Rashwan Lot A _0207 |  | RFQ-00031 | Reham Ashraf | Operation | 2024-05-23 | Sewage and Main Force Networks | Approved | 10.10 - 1. Saad Al Rouby.Saad Al Rouby-BILL NO. 1: SEWAGE NETWORK-1.1.1-b.4 | Ditto, depth to invert between 3.51 m and 4.50 m | MTR | 90 | 90 | 663.5 | 59715 | OTH | هارون رشاد محمد | 10.10 - 1. Saad Al Rouby.Saad Al Rouby-BILL NO. 1: SEWAGE NETWORK-1.1.1-b.4 | Ditto, depth to invert between 3.51 m and 4.50 m | MTR | 90 | 730 | 65700 | EGP | OTH
Qasr Rashwan Lot A _0207 |  | RFQ-00031 | Reham Ashraf | Operation | 2024-05-23 | Sewage and Main Force Networks | Approved | 13.10 - 4. Khulusi.Khulusi-BILL NO. 1: SEWAGE NETWORK-1.1.1-b.4 | Ditto, depth to invert between 3.51 m and 4.50 m | MTR | 40 | 40 | 663.5 | 26540 | OTH | هارون رشاد محمد | 13.10 - 4. Khulusi.Khulusi-BILL NO. 1: SEWAGE NETWORK-1.1.1-b.4 | Ditto, depth to invert between 3.51 m and 4.50 m | MTR | 40 | 730 | 29200 | EGP | OTH
Qasr Rashwan Lot A _0207 |  | RFQ-00031 | Reham Ashraf | Operation | 2024-05-23 | Sewage and Main Force Networks | Approved | 10.10 - 1. Saad Al Rouby.Saad Al Rouby-BILL NO. 1: SEWAGE NETWORK-1.1.1-b.5 | Ditto, depth to invert between 4.51 m and 5.50 m | MTR | 70 | 49.7 | 770.17 | 38277.45 | OTH | هارون رشاد محمد | 10.10 - 1. Saad Al Rouby.Saad Al Rouby-BILL NO. 1: SEWAGE NETWORK-1.1.1-b.5 | Ditto, depth to invert between 4.51 m and 5.50 m | MTR | 49.7 | 850 | 42245 | EGP | OTH
Qasr Rashwan Lot A _0207 |  | RFQ-00031 | Reham Ashraf | Operation | 2024-05-23 | Sewage and Main Force Networks | Approved | 13.10 - 4. Khulusi.Khulusi-BILL NO. 1: SEWAGE NETWORK-1.1.1-c.1 | Depth to invert not exceeding 1.5 m | MTR | 150 | 150 | 286.38 | 42957 | OTH | هارون رشاد محمد | 13.10 - 4. Khulusi.Khulusi-BILL NO. 1: SEWAGE NETWORK-1.1.1-c.1 | Depth to invert not exceeding 1.5 m | MTR | 150 | 420 | 63000 | EGP | OTH
Qasr Rashwan Lot A _0207 |  | RFQ-00031 | Reham Ashraf | Operation | 2024-05-23 | Sewage and Main Force Networks | Approved | 12.10 - 3. Manshya fanous.Mansheya Fanous-BILL NO. 1: SEWAGE NETWORK-1.1.1-c.1 | Depth to invert not exceeding 1.5 m | MTR | 45 | 10.4 | 286.38 | 2978.35 | OTH | هارون رشاد محمد | 12.10 - 3. Manshya fanous.Mansheya Fanous-BILL NO. 1: SEWAGE NETWORK-1.1.1-c.1 | Depth to invert not exceeding 1.5 m | MTR | 10.4 | 420 | 4368 | EGP | OTH
Qasr Rashwan Lot A _0207 |  | RFQ-00031 | Reham Ashraf | Operation | 2024-05-23 | Sewage and Main Force Networks | Approved | 14.10 - 5. Iz. Albersly.Iz.Albersly & Iz.Alasfar-BILL NO. 1: SEWAGE NETWORK-1.1.1-c.1 | Depth to invert not exceeding 1.5 m | MTR | 100 | 100 | 286.38 | 28638 | OTH | هارون رشاد محمد | 14.10 - 5. Iz. Albersly.Iz.Albersly & Iz.Alasfar-BILL NO. 1: SEWAGE NETWORK-1.1.1-c.1 | Depth to invert not exceeding 1.5 m | MTR | 100 | 420 | 42000 | EGP | OTH
Qasr Rashwan Lot A _0207 |  | RFQ-00031 | Reham Ashraf | Operation | 2024-05-23 | Sewage and Main Force Networks | Approved | 11.10 - 2. Murad Al Gendy.Murad Al Gendy W Al Sanahra-BILL NO. 1: SEWAGE NETWORK-1.1.1-c.1 | Depth to invert not exceeding 1.5 m | MTR | 350 | 350 | 286.38 | 100233 | OTH | هارون رشاد محمد | 11.10 - 2. Murad Al Gendy.Murad Al Gendy W Al Sanahra-BILL NO. 1: SEWAGE NETWORK-1.1.1-c.1 | Depth to invert not exceeding 1.5 m | MTR | 350 | 420 | 147000 | EGP | OTH
Creeks URBN K _0192 |  | RFQ-00029 | Purchasing Engineers | Purchasing | 2024-06-02 | Supply plywood | Approved | 1.1.12.10 - B03-P1-33000-2 | ألواح كونتر 1.22 م *2.44 م *18 مم | ECH | 1300 | 1300 | 950 | 1235000 | MAT_Wood | مؤسسة عباد الرحمن لتجارة الاخشاب اسامة ب | 1.1.12.10 - B03-P1-33000-2 | ألواح كونتر 1.22 م *2.44 م *18 مم | ECH | 1300 | 1230 | 1599000 | EGP | MAT_Wood
Red Sea Museum-Bab El-Bunt _K0003 |  | RFQ-00017 | Rola Yasser | Procurement | 2024-06-11 | Wooden Doors and Windows | Approved | 10.16.11.14 - 085200-P21-E | 1000mm wide x 2600mm high, facade unit 7 | ECH | 2 | 2 | 9900 | 19800 | SC_Supply/Apply | Arc Deco | 10.16.11.14 - 085200-P21-E | 1000mm wide x 2600mm high, facade unit 7 | ECH | 2 | 3895.5 | 7791 | SAR | SC_Supply/Apply
Red Sea Museum-Bab El-Bunt _K0003 |  | RFQ-00017 | Rola Yasser | Procurement | 2024-06-11 | Wooden Doors and Windows | Approved | 10.16.11.14 - 085200-P21-F | 1550mm wide x 2600mm high, façade unit 3 | ECH | 2 | 2 | 9900 | 19800 | SC_Supply/Apply | Arc Deco | 10.16.11.14 - 085200-P21-F | 1550mm wide x 2600mm high, façade unit 3 | ECH | 2 | 5194 | 10388 | SAR | SC_Supply/Apply
Red Sea Museum-Bab El-Bunt _K0003 |  | RFQ-00017 | Rola Yasser | Procurement | 2024-06-11 | Wooden Doors and Windows | Approved | 10.16.11.14 - 085200-P21-G | 2150mm wide x 2600mm high, facade unit 5 | ECH | 13 | 13 | 9900 | 128700 | SC_Supply/Apply | Arc Deco | 10.16.11.14 - 085200-P21-G | 2150mm wide x 2600mm high, facade unit 5 | ECH | 13 | 7261.8 | 94403.4 | SAR | SC_Supply/Apply
Red Sea Museum-Bab El-Bunt _K0003 |  | RFQ-00017 | Rola Yasser | Procurement | 2024-06-11 | Wooden Doors and Windows | Approved | 10.16.11.14 - 085200-P11-C | Type We13.100, approximate dimensions 1300mm wide x 1100mm high | ECH | 1 | 1 | 6250 | 6250 | SC_Supply/Apply | Arc Deco | 10.16.11.14 - 085200-P11-C | Type We13.100, approximate dimensions 1300mm wide x 1100mm high | ECH | 1 | 2527.42 | 2527.42 | SAR | SC_Supply/Apply
BIOLOGICALS AND BIOSIMILARS MANUFACTURING FACILITY EIPICO 3 _0187 |  | RFQ-00156 | Abanoub Sherif | Procurement | 2024-05-27 | Painting for steel structure | Approved | 1 - Pipe and electrical cables Racks-051200-1 | Ref. DWG: DD-GD-ST-01.00.00.00 | SQM | 582 | 582 | 979.38 | 569999.16 | SC_Supply | BPC | 1 - Pipe and electrical cables Racks-051200-1 | Ref. DWG: DD-GD-ST-01.00.00.00 | SQM | 582 | 5200 | 3026400 | EGP | SC_Supply
Katameya Creeks |  | RFQ-00048 | Mahmoud El Nady | MEP (Electro Mechanical) | 2024-05-27 | Supply & Install Electrical Items | Approved | Type G.Buildings.8-6 | supply and install PVC conduits size 50 mm and 25mm from electrical room to the panel inside the apartment including all accessories and fitting require to complete the work as per specification and drawing and handing over the work to consultant . | ECH | 80 | 80 | 650 | 52000 | SC_Supply/Apply | اوميجا للمقاولات | Type G.Buildings.8-6 | supply and install PVC conduits size 50 mm and 25mm from electrical room to the panel inside the apartment including all accessories and fitting require to complete the work as per specification and drawing and handing over the work to consultant . | ECH | 80 | 650 | 52000 | EGP | SC_Supply/Apply
Katameya Creeks |  | RFQ-00048 | Mahmoud El Nady | MEP (Electro Mechanical) | 2024-05-27 | Supply & Install Electrical Items | Approved | Type G.Buildings.8-6 | supply and install PVC conduits size 50 mm and 25mm from the panel to the electrical riser inside the apartment including all accessories and fitting require to complete the work as per specification and drawing and handing over the work to consultant. | ECH | 80 | 80 | 650 | 52000 | SC_Supply/Apply | اوميجا للمقاولات | Type G.Buildings.8-6 | supply and install PVC conduits size 50 mm and 25mm from the panel to the electrical riser inside the apartment including all accessories and fitting require to complete the work as per specification and drawing and handing over the work to consultant. | ECH | 80 | 650 | 52000 | EGP | SC_Supply/Apply
Katameya Creeks |  | RFQ-00048 | Mahmoud El Nady | MEP (Electro Mechanical) | 2024-05-27 | Supply & Install Electrical Items | Approved | Type G.Buildings.8-6 | supply and install PVC conduits 2X32mm for light current from electrical room to the Riser including all accessories and fitting require to complete the work as per specification and drawing and handing over the work to consultant. | ECH | 80 | 80 | 550 | 44000 | SC_Supply/Apply | اوميجا للمقاولات | Type G.Buildings.8-6 | supply and install PVC conduits 2X32mm for light current from electrical room to the Riser including all accessories and fitting require to complete the work as per specification and drawing and handing over the work to consultant. | ECH | 80 | 550 | 44000 | EGP | SC_Supply/Apply
Katameya Creeks |  | RFQ-00048 | Mahmoud El Nady | MEP (Electro Mechanical) | 2024-05-27 | Supply & Install Electrical Items | Approved | Type G.Buildings.8-6 | Supply and install a complete electrical outlet for POOL complete with wiring (4x6+6) mm² back to panel board or second outlet | ECH | 13 | 13 | 301.5 | 3919.5 | SC_Supply/Apply | اوميجا للمقاولات | Type G.Buildings.8-6 | Supply and install a complete electrical outlet for POOL complete with wiring (4x6+6) mm² back to panel board or second outlet | ECH | 13 | 301.5 | 3919.5 | EGP | SC_Supply/Apply
Katameya Creeks |  | RFQ-00048 | Mahmoud El Nady | MEP (Electro Mechanical) | 2024-05-27 | Supply & Install Electrical Items | Approved | Type G.Buildings.8-6 | supply and install PVC conduits size 50 mm and 25mm from 4th to 5th floor inside the duplex apartment for feeding the panel including all accessories and fitting require to complete the work as per specification and drawing and handing over the work to consultant . | ECH | 25 | 25 | 390 | 9750 | SC_Supply/Apply | اوميجا للمقاولات | Type G.Buildings.8-6 | supply and install PVC conduits size 50 mm and 25mm from 4th to 5th floor inside the duplex apartment for feeding the panel including all accessories and fitting require to complete the work as per specification and drawing and handing over the work to consultant . | ECH | 25 | 390 | 9750 | EGP | SC_Supply/Apply
Red Sea Museum-Bab El-Bunt _K0003 |  | RFQ-00016 | Marwa Mounir | Operation | 2024-06-04 | Material Tests | Approved | 10.22 | 1**Indirect - Red Sea Muesum - Concrete Tests - ADD(01) - Extra Hour (TECH/HOUR) | LS | 0 | 0 | 80 | 0 | Oth | Plan Lab. | 10.22 | 1**Indirect - Red Sea Muesum - Concrete Tests - ADD(01) - Extra Hour (TECH/HOUR) | LS | 0 | 80 | 0 | SAR | Oth
Red Sea Museum-Bab El-Bunt _K0003 |  | RFQ-00016 | Marwa Mounir | Operation | 2024-06-04 | Material Tests | Approved | 10.22 | 1**Indirect - Red Sea Muesum - ADD(01) By Lumpsum for each visit; Mobilization, Temperature, Slump test Cylinder/cube filling, curing, and crushing (set of 6 cylinders/cubes) – 4 Hours | LS | 100 | 100 | 700 | 70000 | Oth | Plan Lab. | 10.22 | 1**Indirect - Red Sea Muesum - ADD(01) By Lumpsum for each visit; Mobilization, Temperature, Slump test Cylinder/cube filling, curing, and crushing (set of 6 cylinders/cubes) – 4 Hours | LS | 100 | 700 | 70000 | SAR | Oth
Red Sea Museum-Bab El-Bunt _K0003 |  | RFQ-00016 | Marwa Mounir | Operation | 2024-06-04 | Material Tests | Approved | 10.22 | 1**Indirect - Red Sea Muesum - Concrete Tests - ADD(01) - Additional 1 Cylinder | LS | 0 | 0 | 50 | 0 | Oth | Plan Lab. | 10.22 | 1**Indirect - Red Sea Muesum - Concrete Tests - ADD(01) - Additional 1 Cylinder | LS | 0 | 50 | 0 | SAR | Oth
Red Sea Museum-Bab El-Bunt _K0003 |  | RFQ-00016 | Marwa Mounir | Operation | 2024-06-04 | Material Tests | Approved | 10.22 | 1**Indirect - Red Sea Muesum - Concrete Tests - ADD(01) - By Lumpsum mobilization for each material test on site. | LS | 40 | 40 | 100 | 4000 | Oth | Plan Lab. | 10.22 | 1**Indirect - Red Sea Muesum - Concrete Tests - ADD(01) - By Lumpsum mobilization for each material test on site. | LS | 40 | 100 | 4000 | SAR | Oth
Red Sea Museum-Bab El-Bunt _K0003 |  | RFQ-00016 | Marwa Mounir | Operation | 2024-06-04 | Material Tests | Approved | 10.22 | 1**Indirect - Red Sea Muesum - Tests - ADD(01) - Coral Stone Sample Tests (Compressive Strength, Flexural, Elasticity, Rupture & Absorption) | LS | 20 | 20 | 1000 | 20000 | Oth | Plan Lab. | 10.22 | 1**Indirect - Red Sea Muesum - Tests - ADD(01) - Coral Stone Sample Tests (Compressive Strength, Flexural, Elasticity, Rupture & Absorption) | LS | 20 | 1000 | 20000 | SAR | Oth
Red Sea Museum-Bab El-Bunt _K0003 |  | RFQ-00016 | Marwa Mounir | Operation | 2024-06-04 | Material Tests | Approved | 10.22 | 1**Indirect - Red Sea Muesum - Concrete Tests - ADD(01) - Wood Sample Tests (Compressive Shear, Tensile, Density, Flexural, Elasticity & Moisture Content) | LS | 20 | 20 | 1000 | 20000 | Oth | Plan Lab. | 10.22 | 1**Indirect - Red Sea Muesum - Concrete Tests - ADD(01) - Wood Sample Tests (Compressive Shear, Tensile, Density, Flexural, Elasticity & Moisture Content) | LS | 20 | 1000 | 20000 | SAR | Oth
Hosh Eissa Hospital _0201 |  | RFQ-00026 | Purchasing Engineers | Purchasing | 2024-06-05 | Wood supply | Approved | 10 | الواح بلطي | CBM | 100 | 100 | 0 | 0 | MAT_Wood | مؤسسة عباد الرحمن لتجارة الاخشاب اسامة ب | 10 | الواح بلطي | CBM | 100 | 18500 | 1850000 | EGP | MAT_Wood
Tarek AbdelHakim Center - KSA _K001 |  | RFQ-00043 | Mahmoud El Nady | MEP (Electro Mechanical) | 2024-06-05 | Supply & Install Electromechanical Items | Approved | Electrical - Additional Work | suplly and installation 110 pvc pipe | MTR | 60 | 60 | 0 | 0 | SC_Apply | الحرفيون العالمية المحدودة | Electrical - Additional Work | suplly and installation 110 pvc pipe | MTR | 60 | 125 | 7500 | EGP | SC_Apply
Tarek AbdelHakim Center - KSA _K001 |  | RFQ-00043 | Mahmoud El Nady | MEP (Electro Mechanical) | 2024-06-05 | Supply & Install Electromechanical Items | Approved | Electrical - Additional Work | suplly and installation 63 pvc pipe | MTR | 60 | 60 | 0 | 0 | SC_Apply | الحرفيون العالمية المحدودة | Electrical - Additional Work | suplly and installation 63 pvc pipe | MTR | 60 | 37.5 | 2250 | EGP | SC_Apply
Tarek AbdelHakim Center - KSA _K001 |  | RFQ-00043 | Mahmoud El Nady | MEP (Electro Mechanical) | 2024-06-05 | Supply & Install Electromechanical Items | Approved | Electrical - Additional Work | Cable tray re routing | MTR | 25 | 25 | 0 | 0 | SC_Apply | الحرفيون العالمية المحدودة | Electrical - Additional Work | Cable tray re routing | MTR | 25 | 112.5 | 2812.5 | EGP | SC_Apply
Tarek AbdelHakim Center - KSA _K001 |  | RFQ-00043 | Mahmoud El Nady | MEP (Electro Mechanical) | 2024-06-05 | Supply & Install Electromechanical Items | Approved | Electrical - Additional Work | suplay and instaltion panel board 18 way for ups | NO | 1 | 1 | 0 | 0 | SC_Apply | الحرفيون العالمية المحدودة | Electrical - Additional Work | suplay and instaltion panel board 18 way for ups | NO | 1 | 3375 | 3375 | EGP | SC_Apply
Qasr Rashwan Lot A _0207 |  | RFQ-00031 | Reham Ashraf | Operation | 2024-05-23 | Sewage and Main Force Networks | Approved | 13.10 - 4. Khulusi.Khulusi-BILL NO. 1: SEWAGE NETWORK-1.1.1-c.2 | Ditto, depth to invert between 1.51 m and 2.50 m | MTR | 1050 | 1050 | 358.06 | 375963 | OTH | هارون رشاد محمد | 13.10 - 4. Khulusi.Khulusi-BILL NO. 1: SEWAGE NETWORK-1.1.1-c.2 | Ditto, depth to invert between 1.51 m and 2.50 m | MTR | 1050 | 550 | 577500 | EGP | OTH
Qasr Rashwan Lot A _0207 |  | RFQ-00031 | Reham Ashraf | Operation | 2024-05-23 | Sewage and Main Force Networks | Approved | 12.10 - 3. Manshya fanous.Mansheya Fanous-BILL NO. 1: SEWAGE NETWORK-1.1.1-c.2 | Ditto, depth to invert between 1.51 m and 2.50 m | MTR | 750 | 563.7 | 358.06 | 201838.42 | OTH | هارون رشاد محمد | 12.10 - 3. Manshya fanous.Mansheya Fanous-BILL NO. 1: SEWAGE NETWORK-1.1.1-c.2 | Ditto, depth to invert between 1.51 m and 2.50 m | MTR | 563.7 | 550 | 310035 | EGP | OTH
Qasr Rashwan Lot A _0207 |  | RFQ-00031 | Reham Ashraf | Operation | 2024-05-23 | Sewage and Main Force Networks | Approved | 11.10 - 2. Murad Al Gendy.Murad Al Gendy W Al Sanahra-BILL NO. 1: SEWAGE NETWORK-1.1.1-c.2 | Ditto, depth to invert between 1.51 m and 2.50 m | MTR | 1550 | 1550 | 358.06 | 554993 | OTH | هارون رشاد محمد | 11.10 - 2. Murad Al Gendy.Murad Al Gendy W Al Sanahra-BILL NO. 1: SEWAGE NETWORK-1.1.1-c.2 | Ditto, depth to invert between 1.51 m and 2.50 m | MTR | 1550 | 550 | 852500 | EGP | OTH
Qasr Rashwan Lot A _0207 |  | RFQ-00031 | Reham Ashraf | Operation | 2024-05-23 | Sewage and Main Force Networks | Approved | 14.10 - 5. Iz. Albersly.Iz.Albersly & Iz.Alasfar-BILL NO. 1: SEWAGE NETWORK-1.1.1-c.2 | Ditto, depth to invert between 1.51 m and 2.50 m | MTR | 250 | 250 | 358.06 | 89515 | OTH | هارون رشاد محمد | 14.10 - 5. Iz. Albersly.Iz.Albersly & Iz.Alasfar-BILL NO. 1: SEWAGE NETWORK-1.1.1-c.2 | Ditto, depth to invert between 1.51 m and 2.50 m | MTR | 250 | 550 | 137500 | EGP | OTH
Qasr Rashwan Lot A _0207 |  | RFQ-00031 | Reham Ashraf | Operation | 2024-05-23 | Sewage and Main Force Networks | Approved | 10.10 - 1. Saad Al Rouby.Saad Al Rouby-BILL NO. 1: SEWAGE NETWORK-1.1.1-c.1 | Ditto, depth to invert between 1.51 m and 2.50 m | MTR | 700 | 700 | 358.06 | 250642 | OTH | هارون رشاد محمد | 10.10 - 1. Saad Al Rouby.Saad Al Rouby-BILL NO. 1: SEWAGE NETWORK-1.1.1-c.1 | Ditto, depth to invert between 1.51 m and 2.50 m | MTR | 700 | 550 | 385000 | EGP | OTH
Qasr Rashwan Lot A _0207 |  | RFQ-00031 | Reham Ashraf | Operation | 2024-05-23 | Sewage and Main Force Networks | Approved | 12.10 - 3. Manshya fanous.Mansheya Fanous-BILL NO. 1: SEWAGE NETWORK-1.1.1-c.3 | Ditto, depth to invert between 2.51 m and 3.50 m | MTR | 1350 | 1252.6 | 474.34 | 594158.28 | OTH | هارون رشاد محمد | 12.10 - 3. Manshya fanous.Mansheya Fanous-BILL NO. 1: SEWAGE NETWORK-1.1.1-c.3 | Ditto, depth to invert between 2.51 m and 3.50 m | MTR | 1252.6 | 650 | 814190 | EGP | OTH
Qasr Rashwan Lot A _0207 |  | RFQ-00031 | Reham Ashraf | Operation | 2024-05-23 | Sewage and Main Force Networks | Approved | 11.10 - 2. Murad Al Gendy.Murad Al Gendy W Al Sanahra-BILL NO. 1: SEWAGE NETWORK-1.1.1-c.3 | Ditto, depth to invert between 2.51 m and 3.50 m | MTR | 950 | 950 | 474.34 | 450623 | OTH | هارون رشاد محمد | 11.10 - 2. Murad Al Gendy.Murad Al Gendy W Al Sanahra-BILL NO. 1: SEWAGE NETWORK-1.1.1-c.3 | Ditto, depth to invert between 2.51 m and 3.50 m | MTR | 950 | 650 | 617500 | EGP | OTH
Qasr Rashwan Lot A _0207 |  | RFQ-00031 | Reham Ashraf | Operation | 2024-05-23 | Sewage and Main Force Networks | Approved | 13.10 - 4. Khulusi.Khulusi-BILL NO. 1: SEWAGE NETWORK-1.1.1-c.3 | Ditto, depth to invert between 2.51 m and 3.50 m | MTR | 850 | 850 | 474.34 | 403189 | OTH | هارون رشاد محمد | 13.10 - 4. Khulusi.Khulusi-BILL NO. 1: SEWAGE NETWORK-1.1.1-c.3 | Ditto, depth to invert between 2.51 m and 3.50 m | MTR | 850 | 650 | 552500 | EGP | OTH
Qasr Rashwan Lot A _0207 |  | RFQ-00031 | Reham Ashraf | Operation | 2024-05-23 | Sewage and Main Force Networks | Approved | 14.10 - 5. Iz. Albersly.Iz.Albersly & Iz.Alasfar-BILL NO. 1: SEWAGE NETWORK-1.1.1-c.3 | Ditto, depth to invert between 2.51 m and 3.50 m | MTR | 400 | 400 | 474.34 | 189736 | OTH | هارون رشاد محمد | 14.10 - 5. Iz. Albersly.Iz.Albersly & Iz.Alasfar-BILL NO. 1: SEWAGE NETWORK-1.1.1-c.3 | Ditto, depth to invert between 2.51 m and 3.50 m | MTR | 400 | 650 | 260000 | EGP | OTH
Qasr Rashwan Lot A _0207 |  | RFQ-00031 | Reham Ashraf | Operation | 2024-05-23 | Sewage and Main Force Networks | Approved | 10.10 - 1. Saad Al Rouby.Saad Al Rouby-BILL NO. 1: SEWAGE NETWORK-1.1.1-c.2 | Ditto, depth to invert between 2.51 m and 3.50 m | MTR | 200 | 200 | 474.34 | 94868 | OTH | هارون رشاد محمد | 10.10 - 1. Saad Al Rouby.Saad Al Rouby-BILL NO. 1: SEWAGE NETWORK-1.1.1-c.2 | Ditto, depth to invert between 2.51 m and 3.50 m | MTR | 200 | 650 | 130000 | EGP | OTH
Qasr Rashwan Lot A _0207 |  | RFQ-00031 | Reham Ashraf | Operation | 2024-05-23 | Sewage and Main Force Networks | Approved | 11.10 - 2. Murad Al Gendy.Murad Al Gendy W Al Sanahra-BILL NO. 1: SEWAGE NETWORK-1.1.1-c.4 | Ditto, depth to invert between 3.51 m and 4.50 m | MTR | 220 | 220 | 672.99 | 148057.8 | OTH | هارون رشاد محمد | 11.10 - 2. Murad Al Gendy.Murad Al Gendy W Al Sanahra-BILL NO. 1: SEWAGE NETWORK-1.1.1-c.4 | Ditto, depth to invert between 3.51 m and 4.50 m | MTR | 220 | 820 | 180400 | EGP | OTH
Qasr Rashwan Lot A _0207 |  | RFQ-00031 | Reham Ashraf | Operation | 2024-05-23 | Sewage and Main Force Networks | Approved | 10.10 - 1. Saad Al Rouby.Saad Al Rouby-BILL NO. 1: SEWAGE NETWORK-1.1.1-c.3 | Ditto, depth to invert between 3.51 m and 4.50 m | MTR | 125 | 125 | 672.99 | 84123.75 | OTH | هارون رشاد محمد | 10.10 - 1. Saad Al Rouby.Saad Al Rouby-BILL NO. 1: SEWAGE NETWORK-1.1.1-c.3 | Ditto, depth to invert between 3.51 m and 4.50 m | MTR | 125 | 820 | 102500 | EGP | OTH
Qasr Rashwan Lot A _0207 |  | RFQ-00031 | Reham Ashraf | Operation | 2024-05-23 | Sewage and Main Force Networks | Approved | 13.10 - 4. Khulusi.Khulusi-BILL NO. 1: SEWAGE NETWORK-1.1.1-c.4 | Ditto, depth to invert between 3.51 m and 4.50 m | MTR | 250 | 250 | 672.99 | 168247.5 | OTH | هارون رشاد محمد | 13.10 - 4. Khulusi.Khulusi-BILL NO. 1: SEWAGE NETWORK-1.1.1-c.4 | Ditto, depth to invert between 3.51 m and 4.50 m | MTR | 250 | 820 | 205000 | EGP | OTH
Qasr Rashwan Lot A _0207 |  | RFQ-00031 | Reham Ashraf | Operation | 2024-05-23 | Sewage and Main Force Networks | Approved | 14.10 - 5. Iz. Albersly.Iz.Albersly & Iz.Alasfar-BILL NO. 1: SEWAGE NETWORK-1.1.1-c.4 | Ditto, depth to invert between 3.51 m and 4.50 m | MTR | 340 | 340 | 672.99 | 228816.6 | OTH | هارون رشاد محمد | 14.10 - 5. Iz. Albersly.Iz.Albersly & Iz.Alasfar-BILL NO. 1: SEWAGE NETWORK-1.1.1-c.4 | Ditto, depth to invert between 3.51 m and 4.50 m | MTR | 340 | 820 | 278800 | EGP | OTH
Qasr Rashwan Lot A _0207 |  | RFQ-00031 | Reham Ashraf | Operation | 2024-05-23 | Sewage and Main Force Networks | Approved | 12.10 - 3. Manshya fanous.Mansheya Fanous-BILL NO. 1: SEWAGE NETWORK-1.1.1-c.4 | Ditto, depth to invert between 3.51 m and 4.50 m | MTR | 235 | 235 | 672.99 | 158152.65 | OTH | هارون رشاد محمد | 12.10 - 3. Manshya fanous.Mansheya Fanous-BILL NO. 1: SEWAGE NETWORK-1.1.1-c.4 | Ditto, depth to invert between 3.51 m and 4.50 m | MTR | 235 | 820 | 192700 | EGP | OTH
Qasr Rashwan Lot A _0207 |  | RFQ-00031 | Reham Ashraf | Operation | 2024-05-23 | Sewage and Main Force Networks | Approved | 10.10 - 1. Saad Al Rouby.Saad Al Rouby-BILL NO. 1: SEWAGE NETWORK-1.1.1-c.4 | Ditto, depth to invert between 4.51 m and 5.50 m | MTR | 215 | 215 | 888.3 | 190984.5 | OTH | هارون رشاد محمد | 10.10 - 1. Saad Al Rouby.Saad Al Rouby-BILL NO. 1: SEWAGE NETWORK-1.1.1-c.4 | Ditto, depth to invert between 4.51 m and 5.50 m | MTR | 215 | 1000 | 215000 | EGP | OTH
Qasr Rashwan Lot A _0207 |  | RFQ-00031 | Reham Ashraf | Operation | 2024-05-23 | Sewage and Main Force Networks | Approved | 13.10 - 4. Khulusi.Khulusi-BILL NO. 1: SEWAGE NETWORK-1.1.1-c.5 | Ditto, depth to invert between 4.51 m and 5.50 m | MTR | 50 | 50 | 888.3 | 44415 | OTH | هارون رشاد محمد | 13.10 - 4. Khulusi.Khulusi-BILL NO. 1: SEWAGE NETWORK-1.1.1-c.5 | Ditto, depth to invert between 4.51 m and 5.50 m | MTR | 50 | 1000 | 50000 | EGP | OTH
Qasr Rashwan Lot A _0207 |  | RFQ-00031 | Reham Ashraf | Operation | 2024-05-23 | Sewage and Main Force Networks | Approved | 10.10 - 1. Saad Al Rouby.Saad Al Rouby-BILL NO. 1: SEWAGE NETWORK-1.1.1-c.5 | Ditto, depth to invert between 5.51 m and 6.50 m | MTR | 55 | 55 | 1110.28 | 61065.4 | OTH | هارون رشاد محمد | 10.10 - 1. Saad Al Rouby.Saad Al Rouby-BILL NO. 1: SEWAGE NETWORK-1.1.1-c.5 | Ditto, depth to invert between 5.51 m and 6.50 m | MTR | 55 | 1200 | 66000 | EGP | OTH
Qasr Rashwan Lot A _0207 |  | RFQ-00031 | Reham Ashraf | Operation | 2024-05-23 | Sewage and Main Force Networks | Approved | 12.10 - 3. Manshya fanous.Mansheya Fanous-BILL NO. 1: SEWAGE NETWORK-1.1.1-d.1 | Ditto, depth to invert between 1.51 m and 2.50 m | MTR | 60 | 60 | 391.23 | 23473.8 | OTH | هارون رشاد محمد | 12.10 - 3. Manshya fanous.Mansheya Fanous-BILL NO. 1: SEWAGE NETWORK-1.1.1-d.1 | Ditto, depth to invert between 1.51 m and 2.50 m | MTR | 60 | 700 | 42000 | EGP | OTH
Qasr Rashwan Lot A _0207 |  | RFQ-00031 | Reham Ashraf | Operation | 2024-05-23 | Sewage and Main Force Networks | Approved | 13.10 - 4. Khulusi.Khulusi-BILL NO. 1: SEWAGE NETWORK-1.1.1-d.1 | Ditto, depth to invert between 2.51 m and 3.50 m | MTR | 300 | 300 | 498.52 | 149556 | OTH | هارون رشاد محمد | 13.10 - 4. Khulusi.Khulusi-BILL NO. 1: SEWAGE NETWORK-1.1.1-d.1 | Ditto, depth to invert between 2.51 m and 3.50 m | MTR | 300 | 800 | 240000 | EGP | OTH
Qasr Rashwan Lot A _0207 |  | RFQ-00031 | Reham Ashraf | Operation | 2024-05-23 | Sewage and Main Force Networks | Approved | 12.10 - 3. Manshya fanous.Mansheya Fanous-BILL NO. 1: SEWAGE NETWORK-1.1.1-d.2 | Ditto, depth to invert between 2.51 m and 3.50 m | MTR | 180 | 180 | 498.52 | 89733.6 | OTH | هارون رشاد محمد | 12.10 - 3. Manshya fanous.Mansheya Fanous-BILL NO. 1: SEWAGE NETWORK-1.1.1-d.2 | Ditto, depth to invert between 2.51 m and 3.50 m | MTR | 180 | 800 | 144000 | EGP | OTH
Qasr Rashwan Lot A _0207 |  | RFQ-00031 | Reham Ashraf | Operation | 2024-05-23 | Sewage and Main Force Networks | Approved | 11.10 - 2. Murad Al Gendy.Murad Al Gendy W Al Sanahra-BILL NO. 1: SEWAGE NETWORK-1.1.1-d.1 | Ditto, depth to invert between 3.51 m and 4.50 m | MTR | 235 | 235 | 750.81 | 176440.35 | OTH | هارون رشاد محمد | 11.10 - 2. Murad Al Gendy.Murad Al Gendy W Al Sanahra-BILL NO. 1: SEWAGE NETWORK-1.1.1-d.1 | Ditto, depth to invert between 3.51 m and 4.50 m | MTR | 235 | 1000 | 235000 | EGP | OTH
Qasr Rashwan Lot A _0207 |  | RFQ-00031 | Reham Ashraf | Operation | 2024-05-23 | Sewage and Main Force Networks | Approved | 12.10 - 3. Manshya fanous.Mansheya Fanous-BILL NO. 1: SEWAGE NETWORK-1.1.1-d.3 | Ditto, depth to invert between 3.51 m and 4.50 m | MTR | 155 | 155 | 750.81 | 116375.55 | OTH | هارون رشاد محمد | 12.10 - 3. Manshya fanous.Mansheya Fanous-BILL NO. 1: SEWAGE NETWORK-1.1.1-d.3 | Ditto, depth to invert between 3.51 m and 4.50 m | MTR | 155 | 1000 | 155000 | EGP | OTH
Qasr Rashwan Lot A _0207 |  | RFQ-00031 | Reham Ashraf | Operation | 2024-05-23 | Sewage and Main Force Networks | Approved | 13.10 - 4. Khulusi.Khulusi-BILL NO. 1: SEWAGE NETWORK-1.1.1-d.2 | Ditto, depth to invert between 3.51 m and 4.50 m | MTR | 265 | 265 | 750.81 | 198964.65 | OTH | هارون رشاد محمد | 13.10 - 4. Khulusi.Khulusi-BILL NO. 1: SEWAGE NETWORK-1.1.1-d.2 | Ditto, depth to invert between 3.51 m and 4.50 m | MTR | 265 | 1000 | 265000 | EGP | OTH
Qasr Rashwan Lot A _0207 |  | RFQ-00031 | Reham Ashraf | Operation | 2024-05-23 | Sewage and Main Force Networks | Approved | 12.10 - 3. Manshya fanous.Mansheya Fanous-BILL NO. 1: SEWAGE NETWORK-1.1.1-d.4 | Ditto, depth to invert between 4.51 m and 5.50 m | MTR | 20 | 20 | 899.77 | 17995.4 | OTH | هارون رشاد محمد | 12.10 - 3. Manshya fanous.Mansheya Fanous-BILL NO. 1: SEWAGE NETWORK-1.1.1-d.4 | Ditto, depth to invert between 4.51 m and 5.50 m | MTR | 20 | 1200 | 24000 | EGP | OTH
Qasr Rashwan Lot A _0207 |  | RFQ-00031 | Reham Ashraf | Operation | 2024-05-23 | Sewage and Main Force Networks | Approved | 11.10 - 2. Murad Al Gendy.Murad Al Gendy W Al Sanahra-BILL NO. 1: SEWAGE NETWORK-1.1.1-d.2 | Ditto, depth to invert between 4.51 m and 5.50 m | MTR | 30 | 30 | 899.77 | 26993.1 | OTH | هارون رشاد محمد | 11.10 - 2. Murad Al Gendy.Murad Al Gendy W Al Sanahra-BILL NO. 1: SEWAGE NETWORK-1.1.1-d.2 | Ditto, depth to invert between 4.51 m and 5.50 m | MTR | 30 | 1200 | 36000 | EGP | OTH
Qasr Rashwan Lot A _0207 |  | RFQ-00031 | Reham Ashraf | Operation | 2024-05-23 | Sewage and Main Force Networks | Approved | 12.10 - 3. Manshya fanous.Mansheya Fanous-BILL NO. 1: SEWAGE NETWORK-1.1.1-e.3 | Ditto, depth to invert between 4.51 m and 5.50 m | MTR | 55 | 55 | 1589.42 | 87418.1 | OTH | هارون رشاد محمد | 12.10 - 3. Manshya fanous.Mansheya Fanous-BILL NO. 1: SEWAGE NETWORK-1.1.1-e.3 | Ditto, depth to invert between 4.51 m and 5.50 m | MTR | 55 | 1400 | 77000 | EGP | OTH
Qasr Rashwan Lot A _0207 |  | RFQ-00031 | Reham Ashraf | Operation | 2024-05-23 | Sewage and Main Force Networks | Approved | 12.10 - 3. Manshya fanous.Mansheya Fanous-BILL NO. 1: SEWAGE NETWORK-1.1.1-e.1 | Ditto, depth to invert between 2.50 m and 3.50 m | MTR | 330 | 330 | 937.75 | 309457.5 | OTH | هارون رشاد محمد | 12.10 - 3. Manshya fanous.Mansheya Fanous-BILL NO. 1: SEWAGE NETWORK-1.1.1-e.1 | Ditto, depth to invert between 2.50 m and 3.50 m | MTR | 330 | 850 | 280500 | EGP | OTH
Red Sea Museum-Bab El-Bunt _K0003 |  | RFQ-00017 | Rola Yasser | Procurement | 2024-06-11 | Wooden Doors and Windows | Approved | 10.16.11.14 - 085200-P11-D | Type We13.101, approximate dimensions 1300mm wide x 1100mm high | ECH | 1 | 1 | 6250 | 6250 | SC_Supply/Apply | Arc Deco | 10.16.11.14 - 085200-P11-D | Type We13.101, approximate dimensions 1300mm wide x 1100mm high | ECH | 1 | 2527.42 | 2527.42 | SAR | SC_Supply/Apply
Red Sea Museum-Bab El-Bunt _K0003 |  | RFQ-00017 | Rola Yasser | Procurement | 2024-06-11 | Wooden Doors and Windows | Approved | 10.16.11.14 - 085200-P11-E | Type We13.102, approximate dimensions 1300mm wide x 1100mm high | ECH | 1 | 1 | 6250 | 6250 | SC_Supply/Apply | Arc Deco | 10.16.11.14 - 085200-P11-E | Type We13.102, approximate dimensions 1300mm wide x 1100mm high | ECH | 1 | 2527.42 | 2527.42 | SAR | SC_Supply/Apply
Red Sea Museum-Bab El-Bunt _K0003 |  | RFQ-00017 | Rola Yasser | Procurement | 2024-06-11 | Wooden Doors and Windows | Approved | 10.16.11.14 - 085200-P11-F | Type We13.103, approximate dimensions 1300mm wide x 1100mm high | ECH | 1 | 1 | 6250 | 6250 | SC_Supply/Apply | Arc Deco | 10.16.11.14 - 085200-P11-F | Type We13.103, approximate dimensions 1300mm wide x 1100mm high | ECH | 1 | 2527.42 | 2527.42 | SAR | SC_Supply/Apply
Red Sea Museum-Bab El-Bunt _K0003 |  | RFQ-00017 | Rola Yasser | Procurement | 2024-06-11 | Wooden Doors and Windows | Approved | 10.16.11.14 - 085200-P15-C | Type We14A.005, approximate dimensions 1050mm wide x 1000mm high | ECH | 1 | 1 | 4200 | 4200 | SC_Supply/Apply | Arc Deco | 10.16.11.14 - 085200-P15-C | Type We14A.005, approximate dimensions 1050mm wide x 1000mm high | ECH | 1 | 4552.1 | 4552.1 | SAR | SC_Supply/Apply
Red Sea Museum-Bab El-Bunt _K0003 |  | RFQ-00017 | Rola Yasser | Procurement | 2024-06-11 | Wooden Doors and Windows | Approved | 10.16.11.14 - 085200-P15-D | Type We14A.006, approximate dimensions 1050mm wide x 1000mm high | ECH | 1 | 1 | 4200 | 4200 | SC_Supply/Apply | Arc Deco | 10.16.11.14 - 085200-P15-D | Type We14A.006, approximate dimensions 1050mm wide x 1000mm high | ECH | 1 | 4552.1 | 4552.1 | SAR | SC_Supply/Apply
Red Sea Museum-Bab El-Bunt _K0003 |  | RFQ-00017 | Rola Yasser | Procurement | 2024-06-11 | Wooden Doors and Windows | Approved | 10.16.11.14 - 085200-P15-A | Type We14A.001, approximate dimensions 1050mm wide x 1000mm high | ECH | 1 | 1 | 4200 | 4200 | SC_Supply/Apply | Arc Deco | 10.16.11.14 - 085200-P15-A | Type We14A.001, approximate dimensions 1050mm wide x 1000mm high | ECH | 1 | 4552.1 | 4552.1 | SAR | SC_Supply/Apply
Red Sea Museum-Bab El-Bunt _K0003 |  | RFQ-00017 | Rola Yasser | Procurement | 2024-06-11 | Wooden Doors and Windows | Approved | 10.16.11.14 - 085200-P15-B | Type We14A.004, approximate dimensions 1050mm wide x 1000mm high | ECH | 1 | 1 | 4200 | 4200 | SC_Supply/Apply | Arc Deco | 10.16.11.14 - 085200-P15-B | Type We14A.004, approximate dimensions 1050mm wide x 1000mm high | ECH | 1 | 4552.1 | 4552.1 | SAR | SC_Supply/Apply
Red Sea Museum-Bab El-Bunt _K0003 |  | RFQ-00017 | Rola Yasser | Procurement | 2024-06-11 | Wooden Doors and Windows | Approved | 10.16.11.14 - 085200-P18-J | Type We15B2.100, approximate dimension 1060mm wide x 2180mm high | ECH | 1 | 1 | 9100 | 9100 | SC_Supply/Apply | Arc Deco | 10.16.11.14 - 085200-P18-J | Type We15B2.100, approximate dimension 1060mm wide x 2180mm high | ECH | 1 | 6281.8 | 6281.8 | SAR | SC_Supply/Apply
Red Sea Museum-Bab El-Bunt _K0003 |  | RFQ-00017 | Rola Yasser | Procurement | 2024-06-11 | Wooden Doors and Windows | Approved | 10.16.11.14 - 085200-P18-K | Type We15B2.200, approximate dimension 1060mm wide x 2180mm high | ECH | 1 | 1 | 9100 | 9100 | SC_Supply/Apply | Arc Deco | 10.16.11.14 - 085200-P18-K | Type We15B2.200, approximate dimension 1060mm wide x 2180mm high | ECH | 1 | 6281.8 | 6281.8 | SAR | SC_Supply/Apply
Red Sea Museum-Bab El-Bunt _K0003 |  | RFQ-00017 | Rola Yasser | Procurement | 2024-06-11 | Wooden Doors and Windows | Approved | 10.16.11.14 - 085200-P18-L | Type We15B2.201, approximate dimension 1060mm wide x 2180mm high | ECH | 1 | 1 | 9100 | 9100 | SC_Supply/Apply | Arc Deco | 10.16.11.14 - 085200-P18-L | Type We15B2.201, approximate dimension 1060mm wide x 2180mm high | ECH | 1 | 6281.8 | 6281.8 | SAR | SC_Supply/Apply
Red Sea Museum-Bab El-Bunt _K0003 |  | RFQ-00017 | Rola Yasser | Procurement | 2024-06-11 | Wooden Doors and Windows | Approved | 10.16.11.14 - 085200-P11-G | Type We13.104, approximate dimensions 1300mm wide x 1100mm high | ECH | 1 | 1 | 6250 | 6250 | SC_Supply/Apply | Arc Deco | 10.16.11.14 - 085200-P11-G | Type We13.104, approximate dimensions 1300mm wide x 1100mm high | ECH | 1 | 2527.42 | 2527.42 | SAR | SC_Supply/Apply
Red Sea Museum-Bab El-Bunt _K0003 |  | RFQ-00017 | Rola Yasser | Procurement | 2024-06-11 | Wooden Doors and Windows | Approved | 10.16.11.14 - 085200-P11-H | Type We13.105, approximate dimensions 1300mm wide x 1100mm high | ECH | 1 | 1 | 6250 | 6250 | SC_Supply/Apply | Arc Deco | 10.16.11.14 - 085200-P11-H | Type We13.105, approximate dimensions 1300mm wide x 1100mm high | ECH | 1 | 2527.42 | 2527.42 | SAR | SC_Supply/Apply
Red Sea Museum-Bab El-Bunt _K0003 |  | RFQ-00017 | Rola Yasser | Procurement | 2024-06-11 | Wooden Doors and Windows | Approved | 10.16.11.14 - 085200-P18-C | Type We15B.100, approximate dimensions 1650mm wide x 1000mm high | ECH | 2 | 2 | 6600 | 13200 | SC_Supply/Apply | Arc Deco | 10.16.11.14 - 085200-P18-C | Type We15B.100, approximate dimensions 1650mm wide x 1000mm high | ECH | 2 | 3395.7 | 6791.4 | SAR | SC_Supply/Apply
Red Sea Museum-Bab El-Bunt _K0003 |  | RFQ-00017 | Rola Yasser | Procurement | 2024-06-11 | Wooden Doors and Windows | Approved | 10.16.11.14 - 085200-P18-D | Type We15B.300, approximate dimensions 1650mm wide x 1000mm high | ECH | 2 | 2 | 6600 | 13200 | SC_Supply/Apply | Arc Deco | 10.16.11.14 - 085200-P18-D | Type We15B.300, approximate dimensions 1650mm wide x 1000mm high | ECH | 2 | 3395.7 | 6791.4 | SAR | SC_Supply/Apply
Red Sea Museum-Bab El-Bunt _K0003 |  | RFQ-00017 | Rola Yasser | Procurement | 2024-06-11 | Wooden Doors and Windows | Approved | 10.16.11.14 - 085200-P18-E | Type We15B.301, approximate dimensions 1650mm wide x 1000mm high | ECH | 1 | 1 | 6600 | 6600 | SC_Supply/Apply | Arc Deco | 10.16.11.14 - 085200-P18-E | Type We15B.301, approximate dimensions 1650mm wide x 1000mm high | ECH | 1 | 3395.7 | 3395.7 | SAR | SC_Supply/Apply
Red Sea Museum-Bab El-Bunt _K0003 |  | RFQ-00017 | Rola Yasser | Procurement | 2024-06-11 | Wooden Doors and Windows | Approved | 10.16.11.14 - 085200-P18-F | Type We15B.303, approximate dimensions 1650mm wide x 1000mm high | ECH | 1 | 1 | 6600 | 6600 | SC_Supply/Apply | Arc Deco | 10.16.11.14 - 085200-P18-F | Type We15B.303, approximate dimensions 1650mm wide x 1000mm high | ECH | 1 | 3395.7 | 3395.7 | SAR | SC_Supply/Apply
Red Sea Museum-Bab El-Bunt _K0003 |  | RFQ-00017 | Rola Yasser | Procurement | 2024-06-11 | Wooden Doors and Windows | Approved | 10.16.11.14 - 085200-P20-H | Type We15C2.222, approximate dimensions 1600mm wide x 2200mm high | ECH | 1 | 1 | 10350 | 10350 | SC_Supply/Apply | Arc Deco | 10.16.11.14 - 085200-P20-H | Type We15C2.222, approximate dimensions 1600mm wide x 2200mm high | ECH | 1 | 7056 | 7056 | SAR | SC_Supply/Apply
Red Sea Museum-Bab El-Bunt _K0003 |  | RFQ-00017 | Rola Yasser | Procurement | 2024-06-11 | Wooden Doors and Windows | Approved | 10.16.11.14 - 085200-P20-J | Type We15C2.223, approximate dimensions 1600mm wide x 2200mm high | ECH | 1 | 1 | 10350 | 10350 | SC_Supply/Apply | Arc Deco | 10.16.11.14 - 085200-P20-J | Type We15C2.223, approximate dimensions 1600mm wide x 2200mm high | ECH | 1 | 7056 | 7056 | SAR | SC_Supply/Apply
Red Sea Museum-Bab El-Bunt _K0003 |  | RFQ-00017 | Rola Yasser | Procurement | 2024-06-11 | Wooden Doors and Windows | Approved | 10.16.11.14 - 085200-P20-K | Type We15C2.224, approximate dimensions 1600mm wide x 2200mm high | ECH | 1 | 1 | 10350 | 10350 | SC_Supply/Apply | Arc Deco | 10.16.11.14 - 085200-P20-K | Type We15C2.224, approximate dimensions 1600mm wide x 2200mm high | ECH | 1 | 7056 | 7056 | SAR | SC_Supply/Apply
Red Sea Museum-Bab El-Bunt _K0003 |  | RFQ-00017 | Rola Yasser | Procurement | 2024-06-11 | Wooden Doors and Windows | Approved | 10.16.11.14 - 085200-P20-L | Type We15C2.231, approximate dimensions 1600mm wide x 2200mm high | ECH | 1 | 1 | 10350 | 10350 | SC_Supply/Apply | Arc Deco | 10.16.11.14 - 085200-P20-L | Type We15C2.231, approximate dimensions 1600mm wide x 2200mm high | ECH | 1 | 7056 | 7056 | SAR | SC_Supply/Apply
Red Sea Museum-Bab El-Bunt _K0003 |  | RFQ-00017 | Rola Yasser | Procurement | 2024-06-11 | Wooden Doors and Windows | Approved | 10.16.11.14 - 085200-P16-E | Type We14D.202, approximate dimensions 2457mm wide x 2284mm high | ECH | 1 | 1 | 12700 | 12700 | SC_Supply/Apply | Arc Deco | 10.16.11.14 - 085200-P16-E | Type We14D.202, approximate dimensions 2457mm wide x 2284mm high | ECH | 1 | 12387.2 | 12387.2 | SAR | SC_Supply/Apply
Red Sea Museum-Bab El-Bunt _K0003 |  | RFQ-00017 | Rola Yasser | Procurement | 2024-06-11 | Wooden Doors and Windows | Approved | 10.16.11.14 - 085200-P16-F | Type We14D.203, approximate dimensions 2457mm wide x 2284mm high | ECH | 1 | 1 | 12700 | 12700 | SC_Supply/Apply | Arc Deco | 10.16.11.14 - 085200-P16-F | Type We14D.203, approximate dimensions 2457mm wide x 2284mm high | ECH | 1 | 12387.2 | 12387.2 | SAR | SC_Supply/Apply
Red Sea Museum-Bab El-Bunt _K0003 |  | RFQ-00017 | Rola Yasser | Procurement | 2024-06-11 | Wooden Doors and Windows | Approved | 10.16.11.14 - 085200-P18-M | Type We15B2.202, approximate dimension 1060mm wide x 2180mm high | ECH | 1 | 1 | 9100 | 9100 | SC_Supply/Apply | Arc Deco | 10.16.11.14 - 085200-P18-M | Type We15B2.202, approximate dimension 1060mm wide x 2180mm high | ECH | 1 | 6281.8 | 6281.8 | SAR | SC_Supply/Apply
Red Sea Museum-Bab El-Bunt _K0003 |  | RFQ-00017 | Rola Yasser | Procurement | 2024-06-11 | Wooden Doors and Windows | Approved | 10.16.11.14 - 085200-P20-F | Type We15C2.218, approximate dimensions 1600mm wide x 2200mm high | ECH | 1 | 1 | 10350 | 10350 | SC_Supply/Apply | Arc Deco | 10.16.11.14 - 085200-P20-F | Type We15C2.218, approximate dimensions 1600mm wide x 2200mm high | ECH | 1 | 7056 | 7056 | SAR | SC_Supply/Apply
Red Sea Museum-Bab El-Bunt _K0003 |  | RFQ-00017 | Rola Yasser | Procurement | 2024-06-11 | Wooden Doors and Windows | Approved | 10.16.11.14 - 085200-P12-M | Type We13.121, approximate dimensions 1300mm wide x 1100mm high | ECH | 1 | 1 | 5850 | 5850 | SC_Supply/Apply | Arc Deco | 10.16.11.14 - 085200-P12-M | Type We13.121, approximate dimensions 1300mm wide x 1100mm high | ECH | 1 | 2527.42 | 2527.42 | SAR | SC_Supply/Apply
Red Sea Museum-Bab El-Bunt _K0003 |  | RFQ-00017 | Rola Yasser | Procurement | 2024-06-11 | Wooden Doors and Windows | Approved | 10.16.11.14 - 085200-P17-M | Type We15A.322, approximate dimensions 1300mm wide x 1050mm high | ECH | 1 | 1 | 5460 | 5460 | SC_Supply/Apply | Arc Deco | 10.16.11.14 - 085200-P17-M | Type We15A.322, approximate dimensions 1300mm wide x 1050mm high | ECH | 1 | 3753.4 | 3753.4 | SAR | SC_Supply/Apply
Red Sea Museum-Bab El-Bunt _K0003 |  | RFQ-00017 | Rola Yasser | Procurement | 2024-06-11 | Wooden Doors and Windows | Approved | 10.16.11.14 - 085200-P17-N | Type We15A2.201, approximate dimensions 950mm wide x 2180mm high | ECH | 1 | 1 | 5460 | 5460 | SC_Supply/Apply | Arc Deco | 10.16.11.14 - 085200-P17-N | Type We15A2.201, approximate dimensions 950mm wide x 2180mm high | ECH | 1 | 4018 | 4018 | SAR | SC_Supply/Apply
Red Sea Museum-Bab El-Bunt _K0003 |  | RFQ-00017 | Rola Yasser | Procurement | 2024-06-11 | Wooden Doors and Windows | Approved | 10.16.11.14 - 085200-P18-A | Type We15A2.202, approximate dimensions 950mm wide x 2180mm high | ECH | 1 | 1 | 9100 | 9100 | SC_Supply/Apply | Arc Deco | 10.16.11.14 - 085200-P18-A | Type We15A2.202, approximate dimensions 950mm wide x 2180mm high | ECH | 1 | 4018 | 4018 | SAR | SC_Supply/Apply
Red Sea Museum-Bab El-Bunt _K0003 |  | RFQ-00017 | Rola Yasser | Procurement | 2024-06-11 | Wooden Doors and Windows | Approved | 10.16.11.14 - 085200-P20-E | Type We15C2.217, approximate dimensions 1600mm wide x 2200mm high | ECH | 1 | 1 | 10350 | 10350 | SC_Supply/Apply | Arc Deco | 10.16.11.14 - 085200-P20-E | Type We15C2.217, approximate dimensions 1600mm wide x 2200mm high | ECH | 1 | 7056 | 7056 | SAR | SC_Supply/Apply
Red Sea Museum-Bab El-Bunt _K0003 |  | RFQ-00017 | Rola Yasser | Procurement | 2024-06-11 | Wooden Doors and Windows | Approved | 10.16.11.14 - 085200-P20-N | Type We15D.301, approximate dimensions 2455mm wide x 924mm high | ECH | 1 | 1 | 10350 | 10350 | SC_Supply/Apply | Arc Deco | 10.16.11.14 - 085200-P20-N | Type We15D.301, approximate dimensions 2455mm wide x 924mm high | ECH | 1 | 4993.1 | 4993.1 | SAR | SC_Supply/Apply
Tarek AbdelHakim Center - KSA _K001 |  | RFQ-00043 | Mahmoud El Nady | MEP (Electro Mechanical) | 2024-06-05 | Supply & Install Electromechanical Items | Approved | Electrical - Additional Work | Suplay and installation point of senesor Dehumidfire | NO | 6 | 6 | 0 | 0 | SC_Apply | الحرفيون العالمية المحدودة | Electrical - Additional Work | Suplay and installation point of senesor Dehumidfire | NO | 6 | 593.75 | 3562.5 | EGP | SC_Apply
Tarek AbdelHakim Center - KSA _K001 |  | RFQ-00043 | Mahmoud El Nady | MEP (Electro Mechanical) | 2024-06-05 | Supply & Install Electromechanical Items | Approved | Electrical - Additional Work | Relocated power socket | NO | 12 | 12 | 0 | 0 | SC_Apply | الحرفيون العالمية المحدودة | Electrical - Additional Work | Relocated power socket | NO | 12 | 243.75 | 2925 | EGP | SC_Apply
Tarek AbdelHakim Center - KSA _K001 |  | RFQ-00043 | Mahmoud El Nady | MEP (Electro Mechanical) | 2024-06-05 | Supply & Install Electromechanical Items | Approved | Electrical - Additional Work | Relocated power socket for projector | NO | 6 | 6 | 0 | 0 | SC_Apply | الحرفيون العالمية المحدودة | Electrical - Additional Work | Relocated power socket for projector | NO | 6 | 243.75 | 1462.5 | EGP | SC_Apply
Tarek AbdelHakim Center - KSA _K001 |  | RFQ-00043 | Mahmoud El Nady | MEP (Electro Mechanical) | 2024-06-05 | Supply & Install Electromechanical Items | Approved | Electrical - Additional Work | cahange power socket for projector from up to dowen | NO | 6 | 6 | 0 | 0 | SC_Apply | الحرفيون العالمية المحدودة | Electrical - Additional Work | cahange power socket for projector from up to dowen | NO | 6 | 243.75 | 1462.5 | EGP | SC_Apply
Tarek AbdelHakim Center - KSA _K001 |  | RFQ-00043 | Mahmoud El Nady | MEP (Electro Mechanical) | 2024-06-05 | Supply & Install Electromechanical Items | Approved | Electrical - Additional Work | change the power suplay for fire alarm panle to emergency | NO | 1 | 1 | 0 | 0 | SC_Apply | الحرفيون العالمية المحدودة | Electrical - Additional Work | change the power suplay for fire alarm panle to emergency | NO | 1 | 593.75 | 593.75 | EGP | SC_Apply
Tarek AbdelHakim Center - KSA _K001 |  | RFQ-00043 | Mahmoud El Nady | MEP (Electro Mechanical) | 2024-06-05 | Supply & Install Electromechanical Items | Approved | Electrical - Additional Work | repulling of cable for vrv | LS | 1 | 1 | 0 | 0 | SC_Apply | الحرفيون العالمية المحدودة | Electrical - Additional Work | repulling of cable for vrv | LS | 1 | 406.25 | 406.25 | EGP | SC_Apply
Tarek AbdelHakim Center - KSA _K001 |  | RFQ-00043 | Mahmoud El Nady | MEP (Electro Mechanical) | 2024-06-05 | Supply & Install Electromechanical Items | Approved | Electrical - Additional Work | Re fix of track lighting with wood | LS | 1 | 1 | 0 | 0 | SC_Apply | الحرفيون العالمية المحدودة | Electrical - Additional Work | Re fix of track lighting with wood | LS | 1 | 3875 | 3875 | EGP | SC_Apply
Tarek AbdelHakim Center - KSA _K001 |  | RFQ-00043 | Mahmoud El Nady | MEP (Electro Mechanical) | 2024-06-05 | Supply & Install Electromechanical Items | Approved | Electrical - Additional Work | cable termination and busbar modifcation for genrator | LS | 1 | 1 | 0 | 0 | SC_Apply | الحرفيون العالمية المحدودة | Electrical - Additional Work | cable termination and busbar modifcation for genrator | LS | 1 | 3437.5 | 3437.5 | EGP | SC_Apply
Tarek AbdelHakim Center - KSA _K001 |  | RFQ-00043 | Mahmoud El Nady | MEP (Electro Mechanical) | 2024-06-05 | Supply & Install Electromechanical Items | Approved | Electrical - Additional Work | cable control from ats to genrator | LS | 1 | 1 | 0 | 0 | SC_Apply | الحرفيون العالمية المحدودة | Electrical - Additional Work | cable control from ats to genrator | LS | 1 | 625 | 625 | EGP | SC_Apply
Tarek AbdelHakim Center - KSA _K001 |  | RFQ-00043 | Mahmoud El Nady | MEP (Electro Mechanical) | 2024-06-05 | Supply & Install Electromechanical Items | Approved | Electrical - Additional Work | cable control for fun | LS | 1 | 1 | 0 | 0 | SC_Apply | الحرفيون العالمية المحدودة | Electrical - Additional Work | cable control for fun | LS | 1 | 625 | 625 | EGP | SC_Apply
Tarek AbdelHakim Center - KSA _K001 |  | RFQ-00043 | Mahmoud El Nady | MEP (Electro Mechanical) | 2024-06-05 | Supply & Install Electromechanical Items | Approved | Electrical - Additional Work | Design the earthing system and testing of earthing system | LS | 1 | 1 | 0 | 0 | SC_Apply | الحرفيون العالمية المحدودة | Electrical - Additional Work | Design the earthing system and testing of earthing system | LS | 1 | 16312.5 | 16312.5 | EGP | SC_Apply
Tarek AbdelHakim Center - KSA _K001 |  | RFQ-00043 | Mahmoud El Nady | MEP (Electro Mechanical) | 2024-06-05 | Supply & Install Electromechanical Items | Approved | Electrical - Additional Work | 2 contactor set 1P 20 A. 1 Contactor set 1P 32 A. | LS | 1 | 1 | 0 | 0 | SC_Apply | الحرفيون العالمية المحدودة | Electrical - Additional Work | 2 contactor set 1P 20 A. 1 Contactor set 1P 32 A. | LS | 1 | 4468.75 | 4468.75 | EGP | SC_Apply
Tarek AbdelHakim Center - KSA _K001 |  | RFQ-00043 | Mahmoud El Nady | MEP (Electro Mechanical) | 2024-06-05 | Supply & Install Electromechanical Items | Approved | Low Current - Additional | Relocated fire alarm point | NO | 12 | 12 | 0 | 0 | SC_Apply | الحرفيون العالمية المحدودة | Low Current - Additional | Relocated fire alarm point | NO | 12 | 337.5 | 4050 | EGP | SC_Apply
Tarek AbdelHakim Center - KSA _K001 |  | RFQ-00043 | Mahmoud El Nady | MEP (Electro Mechanical) | 2024-06-05 | Supply & Install Electromechanical Items | Approved | Low Current - Additional | Base of IP-CCTV camera, and WIFI | NO | 12 | 12 | 0 | 0 | SC_Apply | الحرفيون العالمية المحدودة | Low Current - Additional | Base of IP-CCTV camera, and WIFI | NO | 12 | 306.25 | 3675 | EGP | SC_Apply
Tarek AbdelHakim Center - KSA _K001 |  | RFQ-00043 | Mahmoud El Nady | MEP (Electro Mechanical) | 2024-06-05 | Supply & Install Electromechanical Items | Approved | Low Current - Additional | 8TB HDD Purple | NO | 6 | 6 | 0 | 0 | SC_Apply | الحرفيون العالمية المحدودة | Low Current - Additional | 8TB HDD Purple | NO | 6 | 1125 | 6750 | EGP | SC_Apply
Tarek AbdelHakim Center - KSA _K001 |  | RFQ-00043 | Mahmoud El Nady | MEP (Electro Mechanical) | 2024-06-05 | Supply & Install Electromechanical Items | Approved | Low Current - Additional | Dell PC Ci7, 16GB RAM, 256GB SSD, Win 10 Pro-3910 | NO | 1 | 1 | 0 | 0 | SC_Apply | الحرفيون العالمية المحدودة | Low Current - Additional | Dell PC Ci7, 16GB RAM, 256GB SSD, Win 10 Pro-3910 | NO | 1 | 6875 | 6875 | EGP | SC_Apply
Tarek AbdelHakim Center - KSA _K001 |  | RFQ-00043 | Mahmoud El Nady | MEP (Electro Mechanical) | 2024-06-05 | Supply & Install Electromechanical Items | Approved | Low Current - Additional | Suplay and instalation coverter HDMI | NO | 1 | 1 | 0 | 0 | SC_Apply | الحرفيون العالمية المحدودة | Low Current - Additional | Suplay and instalation coverter HDMI | NO | 1 | 1437.5 | 1437.5 | EGP | SC_Apply
Tarek AbdelHakim Center - KSA _K001 |  | RFQ-00043 | Mahmoud El Nady | MEP (Electro Mechanical) | 2024-06-05 | Supply & Install Electromechanical Items | Approved | Low Current - Additional | Relocated data outlet | NO | 20 | 20 | 0 | 0 | SC_Apply | الحرفيون العالمية المحدودة | Low Current - Additional | Relocated data outlet | NO | 20 | 281.25 | 5625 | EGP | SC_Apply
Tarek AbdelHakim Center - KSA _K001 |  | RFQ-00043 | Mahmoud El Nady | MEP (Electro Mechanical) | 2024-06-05 | Supply & Install Electromechanical Items | Approved | Low Current - Additional | uplink betowen data rack and sound rack | NO | 16 | 16 | 0 | 0 | SC_Apply | الحرفيون العالمية المحدودة | Low Current - Additional | uplink betowen data rack and sound rack | NO | 16 | 218.75 | 3500 | EGP | SC_Apply
Tarek AbdelHakim Center - KSA _K001 |  | RFQ-00043 | Mahmoud El Nady | MEP (Electro Mechanical) | 2024-06-05 | Supply & Install Electromechanical Items | Approved | Mech - Additional | Insallation for Pleneum Box in Second Floor | LS | 1 | 1 | 0 | 0 | SC_Supply/Apply | الحرفيون العالمية المحدودة | Mech - Additional | Insallation for Pleneum Box in Second Floor | LS | 1 | 825 | 825 | EGP | SC_Supply/Apply
Tarek AbdelHakim Center - KSA _K001 |  | RFQ-00043 | Mahmoud El Nady | MEP (Electro Mechanical) | 2024-06-05 | Supply & Install Electromechanical Items | Approved | Mech - Additional | Relocated for pleneum Box | NO | 3 | 3 | 0 | 0 | SC_Supply/Apply | الحرفيون العالمية المحدودة | Mech - Additional | Relocated for pleneum Box | NO | 3 | 575 | 1725 | EGP | SC_Supply/Apply
Tarek AbdelHakim Center - KSA _K001 |  | RFQ-00043 | Mahmoud El Nady | MEP (Electro Mechanical) | 2024-06-05 | Supply & Install Electromechanical Items | Approved | Mech - Additional | suplly and installation conection betowen fcu and duct | NO | 3 | 3 | 0 | 0 | SC_Supply/Apply | الحرفيون العالمية المحدودة | Mech - Additional | suplly and installation conection betowen fcu and duct | NO | 3 | 1062.5 | 3187.5 | EGP | SC_Supply/Apply
Qasr Rashwan Lot A _0207 |  | RFQ-00031 | Reham Ashraf | Operation | 2024-05-23 | Sewage and Main Force Networks | Approved | 12.10 - 3. Manshya fanous.Mansheya Fanous-BILL NO. 1: SEWAGE NETWORK-1.1.1-e.2 | Ditto, depth to invert between 3.51 m and 4.50 m | MTR | 285 | 285 | 1231.92 | 351097.2 | OTH | هارون رشاد محمد | 12.10 - 3. Manshya fanous.Mansheya Fanous-BILL NO. 1: SEWAGE NETWORK-1.1.1-e.2 | Ditto, depth to invert between 3.51 m and 4.50 m | MTR | 285 | 1200 | 342000 | EGP | OTH
Qasr Rashwan Lot A _0207 |  | RFQ-00031 | Reham Ashraf | Operation | 2024-05-23 | Sewage and Main Force Networks | Approved | 11.10 - 2. Murad Al Gendy.Murad Al Gendy W Al Sanahra-BILL NO. 1: SEWAGE NETWORK-1.1.1-e.1 | Ditto, depth to invert between 1.51 m and 2.50 m | MTR | 10 | 10 | 649.27 | 6492.7 | OTH | هارون رشاد محمد | 11.10 - 2. Murad Al Gendy.Murad Al Gendy W Al Sanahra-BILL NO. 1: SEWAGE NETWORK-1.1.1-e.1 | Ditto, depth to invert between 1.51 m and 2.50 m | MTR | 10 | 750 | 7500 | EGP | OTH
Qasr Rashwan Lot A _0207 |  | RFQ-00031 | Reham Ashraf | Operation | 2024-05-23 | Sewage and Main Force Networks | Approved | 12.10 - 3. Manshya fanous.Mansheya Fanous-BILL NO. 1: SEWAGE NETWORK-1.1.1-f.1 | Ditto, depth to invert between 1.51 m and 2.50 m | MTR | 55 | 55 | 649.27 | 35709.85 | OTH | هارون رشاد محمد | 12.10 - 3. Manshya fanous.Mansheya Fanous-BILL NO. 1: SEWAGE NETWORK-1.1.1-f.1 | Ditto, depth to invert between 1.51 m and 2.50 m | MTR | 55 | 750 | 41250 | EGP | OTH
Qasr Rashwan Lot A _0207 |  | RFQ-00031 | Reham Ashraf | Operation | 2024-05-23 | Sewage and Main Force Networks | Approved | 11.10 - 2. Murad Al Gendy.Murad Al Gendy W Al Sanahra-BILL NO. 1: SEWAGE NETWORK-1.1.1-e.3 | Ditto, depth to invert between 4.51 m and 5.50 m | MTR | 190 | 190 | 1490.73 | 283238.7 | OTH | هارون رشاد محمد | 11.10 - 2. Murad Al Gendy.Murad Al Gendy W Al Sanahra-BILL NO. 1: SEWAGE NETWORK-1.1.1-e.3 | Ditto, depth to invert between 4.51 m and 5.50 m | MTR | 190 | 1600 | 304000 | EGP | OTH
Qasr Rashwan Lot A _0207 |  | RFQ-00031 | Reham Ashraf | Operation | 2024-05-23 | Sewage and Main Force Networks | Approved | 12.10 - 3. Manshya fanous.Mansheya Fanous-BILL NO. 1: SEWAGE NETWORK-1.1.1-f.2 | Ditto, depth to invert between 2.51 m and 3.50 m | MTR | 300 | 300 | 851.98 | 255594 | OTH | هارون رشاد محمد | 12.10 - 3. Manshya fanous.Mansheya Fanous-BILL NO. 1: SEWAGE NETWORK-1.1.1-f.2 | Ditto, depth to invert between 2.51 m and 3.50 m | MTR | 300 | 900 | 270000 | EGP | OTH
Qasr Rashwan Lot A _0207 |  | RFQ-00031 | Reham Ashraf | Operation | 2024-05-23 | Sewage and Main Force Networks | Approved | 11.10 - 2. Murad Al Gendy.Murad Al Gendy W Al Sanahra-BILL NO. 1: SEWAGE NETWORK-1.1.1-e.2 | Ditto, depth to invert between 3.51 m and 4.50 m | MTR | 325 | 325 | 1221.35 | 396938.75 | OTH | هارون رشاد محمد | 11.10 - 2. Murad Al Gendy.Murad Al Gendy W Al Sanahra-BILL NO. 1: SEWAGE NETWORK-1.1.1-e.2 | Ditto, depth to invert between 3.51 m and 4.50 m | MTR | 325 | 1350 | 438750 | EGP | OTH
Qasr Rashwan Lot A _0207 |  | RFQ-00031 | Reham Ashraf | Operation | 2024-05-23 | Sewage and Main Force Networks | Approved | 10.10 - 1. Saad Al Rouby.Saad Al Rouby-BILL NO. 1: SEWAGE NETWORK-1.1.1-d.1 | Ditto, depth to invert between 1.51 m and 2.50 m | MTR | 490 | 490 | 782.46 | 383405.4 | OTH | هارون رشاد محمد | 10.10 - 1. Saad Al Rouby.Saad Al Rouby-BILL NO. 1: SEWAGE NETWORK-1.1.1-d.1 | Ditto, depth to invert between 1.51 m and 2.50 m | MTR | 490 | 950 | 465500 | EGP | OTH
Qasr Rashwan Lot A _0207 |  | RFQ-00031 | Reham Ashraf | Operation | 2024-05-23 | Sewage and Main Force Networks | Approved | 10.10 - 1. Saad Al Rouby.Saad Al Rouby-BILL NO. 1: SEWAGE NETWORK-1.1.1-d.2 | Ditto, depth to invert between 2.51 m and 3.50 m | MTR | 350 | 350 | 1053.71 | 368798.5 | OTH | هارون رشاد محمد | 10.10 - 1. Saad Al Rouby.Saad Al Rouby-BILL NO. 1: SEWAGE NETWORK-1.1.1-d.2 | Ditto, depth to invert between 2.51 m and 3.50 m | MTR | 350 | 1200 | 420000 | EGP | OTH
Qasr Rashwan Lot A _0207 |  | RFQ-00031 | Reham Ashraf | Operation | 2024-05-23 | Sewage and Main Force Networks | Approved | 10.10 - 1. Saad Al Rouby.Saad Al Rouby-BILL NO. 1: SEWAGE NETWORK-1.1.1-d.3 | Ditto, depth to invert between 3.51 m and 4.50 m | MTR | 65 | 65 | 1284.96 | 83522.4 | OTH | هارون رشاد محمد | 10.10 - 1. Saad Al Rouby.Saad Al Rouby-BILL NO. 1: SEWAGE NETWORK-1.1.1-d.3 | Ditto, depth to invert between 3.51 m and 4.50 m | MTR | 65 | 1450 | 94250 | EGP | OTH
Qasr Rashwan Lot A _0207 |  | RFQ-00031 | Reham Ashraf | Operation | 2024-05-23 | Sewage and Main Force Networks | Approved | 10.10 - 1. Saad Al Rouby.Saad Al Rouby-BILL NO. 1: SEWAGE NETWORK-1.1.1-d.4 | Ditto, depth to invert between 4.51 m and 5.50 m | MTR | 370 | 370 | 1599.54 | 591829.8 | OTH | هارون رشاد محمد | 10.10 - 1. Saad Al Rouby.Saad Al Rouby-BILL NO. 1: SEWAGE NETWORK-1.1.1-d.4 | Ditto, depth to invert between 4.51 m and 5.50 m | MTR | 370 | 1700 | 629000 | EGP | OTH
Qasr Rashwan Lot A _0207 |  | RFQ-00031 | Reham Ashraf | Operation | 2024-05-23 | Sewage and Main Force Networks | Approved | 11.10 - 2. Murad Al Gendy.Murad Al Gendy W Al Sanahra-BILL NO. 1: SEWAGE NETWORK-1.2.1-a.1 | Depth to invert not exceeding 1.5 m | ECH | 170 | 170 | 9467.21 | 1609425.7 | OTH | هارون رشاد محمد | 11.10 - 2. Murad Al Gendy.Murad Al Gendy W Al Sanahra-BILL NO. 1: SEWAGE NETWORK-1.2.1-a.1 | Depth to invert not exceeding 1.5 m | ECH | 170 | 8500 | 1445000 | EGP | OTH
Qasr Rashwan Lot A _0207 |  | RFQ-00031 | Reham Ashraf | Operation | 2024-05-23 | Sewage and Main Force Networks | Approved | 12.10 - 3. Manshya fanous.Mansheya Fanous-BILL NO. 1: SEWAGE NETWORK-1.2.1-a.1 | Depth to invert not exceeding 1.5 m | ECH | 206 | 176 | 9467.21 | 1666228.96 | OTH | هارون رشاد محمد | 12.10 - 3. Manshya fanous.Mansheya Fanous-BILL NO. 1: SEWAGE NETWORK-1.2.1-a.1 | Depth to invert not exceeding 1.5 m | ECH | 176 | 8500 | 1496000 | EGP | OTH
Qasr Rashwan Lot A _0207 |  | RFQ-00031 | Reham Ashraf | Operation | 2024-05-23 | Sewage and Main Force Networks | Approved | 13.10 - 4. Khulusi.Khulusi-BILL NO. 1: SEWAGE NETWORK-1.2.1-a.1 | Depth to invert not exceeding 1.5 m | ECH | 150 | 140 | 9467.21 | 1325409.4 | OTH | هارون رشاد محمد | 13.10 - 4. Khulusi.Khulusi-BILL NO. 1: SEWAGE NETWORK-1.2.1-a.1 | Depth to invert not exceeding 1.5 m | ECH | 140 | 8500 | 1190000 | EGP | OTH
Qasr Rashwan Lot A _0207 |  | RFQ-00031 | Reham Ashraf | Operation | 2024-05-23 | Sewage and Main Force Networks | Approved | 10.10 - 1. Saad Al Rouby.Saad Al Rouby-BILL NO. 1: SEWAGE NETWORK-1.2.1-a.1 | Depth to invert not exceeding 1.5 m | ECH | 135 | 115 | 9467.21 | 1088729.15 | OTH | هارون رشاد محمد | 10.10 - 1. Saad Al Rouby.Saad Al Rouby-BILL NO. 1: SEWAGE NETWORK-1.2.1-a.1 | Depth to invert not exceeding 1.5 m | ECH | 115 | 8500 | 977500 | EGP | OTH
Qasr Rashwan Lot A _0207 |  | RFQ-00031 | Reham Ashraf | Operation | 2024-05-23 | Sewage and Main Force Networks | Approved | 14.10 - 5. Iz. Albersly.Iz.Albersly & Iz.Alasfar-BILL NO. 1: SEWAGE NETWORK-1.2.1-a.1 | Depth to invert not exceeding 1.5 m | ECH | 60 | 60 | 9467.21 | 568032.6 | OTH | هارون رشاد محمد | 14.10 - 5. Iz. Albersly.Iz.Albersly & Iz.Alasfar-BILL NO. 1: SEWAGE NETWORK-1.2.1-a.1 | Depth to invert not exceeding 1.5 m | ECH | 60 | 8500 | 510000 | EGP | OTH
Qasr Rashwan Lot A _0207 |  | RFQ-00031 | Reham Ashraf | Operation | 2024-05-23 | Sewage and Main Force Networks | Approved | 13.10 - 4. Khulusi.Khulusi-BILL NO. 1: SEWAGE NETWORK-1.2.1-b.1 | Ditto, depth to invert between 1.51 m and 2.00 m | ECH | 75 | 73 | 11633.47 | 849243.31 | OTH | هارون رشاد محمد | 13.10 - 4. Khulusi.Khulusi-BILL NO. 1: SEWAGE NETWORK-1.2.1-b.1 | Ditto, depth to invert between 1.51 m and 2.00 m | ECH | 73 | 10500 | 766500 | EGP | OTH
Qasr Rashwan Lot A _0207 |  | RFQ-00031 | Reham Ashraf | Operation | 2024-05-23 | Sewage and Main Force Networks | Approved | 10.10 - 1. Saad Al Rouby.Saad Al Rouby-BILL NO. 1: SEWAGE NETWORK-1.2.1-b.1 | Ditto, depth to invert between 1.51 m and 2.00 m | ECH | 71 | 66 | 11633.47 | 767809.02 | OTH | هارون رشاد محمد | 10.10 - 1. Saad Al Rouby.Saad Al Rouby-BILL NO. 1: SEWAGE NETWORK-1.2.1-b.1 | Ditto, depth to invert between 1.51 m and 2.00 m | ECH | 66 | 10500 | 693000 | EGP | OTH
Qasr Rashwan Lot A _0207 |  | RFQ-00031 | Reham Ashraf | Operation | 2024-05-23 | Sewage and Main Force Networks | Approved | 11.10 - 2. Murad Al Gendy.Murad Al Gendy W Al Sanahra-BILL NO. 1: SEWAGE NETWORK-1.2.1-b.1 | Ditto, depth to invert between 1.51 m and 2.00 m | ECH | 68 | 68 | 11633.47 | 791075.96 | OTH | هارون رشاد محمد | 11.10 - 2. Murad Al Gendy.Murad Al Gendy W Al Sanahra-BILL NO. 1: SEWAGE NETWORK-1.2.1-b.1 | Ditto, depth to invert between 1.51 m and 2.00 m | ECH | 68 | 10500 | 714000 | EGP | OTH
Qasr Rashwan Lot A _0207 |  | RFQ-00031 | Reham Ashraf | Operation | 2024-05-23 | Sewage and Main Force Networks | Approved | 12.10 - 3. Manshya fanous.Mansheya Fanous-BILL NO. 1: SEWAGE NETWORK-1.2.1-b.1 | Ditto, depth to invert between 1.51 m and 2.00 m | ECH | 71 | 55 | 11633.47 | 639840.85 | OTH | هارون رشاد محمد | 12.10 - 3. Manshya fanous.Mansheya Fanous-BILL NO. 1: SEWAGE NETWORK-1.2.1-b.1 | Ditto, depth to invert between 1.51 m and 2.00 m | ECH | 55 | 10500 | 577500 | EGP | OTH
Qasr Rashwan Lot A _0207 |  | RFQ-00031 | Reham Ashraf | Operation | 2024-05-23 | Sewage and Main Force Networks | Approved | 14.10 - 5. Iz. Albersly.Iz.Albersly & Iz.Alasfar-BILL NO. 1: SEWAGE NETWORK-1.2.1-b.1 | Ditto, depth to invert between 1.51 m and 2.00 m | ECH | 25 | 25 | 11633.47 | 290836.75 | OTH | هارون رشاد محمد | 14.10 - 5. Iz. Albersly.Iz.Albersly & Iz.Alasfar-BILL NO. 1: SEWAGE NETWORK-1.2.1-b.1 | Ditto, depth to invert between 1.51 m and 2.00 m | ECH | 25 | 10500 | 262500 | EGP | OTH
Qasr Rashwan Lot A _0207 |  | RFQ-00031 | Reham Ashraf | Operation | 2024-05-23 | Sewage and Main Force Networks | Approved | 13.10 - 4. Khulusi.Khulusi-BILL NO. 1: SEWAGE NETWORK-1.2.1-b.2 | Ditto, depth to invert between 2.01 m and 2.50 m | ECH | 53 | 50 | 13920.71 | 696035.5 | OTH | هارون رشاد محمد | 13.10 - 4. Khulusi.Khulusi-BILL NO. 1: SEWAGE NETWORK-1.2.1-b.2 | Ditto, depth to invert between 2.01 m and 2.50 m | ECH | 50 | 12350 | 617500 | EGP | OTH
Qasr Rashwan Lot A _0207 |  | RFQ-00031 | Reham Ashraf | Operation | 2024-05-23 | Sewage and Main Force Networks | Approved | 10.10 - 1. Saad Al Rouby.Saad Al Rouby-BILL NO. 1: SEWAGE NETWORK-1.2.1-b.2 | Ditto, depth to invert between 2.01 m and 2.50 m | ECH | 37 | 32 | 13920.71 | 445462.72 | OTH | هارون رشاد محمد | 10.10 - 1. Saad Al Rouby.Saad Al Rouby-BILL NO. 1: SEWAGE NETWORK-1.2.1-b.2 | Ditto, depth to invert between 2.01 m and 2.50 m | ECH | 32 | 12350 | 395200 | EGP | OTH
Qasr Rashwan Lot A _0207 |  | RFQ-00031 | Reham Ashraf | Operation | 2024-05-23 | Sewage and Main Force Networks | Approved | 14.10 - 5. Iz. Albersly.Iz.Albersly & Iz.Alasfar-BILL NO. 1: SEWAGE NETWORK-1.2.1-b.2 | Ditto, depth to invert between 2.01 m and 2.50 m | ECH | 15 | 15 | 13920.71 | 208810.65 | OTH | هارون رشاد محمد | 14.10 - 5. Iz. Albersly.Iz.Albersly & Iz.Alasfar-BILL NO. 1: SEWAGE NETWORK-1.2.1-b.2 | Ditto, depth to invert between 2.01 m and 2.50 m | ECH | 15 | 12350 | 185250 | EGP | OTH
Qasr Rashwan Lot A _0207 |  | RFQ-00031 | Reham Ashraf | Operation | 2024-05-23 | Sewage and Main Force Networks | Approved | 11.10 - 2. Murad Al Gendy.Murad Al Gendy W Al Sanahra-BILL NO. 1: SEWAGE NETWORK-1.2.1-b.2 | Ditto, depth to invert between 2.01 m and 2.50 m | ECH | 37 | 37 | 13920.71 | 515066.27 | OTH | هارون رشاد محمد | 11.10 - 2. Murad Al Gendy.Murad Al Gendy W Al Sanahra-BILL NO. 1: SEWAGE NETWORK-1.2.1-b.2 | Ditto, depth to invert between 2.01 m and 2.50 m | ECH | 37 | 12350 | 456950 | EGP | OTH
Qasr Rashwan Lot A _0207 |  | RFQ-00031 | Reham Ashraf | Operation | 2024-05-23 | Sewage and Main Force Networks | Approved | 12.10 - 3. Manshya fanous.Mansheya Fanous-BILL NO. 1: SEWAGE NETWORK-1.2.1-b.2 | Ditto, depth to invert between 2.01 m and 2.50 m | ECH | 62 | 53 | 13920.71 | 737797.63 | OTH | هارون رشاد محمد | 12.10 - 3. Manshya fanous.Mansheya Fanous-BILL NO. 1: SEWAGE NETWORK-1.2.1-b.2 | Ditto, depth to invert between 2.01 m and 2.50 m | ECH | 53 | 12350 | 654550 | EGP | OTH
Qasr Rashwan Lot A _0207 |  | RFQ-00031 | Reham Ashraf | Operation | 2024-05-23 | Sewage and Main Force Networks | Approved | 12.10 - 3. Manshya fanous.Mansheya Fanous-BILL NO. 1: SEWAGE NETWORK-1.2.1-b.3 | Ditto, depth to invert between 2.51 m and 3.00 m | ECH | 50 | 45 | 17127.16 | 770722.2 | OTH | هارون رشاد محمد | 12.10 - 3. Manshya fanous.Mansheya Fanous-BILL NO. 1: SEWAGE NETWORK-1.2.1-b.3 | Ditto, depth to invert between 2.51 m and 3.00 m | ECH | 45 | 15200 | 684000 | EGP | OTH
Red Sea Museum-Bab El-Bunt _K0003 |  | RFQ-00017 | Rola Yasser | Procurement | 2024-06-11 | Wooden Doors and Windows | Approved | 10.16.11.14 - 085200-P21-A | Type We15D.302, approximate dimensions 2455mm wide x 924mm high | ECH | 1 | 1 | 9900 | 9900 | SC_Supply/Apply | Arc Deco | 10.16.11.14 - 085200-P21-A | Type We15D.302, approximate dimensions 2455mm wide x 924mm high | ECH | 1 | 4993.1 | 4993.1 | SAR | SC_Supply/Apply
Red Sea Museum-Bab El-Bunt _K0003 |  | RFQ-00017 | Rola Yasser | Procurement | 2024-06-11 | Wooden Doors and Windows | Approved | 10.16.11.14 - 085200-P21-B | Type We15D.303, approximate dimensions 2455mm wide x 924mm high | ECH | 1 | 1 | 9900 | 9900 | SC_Supply/Apply | Arc Deco | 10.16.11.14 - 085200-P21-B | Type We15D.303, approximate dimensions 2455mm wide x 924mm high | ECH | 1 | 4993.1 | 4993.1 | SAR | SC_Supply/Apply
Red Sea Museum-Bab El-Bunt _K0003 |  | RFQ-00017 | Rola Yasser | Procurement | 2024-06-11 | Wooden Doors and Windows | Approved | 10.16.11.14 - 085200-P21-C | Type We15D.304, approximate dimensions 2455mm wide x 924mm high | ECH | 1 | 1 | 9900 | 9900 | SC_Supply/Apply | Arc Deco | 10.16.11.14 - 085200-P21-C | Type We15D.304, approximate dimensions 2455mm wide x 924mm high | ECH | 1 | 4993.1 | 4993.1 | SAR | SC_Supply/Apply
Red Sea Museum-Bab El-Bunt _K0003 |  | RFQ-00017 | Rola Yasser | Procurement | 2024-06-11 | Wooden Doors and Windows | Approved | 10.16.11.14 - 085200-P21-D | 950mm wide x 2600mm high, facade unit 6 | ECH | 4 | 4 | 10779.75 | 43119 | SC_Supply/Apply | Arc Deco | 10.16.11.14 - 085200-P21-D | 950mm wide x 2600mm high, facade unit 6 | ECH | 4 | 3841.6 | 15366.4 | SAR | SC_Supply/Apply
Red Sea Museum-Bab El-Bunt _K0003 |  | RFQ-00017 | Rola Yasser | Procurement | 2024-06-11 | Wooden Doors and Windows | Approved | 10.16.11.14 - 085200-P14-F | Type We13.311, approximate dimensions 1300mm wide x 1100mm high | ECH | 1 | 1 | 5300 | 5300 | SC_Supply/Apply | Arc Deco | 10.16.11.14 - 085200-P14-F | Type We13.311, approximate dimensions 1300mm wide x 1100mm high | ECH | 1 | 2527.42 | 2527.42 | SAR | SC_Supply/Apply
Red Sea Museum-Bab El-Bunt _K0003 |  | RFQ-00017 | Rola Yasser | Procurement | 2024-06-11 | Wooden Doors and Windows | Approved | 10.16.11.14 - 085200-P14-G | Type We13.312, approximate dimensions 1300mm wide x 1100mm high | ECH | 1 | 1 | 5300 | 5300 | SC_Supply/Apply | Arc Deco | 10.16.11.14 - 085200-P14-G | Type We13.312, approximate dimensions 1300mm wide x 1100mm high | ECH | 1 | 2527.42 | 2527.42 | SAR | SC_Supply/Apply
Red Sea Museum-Bab El-Bunt _K0003 |  | RFQ-00017 | Rola Yasser | Procurement | 2024-06-11 | Wooden Doors and Windows | Approved | 10.16.11.14 - 085200-P14-H | Type We13.313, approximate dimensions 1300mm wide x 1100mm high | ECH | 1 | 1 | 5300 | 5300 | SC_Supply/Apply | Arc Deco | 10.16.11.14 - 085200-P14-H | Type We13.313, approximate dimensions 1300mm wide x 1100mm high | ECH | 1 | 2527.42 | 2527.42 | SAR | SC_Supply/Apply
Red Sea Museum-Bab El-Bunt _K0003 |  | RFQ-00017 | Rola Yasser | Procurement | 2024-06-11 | Wooden Doors and Windows | Approved | 10.16.11.14 - 085200-P16-D | Type We14D.201, approximate dimensions 2457mm wide x 2284mm high | ECH | 1 | 1 | 12700 | 12700 | SC_Supply/Apply | Arc Deco | 10.16.11.14 - 085200-P16-D | Type We14D.201, approximate dimensions 2457mm wide x 2284mm high | ECH | 1 | 12387.2 | 12387.2 | SAR | SC_Supply/Apply
Red Sea Museum-Bab El-Bunt _K0003 |  | RFQ-00017 | Rola Yasser | Procurement | 2024-06-11 | Wooden Doors and Windows | Approved | 10.16.11.14 - 085200-P13-H | Type We13.301, approximate dimensions 1300mm wide x 1100mm high | ECH | 1 | 1 | 5850 | 5850 | SC_Supply/Apply | Arc Deco | 10.16.11.14 - 085200-P13-H | Type We13.301, approximate dimensions 1300mm wide x 1100mm high | ECH | 1 | 2527.42 | 2527.42 | SAR | SC_Supply/Apply
Red Sea Museum-Bab El-Bunt _K0003 |  | RFQ-00017 | Rola Yasser | Procurement | 2024-06-11 | Wooden Doors and Windows | Approved | 10.16.11.14 - 085200-P13-J | Type We13.302, approximate dimensions 1300mm wide x 1100mm high | ECH | 1 | 1 | 5850 | 5850 | SC_Supply/Apply | Arc Deco | 10.16.11.14 - 085200-P13-J | Type We13.302, approximate dimensions 1300mm wide x 1100mm high | ECH | 1 | 2527.42 | 2527.42 | SAR | SC_Supply/Apply
Red Sea Museum-Bab El-Bunt _K0003 |  | RFQ-00017 | Rola Yasser | Procurement | 2024-06-11 | Wooden Doors and Windows | Approved | 10.16.11.14 - 085200-P20-G | Type We15C2.221, approximate dimensions 1600mm wide x 2200mm high | ECH | 1 | 1 | 10350 | 10350 | SC_Supply/Apply | Arc Deco | 10.16.11.14 - 085200-P20-G | Type We15C2.221, approximate dimensions 1600mm wide x 2200mm high | ECH | 1 | 7056 | 7056 | SAR | SC_Supply/Apply
Red Sea Museum-Bab El-Bunt _K0003 |  | RFQ-00017 | Rola Yasser | Procurement | 2024-06-11 | Wooden Doors and Windows | Approved | 10.16.11.14 - 085200-P17-B | Type We15A.304, approximate dimensions 1300mm wide x 1050mm high | ECH | 3 | 3 | 5460 | 16380 | SC_Supply/Apply | Arc Deco | 10.16.11.14 - 085200-P17-B | Type We15A.304, approximate dimensions 1300mm wide x 1050mm high | ECH | 3 | 3753.4 | 11260.2 | SAR | SC_Supply/Apply
Red Sea Museum-Bab El-Bunt _K0003 |  | RFQ-00017 | Rola Yasser | Procurement | 2024-06-11 | Wooden Doors and Windows | Approved | 10.16.11.14 - 085200-P15-M | Type We14A.301, approximate dimensions 1050mm wide x 1000mm high | ECH | 1 | 1 | 4200 | 4200 | SC_Supply/Apply | Arc Deco | 10.16.11.14 - 085200-P15-M | Type We14A.301, approximate dimensions 1050mm wide x 1000mm high | ECH | 1 | 4552.1 | 4552.1 | SAR | SC_Supply/Apply
Red Sea Museum-Bab El-Bunt _K0003 |  | RFQ-00017 | Rola Yasser | Procurement | 2024-06-11 | Wooden Doors and Windows | Approved | 10.16.11.14 - 085200-P16-A | Type We14D.003, approximate dimensions 2457mm wide x 2284mm high | ECH | 2 | 2 | 12700 | 25400 | SC_Supply/Apply | Arc Deco | 10.16.11.14 - 085200-P16-A | Type We14D.003, approximate dimensions 2457mm wide x 2284mm high | ECH | 2 | 12387.2 | 24774.4 | SAR | SC_Supply/Apply
Red Sea Museum-Bab El-Bunt _K0003 |  | RFQ-00017 | Rola Yasser | Procurement | 2024-06-11 | Wooden Doors and Windows | Approved | 10.16.11.14 - 085200-P16-B | Type We14D.008, approximate dimensions 2457mm wide x 2284mm high | ECH | 2 | 2 | 12700 | 25400 | SC_Supply/Apply | Arc Deco | 10.16.11.14 - 085200-P16-B | Type We14D.008, approximate dimensions 2457mm wide x 2284mm high | ECH | 2 | 12387.2 | 24774.4 | SAR | SC_Supply/Apply
Red Sea Museum-Bab El-Bunt _K0003 |  | RFQ-00017 | Rola Yasser | Procurement | 2024-06-11 | Wooden Doors and Windows | Approved | 10.16.11.14 - 085200-P16-C | Type We14D.009, approximate dimensions 2457mm wide x 2284mm high | ECH | 2 | 2 | 12700 | 25400 | SC_Supply/Apply | Arc Deco | 10.16.11.14 - 085200-P16-C | Type We14D.009, approximate dimensions 2457mm wide x 2284mm high | ECH | 2 | 12387.2 | 24774.4 | SAR | SC_Supply/Apply
Red Sea Museum-Bab El-Bunt _K0003 |  | RFQ-00017 | Rola Yasser | Procurement | 2024-06-11 | Wooden Doors and Windows | Approved | 10.16.11.14 - 085200-P16-M | Type We15A.301, approximate dimensions 1300mm wide x 1050mm high | ECH | 2 | 2 | 5460 | 10920 | SC_Supply/Apply | Arc Deco | 10.16.11.14 - 085200-P16-M | Type We15A.301, approximate dimensions 1300mm wide x 1050mm high | ECH | 2 | 3753.4 | 7506.8 | SAR | SC_Supply/Apply
Red Sea Museum-Bab El-Bunt _K0003 |  | RFQ-00017 | Rola Yasser | Procurement | 2024-06-11 | Wooden Doors and Windows | Approved | 10.16.11.14 - 085200-P16-N | Type We15A.302, approximate dimensions 1300mm wide x 1050mm high | ECH | 2 | 2 | 5460 | 10920 | SC_Supply/Apply | Arc Deco | 10.16.11.14 - 085200-P16-N | Type We15A.302, approximate dimensions 1300mm wide x 1050mm high | ECH | 2 | 3753.4 | 7506.8 | SAR | SC_Supply/Apply
Red Sea Museum-Bab El-Bunt _K0003 |  | RFQ-00017 | Rola Yasser | Procurement | 2024-06-11 | Wooden Doors and Windows | Approved | 10.16.11.14 - 085200-P17-A | Type We15A.303, approximate dimensions 1300mm wide x 1050mm high | ECH | 2 | 2 | 5460 | 10920 | SC_Supply/Apply | Arc Deco | 10.16.11.14 - 085200-P17-A | Type We15A.303, approximate dimensions 1300mm wide x 1050mm high | ECH | 2 | 3753.4 | 7506.8 | SAR | SC_Supply/Apply
Red Sea Museum-Bab El-Bunt _K0003 |  | RFQ-00017 | Rola Yasser | Procurement | 2024-06-11 | Wooden Doors and Windows | Approved | 10.16.11.14 - 085200-P12-N | Type We13.122, approximate dimensions 1300mm wide x 1100mm high | ECH | 1 | 1 | 5850 | 5850 | SC_Supply/Apply | Arc Deco | 10.16.11.14 - 085200-P12-N | Type We13.122, approximate dimensions 1300mm wide x 1100mm high | ECH | 1 | 2527.42 | 2527.42 | SAR | SC_Supply/Apply
Red Sea Museum-Bab El-Bunt _K0003 |  | RFQ-00017 | Rola Yasser | Procurement | 2024-06-11 | Wooden Doors and Windows | Approved | 10.16.11.14 - 085200-P13-A | Type We13.123, approximate dimensions 1300mm wide x 1100mm high | ECH | 1 | 1 | 5850 | 5850 | SC_Supply/Apply | Arc Deco | 10.16.11.14 - 085200-P13-A | Type We13.123, approximate dimensions 1300mm wide x 1100mm high | ECH | 1 | 2527.42 | 2527.42 | SAR | SC_Supply/Apply
Red Sea Museum-Bab El-Bunt _K0003 |  | RFQ-00017 | Rola Yasser | Procurement | 2024-06-11 | Wooden Doors and Windows | Approved | 10.16.11.14 - 085200-P13-B | Type We13.124, approximate dimensions 1300mm wide x 1100mm high | ECH | 1 | 1 | 5850 | 5850 | SC_Supply/Apply | Arc Deco | 10.16.11.14 - 085200-P13-B | Type We13.124, approximate dimensions 1300mm wide x 1100mm high | ECH | 1 | 2527.42 | 2527.42 | SAR | SC_Supply/Apply
Red Sea Museum-Bab El-Bunt _K0003 |  | RFQ-00017 | Rola Yasser | Procurement | 2024-06-11 | Wooden Doors and Windows | Approved | 10.16.11.14 - 085200-P13-C | Type We13.126, approximate dimensions 1300mm wide x 1100mm high | ECH | 1 | 1 | 5850 | 5850 | SC_Supply/Apply | Arc Deco | 10.16.11.14 - 085200-P13-C | Type We13.126, approximate dimensions 1300mm wide x 1100mm high | ECH | 1 | 2527.42 | 2527.42 | SAR | SC_Supply/Apply
Red Sea Museum-Bab El-Bunt _K0003 |  | RFQ-00017 | Rola Yasser | Procurement | 2024-06-11 | Wooden Doors and Windows | Approved | 10.16.11.14 - 085200-P19-F | Type We15C2.203, approximate dimensions 1600mm wide x 2200mm high | ECH | 1 | 1 | 10000 | 10000 | SC_Supply/Apply | Arc Deco | 10.16.11.14 - 085200-P19-F | Type We15C2.203, approximate dimensions 1600mm wide x 2200mm high | ECH | 1 | 7056 | 7056 | SAR | SC_Supply/Apply
Red Sea Museum-Bab El-Bunt _K0003 |  | RFQ-00017 | Rola Yasser | Procurement | 2024-06-11 | Wooden Doors and Windows | Approved | 10.16.11.14 - 085200-P19-G | Type We15C2.204, approximate dimensions 1600mm wide x 2200mm high | ECH | 1 | 1 | 10000 | 10000 | SC_Supply/Apply | Arc Deco | 10.16.11.14 - 085200-P19-G | Type We15C2.204, approximate dimensions 1600mm wide x 2200mm high | ECH | 1 | 7056 | 7056 | SAR | SC_Supply/Apply
Red Sea Museum-Bab El-Bunt _K0003 |  | RFQ-00017 | Rola Yasser | Procurement | 2024-06-11 | Wooden Doors and Windows | Approved | 10.16.11.14 - 085200-P19-H | Type We15C2.205, approximate dimensions 1600mm wide x 2200mm high | ECH | 1 | 1 | 10000 | 10000 | SC_Supply/Apply | Arc Deco | 10.16.11.14 - 085200-P19-H | Type We15C2.205, approximate dimensions 1600mm wide x 2200mm high | ECH | 1 | 7056 | 7056 | SAR | SC_Supply/Apply
Red Sea Museum-Bab El-Bunt _K0003 |  | RFQ-00017 | Rola Yasser | Procurement | 2024-06-11 | Wooden Doors and Windows | Approved | 10.16.11.14 - 085200-P15-E | Type We14A.007, approximate dimensions 1050mm wide x 1000mm high | ECH | 1 | 1 | 4200 | 4200 | SC_Supply/Apply | Arc Deco | 10.16.11.14 - 085200-P15-E | Type We14A.007, approximate dimensions 1050mm wide x 1000mm high | ECH | 1 | 4552.1 | 4552.1 | SAR | SC_Supply/Apply
Red Sea Museum-Bab El-Bunt _K0003 |  | RFQ-00017 | Rola Yasser | Procurement | 2024-06-11 | Wooden Doors and Windows | Approved | 10.16.11.14 - 085200-P15-F | Type We14A.010, approximate dimensions 1050mm wide x 1000mm high | ECH | 1 | 1 | 4200 | 4200 | SC_Supply/Apply | Arc Deco | 10.16.11.14 - 085200-P15-F | Type We14A.010, approximate dimensions 1050mm wide x 1000mm high | ECH | 1 | 4552.1 | 4552.1 | SAR | SC_Supply/Apply
Red Sea Museum-Bab El-Bunt _K0003 |  | RFQ-00017 | Rola Yasser | Procurement | 2024-06-11 | Wooden Doors and Windows | Approved | 10.16.11.14 - 085200-P20-A | Type We15C2.211, approximate dimensions 1600mm wide x 2200mm high | ECH | 1 | 1 | 10350 | 10350 | SC_Supply/Apply | Arc Deco | 10.16.11.14 - 085200-P20-A | Type We15C2.211, approximate dimensions 1600mm wide x 2200mm high | ECH | 1 | 7056 | 7056 | SAR | SC_Supply/Apply
Red Sea Museum-Bab El-Bunt _K0003 |  | RFQ-00017 | Rola Yasser | Procurement | 2024-06-11 | Wooden Doors and Windows | Approved | 10.16.11.14 - 085200-P20-B | Type We15C2.213, approximate dimensions 1600mm wide x 2200mm high | ECH | 1 | 1 | 10350 | 10350 | SC_Supply/Apply | Arc Deco | 10.16.11.14 - 085200-P20-B | Type We15C2.213, approximate dimensions 1600mm wide x 2200mm high | ECH | 1 | 7056 | 7056 | SAR | SC_Supply/Apply
Tarek AbdelHakim Center - KSA _K001 |  | RFQ-00043 | Mahmoud El Nady | MEP (Electro Mechanical) | 2024-06-05 | Supply & Install Electromechanical Items | Approved | Mech - Additional | suplly and installation of Tank cap | NO | 1 | 1 | 0 | 0 | SC_Supply/Apply | الحرفيون العالمية المحدودة | Mech - Additional | suplly and installation of Tank cap | NO | 1 | 687.5 | 687.5 | EGP | SC_Supply/Apply
Tarek AbdelHakim Center - KSA _K001 |  | RFQ-00043 | Mahmoud El Nady | MEP (Electro Mechanical) | 2024-06-05 | Supply & Install Electromechanical Items | Approved | Mech - Additional | reinsttallation of Lavatory Wall Hung | NO | 2 | 2 | 0 | 0 | SC_Supply/Apply | الحرفيون العالمية المحدودة | Mech - Additional | reinsttallation of Lavatory Wall Hung | NO | 2 | 937.5 | 1875 | EGP | SC_Supply/Apply
Tarek AbdelHakim Center - KSA _K001 |  | RFQ-00043 | Mahmoud El Nady | MEP (Electro Mechanical) | 2024-06-05 | Supply & Install Electromechanical Items | Approved | Mech - Additional | Automatic Fire extinguisher powder | NO | 7 | 7 | 0 | 0 | SC_Supply/Apply | الحرفيون العالمية المحدودة | Mech - Additional | Automatic Fire extinguisher powder | NO | 7 | 1187.5 | 8312.5 | EGP | SC_Supply/Apply
Tarek AbdelHakim Center - KSA _K001 |  | RFQ-00043 | Mahmoud El Nady | MEP (Electro Mechanical) | 2024-06-05 | Supply & Install Electromechanical Items | Approved | Mech - Additional | Automatic FM 200 fire extinguishers | NO | 2 | 2 | 0 | 0 | SC_Supply/Apply | الحرفيون العالمية المحدودة | Mech - Additional | Automatic FM 200 fire extinguishers | NO | 2 | 2250 | 4500 | EGP | SC_Supply/Apply
Qasr Rashwan Lot A _0207 |  | RFQ-00031 | Reham Ashraf | Operation | 2024-05-23 | Sewage and Main Force Networks | Approved | 11.10 - 2. Murad Al Gendy.Murad Al Gendy W Al Sanahra-BILL NO. 1: SEWAGE NETWORK-1.2.1-b.3 | Ditto, depth to invert between 2.51 m and 3.00 m | ECH | 25 | 25 | 17127.16 | 428179 | OTH | هارون رشاد محمد | 11.10 - 2. Murad Al Gendy.Murad Al Gendy W Al Sanahra-BILL NO. 1: SEWAGE NETWORK-1.2.1-b.3 | Ditto, depth to invert between 2.51 m and 3.00 m | ECH | 25 | 15200 | 380000 | EGP | OTH
Qasr Rashwan Lot A _0207 |  | RFQ-00031 | Reham Ashraf | Operation | 2024-05-23 | Sewage and Main Force Networks | Approved | 14.10 - 5. Iz. Albersly.Iz.Albersly & Iz.Alasfar-BILL NO. 1: SEWAGE NETWORK-1.2.1-b.3 | Ditto, depth to invert between 2.51 m and 3.00 m | ECH | 9 | 9 | 17127.16 | 154144.44 | OTH | هارون رشاد محمد | 14.10 - 5. Iz. Albersly.Iz.Albersly & Iz.Alasfar-BILL NO. 1: SEWAGE NETWORK-1.2.1-b.3 | Ditto, depth to invert between 2.51 m and 3.00 m | ECH | 9 | 15200 | 136800 | EGP | OTH
Qasr Rashwan Lot A _0207 |  | RFQ-00031 | Reham Ashraf | Operation | 2024-05-23 | Sewage and Main Force Networks | Approved | 10.10 - 1. Saad Al Rouby.Saad Al Rouby-BILL NO. 1: SEWAGE NETWORK-1.2.1-b.3 | Ditto, depth to invert between 2.51 m and 3.00 m | ECH | 20 | 20 | 17127.16 | 342543.2 | OTH | هارون رشاد محمد | 10.10 - 1. Saad Al Rouby.Saad Al Rouby-BILL NO. 1: SEWAGE NETWORK-1.2.1-b.3 | Ditto, depth to invert between 2.51 m and 3.00 m | ECH | 20 | 15200 | 304000 | EGP | OTH
Qasr Rashwan Lot A _0207 |  | RFQ-00031 | Reham Ashraf | Operation | 2024-05-23 | Sewage and Main Force Networks | Approved | 13.10 - 4. Khulusi.Khulusi-BILL NO. 1: SEWAGE NETWORK-1.2.1-b.3 | Ditto, depth to invert between 2.51 m and 3.00 m | ECH | 36 | 36 | 17127.16 | 616577.76 | OTH | هارون رشاد محمد | 13.10 - 4. Khulusi.Khulusi-BILL NO. 1: SEWAGE NETWORK-1.2.1-b.3 | Ditto, depth to invert between 2.51 m and 3.00 m | ECH | 36 | 15200 | 547200 | EGP | OTH
Qasr Rashwan Lot A _0207 |  | RFQ-00031 | Reham Ashraf | Operation | 2024-05-23 | Sewage and Main Force Networks | Approved | 11.10 - 2. Murad Al Gendy.Murad Al Gendy W Al Sanahra-BILL NO. 1: SEWAGE NETWORK-1.2.1-b.4 | Ditto, depth to invert between 3.01 m and 3.50 m | ECH | 15 | 15 | 19551.38 | 293270.7 | OTH | هارون رشاد محمد | 11.10 - 2. Murad Al Gendy.Murad Al Gendy W Al Sanahra-BILL NO. 1: SEWAGE NETWORK-1.2.1-b.4 | Ditto, depth to invert between 3.01 m and 3.50 m | ECH | 15 | 17250 | 258750 | EGP | OTH
Qasr Rashwan Lot A _0207 |  | RFQ-00031 | Reham Ashraf | Operation | 2024-05-23 | Sewage and Main Force Networks | Approved | 12.10 - 3. Manshya fanous.Mansheya Fanous-BILL NO. 1: SEWAGE NETWORK-1.2.1-b.4 | Ditto, depth to invert between 3.01 m and 3.50 m | ECH | 37 | 36 | 19551.38 | 703849.68 | OTH | هارون رشاد محمد | 12.10 - 3. Manshya fanous.Mansheya Fanous-BILL NO. 1: SEWAGE NETWORK-1.2.1-b.4 | Ditto, depth to invert between 3.01 m and 3.50 m | ECH | 36 | 17250 | 621000 | EGP | OTH
Qasr Rashwan Lot A _0207 |  | RFQ-00031 | Reham Ashraf | Operation | 2024-05-23 | Sewage and Main Force Networks | Approved | 14.10 - 5. Iz. Albersly.Iz.Albersly & Iz.Alasfar-BILL NO. 1: SEWAGE NETWORK-1.2.1-b.4 | Ditto, depth to invert between 3.01 m and 3.50 m | ECH | 8 | 8 | 19551.38 | 156411.04 | OTH | هارون رشاد محمد | 14.10 - 5. Iz. Albersly.Iz.Albersly & Iz.Alasfar-BILL NO. 1: SEWAGE NETWORK-1.2.1-b.4 | Ditto, depth to invert between 3.01 m and 3.50 m | ECH | 8 | 17250 | 138000 | EGP | OTH
Qasr Rashwan Lot A _0207 |  | RFQ-00031 | Reham Ashraf | Operation | 2024-05-23 | Sewage and Main Force Networks | Approved | 10.10 - 1. Saad Al Rouby.Saad Al Rouby-BILL NO. 1: SEWAGE NETWORK-1.2.1-b.4 | Ditto, depth to invert between 3.01 m and 3.50 m | ECH | 12 | 12 | 19551.38 | 234616.56 | OTH | هارون رشاد محمد | 10.10 - 1. Saad Al Rouby.Saad Al Rouby-BILL NO. 1: SEWAGE NETWORK-1.2.1-b.4 | Ditto, depth to invert between 3.01 m and 3.50 m | ECH | 12 | 17250 | 207000 | EGP | OTH
Qasr Rashwan Lot A _0207 |  | RFQ-00031 | Reham Ashraf | Operation | 2024-05-23 | Sewage and Main Force Networks | Approved | 13.10 - 4. Khulusi.Khulusi-BILL NO. 1: SEWAGE NETWORK-1.2.1-b.4 | Ditto, depth to invert between 3.01 m and 3.50 m | ECH | 20 | 20 | 19551.38 | 391027.6 | OTH | هارون رشاد محمد | 13.10 - 4. Khulusi.Khulusi-BILL NO. 1: SEWAGE NETWORK-1.2.1-b.4 | Ditto, depth to invert between 3.01 m and 3.50 m | ECH | 20 | 17250 | 345000 | EGP | OTH
Qasr Rashwan Lot A _0207 |  | RFQ-00031 | Reham Ashraf | Operation | 2024-05-23 | Sewage and Main Force Networks | Approved | 14.10 - 5. Iz. Albersly.Iz.Albersly & Iz.Alasfar-BILL NO. 1: SEWAGE NETWORK-1.2.1-b.5 | Ditto, depth to invert between 3.51 m and 4.00 m | ECH | 15 | 15 | 23415.37 | 351230.55 | OTH | هارون رشاد محمد | 14.10 - 5. Iz. Albersly.Iz.Albersly & Iz.Alasfar-BILL NO. 1: SEWAGE NETWORK-1.2.1-b.5 | Ditto, depth to invert between 3.51 m and 4.00 m | ECH | 15 | 20500 | 307500 | EGP | OTH
Qasr Rashwan Lot A _0207 |  | RFQ-00031 | Reham Ashraf | Operation | 2024-05-23 | Sewage and Main Force Networks | Approved | 11.10 - 2. Murad Al Gendy.Murad Al Gendy W Al Sanahra-BILL NO. 1: SEWAGE NETWORK-1.2.1-b.5 | Ditto, depth to invert between 3.51 m and 4.00 m | ECH | 13 | 13 | 23415.37 | 304399.81 | OTH | هارون رشاد محمد | 11.10 - 2. Murad Al Gendy.Murad Al Gendy W Al Sanahra-BILL NO. 1: SEWAGE NETWORK-1.2.1-b.5 | Ditto, depth to invert between 3.51 m and 4.00 m | ECH | 13 | 20500 | 266500 | EGP | OTH
Qasr Rashwan Lot A _0207 |  | RFQ-00031 | Reham Ashraf | Operation | 2024-05-23 | Sewage and Main Force Networks | Approved | 12.10 - 3. Manshya fanous.Mansheya Fanous-BILL NO. 1: SEWAGE NETWORK-1.2.1-b.5 | Ditto, depth to invert between 3.51 m and 4.00 m | ECH | 20 | 20 | 23415.37 | 468307.4 | OTH | هارون رشاد محمد | 12.10 - 3. Manshya fanous.Mansheya Fanous-BILL NO. 1: SEWAGE NETWORK-1.2.1-b.5 | Ditto, depth to invert between 3.51 m and 4.00 m | ECH | 20 | 20500 | 410000 | EGP | OTH
Qasr Rashwan Lot A _0207 |  | RFQ-00031 | Reham Ashraf | Operation | 2024-05-23 | Sewage and Main Force Networks | Approved | 13.10 - 4. Khulusi.Khulusi-BILL NO. 1: SEWAGE NETWORK-1.2.1-b.5 | Ditto, depth to invert between 3.51 m and 4.00 m | ECH | 11 | 11 | 23415.37 | 257569.07 | OTH | هارون رشاد محمد | 13.10 - 4. Khulusi.Khulusi-BILL NO. 1: SEWAGE NETWORK-1.2.1-b.5 | Ditto, depth to invert between 3.51 m and 4.00 m | ECH | 11 | 20500 | 225500 | EGP | OTH
Qasr Rashwan Lot A _0207 |  | RFQ-00031 | Reham Ashraf | Operation | 2024-05-23 | Sewage and Main Force Networks | Approved | 10.10 - 1. Saad Al Rouby.Saad Al Rouby-BILL NO. 1: SEWAGE NETWORK-1.2.1-b.5 | Ditto, depth to invert between 3.51 m and 4.00 m | ECH | 3 | 3 | 23415.37 | 70246.11 | OTH | هارون رشاد محمد | 10.10 - 1. Saad Al Rouby.Saad Al Rouby-BILL NO. 1: SEWAGE NETWORK-1.2.1-b.5 | Ditto, depth to invert between 3.51 m and 4.00 m | ECH | 3 | 20500 | 61500 | EGP | OTH
Qasr Rashwan Lot A _0207 |  | RFQ-00031 | Reham Ashraf | Operation | 2024-05-23 | Sewage and Main Force Networks | Approved | 13.10 - 4. Khulusi.Khulusi-BILL NO. 1: SEWAGE NETWORK-1.2.1-b.6 | Ditto, depth to invert between 4.01 m and 4.5 m | ECH | 7 | 7 | 26195.84 | 183370.88 | OTH | هارون رشاد محمد | 13.10 - 4. Khulusi.Khulusi-BILL NO. 1: SEWAGE NETWORK-1.2.1-b.6 | Ditto, depth to invert between 4.01 m and 4.5 m | ECH | 7 | 23000 | 161000 | EGP | OTH
Qasr Rashwan Lot A _0207 |  | RFQ-00031 | Reham Ashraf | Operation | 2024-05-23 | Sewage and Main Force Networks | Approved | 10.10 - 1. Saad Al Rouby.Saad Al Rouby-BILL NO. 1: SEWAGE NETWORK-1.2.1-b.6 | Ditto, depth to invert between 4.01 m and 4.5 m | ECH | 7 | 7 | 26195.84 | 183370.88 | OTH | هارون رشاد محمد | 10.10 - 1. Saad Al Rouby.Saad Al Rouby-BILL NO. 1: SEWAGE NETWORK-1.2.1-b.6 | Ditto, depth to invert between 4.01 m and 4.5 m | ECH | 7 | 23000 | 161000 | EGP | OTH
Qasr Rashwan Lot A _0207 |  | RFQ-00031 | Reham Ashraf | Operation | 2024-05-23 | Sewage and Main Force Networks | Approved | 11.10 - 2. Murad Al Gendy.Murad Al Gendy W Al Sanahra-BILL NO. 1: SEWAGE NETWORK-1.2.1-b.6 | Ditto, depth to invert between 4.01 m and 4.5 m | ECH | 14 | 14 | 26195.84 | 366741.76 | OTH | هارون رشاد محمد | 11.10 - 2. Murad Al Gendy.Murad Al Gendy W Al Sanahra-BILL NO. 1: SEWAGE NETWORK-1.2.1-b.6 | Ditto, depth to invert between 4.01 m and 4.5 m | ECH | 14 | 23000 | 322000 | EGP | OTH
Qasr Rashwan Lot A _0207 |  | RFQ-00031 | Reham Ashraf | Operation | 2024-05-23 | Sewage and Main Force Networks | Approved | 12.10 - 3. Manshya fanous.Mansheya Fanous-BILL NO. 1: SEWAGE NETWORK-1.2.1-b.6 | Ditto, depth to invert between 4.01 m and 4.5 m | ECH | 4 | 4 | 26195.84 | 104783.36 | OTH | هارون رشاد محمد | 12.10 - 3. Manshya fanous.Mansheya Fanous-BILL NO. 1: SEWAGE NETWORK-1.2.1-b.6 | Ditto, depth to invert between 4.01 m and 4.5 m | ECH | 4 | 23000 | 92000 | EGP | OTH
Qasr Rashwan Lot A _0207 |  | RFQ-00031 | Reham Ashraf | Operation | 2024-05-23 | Sewage and Main Force Networks | Approved | 14.10 - 5. Iz. Albersly.Iz.Albersly & Iz.Alasfar-BILL NO. 1: SEWAGE NETWORK-1.2.1-b.6 | Ditto, depth to invert between 4.01 m and 4.5 m | ECH | 1 | 1 | 26195.84 | 26195.84 | OTH | هارون رشاد محمد | 14.10 - 5. Iz. Albersly.Iz.Albersly & Iz.Alasfar-BILL NO. 1: SEWAGE NETWORK-1.2.1-b.6 | Ditto, depth to invert between 4.01 m and 4.5 m | ECH | 1 | 23000 | 23000 | EGP | OTH
Qasr Rashwan Lot A _0207 |  | RFQ-00031 | Reham Ashraf | Operation | 2024-05-23 | Sewage and Main Force Networks | Approved | 13.10 - 4. Khulusi.Khulusi-BILL NO. 1: SEWAGE NETWORK-1.2.1-b.7 | Ditto, depth to invert between 4.51 m and 5.00 m | ECH | 5 | 5 | 29340.8 | 146704 | OTH | هارون رشاد محمد | 13.10 - 4. Khulusi.Khulusi-BILL NO. 1: SEWAGE NETWORK-1.2.1-b.7 | Ditto, depth to invert between 4.51 m and 5.00 m | ECH | 5 | 25800 | 129000 | EGP | OTH
Qasr Rashwan Lot A _0207 |  | RFQ-00031 | Reham Ashraf | Operation | 2024-05-23 | Sewage and Main Force Networks | Approved | 10.10 - 1. Saad Al Rouby.Saad Al Rouby-BILL NO. 1: SEWAGE NETWORK-1.2.1-b.7 | Ditto, depth to invert between 4.51 m and 5.00 m | ECH | 3 | 3 | 29340.8 | 88022.4 | OTH | هارون رشاد محمد | 10.10 - 1. Saad Al Rouby.Saad Al Rouby-BILL NO. 1: SEWAGE NETWORK-1.2.1-b.7 | Ditto, depth to invert between 4.51 m and 5.00 m | ECH | 3 | 25800 | 77400 | EGP | OTH
Qasr Rashwan Lot A _0207 |  | RFQ-00031 | Reham Ashraf | Operation | 2024-05-23 | Sewage and Main Force Networks | Approved | 11.10 - 2. Murad Al Gendy.Murad Al Gendy W Al Sanahra-BILL NO. 1: SEWAGE NETWORK-1.2.1-b.7 | Ditto, depth to invert between 4.51 m and 5.00 m | ECH | 2 | 2 | 29340.8 | 58681.6 | OTH | هارون رشاد محمد | 11.10 - 2. Murad Al Gendy.Murad Al Gendy W Al Sanahra-BILL NO. 1: SEWAGE NETWORK-1.2.1-b.7 | Ditto, depth to invert between 4.51 m and 5.00 m | ECH | 2 | 25800 | 51600 | EGP | OTH
Qasr Rashwan Lot A _0207 |  | RFQ-00031 | Reham Ashraf | Operation | 2024-05-23 | Sewage and Main Force Networks | Approved | 12.10 - 3. Manshya fanous.Mansheya Fanous-BILL NO. 1: SEWAGE NETWORK-1.2.1-b.7 | Ditto, depth to invert between 4.51 m and 5.00 m | ECH | 1 | 1 | 29340.8 | 29340.8 | OTH | هارون رشاد محمد | 12.10 - 3. Manshya fanous.Mansheya Fanous-BILL NO. 1: SEWAGE NETWORK-1.2.1-b.7 | Ditto, depth to invert between 4.51 m and 5.00 m | ECH | 1 | 25800 | 25800 | EGP | OTH
Qasr Rashwan Lot A _0207 |  | RFQ-00031 | Reham Ashraf | Operation | 2024-05-23 | Sewage and Main Force Networks | Approved | 11.10 - 2. Murad Al Gendy.Murad Al Gendy W Al Sanahra-BILL NO. 1: SEWAGE NETWORK-1.2.1-b.8 | Ditto, depth to invert between 5.01 m and 5.50 m | ECH | 5 | 5 | 32896.69 | 164483.45 | OTH | هارون رشاد محمد | 11.10 - 2. Murad Al Gendy.Murad Al Gendy W Al Sanahra-BILL NO. 1: SEWAGE NETWORK-1.2.1-b.8 | Ditto, depth to invert between 5.01 m and 5.50 m | ECH | 5 | 28900 | 144500 | EGP | OTH
Qasr Rashwan Lot A _0207 |  | RFQ-00031 | Reham Ashraf | Operation | 2024-05-23 | Sewage and Main Force Networks | Approved | 12.10 - 3. Manshya fanous.Mansheya Fanous-BILL NO. 1: SEWAGE NETWORK-1.2.1-b.8 | Ditto, depth to invert between 5.01 m and 5.50 m | ECH | 1 | 1 | 32896.69 | 32896.69 | OTH | هارون رشاد محمد | 12.10 - 3. Manshya fanous.Mansheya Fanous-BILL NO. 1: SEWAGE NETWORK-1.2.1-b.8 | Ditto, depth to invert between 5.01 m and 5.50 m | ECH | 1 | 28900 | 28900 | EGP | OTH
Mivida BP#189 |  | RFQ-00093 | Mahmoud El Nady | MEP (Electro Mechanical) | 2024-06-02 | Install MEP Items | Approved | 162600.Basement P31 - SEGAB | Install Metal, Non-perforated hot-dip galvanized steel Cable Tray [20X10 cm] for Low current systems c/w all necessary accessories, fittings (factory fabricated) for fixation & suspension to complete work. | LM | 300 | 300 | 104.05 | 31215 | SC_Apply | سيجاب للهندسه والتجاره | 162600.Basement P31 - SEGAB | Install Metal, Non-perforated hot-dip galvanized steel Cable Tray [20X10 cm] for Low current systems c/w all necessary accessories, fittings (factory fabricated) for fixation & suspension to complete work. | LM | 300 | 62.5 | 18750 | EGP | SC_Apply
Mivida BP#189 |  | RFQ-00093 | Mahmoud El Nady | MEP (Electro Mechanical) | 2024-06-02 | Install MEP Items | Approved | 162600.Basement P31 - SEGAB | Install Metal, Non-perforated hot-dip galvanized steel Cable Tray [40X10 cm] for Low current systems c/w all necessary accessories, fittings (factory fabricated) for fixation & suspension to complete work. | LM | 250 | 250 | 114.45 | 28612.5 | SC_Apply | سيجاب للهندسه والتجاره | 162600.Basement P31 - SEGAB | Install Metal, Non-perforated hot-dip galvanized steel Cable Tray [40X10 cm] for Low current systems c/w all necessary accessories, fittings (factory fabricated) for fixation & suspension to complete work. | LM | 250 | 68.75 | 17187.5 | EGP | SC_Apply
Mivida BP#189 |  | RFQ-00093 | Mahmoud El Nady | MEP (Electro Mechanical) | 2024-06-02 | Install MEP Items | Approved | 162600.Basement P31 - SEGAB | Install Metal, Non-perforated hot-dip galvanized steel Cable Tray [50X10 cm] for Low current systems c/w all necessary accessories, fittings (factory fabricated) for fixation & suspension to complete work. | LM | 220 | 220 | 124.86 | 27469.2 | SC_Apply | سيجاب للهندسه والتجاره | 162600.Basement P31 - SEGAB | Install Metal, Non-perforated hot-dip galvanized steel Cable Tray [50X10 cm] for Low current systems c/w all necessary accessories, fittings (factory fabricated) for fixation & suspension to complete work. | LM | 220 | 75 | 16500 | EGP | SC_Apply
Mivida BP#189 |  | RFQ-00093 | Mahmoud El Nady | MEP (Electro Mechanical) | 2024-06-02 | Install MEP Items | Approved | 162600.Basement P31 - SEGAB | Install Metal, Non-perforated hot-dip galvanized steel Cable Tray [60X10 cm] for Low current systems c/w all necessary accessories, fittings (factory fabricated) for fixation & suspension to complete work. | LM | 90 | 90 | 135.26 | 12173.4 | SC_Apply | سيجاب للهندسه والتجاره | 162600.Basement P31 - SEGAB | Install Metal, Non-perforated hot-dip galvanized steel Cable Tray [60X10 cm] for Low current systems c/w all necessary accessories, fittings (factory fabricated) for fixation & suspension to complete work. | LM | 90 | 81.25 | 7312.5 | EGP | SC_Apply
Mivida BP#189 |  | RFQ-00093 | Mahmoud El Nady | MEP (Electro Mechanical) | 2024-06-02 | Install MEP Items | Approved | 162600.Basement P31 - SEGAB | Install Metal, Non-perforated hot-dip galvanized steel Cable Tray [70X10 cm] for Low current systems c/w all necessary accessories, fittings (factory fabricated) for fixation & suspension to complete work. | LM | 400 | 400 | 145.67 | 58268 | SC_Apply | سيجاب للهندسه والتجاره | 162600.Basement P31 - SEGAB | Install Metal, Non-perforated hot-dip galvanized steel Cable Tray [70X10 cm] for Low current systems c/w all necessary accessories, fittings (factory fabricated) for fixation & suspension to complete work. | LM | 400 | 87.5 | 35000 | EGP | SC_Apply
Mivida BP#189 |  | RFQ-00093 | Mahmoud El Nady | MEP (Electro Mechanical) | 2024-06-02 | Install MEP Items | Approved | 162600.Basement P31 - SEGAB | Install Metal, Non-perforated hot-dip galvanized steel Cable Tray [80X10 cm] for Low current systems c/w all necessary accessories, fittings (factory fabricated) for fixation & suspension to complete work. | LM | 210 | 210 | 156.07 | 32774.7 | SC_Apply | سيجاب للهندسه والتجاره | 162600.Basement P31 - SEGAB | Install Metal, Non-perforated hot-dip galvanized steel Cable Tray [80X10 cm] for Low current systems c/w all necessary accessories, fittings (factory fabricated) for fixation & suspension to complete work. | LM | 210 | 93.75 | 19687.5 | EGP | SC_Apply
Mivida BP#189 |  | RFQ-00093 | Mahmoud El Nady | MEP (Electro Mechanical) | 2024-06-02 | Install MEP Items | Approved | 162600.Basement P31 - SEGAB | Install Metal, Non-perforated hot-dip galvanized steel Cable Tray [90X10 cm] for Low current systems c/w all necessary accessories, fittings (factory fabricated) for fixation & suspension to complete work. | LM | 230 | 230 | 166.48 | 38290.4 | SC_Apply | سيجاب للهندسه والتجاره | 162600.Basement P31 - SEGAB | Install Metal, Non-perforated hot-dip galvanized steel Cable Tray [90X10 cm] for Low current systems c/w all necessary accessories, fittings (factory fabricated) for fixation & suspension to complete work. | LM | 230 | 100 | 23000 | EGP | SC_Apply
Mivida BP#189 |  | RFQ-00093 | Mahmoud El Nady | MEP (Electro Mechanical) | 2024-06-02 | Install MEP Items | Approved | 162600.Basement P31 - SEGAB | Install Metal, Non-perforated hot-dip galvanized steel Cable Tray [100X10 cm] for Low current systems c/w all necessary accessorie, fittings (factory fabricated) for fixation & suspension to complete work. | LM | 225 | 225 | 176.88 | 39798 | SC_Apply | سيجاب للهندسه والتجاره | 162600.Basement P31 - SEGAB | Install Metal, Non-perforated hot-dip galvanized steel Cable Tray [100X10 cm] for Low current systems c/w all necessary accessorie, fittings (factory fabricated) for fixation & suspension to complete work. | LM | 225 | 106.25 | 23906.25 | EGP | SC_Apply
Mivida BP#189 |  | RFQ-00093 | Mahmoud El Nady | MEP (Electro Mechanical) | 2024-06-02 | Install MEP Items | Approved | 162600.Basement P31 - SEGAB | Install Metal, Non-perforated hot-dip galvanized steel Cable Tray [110X10 cm] for Low current systems c/w all necessary accessories, fittings (factory fabricated) for fixation & suspension to complete work. | LM | 35 | 35 | 187.29 | 6555.15 | SC_Apply | سيجاب للهندسه والتجاره | 162600.Basement P31 - SEGAB | Install Metal, Non-perforated hot-dip galvanized steel Cable Tray [110X10 cm] for Low current systems c/w all necessary accessories, fittings (factory fabricated) for fixation & suspension to complete work. | LM | 35 | 112.5 | 3937.5 | EGP | SC_Apply
Mivida BP#189 |  | RFQ-00093 | Mahmoud El Nady | MEP (Electro Mechanical) | 2024-06-02 | Install MEP Items | Approved | 162600.Basement P31 - SEGAB | Install Metal, Non-perforated hot-dip galvanized steel Cable Tray [120X10 cm] for Low current systems c/w all necessary accessories, fittings (factory fabricated) for fixation & suspension to complete work. | LM | 52 | 52 | 197.69 | 10279.88 | SC_Apply | سيجاب للهندسه والتجاره | 162600.Basement P31 - SEGAB | Install Metal, Non-perforated hot-dip galvanized steel Cable Tray [120X10 cm] for Low current systems c/w all necessary accessories, fittings (factory fabricated) for fixation & suspension to complete work. | LM | 52 | 118.75 | 6175 | EGP | SC_Apply
Mivida BP#189 |  | RFQ-00093 | Mahmoud El Nady | MEP (Electro Mechanical) | 2024-06-02 | Install MEP Items | Approved | 152105.Basement P31 | 100 mm | LM | 120 | 120 | 200 | 24000 | SC_Apply | سيجاب للهندسه والتجاره | 152105.Basement P31 | 100 mm | LM | 120 | 280 | 33600 | EGP | SC_Apply
Mivida BP#189 |  | RFQ-00093 | Mahmoud El Nady | MEP (Electro Mechanical) | 2024-06-02 | Install MEP Items | Approved | 152105.Basement P31 | Water Closet | LM | 32 | 32 | 117.19 | 3750.08 | SC_Apply | سيجاب للهندسه والتجاره | 152105.Basement P31 | Water Closet | LM | 32 | 1000 | 32000 | EGP | SC_Apply
Mivida BP#189 |  | RFQ-00093 | Mahmoud El Nady | MEP (Electro Mechanical) | 2024-06-02 | Install MEP Items | Approved | 152105.Basement P31 | Urinal | LM | 11 | 11 | 177.27 | 1949.97 | SC_Apply | سيجاب للهندسه والتجاره | 152105.Basement P31 | Urinal | LM | 11 | 800 | 8800 | EGP | SC_Apply
Mivida BP#189 |  | RFQ-00093 | Mahmoud El Nady | MEP (Electro Mechanical) | 2024-06-02 | Install MEP Items | Approved | 152105.Basement P31 | Lavatory | LM | 21 | 21 | 321.43 | 6750.03 | SC_Apply | سيجاب للهندسه والتجاره | 152105.Basement P31 | Lavatory | LM | 21 | 800 | 16800 | EGP | SC_Apply
Mivida BP#189 |  | RFQ-00093 | Mahmoud El Nady | MEP (Electro Mechanical) | 2024-06-02 | Install MEP Items | Approved | 152105.Basement P31 | 80mm | LM | 80 | 80 | 105 | 8400 | SC_Apply | سيجاب للهندسه والتجاره | 152105.Basement P31 | 80mm | LM | 80 | 135 | 10800 | EGP | SC_Apply
Mivida BP#189 |  | RFQ-00093 | Mahmoud El Nady | MEP (Electro Mechanical) | 2024-06-02 | Install MEP Items | Approved | 152105.Basement P31 | 110mm | LM | 540 | 540 | 112 | 60480 | SC_Apply | سيجاب للهندسه والتجاره | 152105.Basement P31 | 110mm | LM | 540 | 180 | 97200 | EGP | SC_Apply
Mivida BP#189 |  | RFQ-00093 | Mahmoud El Nady | MEP (Electro Mechanical) | 2024-06-02 | Install MEP Items | Approved | 152105.Basement P31 | 160mm | LM | 300 | 300 | 168 | 50400 | SC_Apply | سيجاب للهندسه والتجاره | 152105.Basement P31 | 160mm | LM | 300 | 270 | 81000 | EGP | SC_Apply
Mivida BP#189 |  | RFQ-00093 | Mahmoud El Nady | MEP (Electro Mechanical) | 2024-06-02 | Install MEP Items | Approved | 152105.Basement P31 | 200mm | LM | 200 | 200 | 224 | 44800 | SC_Apply | سيجاب للهندسه والتجاره | 152105.Basement P31 | 200mm | LM | 200 | 360 | 72000 | EGP | SC_Apply
Mivida BP#189 |  | RFQ-00093 | Mahmoud El Nady | MEP (Electro Mechanical) | 2024-06-02 | Install MEP Items | Approved | 152105.Basement P31 | 20 mm - Install | LM | 60 | 60 | 0 | 0 | SC_Apply | سيجاب للهندسه والتجاره | 152105.Basement P31 | 20 mm - Install | LM | 60 | 52.5 | 3150 | EGP | SC_Apply
Mivida BP#189 |  | RFQ-00093 | Mahmoud El Nady | MEP (Electro Mechanical) | 2024-06-02 | Install MEP Items | Approved | 152105.Basement P31 | 25 mm - Install | LM | 120 | 120 | 0 | 0 | SC_Apply | سيجاب للهندسه والتجاره | 152105.Basement P31 | 25 mm - Install | LM | 120 | 70 | 8400 | EGP | SC_Apply
Mivida BP#189 |  | RFQ-00093 | Mahmoud El Nady | MEP (Electro Mechanical) | 2024-06-02 | Install MEP Items | Approved | 152105.Basement P31 | 32 mm - Install | LM | 80 | 80 | 0 | 0 | SC_Apply | سيجاب للهندسه والتجاره | 152105.Basement P31 | 32 mm - Install | LM | 80 | 87.5 | 7000 | EGP | SC_Apply
Mivida BP#189 |  | RFQ-00093 | Mahmoud El Nady | MEP (Electro Mechanical) | 2024-06-02 | Install MEP Items | Approved | 152105.Basement P31 | 40 mm - Install | LM | 20 | 20 | 0 | 0 | SC_Apply | سيجاب للهندسه والتجاره | 152105.Basement P31 | 40 mm - Install | LM | 20 | 105 | 2100 | EGP | SC_Apply
Mivida BP#189 |  | RFQ-00093 | Mahmoud El Nady | MEP (Electro Mechanical) | 2024-06-02 | Install MEP Items | Approved | 152105.Basement P31 | 50 mm - Install | LM | 100 | 100 | 0 | 0 | SC_Apply | سيجاب للهندسه والتجاره | 152105.Basement P31 | 50 mm - Install | LM | 100 | 140 | 14000 | EGP | SC_Apply
Mivida BP#189 |  | RFQ-00093 | Mahmoud El Nady | MEP (Electro Mechanical) | 2024-06-02 | Install MEP Items | Approved | 152105.Basement P31 | 65 mm - Install | LM | 5 | 5 | 0 | 0 | SC_Apply | سيجاب للهندسه والتجاره | 152105.Basement P31 | 65 mm - Install | LM | 5 | 175 | 875 | EGP | SC_Apply
Mivida BP#189 |  | RFQ-00093 | Mahmoud El Nady | MEP (Electro Mechanical) | 2024-06-02 | Install MEP Items | Approved | 152105.Basement P31 | 20 mm - Insulation | LM | 70 | 70 | 0 | 0 | SC_Apply | سيجاب للهندسه والتجاره | 152105.Basement P31 | 20 mm - Insulation | LM | 70 | 50 | 3500 | EGP | SC_Apply
Mivida BP#189 |  | RFQ-00093 | Mahmoud El Nady | MEP (Electro Mechanical) | 2024-06-02 | Install MEP Items | Approved | 152105.Basement P31 | 25 mm - Insulation | LM | 150 | 150 | 0 | 0 | SC_Apply | سيجاب للهندسه والتجاره | 152105.Basement P31 | 25 mm - Insulation | LM | 150 | 50 | 7500 | EGP | SC_Apply
Mivida BP#189 |  | RFQ-00093 | Mahmoud El Nady | MEP (Electro Mechanical) | 2024-06-02 | Install MEP Items | Approved | 152105.Basement P31 | 32 mm - Insulation | LM | 40 | 40 | 0 | 0 | SC_Apply | سيجاب للهندسه والتجاره | 152105.Basement P31 | 32 mm - Insulation | LM | 40 | 50 | 2000 | EGP | SC_Apply
Mivida BP#189 |  | RFQ-00093 | Mahmoud El Nady | MEP (Electro Mechanical) | 2024-06-02 | Install MEP Items | Approved | 152105.Basement P31 | 40 mm - Insulation | LM | 30 | 30 | 0 | 0 | SC_Apply | سيجاب للهندسه والتجاره | 152105.Basement P31 | 40 mm - Insulation | LM | 30 | 50 | 1500 | EGP | SC_Apply
Mivida BP#189 |  | RFQ-00093 | Mahmoud El Nady | MEP (Electro Mechanical) | 2024-06-02 | Install MEP Items | Approved | 152105.Basement P31 | 50 mm - Insulation | LM | 135 | 135 | 0 | 0 | SC_Apply | سيجاب للهندسه والتجاره | 152105.Basement P31 | 50 mm - Insulation | LM | 135 | 50 | 6750 | EGP | SC_Apply
Mivida BP#189 |  | RFQ-00093 | Mahmoud El Nady | MEP (Electro Mechanical) | 2024-06-02 | Install MEP Items | Approved | 152105.Basement P31 | 65 mm - Insulation | LM | 90 | 90 | 0 | 0 | SC_Apply | سيجاب للهندسه والتجاره | 152105.Basement P31 | 65 mm - Insulation | LM | 90 | 50 | 4500 | EGP | SC_Apply
Qasr Rashwan Lot A _0207 |  | RFQ-00031 | Reham Ashraf | Operation | 2024-05-23 | Sewage and Main Force Networks | Approved | 10.10 - 1. Saad Al Rouby.Saad Al Rouby-BILL NO. 1: SEWAGE NETWORK-1.2.1-b.8 | Ditto, depth to invert between 5.01 m and 5.50 m | ECH | 4 | 4 | 32896.69 | 131586.76 | OTH | هارون رشاد محمد | 10.10 - 1. Saad Al Rouby.Saad Al Rouby-BILL NO. 1: SEWAGE NETWORK-1.2.1-b.8 | Ditto, depth to invert between 5.01 m and 5.50 m | ECH | 4 | 28900 | 115600 | EGP | OTH
Qasr Rashwan Lot A _0207 |  | RFQ-00031 | Reham Ashraf | Operation | 2024-05-23 | Sewage and Main Force Networks | Approved | 10.10 - 1. Saad Al Rouby.Saad Al Rouby-BILL NO. 1: SEWAGE NETWORK-1.2.1-b.9 | Ditto, depth to invert between 5.51 m and 6.00 m | ECH | 3 | 3 | 36279.28 | 108837.84 | OTH | هارون رشاد محمد | 10.10 - 1. Saad Al Rouby.Saad Al Rouby-BILL NO. 1: SEWAGE NETWORK-1.2.1-b.9 | Ditto, depth to invert between 5.51 m and 6.00 m | ECH | 3 | 32000 | 96000 | EGP | OTH
Qasr Rashwan Lot A _0207 |  | RFQ-00031 | Reham Ashraf | Operation | 2024-05-23 | Sewage and Main Force Networks | Approved | 10.10 - 1. Saad Al Rouby.Saad Al Rouby-BILL NO. 1: SEWAGE NETWORK-1.2.1-b.10 | Ditto, depth to invert between6.01 m and 6.50 m | ECH | 1 | 1 | 38101.78 | 38101.78 | OTH | هارون رشاد محمد | 10.10 - 1. Saad Al Rouby.Saad Al Rouby-BILL NO. 1: SEWAGE NETWORK-1.2.1-b.10 | Ditto, depth to invert between6.01 m and 6.50 m | ECH | 1 | 33800 | 33800 | EGP | OTH
Qasr Rashwan Lot A _0207 |  | RFQ-00031 | Reham Ashraf | Operation | 2024-05-23 | Sewage and Main Force Networks | Approved | 10.10 - 1. Saad Al Rouby.Saad Al Rouby-BILL NO. 1: SEWAGE NETWORK-1.2.2-a.5 | Ditto, depth to invert between 3.51 m and 4.00 m | ECH | 1 | 1 | 48688.59 | 48688.59 | OTH | هارون رشاد محمد | 10.10 - 1. Saad Al Rouby.Saad Al Rouby-BILL NO. 1: SEWAGE NETWORK-1.2.2-a.5 | Ditto, depth to invert between 3.51 m and 4.00 m | ECH | 1 | 36500 | 36500 | EGP | OTH
Qasr Rashwan Lot A _0207 |  | RFQ-00031 | Reham Ashraf | Operation | 2024-05-23 | Sewage and Main Force Networks | Approved | 10.10 - 1. Saad Al Rouby.Saad Al Rouby-BILL NO. 1: SEWAGE NETWORK-1.2.2-a.1 | Ditto, depth to invert between 1.51 m and 2.00 m | ECH | 7 | 7 | 32415.31 | 226907.17 | OTH | هارون رشاد محمد | 10.10 - 1. Saad Al Rouby.Saad Al Rouby-BILL NO. 1: SEWAGE NETWORK-1.2.2-a.1 | Ditto, depth to invert between 1.51 m and 2.00 m | ECH | 7 | 23500 | 164500 | EGP | OTH
Qasr Rashwan Lot A _0207 |  | RFQ-00031 | Reham Ashraf | Operation | 2024-05-23 | Sewage and Main Force Networks | Approved | 10.10 - 1. Saad Al Rouby.Saad Al Rouby-BILL NO. 1: SEWAGE NETWORK-1.2.2-a.3 | Ditto, depth to invert between 2.51 m and 3.00 m | ECH | 9 | 9 | 40076.72 | 360690.48 | OTH | هارون رشاد محمد | 10.10 - 1. Saad Al Rouby.Saad Al Rouby-BILL NO. 1: SEWAGE NETWORK-1.2.2-a.3 | Ditto, depth to invert between 2.51 m and 3.00 m | ECH | 9 | 30500 | 274500 | EGP | OTH
Qasr Rashwan Lot A _0207 |  | RFQ-00031 | Reham Ashraf | Operation | 2024-05-23 | Sewage and Main Force Networks | Approved | 10.10 - 1. Saad Al Rouby.Saad Al Rouby-BILL NO. 1: SEWAGE NETWORK-1.2.2-a.4 | Ditto, depth to invert between 3.01 m and 3.50 m | ECH | 3 | 3 | 44382.66 | 133147.98 | OTH | هارون رشاد محمد | 10.10 - 1. Saad Al Rouby.Saad Al Rouby-BILL NO. 1: SEWAGE NETWORK-1.2.2-a.4 | Ditto, depth to invert between 3.01 m and 3.50 m | ECH | 3 | 33500 | 100500 | EGP | OTH
Qasr Rashwan Lot A _0207 |  | RFQ-00031 | Reham Ashraf | Operation | 2024-05-23 | Sewage and Main Force Networks | Approved | 10.10 - 1. Saad Al Rouby.Saad Al Rouby-BILL NO. 1: SEWAGE NETWORK-1.2.2-a.2 | Ditto, depth to invert between 2.01 m and 2.50 m | ECH | 6 | 6 | 35851.8 | 215110.8 | OTH | هارون رشاد محمد | 10.10 - 1. Saad Al Rouby.Saad Al Rouby-BILL NO. 1: SEWAGE NETWORK-1.2.2-a.2 | Ditto, depth to invert between 2.01 m and 2.50 m | ECH | 6 | 26500 | 159000 | EGP | OTH
Qasr Rashwan Lot A _0207 |  | RFQ-00031 | Reham Ashraf | Operation | 2024-05-23 | Sewage and Main Force Networks | Approved | 10.10 - 1. Saad Al Rouby.Saad Al Rouby-BILL NO. 1: SEWAGE NETWORK-1.2.2-a.6 | Ditto, depth to invert between 4.01 m and 4.5 m | ECH | 2 | 2 | 52994.52 | 105989.04 | OTH | هارون رشاد محمد | 10.10 - 1. Saad Al Rouby.Saad Al Rouby-BILL NO. 1: SEWAGE NETWORK-1.2.2-a.6 | Ditto, depth to invert between 4.01 m and 4.5 m | ECH | 2 | 40500 | 81000 | EGP | OTH
Qasr Rashwan Lot A _0207 |  | RFQ-00031 | Reham Ashraf | Operation | 2024-05-23 | Sewage and Main Force Networks | Approved | 10.10 - 1. Saad Al Rouby.Saad Al Rouby-BILL NO. 1: SEWAGE NETWORK-1.2.3-a.1 | Ditto, depth to invert between 4.51 m and 5.00 m | ECH | 7 | 7 | 71531.65 | 500721.55 | OTH | هارون رشاد محمد | 10.10 - 1. Saad Al Rouby.Saad Al Rouby-BILL NO. 1: SEWAGE NETWORK-1.2.3-a.1 | Ditto, depth to invert between 4.51 m and 5.00 m | ECH | 7 | 67500 | 472500 | EGP | OTH
Qasr Rashwan Lot A _0207 |  | RFQ-00031 | Reham Ashraf | Operation | 2024-05-23 | Sewage and Main Force Networks | Approved | 10.10 - 1. Saad Al Rouby.Saad Al Rouby-BILL NO. 1: SEWAGE NETWORK-1.2.3-a.2 | Ditto, depth to invert between 5.01 m and 5.50 m | ECH | 7 | 7 | 77141.04 | 539987.28 | OTH | هارون رشاد محمد | 10.10 - 1. Saad Al Rouby.Saad Al Rouby-BILL NO. 1: SEWAGE NETWORK-1.2.3-a.2 | Ditto, depth to invert between 5.01 m and 5.50 m | ECH | 7 | 73500 | 514500 | EGP | OTH
Qasr Rashwan Lot A _0207 |  | RFQ-00031 | Reham Ashraf | Operation | 2024-05-23 | Sewage and Main Force Networks | Approved | 11.10 - 2. Murad Al Gendy.Murad Al Gendy W Al Sanahra-BILL NO. 1: SEWAGE NETWORK-1.4-a | IC 60*60 cm | ECH | 1 | 1 | 4654.45 | 4654.45 | OTH | هارون رشاد محمد | 11.10 - 2. Murad Al Gendy.Murad Al Gendy W Al Sanahra-BILL NO. 1: SEWAGE NETWORK-1.4-a | IC 60*60 cm | ECH | 1 | 3500 | 3500 | EGP | OTH
Qasr Rashwan Lot A _0207 |  | RFQ-00031 | Reham Ashraf | Operation | 2024-05-23 | Sewage and Main Force Networks | Approved | 13.10 - 4. Khulusi.Khulusi-BILL NO. 1: SEWAGE NETWORK-1.3-a | IC 60*60 cm | ECH | 18 | 18 | 4654.45 | 83780.1 | OTH | هارون رشاد محمد | 13.10 - 4. Khulusi.Khulusi-BILL NO. 1: SEWAGE NETWORK-1.3-a | IC 60*60 cm | ECH | 18 | 3500 | 63000 | EGP | OTH
Qasr Rashwan Lot A _0207 |  | RFQ-00031 | Reham Ashraf | Operation | 2024-05-23 | Sewage and Main Force Networks | Approved | 12.10 - 3. Manshya fanous.Mansheya Fanous-BILL NO. 1: SEWAGE NETWORK-1.4-a | IC 60*60 cm | ECH | 12 | 12 | 4654.45 | 55853.4 | OTH | هارون رشاد محمد | 12.10 - 3. Manshya fanous.Mansheya Fanous-BILL NO. 1: SEWAGE NETWORK-1.4-a | IC 60*60 cm | ECH | 12 | 3500 | 42000 | EGP | OTH
Qasr Rashwan Lot A _0207 |  | RFQ-00031 | Reham Ashraf | Operation | 2024-05-23 | Sewage and Main Force Networks | Approved | 14.10 - 5. Iz. Albersly.Iz.Albersly & Iz.Alasfar-BILL NO. 1: SEWAGE NETWORK-1.3-a | IC 60*60 cm | ECH | 1 | 1 | 4654.45 | 4654.45 | OTH | هارون رشاد محمد | 14.10 - 5. Iz. Albersly.Iz.Albersly & Iz.Alasfar-BILL NO. 1: SEWAGE NETWORK-1.3-a | IC 60*60 cm | ECH | 1 | 3500 | 3500 | EGP | OTH
Qasr Rashwan Lot A _0207 |  | RFQ-00031 | Reham Ashraf | Operation | 2024-05-23 | Sewage and Main Force Networks | Approved | 10.10 - 1. Saad Al Rouby.Saad Al Rouby-BILL NO. 1: SEWAGE NETWORK-1.3-a | IC 60*60 cm | ECH | 18 | 18 | 4654.45 | 83780.1 | OTH | هارون رشاد محمد | 10.10 - 1. Saad Al Rouby.Saad Al Rouby-BILL NO. 1: SEWAGE NETWORK-1.3-a | IC 60*60 cm | ECH | 18 | 3500 | 63000 | EGP | OTH
Qasr Rashwan Lot A _0207 |  | RFQ-00031 | Reham Ashraf | Operation | 2024-05-23 | Sewage and Main Force Networks | Approved | 13.10 - 4. Khulusi.Khulusi-BILL NO. 1: SEWAGE NETWORK-1.3-b | IC 60*90 cm | ECH | 3 | 3 | 6147.18 | 18441.54 | OTH | هارون رشاد محمد | 13.10 - 4. Khulusi.Khulusi-BILL NO. 1: SEWAGE NETWORK-1.3-b | IC 60*90 cm | ECH | 3 | 5300 | 15900 | EGP | OTH
Qasr Rashwan Lot A _0207 |  | RFQ-00031 | Reham Ashraf | Operation | 2024-05-23 | Sewage and Main Force Networks | Approved | 11.10 - 2. Murad Al Gendy.Murad Al Gendy W Al Sanahra-BILL NO. 1: SEWAGE NETWORK-1.4-b | IC 60*90 cm | ECH | 1 | 1 | 6147.18 | 6147.18 | OTH | هارون رشاد محمد | 11.10 - 2. Murad Al Gendy.Murad Al Gendy W Al Sanahra-BILL NO. 1: SEWAGE NETWORK-1.4-b | IC 60*90 cm | ECH | 1 | 5300 | 5300 | EGP | OTH
Qasr Rashwan Lot A _0207 |  | RFQ-00031 | Reham Ashraf | Operation | 2024-05-23 | Sewage and Main Force Networks | Approved | 14.10 - 5. Iz. Albersly.Iz.Albersly & Iz.Alasfar-BILL NO. 1: SEWAGE NETWORK-1.3-b | IC 60*90 cm | ECH | 1 | 1 | 6147.18 | 6147.18 | OTH | هارون رشاد محمد | 14.10 - 5. Iz. Albersly.Iz.Albersly & Iz.Alasfar-BILL NO. 1: SEWAGE NETWORK-1.3-b | IC 60*90 cm | ECH | 1 | 5300 | 5300 | EGP | OTH
Qasr Rashwan Lot A _0207 |  | RFQ-00031 | Reham Ashraf | Operation | 2024-05-23 | Sewage and Main Force Networks | Approved | 10.10 - 1. Saad Al Rouby.Saad Al Rouby-BILL NO. 1: SEWAGE NETWORK-1.3-b | IC 60*90 cm | ECH | 1 | 1 | 6147.18 | 6147.18 | OTH | هارون رشاد محمد | 10.10 - 1. Saad Al Rouby.Saad Al Rouby-BILL NO. 1: SEWAGE NETWORK-1.3-b | IC 60*90 cm | ECH | 1 | 5300 | 5300 | EGP | OTH
Qasr Rashwan Lot A _0207 |  | RFQ-00031 | Reham Ashraf | Operation | 2024-05-23 | Sewage and Main Force Networks | Approved | 12.10 - 3. Manshya fanous.Mansheya Fanous-BILL NO. 1: SEWAGE NETWORK-1.4-b | IC 60*90 cm | ECH | 1 | 1 | 6147.18 | 6147.18 | OTH | هارون رشاد محمد | 12.10 - 3. Manshya fanous.Mansheya Fanous-BILL NO. 1: SEWAGE NETWORK-1.4-b | IC 60*90 cm | ECH | 1 | 5300 | 5300 | EGP | OTH
Qasr Rashwan Lot A _0207 |  | RFQ-00031 | Reham Ashraf | Operation | 2024-05-23 | Sewage and Main Force Networks | Approved | 11.10 - 2. Murad Al Gendy.Murad Al Gendy W Al Sanahra-BILL NO. 1: SEWAGE NETWORK-1.5.1-a | HC 60*60 cm | ECH | 96 | 96 | 4654.45 | 446827.2 | OTH | هارون رشاد محمد | 11.10 - 2. Murad Al Gendy.Murad Al Gendy W Al Sanahra-BILL NO. 1: SEWAGE NETWORK-1.5.1-a | HC 60*60 cm | ECH | 96 | 4500 | 432000 | EGP | OTH
Qasr Rashwan Lot A _0207 |  | RFQ-00031 | Reham Ashraf | Operation | 2024-05-23 | Sewage and Main Force Networks | Approved | 13.10 - 4. Khulusi.Khulusi-BILL NO. 1: SEWAGE NETWORK-1.4.1-a | HC 60*60 cm | ECH | 110 | 110 | 4654.45 | 511989.5 | OTH | هارون رشاد محمد | 13.10 - 4. Khulusi.Khulusi-BILL NO. 1: SEWAGE NETWORK-1.4.1-a | HC 60*60 cm | ECH | 110 | 4500 | 495000 | EGP | OTH
Qasr Rashwan Lot A _0207 |  | RFQ-00031 | Reham Ashraf | Operation | 2024-05-23 | Sewage and Main Force Networks | Approved | 10.10 - 1. Saad Al Rouby.Saad Al Rouby-BILL NO. 1: SEWAGE NETWORK-1.4.1-a | HC 60*60 cm | ECH | 104 | 104 | 4654.45 | 484062.8 | OTH | هارون رشاد محمد | 10.10 - 1. Saad Al Rouby.Saad Al Rouby-BILL NO. 1: SEWAGE NETWORK-1.4.1-a | HC 60*60 cm | ECH | 104 | 4500 | 468000 | EGP | OTH
Qasr Rashwan Lot A _0207 |  | RFQ-00031 | Reham Ashraf | Operation | 2024-05-23 | Sewage and Main Force Networks | Approved | 14.10 - 5. Iz. Albersly.Iz.Albersly & Iz.Alasfar-BILL NO. 1: SEWAGE NETWORK-1.4.1-a | HC 60*60 cm | ECH | 40 | 40 | 4654.45 | 186178 | OTH | هارون رشاد محمد | 14.10 - 5. Iz. Albersly.Iz.Albersly & Iz.Alasfar-BILL NO. 1: SEWAGE NETWORK-1.4.1-a | HC 60*60 cm | ECH | 40 | 4500 | 180000 | EGP | OTH
Qasr Rashwan Lot A _0207 |  | RFQ-00031 | Reham Ashraf | Operation | 2024-05-23 | Sewage and Main Force Networks | Approved | 12.10 - 3. Manshya fanous.Mansheya Fanous-BILL NO. 1: SEWAGE NETWORK-1.5.1-a | HC 60*60 cm | ECH | 148 | 148 | 4654.45 | 688858.6 | OTH | هارون رشاد محمد | 12.10 - 3. Manshya fanous.Mansheya Fanous-BILL NO. 1: SEWAGE NETWORK-1.5.1-a | HC 60*60 cm | ECH | 148 | 4500 | 666000 | EGP | OTH
Qasr Rashwan Lot A _0207 |  | RFQ-00031 | Reham Ashraf | Operation | 2024-05-23 | Sewage and Main Force Networks | Approved | 11.10 - 2. Murad Al Gendy.Murad Al Gendy W Al Sanahra-BILL NO. 1: SEWAGE NETWORK-1.5.1-b | HC 60*90 cm | ECH | 48 | 48 | 6147.18 | 295064.64 | OTH | هارون رشاد محمد | 11.10 - 2. Murad Al Gendy.Murad Al Gendy W Al Sanahra-BILL NO. 1: SEWAGE NETWORK-1.5.1-b | HC 60*90 cm | ECH | 48 | 6500 | 312000 | EGP | OTH
Qasr Rashwan Lot A _0207 |  | RFQ-00031 | Reham Ashraf | Operation | 2024-05-23 | Sewage and Main Force Networks | Approved | 13.10 - 4. Khulusi.Khulusi-BILL NO. 1: SEWAGE NETWORK-1.4.1-b | HC 60*90 cm | ECH | 55 | 55 | 6147.18 | 338094.9 | OTH | هارون رشاد محمد | 13.10 - 4. Khulusi.Khulusi-BILL NO. 1: SEWAGE NETWORK-1.4.1-b | HC 60*90 cm | ECH | 55 | 6500 | 357500 | EGP | OTH
Mivida BP#189 |  | RFQ-00093 | Mahmoud El Nady | MEP (Electro Mechanical) | 2024-06-02 | Install MEP Items | Approved | 152105.Basement P31 | Install Zone Control Valve For Chilled water 80 MM | NO | 4 | 4 | 0 | 0 | SC_Apply | سيجاب للهندسه والتجاره | 152105.Basement P31 | Install Zone Control Valve For Chilled water 80 MM | NO | 4 | 1500 | 6000 | EGP | SC_Apply
Mivida BP#189 |  | RFQ-00093 | Mahmoud El Nady | MEP (Electro Mechanical) | 2024-06-02 | Install MEP Items | Approved | 152105.Basement P31 | INSULATION | LM | 100 | 100 | 0 | 0 | SC_Apply | سيجاب للهندسه والتجاره | 152105.Basement P31 | INSULATION | LM | 100 | 60 | 6000 | EGP | SC_Apply
Mivida BP#189 |  | RFQ-00093 | Mahmoud El Nady | MEP (Electro Mechanical) | 2024-06-02 | Install MEP Items | Approved | 152105.Basement P31 | Upvc pipe 32 mm | LM | 110 | 110 | 68.75 | 7562.5 | SC_Apply | سيجاب للهندسه والتجاره | 152105.Basement P31 | Upvc pipe 32 mm | LM | 110 | 50 | 5500 | EGP | SC_Apply
Mivida BP#189 |  | RFQ-00093 | Mahmoud El Nady | MEP (Electro Mechanical) | 2024-06-02 | Install MEP Items | Approved | 152105.Basement P31 | Install FAN COIL UNITS | NO | 20 | 20 | 255 | 5100 | SC_Apply | سيجاب للهندسه والتجاره | 152105.Basement P31 | Install FAN COIL UNITS | NO | 20 | 1500 | 30000 | EGP | SC_Apply
Mivida BP#189 |  | RFQ-00093 | Mahmoud El Nady | MEP (Electro Mechanical) | 2024-06-02 | Install MEP Items | Approved | 152105.Basement P31 | Install PUDDLE FLANGE AND VENT PIPES FOR WATER TANK | LS | 1 | 1 | 0 | 0 | SC_Apply | سيجاب للهندسه والتجاره | 152105.Basement P31 | Install PUDDLE FLANGE AND VENT PIPES FOR WATER TANK | LS | 1 | 2500 | 2500 | EGP | SC_Apply
Red Sea Museum-Bab El-Bunt _K0003 |  | RFQ-00017 | Rola Yasser | Procurement | 2024-06-11 | Wooden Doors and Windows | Approved | 10.16.11.14 - 085200-P14-J | Type We13a.108, approximate dimensions 1300mm wide x 1100mm high | ECH | 1 | 1 | 5300 | 5300 | SC_Supply/Apply | Arc Deco | 10.16.11.14 - 085200-P14-J | Type We13a.108, approximate dimensions 1300mm wide x 1100mm high | ECH | 1 | 2527.42 | 2527.42 | SAR | SC_Supply/Apply
Red Sea Museum-Bab El-Bunt _K0003 |  | RFQ-00017 | Rola Yasser | Procurement | 2024-06-11 | Wooden Doors and Windows | Approved | 10.16.11.14 - 085200-P14-K | Type We13a.109, approximate dimensions 1300mm wide x 1100mm high | ECH | 1 | 1 | 5300 | 5300 | SC_Supply/Apply | Arc Deco | 10.16.11.14 - 085200-P14-K | Type We13a.109, approximate dimensions 1300mm wide x 1100mm high | ECH | 1 | 2527.42 | 2527.42 | SAR | SC_Supply/Apply
Red Sea Museum-Bab El-Bunt _K0003 |  | RFQ-00017 | Rola Yasser | Procurement | 2024-06-11 | Wooden Doors and Windows | Approved | 10.16.11.14 - 085200-P14-L | Type We13a.110, approximate dimensions 1300mm wide x 1100mm high | ECH | 1 | 1 | 5300 | 5300 | SC_Supply/Apply | Arc Deco | 10.16.11.14 - 085200-P14-L | Type We13a.110, approximate dimensions 1300mm wide x 1100mm high | ECH | 1 | 2527.42 | 2527.42 | SAR | SC_Supply/Apply
Red Sea Museum-Bab El-Bunt _K0003 |  | RFQ-00017 | Rola Yasser | Procurement | 2024-06-11 | Wooden Doors and Windows | Approved | 10.16.11.14 - 085200-P14-M | Type We13a.125, approximate dimensions 1300mm wide x 1100mm high | ECH | 1 | 1 | 5300 | 5300 | SC_Supply/Apply | Arc Deco | 10.16.11.14 - 085200-P14-M | Type We13a.125, approximate dimensions 1300mm wide x 1100mm high | ECH | 1 | 2527.42 | 2527.42 | SAR | SC_Supply/Apply
Red Sea Museum-Bab El-Bunt _K0003 |  | RFQ-00017 | Rola Yasser | Procurement | 2024-06-11 | Wooden Doors and Windows | Approved | 10.16.11.14 - 085200-P11-J | Type We13.106, approximate dimensions 1300mm wide x 1100mm high | ECH | 1 | 1 | 6250 | 6250 | SC_Supply/Apply | Arc Deco | 10.16.11.14 - 085200-P11-J | Type We13.106, approximate dimensions 1300mm wide x 1100mm high | ECH | 1 | 2527.42 | 2527.42 | SAR | SC_Supply/Apply
Red Sea Museum-Bab El-Bunt _K0003 |  | RFQ-00017 | Rola Yasser | Procurement | 2024-06-11 | Wooden Doors and Windows | Approved | 10.16.11.14 - 085200-P12-A | Type We13.107, approximate dimensions 1300mm wide x 1100mm high | ECH | 1 | 1 | 5850 | 5850 | SC_Supply/Apply | Arc Deco | 10.16.11.14 - 085200-P12-A | Type We13.107, approximate dimensions 1300mm wide x 1100mm high | ECH | 1 | 2527.42 | 2527.42 | SAR | SC_Supply/Apply
Red Sea Museum-Bab El-Bunt _K0003 |  | RFQ-00017 | Rola Yasser | Procurement | 2024-06-11 | Wooden Doors and Windows | Approved | 10.16.11.14 - 085200-P12-B | Type We13.111, approximate dimensions 1300mm wide x 1100mm high | ECH | 1 | 1 | 5850 | 5850 | SC_Supply/Apply | Arc Deco | 10.16.11.14 - 085200-P12-B | Type We13.111, approximate dimensions 1300mm wide x 1100mm high | ECH | 1 | 2527.42 | 2527.42 | SAR | SC_Supply/Apply
Red Sea Museum-Bab El-Bunt _K0003 |  | RFQ-00017 | Rola Yasser | Procurement | 2024-06-11 | Wooden Doors and Windows | Approved | 10.16.11.14 - 085200-P17-C | Type We15A.305, approximate dimensions 1300mm wide x 1050mm high | ECH | 2 | 2 | 5460 | 10920 | SC_Supply/Apply | Arc Deco | 10.16.11.14 - 085200-P17-C | Type We15A.305, approximate dimensions 1300mm wide x 1050mm high | ECH | 2 | 3753.4 | 7506.8 | SAR | SC_Supply/Apply
Red Sea Museum-Bab El-Bunt _K0003 |  | RFQ-00017 | Rola Yasser | Procurement | 2024-06-11 | Wooden Doors and Windows | Approved | 10.16.11.14 - 085200-P17-D | Type We15A.306, approximate dimensions 1300mm wide x 1050mm high | ECH | 1 | 1 | 5460 | 5460 | SC_Supply/Apply | Arc Deco | 10.16.11.14 - 085200-P17-D | Type We15A.306, approximate dimensions 1300mm wide x 1050mm high | ECH | 1 | 3753.4 | 3753.4 | SAR | SC_Supply/Apply
Red Sea Museum-Bab El-Bunt _K0003 |  | RFQ-00017 | Rola Yasser | Procurement | 2024-06-11 | Wooden Doors and Windows | Approved | 10.16.11.14 - 085200-P17-E | Type We15A.307, approximate dimensions 1300mm wide x 1050mm high | ECH | 1 | 1 | 5460 | 5460 | SC_Supply/Apply | Arc Deco | 10.16.11.14 - 085200-P17-E | Type We15A.307, approximate dimensions 1300mm wide x 1050mm high | ECH | 1 | 3753.4 | 3753.4 | SAR | SC_Supply/Apply
Red Sea Museum-Bab El-Bunt _K0003 |  | RFQ-00017 | Rola Yasser | Procurement | 2024-06-11 | Wooden Doors and Windows | Approved | 10.16.11.14 - 085200-P13-K | Type We13.303, approximate dimensions 1300mm wide x 1100mm high | ECH | 1 | 1 | 5850 | 5850 | SC_Supply/Apply | Arc Deco | 10.16.11.14 - 085200-P13-K | Type We13.303, approximate dimensions 1300mm wide x 1100mm high | ECH | 1 | 2527.42 | 2527.42 | SAR | SC_Supply/Apply
Red Sea Museum-Bab El-Bunt _K0003 |  | RFQ-00017 | Rola Yasser | Procurement | 2024-06-11 | Wooden Doors and Windows | Approved | 10.16.11.14 - 085200-P13-L | Type We13.304, approximate dimensions 1300mm wide x 1100mm high | ECH | 1 | 1 | 5850 | 5850 | SC_Supply/Apply | Arc Deco | 10.16.11.14 - 085200-P13-L | Type We13.304, approximate dimensions 1300mm wide x 1100mm high | ECH | 1 | 2527.42 | 2527.42 | SAR | SC_Supply/Apply
Red Sea Museum-Bab El-Bunt _K0003 |  | RFQ-00017 | Rola Yasser | Procurement | 2024-06-11 | Wooden Doors and Windows | Approved | 10.16.11.14 - 085200-P13-M | Type We13.305, approximate dimensions 1300mm wide x 1100mm high | ECH | 1 | 1 | 5850 | 5850 | SC_Supply/Apply | Arc Deco | 10.16.11.14 - 085200-P13-M | Type We13.305, approximate dimensions 1300mm wide x 1100mm high | ECH | 1 | 2527.42 | 2527.42 | SAR | SC_Supply/Apply
Red Sea Museum-Bab El-Bunt _K0003 |  | RFQ-00017 | Rola Yasser | Procurement | 2024-06-11 | Wooden Doors and Windows | Approved | 10.16.11.14 - 085200-P14-A | Type We13.306, approximate dimensions 1300mm wide x 1100mm high | ECH | 1 | 1 | 5300 | 5300 | SC_Supply/Apply | Arc Deco | 10.16.11.14 - 085200-P14-A | Type We13.306, approximate dimensions 1300mm wide x 1100mm high | ECH | 1 | 2527.42 | 2527.42 | SAR | SC_Supply/Apply
Red Sea Museum-Bab El-Bunt _K0003 |  | RFQ-00017 | Rola Yasser | Procurement | 2024-06-11 | Wooden Doors and Windows | Approved | 10.16.11.14 - 085200-P14-B | Type We13.307, approximate dimensions 1300mm wide x 1100mm high | ECH | 1 | 1 | 5300 | 5300 | SC_Supply/Apply | Arc Deco | 10.16.11.14 - 085200-P14-B | Type We13.307, approximate dimensions 1300mm wide x 1100mm high | ECH | 1 | 2527.42 | 2527.42 | SAR | SC_Supply/Apply
Red Sea Museum-Bab El-Bunt _K0003 |  | RFQ-00017 | Rola Yasser | Procurement | 2024-06-11 | Wooden Doors and Windows | Approved | 10.16.11.14 - 085200-P14-C | Type We13.308, approximate dimensions 1300mm wide x 1100mm high | ECH | 1 | 1 | 5300 | 5300 | SC_Supply/Apply | Arc Deco | 10.16.11.14 - 085200-P14-C | Type We13.308, approximate dimensions 1300mm wide x 1100mm high | ECH | 1 | 2527.42 | 2527.42 | SAR | SC_Supply/Apply
Red Sea Museum-Bab El-Bunt _K0003 |  | RFQ-00017 | Rola Yasser | Procurement | 2024-06-11 | Wooden Doors and Windows | Approved | 10.16.11.14 - 085200-P14-D | Type We13.309, approximate dimensions 1300mm wide x 1100mm high | ECH | 1 | 1 | 5300 | 5300 | SC_Supply/Apply | Arc Deco | 10.16.11.14 - 085200-P14-D | Type We13.309, approximate dimensions 1300mm wide x 1100mm high | ECH | 1 | 2527.42 | 2527.42 | SAR | SC_Supply/Apply
Red Sea Museum-Bab El-Bunt _K0003 |  | RFQ-00017 | Rola Yasser | Procurement | 2024-06-11 | Wooden Doors and Windows | Approved | 10.16.11.14 - 085200-P14-E | Type We13.310, approximate dimensions 1300mm wide x 1100mm high | ECH | 1 | 1 | 5300 | 5300 | SC_Supply/Apply | Arc Deco | 10.16.11.14 - 085200-P14-E | Type We13.310, approximate dimensions 1300mm wide x 1100mm high | ECH | 1 | 2527.42 | 2527.42 | SAR | SC_Supply/Apply
Red Sea Museum-Bab El-Bunt _K0003 |  | RFQ-00017 | Rola Yasser | Procurement | 2024-06-11 | Wooden Doors and Windows | Approved | 10.16.11.14 - 085200-P19-J | Type We15C2.206, approximate dimensions 1600mm wide x 2200mm high | ECH | 1 | 1 | 10000 | 10000 | SC_Supply/Apply | Arc Deco | 10.16.11.14 - 085200-P19-J | Type We15C2.206, approximate dimensions 1600mm wide x 2200mm high | ECH | 1 | 7056 | 7056 | SAR | SC_Supply/Apply
Red Sea Museum-Bab El-Bunt _K0003 |  | RFQ-00017 | Rola Yasser | Procurement | 2024-06-11 | Wooden Doors and Windows | Approved | 10.16.11.14 - 085200-P19-K | Type We15C2.207, approximate dimensions 1600mm wide x 2200mm high | ECH | 1 | 1 | 10000 | 10000 | SC_Supply/Apply | Arc Deco | 10.16.11.14 - 085200-P19-K | Type We15C2.207, approximate dimensions 1600mm wide x 2200mm high | ECH | 1 | 7056 | 7056 | SAR | SC_Supply/Apply
Red Sea Museum-Bab El-Bunt _K0003 |  | RFQ-00017 | Rola Yasser | Procurement | 2024-06-11 | Wooden Doors and Windows | Approved | 10.16.11.14 - 085200-P19-L | Type We15C2.208, approximate dimensions 1600mm wide x 2200mm high | ECH | 1 | 1 | 10000 | 10000 | SC_Supply/Apply | Arc Deco | 10.16.11.14 - 085200-P19-L | Type We15C2.208, approximate dimensions 1600mm wide x 2200mm high | ECH | 1 | 7056 | 7056 | SAR | SC_Supply/Apply
Red Sea Museum-Bab El-Bunt _K0003 |  | RFQ-00017 | Rola Yasser | Procurement | 2024-06-11 | Wooden Doors and Windows | Approved | 10.16.11.14 - 085200-P19-M | Type We15C2.209, approximate dimensions 1600mm wide x 2200mm high | ECH | 1 | 1 | 10000 | 10000 | SC_Supply/Apply | Arc Deco | 10.16.11.14 - 085200-P19-M | Type We15C2.209, approximate dimensions 1600mm wide x 2200mm high | ECH | 1 | 7056 | 7056 | SAR | SC_Supply/Apply
Red Sea Museum-Bab El-Bunt _K0003 |  | RFQ-00017 | Rola Yasser | Procurement | 2024-06-11 | Wooden Doors and Windows | Approved | 10.16.11.14 - 085200-P19-N | Type We15C2.210, approximate dimensions 1600mm wide x 2200mm high | ECH | 1 | 1 | 10000 | 10000 | SC_Supply/Apply | Arc Deco | 10.16.11.14 - 085200-P19-N | Type We15C2.210, approximate dimensions 1600mm wide x 2200mm high | ECH | 1 | 7056 | 7056 | SAR | SC_Supply/Apply
Mivida BP#189 |  | RFQ-00093 | Mahmoud El Nady | MEP (Electro Mechanical) | 2024-06-02 | Install MEP Items | Approved | 152105.Basement P31 | 80 mm - Insulation | LM | 8 | 8 | 0 | 0 | SC_Apply | سيجاب للهندسه والتجاره | 152105.Basement P31 | 80 mm - Insulation | LM | 8 | 50 | 400 | EGP | SC_Apply
Red Sea Museum-Bab El-Bunt _K0003 |  | RFQ-00017 | Rola Yasser | Procurement | 2024-06-11 | Wooden Doors and Windows | Approved | 10.16.11.14 - 085200-P12-D | Type We13.113, approximate dimensions 1300mm wide x 1100mm high | ECH | 1 | 1 | 5850 | 5850 | SC_Supply/Apply | Arc Deco | 10.16.11.14 - 085200-P12-D | Type We13.113, approximate dimensions 1300mm wide x 1100mm high | ECH | 1 | 2527.42 | 2527.42 | SAR | SC_Supply/Apply
Red Sea Museum-Bab El-Bunt _K0003 |  | RFQ-00017 | Rola Yasser | Procurement | 2024-06-11 | Wooden Doors and Windows | Approved | 10.16.11.14 - 085200-P12-E | Type We13.114, approximate dimensions 1300mm wide x 1100mm high | ECH | 1 | 1 | 5850 | 5850 | SC_Supply/Apply | Arc Deco | 10.16.11.14 - 085200-P12-E | Type We13.114, approximate dimensions 1300mm wide x 1100mm high | ECH | 1 | 2527.42 | 2527.42 | SAR | SC_Supply/Apply
Red Sea Museum-Bab El-Bunt _K0003 |  | RFQ-00017 | Rola Yasser | Procurement | 2024-06-11 | Wooden Doors and Windows | Approved | 10.16.11.14 - 085200-P12-F | Type We13.115, approximate dimensions 1300mm wide x 1100mm high | ECH | 1 | 1 | 5850 | 5850 | SC_Supply/Apply | Arc Deco | 10.16.11.14 - 085200-P12-F | Type We13.115, approximate dimensions 1300mm wide x 1100mm high | ECH | 1 | 2527.42 | 2527.42 | SAR | SC_Supply/Apply
BIOLOGICALS AND BIOSIMILARS MANUFACTURING FACILITY EIPICO 3 _0187 |  | RFQ-00161 | Abanoub Sherif | Procurement | 2024-06-09 | Signage | Approved | 1 - B01(ADMIN BUILDING)-101400-3 | 1-External Main Sign & Logo: Stainless 316 signage with, Overall Width:6000mm,Overall,Height:2500mm, Overall Depth: 150mm. - Stainless 316 spherical signage with blue hard lacquer, finish code (MT-02), and black hard lacquer coating – 3D 316 Stainless letter (small Epico ) | ECH | 1 | 1 | 410400 | 410400 | SC_Supply/Apply | Beyman | 1 - B01(ADMIN BUILDING)-101400-3 | 1-External Main Sign & Logo: Stainless 316 signage with, Overall Width:6000mm,Overall,Height:2500mm, Overall Depth: 150mm. - Stainless 316 spherical signage with blue hard lacquer, finish code (MT-02), and black hard lacquer coating – 3D 316 Stainless letter (small Epico ) | ECH | 1 | 370000 | 370000 | EGP | SC_Supply/Apply
BIOLOGICALS AND BIOSIMILARS MANUFACTURING FACILITY EIPICO 3 _0187 |  | RFQ-00161 | Abanoub Sherif | Procurement | 2024-06-09 | Signage | Approved | 1 - B01(ADMIN BUILDING)-101400-3 | External Signs for Buildings: Stainless 316 black hard lacquer coating Engraving | ECH | 10 | 10 | 3192 | 31920 | SC_Supply/Apply | Beyman | 1 - B01(ADMIN BUILDING)-101400-3 | External Signs for Buildings: Stainless 316 black hard lacquer coating Engraving | ECH | 10 | 3220 | 32200 | EGP | SC_Supply/Apply
BIOLOGICALS AND BIOSIMILARS MANUFACTURING FACILITY EIPICO 3 _0187 |  | RFQ-00161 | Abanoub Sherif | Procurement | 2024-06-09 | Signage | Approved | 1 - B01(ADMIN BUILDING)-101400-3 | Internal Signs for Buildings: Plexi Glass Acrylic with dimension 25x15 cm Direct print | ECH | 147 | 147 | 1710 | 251370 | SC_Supply/Apply | Beyman | 1 - B01(ADMIN BUILDING)-101400-3 | Internal Signs for Buildings: Plexi Glass Acrylic with dimension 25x15 cm Direct print | ECH | 147 | 1350 | 198450 | EGP | SC_Supply/Apply
Red Sea Museum-Bab El-Bunt _K0003 |  | RFQ-00017 | Rola Yasser | Procurement | 2024-06-11 | Wooden Doors and Windows | Approved | 10.16.11.11 - 081416-P4-C | Type De2.100, approximate dimensions 1500mm wide x 2535mm high | ECH | 1 | 1 | 10780.09 | 10780.09 | SC_Supply/Apply | Arc Deco | 10.16.11.11 - 081416-P4-C | Type De2.100, approximate dimensions 1500mm wide x 2535mm high | ECH | 1 | 4890.2 | 4890.2 | SAR | SC_Supply/Apply
Red Sea Museum-Bab El-Bunt _K0003 |  | RFQ-00017 | Rola Yasser | Procurement | 2024-06-11 | Wooden Doors and Windows | Approved | 10.16.11.11 - 081416-P4-D | Type De2.101, approximate dimensions 1500mm wide x 2535mm high | ECH | 1 | 1 | 10780.09 | 10780.09 | SC_Supply/Apply | Arc Deco | 10.16.11.11 - 081416-P4-D | Type De2.101, approximate dimensions 1500mm wide x 2535mm high | ECH | 1 | 4890.2 | 4890.2 | SAR | SC_Supply/Apply
Red Sea Museum-Bab El-Bunt _K0003 |  | RFQ-00017 | Rola Yasser | Procurement | 2024-06-11 | Wooden Doors and Windows | Approved | 10.16.11.11 - 081416-P3-E | Type De5.100, approximate dimensions 900mm wide x 2050mm high, 1.5 hours fire rated | ECH | 1 | 1 | 6799.75 | 6799.75 | SC_Supply/Apply | Arc Deco | 10.16.11.11 - 081416-P3-E | Type De5.100, approximate dimensions 900mm wide x 2050mm high, 1.5 hours fire rated | ECH | 1 | 5037.2 | 5037.2 | SAR | SC_Supply/Apply
Red Sea Museum-Bab El-Bunt _K0003 |  | RFQ-00017 | Rola Yasser | Procurement | 2024-06-11 | Wooden Doors and Windows | Approved | 10.16.11.11 - 081416-P3-F | Type Di5.001, approximate dimensions 900mm wide x 2050mm high | ECH | 1 | 1 | 5230.58 | 5230.58 | SC_Supply/Apply | Arc Deco | 10.16.11.11 - 081416-P3-F | Type Di5.001, approximate dimensions 900mm wide x 2050mm high | ECH | 1 | 3273.2 | 3273.2 | SAR | SC_Supply/Apply
Red Sea Museum-Bab El-Bunt _K0003 |  | RFQ-00017 | Rola Yasser | Procurement | 2024-06-11 | Wooden Doors and Windows | Approved | 10.16.11.11 - 081416-P3-G | Type Di5.01, approximate dimensions 900mm wide x 2050mm high | ECH | 1 | 1 | 5230.58 | 5230.58 | SC_Supply/Apply | Arc Deco | 10.16.11.11 - 081416-P3-G | Type Di5.01, approximate dimensions 900mm wide x 2050mm high | ECH | 1 | 3273.2 | 3273.2 | SAR | SC_Supply/Apply
Red Sea Museum-Bab El-Bunt _K0003 |  | RFQ-00017 | Rola Yasser | Procurement | 2024-06-11 | Wooden Doors and Windows | Approved | 10.16.11.11 - 081416-P3-H | Type Di5.100, approximate dimensions 900mm wide x 2050mm high | ECH | 1 | 1 | 5230.58 | 5230.58 | SC_Supply/Apply | Arc Deco | 10.16.11.11 - 081416-P3-H | Type Di5.100, approximate dimensions 900mm wide x 2050mm high | ECH | 1 | 3273.2 | 3273.2 | SAR | SC_Supply/Apply
Red Sea Museum-Bab El-Bunt _K0003 |  | RFQ-00017 | Rola Yasser | Procurement | 2024-06-11 | Wooden Doors and Windows | Approved | 10.16.11.11 - 081416-P3-J | Type Di5.101, approximate dimensions 900mm wide x 2050mm high | ECH | 1 | 1 | 5230.58 | 5230.58 | SC_Supply/Apply | Arc Deco | 10.16.11.11 - 081416-P3-J | Type Di5.101, approximate dimensions 900mm wide x 2050mm high | ECH | 1 | 3273.2 | 3273.2 | SAR | SC_Supply/Apply
Red Sea Museum-Bab El-Bunt _K0003 |  | RFQ-00017 | Rola Yasser | Procurement | 2024-06-11 | Wooden Doors and Windows | Approved | 10.16.11.11 - 081416-P4-E | Type Di4.200, approximate dimensions 1000mm wide x 2050mm high | ECH | 1 | 1 | 5811.75 | 5811.75 | SC_Supply/Apply | Arc Deco | 10.16.11.11 - 081416-P4-E | Type Di4.200, approximate dimensions 1000mm wide x 2050mm high | ECH | 1 | 3719.1 | 3719.1 | SAR | SC_Supply/Apply
Red Sea Museum-Bab El-Bunt _K0003 |  | RFQ-00017 | Rola Yasser | Procurement | 2024-06-11 | Wooden Doors and Windows | Approved | 10.16.11.11 - 081416-P4-F | Type Di4.201, approximate dimensions 1000mm wide x 2050mm high | ECH | 1 | 1 | 5811.75 | 5811.75 | SC_Supply/Apply | Arc Deco | 10.16.11.11 - 081416-P4-F | Type Di4.201, approximate dimensions 1000mm wide x 2050mm high | ECH | 1 | 3719.1 | 3719.1 | SAR | SC_Supply/Apply
Red Sea Museum-Bab El-Bunt _K0003 |  | RFQ-00017 | Rola Yasser | Procurement | 2024-06-11 | Wooden Doors and Windows | Approved | 10.16.11.11 - 081416-P3-B | Type Di6.201, approximate dimensions 1000mm wide x 2085mm high | ECH | 1 | 1 | 5910.98 | 5910.98 | SC_Supply/Apply | Arc Deco | 10.16.11.11 - 081416-P3-B | Type Di6.201, approximate dimensions 1000mm wide x 2085mm high | ECH | 1 | 2254 | 2254 | SAR | SC_Supply/Apply
Abo Shanab El Agamien _0195 |  | RFQ-00088 | Mostafa Ramadan | Operation | 2024-08-06 | Sewerage Network-Infrastructure | Approved | 6 - Huwaydi Village | Alternative Sewer Networks in which cannot be considered as Re-location of Publice Utilites and Requires Full Transfer of Pipe lines and Chambers to avoid Potential Social damages For illegal existing Networks | MTR | 0 | 0 | 0 | 0 | SC_Apply | محمد عاطف محمد مراد | 6 - Huwaydi Village | Alternative Sewer Networks in which cannot be considered as Re-location of Publice Utilites and Requires Full Transfer of Pipe lines and Chambers to avoid Potential Social damages For illegal existing Networks | MTR | 0 | 60 | 0 | EGP | SC_Apply
Abo Shanab El Agamien _0195 |  | RFQ-00088 | Mostafa Ramadan | Operation | 2024-08-06 | Sewerage Network-Infrastructure | Approved | 7 - Iz. Raslan & Iz. Mokhtar Eiss | Alternative Sewer Networks in which cannot be considered as Re-location of Publice Utilites and Requires Full Transfer of Pipe lines and Chambers to avoid Potential Social damages For illegal existing Networks | MTR | 0 | 0 | 0 | 0 | SC_Apply | محمد عاطف محمد مراد | 7 - Iz. Raslan & Iz. Mokhtar Eiss | Alternative Sewer Networks in which cannot be considered as Re-location of Publice Utilites and Requires Full Transfer of Pipe lines and Chambers to avoid Potential Social damages For illegal existing Networks | MTR | 0 | 60 | 0 | EGP | SC_Apply
Abo Shanab El Agamien _0195 |  | RFQ-00088 | Mostafa Ramadan | Operation | 2024-08-06 | Sewerage Network-Infrastructure | Approved | 1 - Sharaf Al Deen | Alternative Water Networks in which cannot be considered as Re-location of Publice Utilites and Requires Full Transfer of Pipe lines and Valves to water Disconnection | MTR | 0 | 0 | 0 | 0 | SC_Apply | محمد عاطف محمد مراد | 1 - Sharaf Al Deen | Alternative Water Networks in which cannot be considered as Re-location of Publice Utilites and Requires Full Transfer of Pipe lines and Valves to water Disconnection | MTR | 0 | 60 | 0 | EGP | SC_Apply
Abo Shanab El Agamien _0195 |  | RFQ-00088 | Mostafa Ramadan | Operation | 2024-08-06 | Sewerage Network-Infrastructure | Approved | 2 - Kariman sednaoui | Alternative Water Networks in which cannot be considered as Re-location of Publice Utilites and Requires Full Transfer of Pipe lines and Valves to water Disconnection | MTR | 0 | 0 | 0 | 0 | SC_Apply | محمد عاطف محمد مراد | 2 - Kariman sednaoui | Alternative Water Networks in which cannot be considered as Re-location of Publice Utilites and Requires Full Transfer of Pipe lines and Valves to water Disconnection | MTR | 0 | 60 | 0 | EGP | SC_Apply
Abo Shanab El Agamien _0195 |  | RFQ-00088 | Mostafa Ramadan | Operation | 2024-08-06 | Sewerage Network-Infrastructure | Approved | 3 - Junaidi Wisa Iz. Zaki Wisa | Alternative Water Networks in which cannot be considered as Re-location of Publice Utilites and Requires Full Transfer of Pipe lines and Valves to water Disconnection | MTR | 0 | 0 | 0 | 0 | SC_Apply | محمد عاطف محمد مراد | 3 - Junaidi Wisa Iz. Zaki Wisa | Alternative Water Networks in which cannot be considered as Re-location of Publice Utilites and Requires Full Transfer of Pipe lines and Valves to water Disconnection | MTR | 0 | 60 | 0 | EGP | SC_Apply
Abo Shanab El Agamien _0195 |  | RFQ-00088 | Mostafa Ramadan | Operation | 2024-08-06 | Sewerage Network-Infrastructure | Approved | 7 - Iz. Raslan & Iz. Mokhtar Eiss | Alternative Water Networks in which cannot be considered as Re-location of Publice Utilites and Requires Full Transfer of Pipe lines and Valves to water Disconnection | MTR | 0 | 0 | 0 | 0 | SC_Apply | محمد عاطف محمد مراد | 7 - Iz. Raslan & Iz. Mokhtar Eiss | Alternative Water Networks in which cannot be considered as Re-location of Publice Utilites and Requires Full Transfer of Pipe lines and Valves to water Disconnection | MTR | 0 | 60 | 0 | EGP | SC_Apply
Abo Shanab El Agamien _0195 |  | RFQ-00088 | Mostafa Ramadan | Operation | 2024-08-06 | Sewerage Network-Infrastructure | Approved | 8-Iz. Abd Al-Qawy Salem & Iz. Zaraby | Alternative Water Networks in which cannot be considered as Re-location of Publice Utilites and Requires Full Transfer of Pipe lines and Valves to water Disconnection | MTR | 0 | 0 | 0 | 0 | SC_Apply | محمد عاطف محمد مراد | 8-Iz. Abd Al-Qawy Salem & Iz. Zaraby | Alternative Water Networks in which cannot be considered as Re-location of Publice Utilites and Requires Full Transfer of Pipe lines and Valves to water Disconnection | MTR | 0 | 60 | 0 | EGP | SC_Apply
Abo Shanab El Agamien _0195 |  | RFQ-00088 | Mostafa Ramadan | Operation | 2024-08-06 | Sewerage Network-Infrastructure | Approved | 5 - Tahawi Village | Alternative Sewer Networks in which cannot be considered as Re-location of Publice Utilites and Requires Full Transfer of Pipe lines and Chambers to avoid Potential Social damages For illegal existing Networks | MTR | 0 | 0 | 0 | 0 | SC_Apply | محمد عاطف محمد مراد | 5 - Tahawi Village | Alternative Sewer Networks in which cannot be considered as Re-location of Publice Utilites and Requires Full Transfer of Pipe lines and Chambers to avoid Potential Social damages For illegal existing Networks | MTR | 0 | 60 | 0 | EGP | SC_Apply
Abo Shanab El Agamien _0195 |  | RFQ-00088 | Mostafa Ramadan | Operation | 2024-08-06 | Sewerage Network-Infrastructure | Approved | 2 - Kariman sednaoui | Alternative Water Networks in which cannot be considered as Re-location of Publice Utilites and Requires Full Transfer of Pipe lines and Valves to water Disconnection | MTR | 0 | 0 | 0 | 0 | MAT_Raw | محمد عاطف محمد مراد | 2 - Kariman sednaoui | Alternative Water Networks in which cannot be considered as Re-location of Publice Utilites and Requires Full Transfer of Pipe lines and Valves to water Disconnection | MTR | 0 | 60 | 0 | EGP | MAT_Raw
Abo Shanab El Agamien _0195 |  | RFQ-00088 | Mostafa Ramadan | Operation | 2024-08-06 | Sewerage Network-Infrastructure | Approved | 3 - Junaidi Wisa Iz. Zaki Wisa | Alternative Sewer Networks in which cannot be considered as Re-location of Publice Utilites and Requires Full Transfer of Pipe lines and Chambers to avoid Potential Social damages For illegal existing Networks | MTR | 0 | 0 | 0 | 0 | MAT_Raw | محمد عاطف محمد مراد | 3 - Junaidi Wisa Iz. Zaki Wisa | Alternative Sewer Networks in which cannot be considered as Re-location of Publice Utilites and Requires Full Transfer of Pipe lines and Chambers to avoid Potential Social damages For illegal existing Networks | MTR | 0 | 100 | 0 | EGP | MAT_Raw
Abo Shanab El Agamien _0195 |  | RFQ-00088 | Mostafa Ramadan | Operation | 2024-08-06 | Sewerage Network-Infrastructure | Approved | 1 - Sharaf Al Deen | Alternative Water Networks in which cannot be considered as Re-location of Publice Utilites and Requires Full Transfer of Pipe lines and Valves to water Disconnection | MTR | 0 | 0 | 0 | 0 | MAT_Raw | محمد عاطف محمد مراد | 1 - Sharaf Al Deen | Alternative Water Networks in which cannot be considered as Re-location of Publice Utilites and Requires Full Transfer of Pipe lines and Valves to water Disconnection | MTR | 0 | 60 | 0 | EGP | MAT_Raw
Abo Shanab El Agamien _0195 |  | RFQ-00088 | Mostafa Ramadan | Operation | 2024-08-06 | Sewerage Network-Infrastructure | Approved | 8-Iz. Abd Al-Qawy Salem & Iz. Zaraby | Alternative Sewer Networks in which cannot be considered as Re-location of Publice Utilites and Requires Full Transfer of Pipe lines and Chambers to avoid Potential Social damages For illegal existing Networks | MTR | 0 | 0 | 0 | 0 | MAT_Raw | محمد عاطف محمد مراد | 8-Iz. Abd Al-Qawy Salem & Iz. Zaraby | Alternative Sewer Networks in which cannot be considered as Re-location of Publice Utilites and Requires Full Transfer of Pipe lines and Chambers to avoid Potential Social damages For illegal existing Networks | MTR | 0 | 100 | 0 | EGP | MAT_Raw
Abo Shanab El Agamien _0195 |  | RFQ-00088 | Mostafa Ramadan | Operation | 2024-08-06 | Sewerage Network-Infrastructure | Approved | 9 - Seror | Alternative Sewer Networks in which cannot be considered as Re-location of Publice Utilites and Requires Full Transfer of Pipe lines and Chambers to avoid Potential Social damages For illegal existing Networks | MTR | 0 | 0 | 0 | 0 | MAT_Raw | محمد عاطف محمد مراد | 9 - Seror | Alternative Sewer Networks in which cannot be considered as Re-location of Publice Utilites and Requires Full Transfer of Pipe lines and Chambers to avoid Potential Social damages For illegal existing Networks | MTR | 0 | 100 | 0 | EGP | MAT_Raw
Abo Shanab El Agamien _0195 |  | RFQ-00088 | Mostafa Ramadan | Operation | 2024-08-06 | Sewerage Network-Infrastructure | Approved | 10 - ABOU NASSAR, AL ESSAWI & ABOU SAEDA | Alternative Sewer Networks in which cannot be considered as Re-location of Publice Utilites and Requires Full Transfer of Pipe lines and Chambers to avoid Potential Social damages For illegal existing Networks | MTR | 0 | 0 | 0 | 0 | MAT_Raw | محمد عاطف محمد مراد | 10 - ABOU NASSAR, AL ESSAWI & ABOU SAEDA | Alternative Sewer Networks in which cannot be considered as Re-location of Publice Utilites and Requires Full Transfer of Pipe lines and Chambers to avoid Potential Social damages For illegal existing Networks | MTR | 0 | 100 | 0 | EGP | MAT_Raw
Abo Shanab El Agamien _0195 |  | RFQ-00088 | Mostafa Ramadan | Operation | 2024-08-06 | Sewerage Network-Infrastructure | Approved | 4 - IZ. AL BILTAJI | Alternative Sewer Networks in which cannot be considered as Re-location of Publice Utilites and Requires Full Transfer of Pipe lines and Chambers to avoid Potential Social damages For illegal existing Networks | MTR | 0 | 0 | 0 | 0 | MAT_Raw | محمد عاطف محمد مراد | 4 - IZ. AL BILTAJI | Alternative Sewer Networks in which cannot be considered as Re-location of Publice Utilites and Requires Full Transfer of Pipe lines and Chambers to avoid Potential Social damages For illegal existing Networks | MTR | 0 | 100 | 0 | EGP | MAT_Raw
Abo Shanab El Agamien _0195 |  | RFQ-00088 | Mostafa Ramadan | Operation | 2024-08-06 | Sewerage Network-Infrastructure | Approved | 5 - Tahawi Village | Alternative Sewer Networks in which cannot be considered as Re-location of Publice Utilites and Requires Full Transfer of Pipe lines and Chambers to avoid Potential Social damages For illegal existing Networks | MTR | 0 | 0 | 0 | 0 | MAT_Raw | محمد عاطف محمد مراد | 5 - Tahawi Village | Alternative Sewer Networks in which cannot be considered as Re-location of Publice Utilites and Requires Full Transfer of Pipe lines and Chambers to avoid Potential Social damages For illegal existing Networks | MTR | 0 | 100 | 0 | EGP | MAT_Raw
Abo Shanab El Agamien _0195 |  | RFQ-00088 | Mostafa Ramadan | Operation | 2024-08-06 | Sewerage Network-Infrastructure | Approved | 6 - Huwaydi Village | Alternative Sewer Networks in which cannot be considered as Re-location of Publice Utilites and Requires Full Transfer of Pipe lines and Chambers to avoid Potential Social damages For illegal existing Networks | MTR | 0 | 0 | 0 | 0 | MAT_Raw | محمد عاطف محمد مراد | 6 - Huwaydi Village | Alternative Sewer Networks in which cannot be considered as Re-location of Publice Utilites and Requires Full Transfer of Pipe lines and Chambers to avoid Potential Social damages For illegal existing Networks | MTR | 0 | 100 | 0 | EGP | MAT_Raw
Abo Shanab El Agamien _0195 |  | RFQ-00088 | Mostafa Ramadan | Operation | 2024-08-06 | Sewerage Network-Infrastructure | Approved | 7 - Iz. Raslan & Iz. Mokhtar Eiss | Alternative Sewer Networks in which cannot be considered as Re-location of Publice Utilites and Requires Full Transfer of Pipe lines and Chambers to avoid Potential Social damages For illegal existing Networks | MTR | 0 | 0 | 0 | 0 | MAT_Raw | محمد عاطف محمد مراد | 7 - Iz. Raslan & Iz. Mokhtar Eiss | Alternative Sewer Networks in which cannot be considered as Re-location of Publice Utilites and Requires Full Transfer of Pipe lines and Chambers to avoid Potential Social damages For illegal existing Networks | MTR | 0 | 100 | 0 | EGP | MAT_Raw
Abo Shanab El Agamien _0195 |  | RFQ-00088 | Mostafa Ramadan | Operation | 2024-08-06 | Sewerage Network-Infrastructure | Approved | 6 - Huwaydi Village | Alternative Water Networks in which cannot be considered as Re-location of Publice Utilites and Requires Full Transfer of Pipe lines and Valves to water Disconnection | MTR | 0 | 0 | 0 | 0 | MAT_Raw | محمد عاطف محمد مراد | 6 - Huwaydi Village | Alternative Water Networks in which cannot be considered as Re-location of Publice Utilites and Requires Full Transfer of Pipe lines and Valves to water Disconnection | MTR | 0 | 60 | 0 | EGP | MAT_Raw
Abo Shanab El Agamien _0195 |  | RFQ-00088 | Mostafa Ramadan | Operation | 2024-08-06 | Sewerage Network-Infrastructure | Approved | 3 - Junaidi Wisa Iz. Zaki Wisa | Alternative Water Networks in which cannot be considered as Re-location of Publice Utilites and Requires Full Transfer of Pipe lines and Valves to water Disconnection | MTR | 0 | 0 | 0 | 0 | MAT_Raw | محمد عاطف محمد مراد | 3 - Junaidi Wisa Iz. Zaki Wisa | Alternative Water Networks in which cannot be considered as Re-location of Publice Utilites and Requires Full Transfer of Pipe lines and Valves to water Disconnection | MTR | 0 | 60 | 0 | EGP | MAT_Raw
Abo Shanab El Agamien _0195 |  | RFQ-00088 | Mostafa Ramadan | Operation | 2024-08-06 | Sewerage Network-Infrastructure | Approved | 4 - IZ. AL BILTAJI | Alternative Water Networks in which cannot be considered as Re-location of Publice Utilites and Requires Full Transfer of Pipe lines and Valves to water Disconnection | MTR | 0 | 0 | 0 | 0 | MAT_Raw | محمد عاطف محمد مراد | 4 - IZ. AL BILTAJI | Alternative Water Networks in which cannot be considered as Re-location of Publice Utilites and Requires Full Transfer of Pipe lines and Valves to water Disconnection | MTR | 0 | 60 | 0 | EGP | MAT_Raw
Abo Shanab El Agamien _0195 |  | RFQ-00088 | Mostafa Ramadan | Operation | 2024-08-06 | Sewerage Network-Infrastructure | Approved | 5 - Tahawi Village | Alternative Water Networks in which cannot be considered as Re-location of Publice Utilites and Requires Full Transfer of Pipe lines and Valves to water Disconnection | MTR | 0 | 0 | 0 | 0 | MAT_Raw | محمد عاطف محمد مراد | 5 - Tahawi Village | Alternative Water Networks in which cannot be considered as Re-location of Publice Utilites and Requires Full Transfer of Pipe lines and Valves to water Disconnection | MTR | 0 | 60 | 0 | EGP | MAT_Raw
Abo Shanab El Agamien _0195 |  | RFQ-00088 | Mostafa Ramadan | Operation | 2024-08-06 | Sewerage Network-Infrastructure | Approved | 1 - Sharaf Al Deen | Alternative Sewer Networks in which cannot be considered as Re-location of Publice Utilites and Requires Full Transfer of Pipe lines and Chambers to avoid Potential Social damages For illegal existing Networks | MTR | 0 | 0 | 0 | 0 | MAT_Raw | محمد عاطف محمد مراد | 1 - Sharaf Al Deen | Alternative Sewer Networks in which cannot be considered as Re-location of Publice Utilites and Requires Full Transfer of Pipe lines and Chambers to avoid Potential Social damages For illegal existing Networks | MTR | 0 | 100 | 0 | EGP | MAT_Raw
Abo Shanab El Agamien _0195 |  | RFQ-00088 | Mostafa Ramadan | Operation | 2024-08-06 | Sewerage Network-Infrastructure | Approved | 2 - Kariman sednaoui | Alternative Sewer Networks in which cannot be considered as Re-location of Publice Utilites and Requires Full Transfer of Pipe lines and Chambers to avoid Potential Social damages For illegal existing Networks | MTR | 0 | 0 | 0 | 0 | MAT_Raw | محمد عاطف محمد مراد | 2 - Kariman sednaoui | Alternative Sewer Networks in which cannot be considered as Re-location of Publice Utilites and Requires Full Transfer of Pipe lines and Chambers to avoid Potential Social damages For illegal existing Networks | MTR | 0 | 100 | 0 | EGP | MAT_Raw
Abo Shanab El Agamien _0195 |  | RFQ-00088 | Mostafa Ramadan | Operation | 2024-08-06 | Sewerage Network-Infrastructure | Approved | 7 - Iz. Raslan & Iz. Mokhtar Eiss | Alternative Water Networks in which cannot be considered as Re-location of Publice Utilites and Requires Full Transfer of Pipe lines and Valves to water Disconnection | MTR | 0 | 0 | 0 | 0 | MAT_Raw | محمد عاطف محمد مراد | 7 - Iz. Raslan & Iz. Mokhtar Eiss | Alternative Water Networks in which cannot be considered as Re-location of Publice Utilites and Requires Full Transfer of Pipe lines and Valves to water Disconnection | MTR | 0 | 60 | 0 | EGP | MAT_Raw
Abo Shanab El Agamien _0195 |  | RFQ-00088 | Mostafa Ramadan | Operation | 2024-08-06 | Sewerage Network-Infrastructure | Approved | 8-Iz. Abd Al-Qawy Salem & Iz. Zaraby | Alternative Water Networks in which cannot be considered as Re-location of Publice Utilites and Requires Full Transfer of Pipe lines and Valves to water Disconnection | MTR | 0 | 0 | 0 | 0 | MAT_Raw | محمد عاطف محمد مراد | 8-Iz. Abd Al-Qawy Salem & Iz. Zaraby | Alternative Water Networks in which cannot be considered as Re-location of Publice Utilites and Requires Full Transfer of Pipe lines and Valves to water Disconnection | MTR | 0 | 60 | 0 | EGP | MAT_Raw
Abo Shanab El Agamien _0195 |  | RFQ-00088 | Mostafa Ramadan | Operation | 2024-08-06 | Sewerage Network-Infrastructure | Approved | 9 - Seror | Alternative Water Networks in which cannot be considered as Re-location of Publice Utilites and Requires Full Transfer of Pipe lines and Valves to water Disconnection | MTR | 0 | 0 | 0 | 0 | MAT_Raw | محمد عاطف محمد مراد | 9 - Seror | Alternative Water Networks in which cannot be considered as Re-location of Publice Utilites and Requires Full Transfer of Pipe lines and Valves to water Disconnection | MTR | 0 | 60 | 0 | EGP | MAT_Raw
Abo Shanab El Agamien _0195 |  | RFQ-00088 | Mostafa Ramadan | Operation | 2024-08-06 | Sewerage Network-Infrastructure | Approved | 10 - ABOU NASSAR, AL ESSAWI & ABOU SAEDA | Alternative Water Networks in which cannot be considered as Re-location of Publice Utilites and Requires Full Transfer of Pipe lines and Valves to water Disconnection | MTR | 0 | 0 | 0 | 0 | MAT_Raw | محمد عاطف محمد مراد | 10 - ABOU NASSAR, AL ESSAWI & ABOU SAEDA | Alternative Water Networks in which cannot be considered as Re-location of Publice Utilites and Requires Full Transfer of Pipe lines and Valves to water Disconnection | MTR | 0 | 60 | 0 | EGP | MAT_Raw
Abo Shanab El Agamien _0195 |  | RFQ-00088 | Mostafa Ramadan | Operation | 2024-08-06 | Sewerage Network-Infrastructure | Approved | 1 - Sharaf Al Deen | Alternative Sewer Networks in which cannot be considered as Re-location of Publice Utilites and Requires Full Transfer of Pipe lines and Chambers to avoid Potential Social damages For illegal existing Networks | MTR | 0 | 0 | 0 | 0 | SC_Apply | محمد عاطف محمد مراد | 1 - Sharaf Al Deen | Alternative Sewer Networks in which cannot be considered as Re-location of Publice Utilites and Requires Full Transfer of Pipe lines and Chambers to avoid Potential Social damages For illegal existing Networks | MTR | 0 | 60 | 0 | EGP | SC_Apply
Abo Shanab El Agamien _0195 |  | RFQ-00088 | Mostafa Ramadan | Operation | 2024-08-06 | Sewerage Network-Infrastructure | Approved | 2 - Kariman sednaoui | Alternative Sewer Networks in which cannot be considered as Re-location of Publice Utilites and Requires Full Transfer of Pipe lines and Chambers to avoid Potential Social damages For illegal existing Networks | MTR | 0 | 0 | 0 | 0 | SC_Apply | محمد عاطف محمد مراد | 2 - Kariman sednaoui | Alternative Sewer Networks in which cannot be considered as Re-location of Publice Utilites and Requires Full Transfer of Pipe lines and Chambers to avoid Potential Social damages For illegal existing Networks | MTR | 0 | 60 | 0 | EGP | SC_Apply
Abo Shanab El Agamien _0195 |  | RFQ-00088 | Mostafa Ramadan | Operation | 2024-08-06 | Sewerage Network-Infrastructure | Approved | 4 - IZ. AL BILTAJI | Alternative Water Networks in which cannot be considered as Re-location of Publice Utilites and Requires Full Transfer of Pipe lines and Valves to water Disconnection | MTR | 0 | 0 | 0 | 0 | SC_Apply | محمد عاطف محمد مراد | 4 - IZ. AL BILTAJI | Alternative Water Networks in which cannot be considered as Re-location of Publice Utilites and Requires Full Transfer of Pipe lines and Valves to water Disconnection | MTR | 0 | 60 | 0 | EGP | SC_Apply
Abo Shanab El Agamien _0195 |  | RFQ-00088 | Mostafa Ramadan | Operation | 2024-08-06 | Sewerage Network-Infrastructure | Approved | 5 - Tahawi Village | Alternative Water Networks in which cannot be considered as Re-location of Publice Utilites and Requires Full Transfer of Pipe lines and Valves to water Disconnection | MTR | 0 | 0 | 0 | 0 | SC_Apply | محمد عاطف محمد مراد | 5 - Tahawi Village | Alternative Water Networks in which cannot be considered as Re-location of Publice Utilites and Requires Full Transfer of Pipe lines and Valves to water Disconnection | MTR | 0 | 60 | 0 | EGP | SC_Apply
Abo Shanab El Agamien _0195 |  | RFQ-00088 | Mostafa Ramadan | Operation | 2024-08-06 | Sewerage Network-Infrastructure | Approved | 6 - Huwaydi Village | Alternative Water Networks in which cannot be considered as Re-location of Publice Utilites and Requires Full Transfer of Pipe lines and Valves to water Disconnection | MTR | 0 | 0 | 0 | 0 | SC_Apply | محمد عاطف محمد مراد | 6 - Huwaydi Village | Alternative Water Networks in which cannot be considered as Re-location of Publice Utilites and Requires Full Transfer of Pipe lines and Valves to water Disconnection | MTR | 0 | 60 | 0 | EGP | SC_Apply
Abo Shanab El Agamien _0195 |  | RFQ-00088 | Mostafa Ramadan | Operation | 2024-08-06 | Sewerage Network-Infrastructure | Approved | 8-Iz. Abd Al-Qawy Salem & Iz. Zaraby | Alternative Sewer Networks in which cannot be considered as Re-location of Publice Utilites and Requires Full Transfer of Pipe lines and Chambers to avoid Potential Social damages For illegal existing Networks | MTR | 0 | 0 | 0 | 0 | SC_Apply | محمد عاطف محمد مراد | 8-Iz. Abd Al-Qawy Salem & Iz. Zaraby | Alternative Sewer Networks in which cannot be considered as Re-location of Publice Utilites and Requires Full Transfer of Pipe lines and Chambers to avoid Potential Social damages For illegal existing Networks | MTR | 0 | 60 | 0 | EGP | SC_Apply
Abo Shanab El Agamien _0195 |  | RFQ-00088 | Mostafa Ramadan | Operation | 2024-08-06 | Sewerage Network-Infrastructure | Approved | 9 - Seror | Alternative Water Networks in which cannot be considered as Re-location of Publice Utilites and Requires Full Transfer of Pipe lines and Valves to water Disconnection | MTR | 0 | 0 | 0 | 0 | SC_Apply | محمد عاطف محمد مراد | 9 - Seror | Alternative Water Networks in which cannot be considered as Re-location of Publice Utilites and Requires Full Transfer of Pipe lines and Valves to water Disconnection | MTR | 0 | 60 | 0 | EGP | SC_Apply
Abo Shanab El Agamien _0195 |  | RFQ-00088 | Mostafa Ramadan | Operation | 2024-08-06 | Sewerage Network-Infrastructure | Approved | 10 - ABOU NASSAR, AL ESSAWI & ABOU SAEDA | Alternative Water Networks in which cannot be considered as Re-location of Publice Utilites and Requires Full Transfer of Pipe lines and Valves to water Disconnection | MTR | 0 | 0 | 0 | 0 | SC_Apply | محمد عاطف محمد مراد | 10 - ABOU NASSAR, AL ESSAWI & ABOU SAEDA | Alternative Water Networks in which cannot be considered as Re-location of Publice Utilites and Requires Full Transfer of Pipe lines and Valves to water Disconnection | MTR | 0 | 60 | 0 | EGP | SC_Apply
Abo Shanab El Agamien _0195 |  | RFQ-00088 | Mostafa Ramadan | Operation | 2024-08-06 | Sewerage Network-Infrastructure | Approved | 9 - Seror | Alternative Sewer Networks in which cannot be considered as Re-location of Publice Utilites and Requires Full Transfer of Pipe lines and Chambers to avoid Potential Social damages For illegal existing Networks | MTR | 0 | 0 | 0 | 0 | SC_Apply | محمد عاطف محمد مراد | 9 - Seror | Alternative Sewer Networks in which cannot be considered as Re-location of Publice Utilites and Requires Full Transfer of Pipe lines and Chambers to avoid Potential Social damages For illegal existing Networks | MTR | 0 | 60 | 0 | EGP | SC_Apply
Abo Shanab El Agamien _0195 |  | RFQ-00088 | Mostafa Ramadan | Operation | 2024-08-06 | Sewerage Network-Infrastructure | Approved | 10 - ABOU NASSAR, AL ESSAWI & ABOU SAEDA | Alternative Sewer Networks in which cannot be considered as Re-location of Publice Utilites and Requires Full Transfer of Pipe lines and Chambers to avoid Potential Social damages For illegal existing Networks | MTR | 0 | 0 | 0 | 0 | SC_Apply | محمد عاطف محمد مراد | 10 - ABOU NASSAR, AL ESSAWI & ABOU SAEDA | Alternative Sewer Networks in which cannot be considered as Re-location of Publice Utilites and Requires Full Transfer of Pipe lines and Chambers to avoid Potential Social damages For illegal existing Networks | MTR | 0 | 60 | 0 | EGP | SC_Apply
Mivida BP#189 |  | RFQ-00118 | Osama Fayez | MEP (Electro Mechanical) | 2024-07-29 | Supply of Fans | Approved | 152105.Fans | FDA BOX-500CM C/W PRE FILTER DISCHARGE: 5920 L/S ESP: 289 PA FAN RPM:671 MOTOR POWER:7.5 KW | ECH | 1 | 1 | 32321.6 | 32321.6 | SC_Supply | شركة نوفوفينت S&P- FERRARIE | 152105.Fans | FDA BOX-500CM C/W PRE FILTER DISCHARGE: 5920 L/S ESP: 289 PA FAN RPM:671 MOTOR POWER:7.5 KW | ECH | 1 | 2622.08 | 2622.08 | EGP | SC_Supply
Mivida BP#189 |  | RFQ-00118 | Osama Fayez | MEP (Electro Mechanical) | 2024-07-29 | Supply of Fans | Approved | 152105.Fans | CBP BOX-12/9 C/W PRE FILTER DISCHARGE:1520 L/S ESP:179.92 PA FAN RPM:888 MOTOR POWER:1.5 KW | ECH | 1 | 1 | 12679.52 | 12679.52 | SC_Supply | شركة نوفوفينت S&P- FERRARIE | 152105.Fans | CBP BOX-12/9 C/W PRE FILTER DISCHARGE:1520 L/S ESP:179.92 PA FAN RPM:888 MOTOR POWER:1.5 KW | ECH | 1 | 1028.62 | 1028.62 | EGP | SC_Supply
Mivida BP#189 |  | RFQ-00118 | Osama Fayez | MEP (Electro Mechanical) | 2024-07-29 | Supply of Fans | Approved | 152105.Fans | CBP BOX -9/9 C/W PRE FILTER DISCHARGE:750 ESP:51.48 FAN RPM:913 MOTOR POWER:0.37 KW | ECH | 2 | 2 | 9141.68 | 18283.36 | SC_Supply | شركة نوفوفينت S&P- FERRARIE | 152105.Fans | CBP BOX -9/9 C/W PRE FILTER DISCHARGE:750 ESP:51.48 FAN RPM:913 MOTOR POWER:0.37 KW | ECH | 2 | 741.62 | 1483.24 | EGP | SC_Supply
Mivida BP#189 |  | RFQ-00118 | Osama Fayez | MEP (Electro Mechanical) | 2024-07-29 | Supply of Fans | Approved | 152105.Fans | VENT -355L-T DISCHARGE:455 L/S ESP:170.82 PA FAN RPM:1375 MOTOR POWER:290 W | ECH | 1 | 1 | 3962.37 | 3962.37 | SC_Supply | شركة نوفوفينت S&P- FERRARIE | 152105.Fans | VENT -355L-T DISCHARGE:455 L/S ESP:170.82 PA FAN RPM:1375 MOTOR POWER:290 W | ECH | 1 | 321.45 | 321.45 | EGP | SC_Supply
Mivida BP#189 |  | RFQ-00118 | Osama Fayez | MEP (Electro Mechanical) | 2024-07-29 | Supply of Fans | Approved | 152105.Fans | TGT/4-630-6/14-BC SHORT CASING DISCHARGE:1575 L/S ESP:261.17 PA FAN RPM:1460 MOTOR POWER:1.1 KW 2*PIE .SOP THGT-630 | ECH | 1 | 1 | 8992.02 | 8992.02 | SC_Supply | شركة نوفوفينت S&P- FERRARIE | 152105.Fans | TGT/4-630-6/14-BC SHORT CASING DISCHARGE:1575 L/S ESP:261.17 PA FAN RPM:1460 MOTOR POWER:1.1 KW 2*PIE .SOP THGT-630 | ECH | 1 | 729.47 | 729.47 | EGP | SC_Supply
Mivida BP#189 |  | RFQ-00118 | Osama Fayez | MEP (Electro Mechanical) | 2024-07-29 | Supply of Fans | Approved | 152105.Fans | CMB/4-140/50 DISCHARGE:75 L/S ESP:41.4 PA FAN RPM:1440 MOTOR POWER:0.06 KW | ECH | 1 | 1 | 1776.79 | 1776.79 | SC_Supply | شركة نوفوفينت S&P- FERRARIE | 152105.Fans | CMB/4-140/50 DISCHARGE:75 L/S ESP:41.4 PA FAN RPM:1440 MOTOR POWER:0.06 KW | ECH | 1 | 144.14 | 144.14 | EGP | SC_Supply
Mivida BP#189 |  | RFQ-00118 | Osama Fayez | MEP (Electro Mechanical) | 2024-07-29 | Supply of Fans | Approved | 152105.Fans | ILT/4-250 DISCHARGE:580 L/S ESP:233.35 PA FAN RPM:1170 MOTOR POWER:930W | ECH | 1 | 1 | 4011.41 | 4011.41 | SC_Supply | شركة نوفوفينت S&P- FERRARIE | 152105.Fans | ILT/4-250 DISCHARGE:580 L/S ESP:233.35 PA FAN RPM:1170 MOTOR POWER:930W | ECH | 1 | 325.42 | 325.42 | EGP | SC_Supply
Mivida BP#189 |  | RFQ-00118 | Osama Fayez | MEP (Electro Mechanical) | 2024-07-29 | Supply of Fans | Approved | 152105.Fans | ILB/4-200 DISCHARGE :260 L/S ESP:105.43 FAN RPM:1240 MOTOR POWER:240 W | ECH | 1 | 1 | 3295.72 | 3295.72 | SC_Supply | شركة نوفوفينت S&P- FERRARIE | 152105.Fans | ILB/4-200 DISCHARGE :260 L/S ESP:105.43 FAN RPM:1240 MOTOR POWER:240 W | ECH | 1 | 267.36 | 267.36 | EGP | SC_Supply
Mivida BP#189 |  | RFQ-00118 | Osama Fayez | MEP (Electro Mechanical) | 2024-07-29 | Supply of Fans | Approved | 152105.Fans | TCBT/4-800/H-B DISCHARGE:10200 l/S ESP:182 PA FAN RPM:1475 MOTOR POWER:7688 W 2*PIE .SOP THGT-800 | ECH | 2 | 2 | 13411.37 | 26822.74 | SC_Supply | شركة نوفوفينت S&P- FERRARIE | 152105.Fans | TCBT/4-800/H-B DISCHARGE:10200 l/S ESP:182 PA FAN RPM:1475 MOTOR POWER:7688 W 2*PIE .SOP THGT-800 | ECH | 2 | 1087.99 | 2175.98 | EGP | SC_Supply
Mivida BP#189 |  | RFQ-00118 | Osama Fayez | MEP (Electro Mechanical) | 2024-07-29 | Supply of Fans | Approved | 152105.Fans | CBP BOX -15/15 C/W PRE FILTER DISHARGE:3155 L/S ESP:249.73 PA FAN RPM:829 MOTOR POWER:4 KW | ECH | 1 | 1 | 17802.34 | 17802.34 | SC_Supply | شركة نوفوفينت S&P- FERRARIE | 152105.Fans | CBP BOX -15/15 C/W PRE FILTER DISHARGE:3155 L/S ESP:249.73 PA FAN RPM:829 MOTOR POWER:4 KW | ECH | 1 | 1444.21 | 1444.21 | EGP | SC_Supply
Mivida BP#189 |  | RFQ-00118 | Osama Fayez | MEP (Electro Mechanical) | 2024-07-29 | Supply of Fans | Approved | 152105.Fans | CBP BOX -12/12 C/W PRE FILTER DISCAHRGE:2130 L/S ESP:202.67 PA FAN RPM:971 MOTOR POWER:2.2 KW | ECH | 1 | 1 | 13641.83 | 13641.83 | SC_Supply | شركة نوفوفينت S&P- FERRARIE | 152105.Fans | CBP BOX -12/12 C/W PRE FILTER DISCAHRGE:2130 L/S ESP:202.67 PA FAN RPM:971 MOTOR POWER:2.2 KW | ECH | 1 | 1106.69 | 1106.69 | EGP | SC_Supply
Mivida BP#189 |  | RFQ-00118 | Osama Fayez | MEP (Electro Mechanical) | 2024-07-29 | Supply of Fans | Approved | 152105.Fans | CBP BOX -9/9 C/W PRE FILTER DISCHARGE:750 L/S ESP:51.48 FAN RPM:913 MOTOR POWER:0.37 KW | ECH | 2 | 2 | 9141.68 | 18283.36 | SC_Supply | شركة نوفوفينت S&P- FERRARIE | 152105.Fans | CBP BOX -9/9 C/W PRE FILTER DISCHARGE:750 L/S ESP:51.48 FAN RPM:913 MOTOR POWER:0.37 KW | ECH | 2 | 741.62 | 1483.24 | EGP | SC_Supply
Mivida BP#189 |  | RFQ-00118 | Osama Fayez | MEP (Electro Mechanical) | 2024-07-29 | Supply of Fans | Approved | 152105.Fans | VENT-355 L-T DISCHARGE:455 L/S ESP:170.82 FAN RPM:1375 MOTOR POWER:290 W | ECH | 1 | 1 | 3962.37 | 3962.37 | SC_Supply | شركة نوفوفينت S&P- FERRARIE | 152105.Fans | VENT-355 L-T DISCHARGE:455 L/S ESP:170.82 FAN RPM:1375 MOTOR POWER:290 W | ECH | 1 | 321.45 | 321.45 | EGP | SC_Supply
Mivida BP#189 |  | RFQ-00118 | Osama Fayez | MEP (Electro Mechanical) | 2024-07-29 | Supply of Fans | Approved | 152105.Fans | TGT/4-630-6/14-BC SHORT CASING DISCAHRGE:1575 L/S ESP:261.17 FAN RPM:1460 MOTOR POWER:1.1 KW 2*PIE .SOP THGT-630 | ECH | 1 | 1 | 8992.02 | 8992.02 | SC_Supply | شركة نوفوفينت S&P- FERRARIE | 152105.Fans | TGT/4-630-6/14-BC SHORT CASING DISCAHRGE:1575 L/S ESP:261.17 FAN RPM:1460 MOTOR POWER:1.1 KW 2*PIE .SOP THGT-630 | ECH | 1 | 729.47 | 729.47 | EGP | SC_Supply
Mivida BP#189 |  | RFQ-00118 | Osama Fayez | MEP (Electro Mechanical) | 2024-07-29 | Supply of Fans | Approved | 152105.Fans | CMB/4-140/50 DISCHARGE:75 L/S ESP:41.21PA FAN RPM:1440 MOTOR POWER:0.06 KW | ECH | 1 | 1 | 1776.79 | 1776.79 | SC_Supply | شركة نوفوفينت S&P- FERRARIE | 152105.Fans | CMB/4-140/50 DISCHARGE:75 L/S ESP:41.21PA FAN RPM:1440 MOTOR POWER:0.06 KW | ECH | 1 | 144.14 | 144.14 | EGP | SC_Supply
Mivida BP#189 |  | RFQ-00118 | Osama Fayez | MEP (Electro Mechanical) | 2024-07-29 | Supply of Fans | Approved | 152105.Fans | ILT/4-250 DISCHARGE:580 L/S ESP:233.35 PA FAN RPM:1170 MOTOR POWER:930 W | ECH | 1 | 1 | 4011.41 | 4011.41 | SC_Supply | شركة نوفوفينت S&P- FERRARIE | 152105.Fans | ILT/4-250 DISCHARGE:580 L/S ESP:233.35 PA FAN RPM:1170 MOTOR POWER:930 W | ECH | 1 | 325.42 | 325.42 | EGP | SC_Supply
Mivida BP#189 |  | RFQ-00118 | Osama Fayez | MEP (Electro Mechanical) | 2024-07-29 | Supply of Fans | Approved | 152105.Fans | ILB/4-200 DISCHARGE:260 L/S ESP:105.43 PA FAN RPM:1270 MOTOR POWER:260 W | ECH | 1 | 1 | 3295.72 | 3295.72 | SC_Supply | شركة نوفوفينت S&P- FERRARIE | 152105.Fans | ILB/4-200 DISCHARGE:260 L/S ESP:105.43 PA FAN RPM:1270 MOTOR POWER:260 W | ECH | 1 | 267.36 | 267.36 | EGP | SC_Supply
Mivida BP#189 |  | RFQ-00118 | Osama Fayez | MEP (Electro Mechanical) | 2024-07-29 | Supply of Fans | Approved | 152105.Fans | TCBT/4 -800/H-B DISCHARGE:10200 L/S ESP:182 PA FAN RPM:1475 MOTOR POWER:7688 W 2*PIE . SOP THGT-800 | ECH | 2 | 2 | 13196.09 | 26392.18 | SC_Supply | شركة نوفوفينت S&P- FERRARIE | 152105.Fans | TCBT/4 -800/H-B DISCHARGE:10200 L/S ESP:182 PA FAN RPM:1475 MOTOR POWER:7688 W 2*PIE . SOP THGT-800 | ECH | 2 | 1070.53 | 2141.06 | EGP | SC_Supply
Mivida BP#189 |  | RFQ-00118 | Osama Fayez | MEP (Electro Mechanical) | 2024-07-29 | Supply of Fans | Approved | 152105.Fans | CBP BOX-15/15 C/W PRE FILTER DISCHARGE:3025 L/S ESP:250 PA FAN RPM:818 MOTOR POWER:3 KW | ECH | 1 | 1 | 17082.15 | 17082.15 | SC_Supply | شركة نوفوفينت S&P- FERRARIE | 152105.Fans | CBP BOX-15/15 C/W PRE FILTER DISCHARGE:3025 L/S ESP:250 PA FAN RPM:818 MOTOR POWER:3 KW | ECH | 1 | 1385.78 | 1385.78 | EGP | SC_Supply
Mivida BP#189 |  | RFQ-00118 | Osama Fayez | MEP (Electro Mechanical) | 2024-07-29 | Supply of Fans | Approved | 152105.Fans | CBP BOX-12/9 C/W PRE FILTER DISCHARGE:1860 L/S ESP:208.26 PA FAN RPM:989 MOTOR POWER:2.2 KW | ECH | 1 | 1 | 13189.06 | 13189.06 | SC_Supply | شركة نوفوفينت S&P- FERRARIE | 152105.Fans | CBP BOX-12/9 C/W PRE FILTER DISCHARGE:1860 L/S ESP:208.26 PA FAN RPM:989 MOTOR POWER:2.2 KW | ECH | 1 | 1069.96 | 1069.96 | EGP | SC_Supply
Mivida BP#189 |  | RFQ-00118 | Osama Fayez | MEP (Electro Mechanical) | 2024-07-29 | Supply of Fans | Approved | 152105.Fans | CBP BOX -9/9 C/W PRE FILTER DISCHARGE:750 L/S ESP:51.48 FAN RPM:913 MOTOR POWER:0.37 KW | ECH | 2 | 2 | 9141.68 | 18283.36 | SC_Supply | شركة نوفوفينت S&P- FERRARIE | 152105.Fans | CBP BOX -9/9 C/W PRE FILTER DISCHARGE:750 L/S ESP:51.48 FAN RPM:913 MOTOR POWER:0.37 KW | ECH | 2 | 741.62 | 1483.24 | EGP | SC_Supply
Mivida BP#189 |  | RFQ-00118 | Osama Fayez | MEP (Electro Mechanical) | 2024-07-29 | Supply of Fans | Approved | 152105.Fans | TGT/4-630-6/14-BC SHORT CASING DISCHARGE:1575 L/S ESP:261.17 PA FAN RPM:1460 MOTOR POWER:1.1 KW 2*PIE .SOP THGT-630 | ECH | 1 | 1 | 8992.02 | 8992.02 | SC_Supply | شركة نوفوفينت S&P- FERRARIE | 152105.Fans | TGT/4-630-6/14-BC SHORT CASING DISCHARGE:1575 L/S ESP:261.17 PA FAN RPM:1460 MOTOR POWER:1.1 KW 2*PIE .SOP THGT-630 | ECH | 1 | 729.47 | 729.47 | EGP | SC_Supply
Mivida BP#189 |  | RFQ-00118 | Osama Fayez | MEP (Electro Mechanical) | 2024-07-29 | Supply of Fans | Approved | 152105.Fans | ILB/4-200 DISCHARGE:260 L/S ESP:105.43 PA FAN RPM:1270 MOTOR POWER:260 W | ECH | 1 | 1 | 3295.72 | 3295.72 | SC_Supply | شركة نوفوفينت S&P- FERRARIE | 152105.Fans | ILB/4-200 DISCHARGE:260 L/S ESP:105.43 PA FAN RPM:1270 MOTOR POWER:260 W | ECH | 1 | 267.36 | 267.36 | EGP | SC_Supply
Mivida BP#189 |  | RFQ-00118 | Osama Fayez | MEP (Electro Mechanical) | 2024-07-29 | Supply of Fans | Approved | 152105.Fans | ILT/4-250 DISCHARGE :580 L/S ESP:210.99 PA FAN RPM:1170 MOTOR POWER:930 W | ECH | 1 | 1 | 4011.41 | 4011.41 | SC_Supply | شركة نوفوفينت S&P- FERRARIE | 152105.Fans | ILT/4-250 DISCHARGE :580 L/S ESP:210.99 PA FAN RPM:1170 MOTOR POWER:930 W | ECH | 1 | 325.42 | 325.42 | EGP | SC_Supply
Mivida BP#189 |  | RFQ-00118 | Osama Fayez | MEP (Electro Mechanical) | 2024-07-29 | Supply of Fans | Approved | 152105.Fans | CMB/4-140/50 DISCHARGE:75 L/S ESP:46.8 PA FAN RPM:1440 MOTOR POWER:0.06 KW | ECH | 1 | 1 | 1776.79 | 1776.79 | SC_Supply | شركة نوفوفينت S&P- FERRARIE | 152105.Fans | CMB/4-140/50 DISCHARGE:75 L/S ESP:46.8 PA FAN RPM:1440 MOTOR POWER:0.06 KW | ECH | 1 | 144.14 | 144.14 | EGP | SC_Supply
Mivida BP#189 |  | RFQ-00118 | Osama Fayez | MEP (Electro Mechanical) | 2024-07-29 | Supply of Fans | Approved | 152105.Fans | VENT BOX-315 L DISHARGE:280 L/S ESP:96.85 PA FAN RPM:2700 MOTOR POWER:315 W | ECH | 1 | 1 | 3934.68 | 3934.68 | SC_Supply | شركة نوفوفينت S&P- FERRARIE | 152105.Fans | VENT BOX-315 L DISHARGE:280 L/S ESP:96.85 PA FAN RPM:2700 MOTOR POWER:315 W | ECH | 1 | 319.2 | 319.2 | EGP | SC_Supply
Mivida BP#189 |  | RFQ-00118 | Osama Fayez | MEP (Electro Mechanical) | 2024-07-29 | Supply of Fans | Approved | 152105.Fans | VENT BOX-315 L DISHARGE:280 L/S ESP:151.71 PA FAN RPM:2700 MOTOR POWER:315 W | ECH | 1 | 1 | 3934.68 | 3934.68 | SC_Supply | شركة نوفوفينت S&P- FERRARIE | 152105.Fans | VENT BOX-315 L DISHARGE:280 L/S ESP:151.71 PA FAN RPM:2700 MOTOR POWER:315 W | ECH | 1 | 319.2 | 319.2 | EGP | SC_Supply
Mivida BP#189 |  | RFQ-00118 | Osama Fayez | MEP (Electro Mechanical) | 2024-07-29 | Supply of Fans | Approved | 152105.Fans | TCBT/4-800/H-B DISCHARGE:10200 L/S ESP:182 PA FAN RPM:1475 MOTOR POWER:7688 W 2*PIE .SOP THGT-800 | ECH | 2 | 2 | 13196.09 | 26392.18 | SC_Supply | شركة نوفوفينت S&P- FERRARIE | 152105.Fans | TCBT/4-800/H-B DISCHARGE:10200 L/S ESP:182 PA FAN RPM:1475 MOTOR POWER:7688 W 2*PIE .SOP THGT-800 | ECH | 2 | 1070.53 | 2141.06 | EGP | SC_Supply
Mivida BP#189 |  | RFQ-00118 | Osama Fayez | MEP (Electro Mechanical) | 2024-07-29 | Supply of Fans | Approved | 152105.Fans | FDA BOX-500CM C/W PRE FILTER DISCHARGE: 5965 L/S ESP: 239.85 PA FAN RPM:640 MOTOR POWER:7.5 KW | ECH | 1 | 1 | 32321.6 | 32321.6 | SC_Supply | شركة نوفوفينت S&P- FERRARIE | 152105.Fans | FDA BOX-500CM C/W PRE FILTER DISCHARGE: 5965 L/S ESP: 239.85 PA FAN RPM:640 MOTOR POWER:7.5 KW | ECH | 1 | 2622.08 | 2622.08 | EGP | SC_Supply
Mivida BP#189 |  | RFQ-00118 | Osama Fayez | MEP (Electro Mechanical) | 2024-07-29 | Supply of Fans | Approved | 152105.Fans | CBP BOX -18/13 C/W PRE FILTER DISCHARGE:2865 L/S ESP:162 PA FAN RPM:610 MOTOR POWER:2.2 KW | ECH | 1 | 1 | 20377.87 | 20377.87 | SC_Supply | شركة نوفوفينت S&P- FERRARIE | 152105.Fans | CBP BOX -18/13 C/W PRE FILTER DISCHARGE:2865 L/S ESP:162 PA FAN RPM:610 MOTOR POWER:2.2 KW | ECH | 1 | 1653.15 | 1653.15 | EGP | SC_Supply
Mivida BP#189 |  | RFQ-00118 | Osama Fayez | MEP (Electro Mechanical) | 2024-07-29 | Supply of Fans | Approved | 152105.Fans | CBP BOX -9/9 C/W PRE FILTER DISHARGE:750 L/S ESP:51.48 PA FAN RPM:913 MOTOR POWER:0.37 KW | ECH | 2 | 2 | 9141.68 | 18283.36 | SC_Supply | شركة نوفوفينت S&P- FERRARIE | 152105.Fans | CBP BOX -9/9 C/W PRE FILTER DISHARGE:750 L/S ESP:51.48 PA FAN RPM:913 MOTOR POWER:0.37 KW | ECH | 2 | 741.62 | 1483.24 | EGP | SC_Supply
Mivida BP#189 |  | RFQ-00118 | Osama Fayez | MEP (Electro Mechanical) | 2024-07-29 | Supply of Fans | Approved | 152105.Fans | VENT-355 L -T DISHARGE:445 L/S ESP:186.6 PA FAN RPM:1375 MOTOR POWER:290 W | ECH | 1 | 1 | 3962.37 | 3962.37 | SC_Supply | شركة نوفوفينت S&P- FERRARIE | 152105.Fans | VENT-355 L -T DISHARGE:445 L/S ESP:186.6 PA FAN RPM:1375 MOTOR POWER:290 W | ECH | 1 | 321.45 | 321.45 | EGP | SC_Supply
Mivida BP#189 |  | RFQ-00118 | Osama Fayez | MEP (Electro Mechanical) | 2024-07-29 | Supply of Fans | Approved | 152105.Fans | TGT/4-630-6/14-BC SHORT CASING DISHARGE:1575 L/S ESP:261.17 PA FAN RPM:1460 MOTOR POWER:1.1KW 2*PIE .SOP THGT-630 | ECH | 1 | 1 | 8992.02 | 8992.02 | SC_Supply | شركة نوفوفينت S&P- FERRARIE | 152105.Fans | TGT/4-630-6/14-BC SHORT CASING DISHARGE:1575 L/S ESP:261.17 PA FAN RPM:1460 MOTOR POWER:1.1KW 2*PIE .SOP THGT-630 | ECH | 1 | 729.47 | 729.47 | EGP | SC_Supply
Mivida BP#189 |  | RFQ-00118 | Osama Fayez | MEP (Electro Mechanical) | 2024-07-29 | Supply of Fans | Approved | 152105.Fans | CMB/4-140/50 DISCHARGE:75 L/S ESP:41.21PA FAN RPM:1440 MOTOR POWER:0.06 KW | ECH | 1 | 1 | 1776.79 | 1776.79 | SC_Supply | شركة نوفوفينت S&P- FERRARIE | 152105.Fans | CMB/4-140/50 DISCHARGE:75 L/S ESP:41.21PA FAN RPM:1440 MOTOR POWER:0.06 KW | ECH | 1 | 144.14 | 144.14 | EGP | SC_Supply
Mivida BP#189 |  | RFQ-00118 | Osama Fayez | MEP (Electro Mechanical) | 2024-07-29 | Supply of Fans | Approved | 152105.Fans | ILT/4-250 DISCHARGE:580 L/S ESP:233.35 PA FAN RPM:1170 MOTOR POWER:930 W | ECH | 1 | 1 | 4011.41 | 4011.41 | SC_Supply | شركة نوفوفينت S&P- FERRARIE | 152105.Fans | ILT/4-250 DISCHARGE:580 L/S ESP:233.35 PA FAN RPM:1170 MOTOR POWER:930 W | ECH | 1 | 325.42 | 325.42 | EGP | SC_Supply
Mivida BP#189 |  | RFQ-00118 | Osama Fayez | MEP (Electro Mechanical) | 2024-07-29 | Supply of Fans | Approved | 152105.Fans | ILB/4-200 DISCHARGE:260 L/S ESP:105.43 PA FAN RPM:1270 MOTOR POWER:260 W | ECH | 1 | 1 | 3295.72 | 3295.72 | SC_Supply | شركة نوفوفينت S&P- FERRARIE | 152105.Fans | ILB/4-200 DISCHARGE:260 L/S ESP:105.43 PA FAN RPM:1270 MOTOR POWER:260 W | ECH | 1 | 267.36 | 267.36 | EGP | SC_Supply
Mivida BP#189 |  | RFQ-00118 | Osama Fayez | MEP (Electro Mechanical) | 2024-07-29 | Supply of Fans | Approved | 152105.Fans | TCBT/4-800/H-B DISCHARGE:10200 L/S ESP:182 PA FAN RPM:1475 MOTOR POWER:7688 W 2*PIE .SOP THGT-800 | ECH | 2 | 2 | 13196.09 | 26392.18 | SC_Supply | شركة نوفوفينت S&P- FERRARIE | 152105.Fans | TCBT/4-800/H-B DISCHARGE:10200 L/S ESP:182 PA FAN RPM:1475 MOTOR POWER:7688 W 2*PIE .SOP THGT-800 | ECH | 2 | 1070.53 | 2141.06 | EGP | SC_Supply
Mivida BP#189 |  | RFQ-00118 | Osama Fayez | MEP (Electro Mechanical) | 2024-07-29 | Supply of Fans | Approved | 152105.Fans | FDA BOX-400 CM C/W PRE FILTER DISCHARGE:4015 ESP:178.75 PA FAN RPM:733 MOTOR POWER:4 KW | ECH | 1 | 1 | 20689.27 | 20689.27 | SC_Supply | شركة نوفوفينت S&P- FERRARIE | 152105.Fans | FDA BOX-400 CM C/W PRE FILTER DISCHARGE:4015 ESP:178.75 PA FAN RPM:733 MOTOR POWER:4 KW | ECH | 1 | 1678.41 | 1678.41 | EGP | SC_Supply
Mivida BP#189 |  | RFQ-00118 | Osama Fayez | MEP (Electro Mechanical) | 2024-07-29 | Supply of Fans | Approved | 152105.Fans | CBP BOX -15/15 C/W PRE FILTER DISCHARGE:2250 L/S ESP:156.8 PA FAN RPM:671 MOTOR POWER:1.5 KW | ECH | 1 | 1 | 15962.73 | 15962.73 | SC_Supply | شركة نوفوفينت S&P- FERRARIE | 152105.Fans | CBP BOX -15/15 C/W PRE FILTER DISCHARGE:2250 L/S ESP:156.8 PA FAN RPM:671 MOTOR POWER:1.5 KW | ECH | 1 | 1294.97 | 1294.97 | EGP | SC_Supply
Mivida BP#189 |  | RFQ-00118 | Osama Fayez | MEP (Electro Mechanical) | 2024-07-29 | Supply of Fans | Approved | 152105.Fans | CBP BOX -9/9 C/W PRE FILTER DISCHARGE:750 L/S ESP:51.48 PA FAN RPM:913 MOTOR POWER:0.37 KW | ECH | 2 | 2 | 9141.68 | 18283.36 | SC_Supply | شركة نوفوفينت S&P- FERRARIE | 152105.Fans | CBP BOX -9/9 C/W PRE FILTER DISCHARGE:750 L/S ESP:51.48 PA FAN RPM:913 MOTOR POWER:0.37 KW | ECH | 2 | 741.62 | 1483.24 | EGP | SC_Supply
Mivida BP#189 |  | RFQ-00118 | Osama Fayez | MEP (Electro Mechanical) | 2024-07-29 | Supply of Fans | Approved | 152105.Fans | TGT/4-630-6/14-BC SHORT CASING DISCHARGE:1575 L/S ESP:261.17 PA FAN RPM:1460 MOTOR POWER:1.1 KW 2*PIE .SOP THGT-630 | ECH | 1 | 1 | 8992.02 | 8992.02 | SC_Supply | شركة نوفوفينت S&P- FERRARIE | 152105.Fans | TGT/4-630-6/14-BC SHORT CASING DISCHARGE:1575 L/S ESP:261.17 PA FAN RPM:1460 MOTOR POWER:1.1 KW 2*PIE .SOP THGT-630 | ECH | 1 | 729.47 | 729.47 | EGP | SC_Supply
Mivida BP#189 |  | RFQ-00118 | Osama Fayez | MEP (Electro Mechanical) | 2024-07-29 | Supply of Fans | Approved | 152105.Fans | ILB/4-200 DISHARGE:260 L/S ESP:105.43 PA FAN RPM:1270 MOTOR POWER:260 W | ECH | 1 | 1 | 3295.72 | 3295.72 | SC_Supply | شركة نوفوفينت S&P- FERRARIE | 152105.Fans | ILB/4-200 DISHARGE:260 L/S ESP:105.43 PA FAN RPM:1270 MOTOR POWER:260 W | ECH | 1 | 267.36 | 267.36 | EGP | SC_Supply
Mivida BP#189 |  | RFQ-00118 | Osama Fayez | MEP (Electro Mechanical) | 2024-07-29 | Supply of Fans | Approved | 152105.Fans | ILT/4-250 DISHARGE:580 L/S ESP:210.99 PA FAN RPM:1170 MOTOR POWER:930 W | ECH | 1 | 1 | 4011.41 | 4011.41 | SC_Supply | شركة نوفوفينت S&P- FERRARIE | 152105.Fans | ILT/4-250 DISHARGE:580 L/S ESP:210.99 PA FAN RPM:1170 MOTOR POWER:930 W | ECH | 1 | 325.42 | 325.42 | EGP | SC_Supply
Mivida BP#189 |  | RFQ-00118 | Osama Fayez | MEP (Electro Mechanical) | 2024-07-29 | Supply of Fans | Approved | 152105.Fans | CMB/4-140/50 DISCHARGE:75 L/S ESP:46.8 PA FAN RPM:1440 MOTOR POWER:0.06 KW | ECH | 1 | 1 | 1776.79 | 1776.79 | SC_Supply | شركة نوفوفينت S&P- FERRARIE | 152105.Fans | CMB/4-140/50 DISCHARGE:75 L/S ESP:46.8 PA FAN RPM:1440 MOTOR POWER:0.06 KW | ECH | 1 | 144.14 | 144.14 | EGP | SC_Supply
Mivida BP#189 |  | RFQ-00118 | Osama Fayez | MEP (Electro Mechanical) | 2024-07-29 | Supply of Fans | Approved | 152105.Fans | TCBT/4-800/H-B DISCHARGE:10200 L/S ESP:182 PA FAN RPM:1475 MOTOR POWER:7688 W 2*PIE .SOP THGT-800 | ECH | 2 | 2 | 13196.09 | 26392.18 | SC_Supply | شركة نوفوفينت S&P- FERRARIE | 152105.Fans | TCBT/4-800/H-B DISCHARGE:10200 L/S ESP:182 PA FAN RPM:1475 MOTOR POWER:7688 W 2*PIE .SOP THGT-800 | ECH | 2 | 1070.53 | 2141.06 | EGP | SC_Supply
Mivida BP#189 |  | RFQ-00118 | Osama Fayez | MEP (Electro Mechanical) | 2024-07-29 | Supply of Fans | Approved | 152105.Fans | FDA BOX-400 CM C/W PRE FILTER DISCHARGE:2995 ESP:120.38 PA FAN RPM:606 MOTOR POWER:2.2 KW | ECH | 1 | 1 | 19358.93 | 19358.93 | SC_Supply | شركة نوفوفينت S&P- FERRARIE | 152105.Fans | FDA BOX-400 CM C/W PRE FILTER DISCHARGE:2995 ESP:120.38 PA FAN RPM:606 MOTOR POWER:2.2 KW | ECH | 1 | 1570.49 | 1570.49 | EGP | SC_Supply
Mivida BP#189 |  | RFQ-00118 | Osama Fayez | MEP (Electro Mechanical) | 2024-07-29 | Supply of Fans | Approved | 152105.Fans | CBP BOX-15/15 C/W PRE FILTER DISCHARGE:2620 L/S ESP:181.1 PA FAN RPM:722 MOTOR POWER:2.2 KW | ECH | 1 | 1 | 16472.13 | 16472.13 | SC_Supply | شركة نوفوفينت S&P- FERRARIE | 152105.Fans | CBP BOX-15/15 C/W PRE FILTER DISCHARGE:2620 L/S ESP:181.1 PA FAN RPM:722 MOTOR POWER:2.2 KW | ECH | 1 | 1336.3 | 1336.3 | EGP | SC_Supply
Mivida BP#189 |  | RFQ-00118 | Osama Fayez | MEP (Electro Mechanical) | 2024-07-29 | Supply of Fans | Approved | 152105.Fans | CBP BOX-9/9 C/W PRE FILTER DISCHARGE:750 L/S ESP:51.48 PA FAN RPM:913 MOTOR POWER:0.37 KW | ECH | 2 | 2 | 9141.68 | 18283.36 | SC_Supply | شركة نوفوفينت S&P- FERRARIE | 152105.Fans | CBP BOX-9/9 C/W PRE FILTER DISCHARGE:750 L/S ESP:51.48 PA FAN RPM:913 MOTOR POWER:0.37 KW | ECH | 2 | 741.62 | 1483.24 | EGP | SC_Supply
Mivida BP#189 |  | RFQ-00118 | Osama Fayez | MEP (Electro Mechanical) | 2024-07-29 | Supply of Fans | Approved | 152105.Fans | TGT/4-630-6/14-BC SHORT CASING DISHARGE:1575 L/S ESP:261.17 PA FAN RPM:1460 MOTOR POWER:1.1 KW 2*PIE .SOP THGT-630 | ECH | 1 | 1 | 8992.02 | 8992.02 | SC_Supply | شركة نوفوفينت S&P- FERRARIE | 152105.Fans | TGT/4-630-6/14-BC SHORT CASING DISHARGE:1575 L/S ESP:261.17 PA FAN RPM:1460 MOTOR POWER:1.1 KW 2*PIE .SOP THGT-630 | ECH | 1 | 729.47 | 729.47 | EGP | SC_Supply
Mivida BP#189 |  | RFQ-00118 | Osama Fayez | MEP (Electro Mechanical) | 2024-07-29 | Supply of Fans | Approved | 152105.Fans | ILB/4-200 DISCHARGE:260 L/S ESP:105.43 PA FAN RPM:1240 MOTOR POWER:240 W | ECH | 1 | 1 | 3295.72 | 3295.72 | SC_Supply | شركة نوفوفينت S&P- FERRARIE | 152105.Fans | ILB/4-200 DISCHARGE:260 L/S ESP:105.43 PA FAN RPM:1240 MOTOR POWER:240 W | ECH | 1 | 267.36 | 267.36 | EGP | SC_Supply
Mivida BP#189 |  | RFQ-00118 | Osama Fayez | MEP (Electro Mechanical) | 2024-07-29 | Supply of Fans | Approved | 152105.Fans | VENT-400 L DISCHARGE:480 L/S ESP:211 PA FAN RPM:1250 MOTOR POWER:400 W | ECH | 1 | 1 | 4654.17 | 4654.17 | SC_Supply | شركة نوفوفينت S&P- FERRARIE | 152105.Fans | VENT-400 L DISCHARGE:480 L/S ESP:211 PA FAN RPM:1250 MOTOR POWER:400 W | ECH | 1 | 377.57 | 377.57 | EGP | SC_Supply
Mivida BP#189 |  | RFQ-00118 | Osama Fayez | MEP (Electro Mechanical) | 2024-07-29 | Supply of Fans | Approved | 152105.Fans | CMB/4-140/50 DISCHARGE:75 L/S ESP:46.8 PA FAN RPM:1440 MOTOR POWER:0.06 KW | ECH | 1 | 1 | 1776.79 | 1776.79 | SC_Supply | شركة نوفوفينت S&P- FERRARIE | 152105.Fans | CMB/4-140/50 DISCHARGE:75 L/S ESP:46.8 PA FAN RPM:1440 MOTOR POWER:0.06 KW | ECH | 1 | 144.14 | 144.14 | EGP | SC_Supply
Mivida BP#189 |  | RFQ-00118 | Osama Fayez | MEP (Electro Mechanical) | 2024-07-29 | Supply of Fans | Approved | 152105.Fans | ILT/4-285 DISCHARGE:770 L/S ESP:270 PA FAN RPM:1070 MOTOR POWER:1260 W | ECH | 1 | 1 | 5010.82 | 5010.82 | SC_Supply | شركة نوفوفينت S&P- FERRARIE | 152105.Fans | ILT/4-285 DISCHARGE:770 L/S ESP:270 PA FAN RPM:1070 MOTOR POWER:1260 W | ECH | 1 | 406.5 | 406.5 | EGP | SC_Supply
Mivida BP#189 |  | RFQ-00109 | Mostafa Shourbagi | MEP (Electro Mechanical) | 2024-07-17 | Insulation Tubes | Approved | 152105.BAS | PR 94160 Chilled insulation basement | LS | 1 | 1 | 0 | 0 | SC_Supply | Al Alamia | 152105.BAS | PR 94160 Chilled insulation basement | LS | 1 | 38702 | 38702 | EGP | SC_Supply
Mivida BP#189 |  | RFQ-00118 | Osama Fayez | MEP (Electro Mechanical) | 2024-07-29 | Supply of Fans | Approved | 152105.Fans | TCBT/4-800/H-B DISCHARGE:10200 L/S ESP:182 PA FAN RPM:1475 MOTOR POWER:7688 W 2*PIE .SOP THGT-800 | ECH | 2 | 2 | 13196.09 | 26392.18 | SC_Supply | شركة نوفوفينت S&P- FERRARIE | 152105.Fans | TCBT/4-800/H-B DISCHARGE:10200 L/S ESP:182 PA FAN RPM:1475 MOTOR POWER:7688 W 2*PIE .SOP THGT-800 | ECH | 2 | 1070.53 | 2141.06 | EGP | SC_Supply
Mivida BP#189 |  | RFQ-00118 | Osama Fayez | MEP (Electro Mechanical) | 2024-07-29 | Supply of Fans | Approved | 152105.Fans | TGT/4-1000-3/30-BC SHORT CASING DISHARGE:12755 L/S ESP:355.79 PA FAN RPM:1471 MOTOR POWER:11 KW 2*SIL CZ-1000 L10 2*PIE .SOP.THGT-1000 | ECH | 8 | 8 | 42287.73 | 338301.84 | SC_Supply | شركة نوفوفينت S&P- FERRARIE | 152105.Fans | TGT/4-1000-3/30-BC SHORT CASING DISHARGE:12755 L/S ESP:355.79 PA FAN RPM:1471 MOTOR POWER:11 KW 2*SIL CZ-1000 L10 2*PIE .SOP.THGT-1000 | ECH | 8 | 3430.58 | 27444.64 | EGP | SC_Supply
Mivida BP#189 |  | RFQ-00118 | Osama Fayez | MEP (Electro Mechanical) | 2024-07-29 | Supply of Fans | Approved | 152105.Fans | TGT/4-1250-3/24-BC SHORT CASING DISCHARGE:25737 L/S ESP:266 PA FAN RPM:1481 MOTOR POWER:22 KW 2*PIE .SOP.THGT-1250 | ECH | 1 | 1 | 42683.03 | 42683.03 | SC_Supply | شركة نوفوفينت S&P- FERRARIE | 152105.Fans | TGT/4-1250-3/24-BC SHORT CASING DISCHARGE:25737 L/S ESP:266 PA FAN RPM:1481 MOTOR POWER:22 KW 2*PIE .SOP.THGT-1250 | ECH | 1 | 3462.65 | 3462.65 | EGP | SC_Supply
Mivida BP#189 |  | RFQ-00118 | Osama Fayez | MEP (Electro Mechanical) | 2024-07-29 | Supply of Fans | Approved | 152105.Fans | TGT/4-1250-3/24-BC SHORT CASING DISCHARGE:25737 L/S ESP:245 PA FAN RPM:1481 MOTOR POWER:22 KW 2*PIE .SOP.THGT-1250 | ECH | 1 | 1 | 42683.03 | 42683.03 | SC_Supply | شركة نوفوفينت S&P- FERRARIE | 152105.Fans | TGT/4-1250-3/24-BC SHORT CASING DISCHARGE:25737 L/S ESP:245 PA FAN RPM:1481 MOTOR POWER:22 KW 2*PIE .SOP.THGT-1250 | ECH | 1 | 3462.65 | 3462.65 | EGP | SC_Supply
Mivida BP#189 |  | RFQ-00118 | Osama Fayez | MEP (Electro Mechanical) | 2024-07-29 | Supply of Fans | Approved | 152105.Fans | THGT/4/6-1250-9/24-BCK SMOKE 300 C/2HR SHORT CASING DISHARGE:23925/15950 ESP:851/378 FAN RPM:1484/989 MOTOR POWER:40/14 KW 2*SIL.CZ-1250-L10 2*PIE .SOP.THGT-1250 | ECH | 24 | 24 | 117219.29 | 2813262.96 | SC_Supply | شركة نوفوفينت S&P- FERRARIE | 152105.Fans | THGT/4/6-1250-9/24-BCK SMOKE 300 C/2HR SHORT CASING DISHARGE:23925/15950 ESP:851/378 FAN RPM:1484/989 MOTOR POWER:40/14 KW 2*SIL.CZ-1250-L10 2*PIE .SOP.THGT-1250 | ECH | 24 | 9509.38 | 228225.12 | EGP | SC_Supply
Mivida BP#189 |  | RFQ-00118 | Osama Fayez | MEP (Electro Mechanical) | 2024-07-29 | Supply of Fans | Approved | 152105.Fans | HCBB/4-450/H-A DISCHARGE:1400 L/S ESP:50 PA FAN RPM:1410 MOTOR POWER:626 W PG-450 | ECH | 2 | 2 | 3973.61 | 7947.22 | SC_Supply | شركة نوفوفينت S&P- FERRARIE | 152105.Fans | HCBB/4-450/H-A DISCHARGE:1400 L/S ESP:50 PA FAN RPM:1410 MOTOR POWER:626 W PG-450 | ECH | 2 | 322.36 | 644.72 | EGP | SC_Supply
Mivida BP#189 |  | RFQ-00118 | Osama Fayez | MEP (Electro Mechanical) | 2024-07-29 | Supply of Fans | Approved | 152105.Fans | HXM-200 DISCHARGE:75 L/S ESP:22 PA FAN RPM:1350 MOTOR POWER:19W PG-200 | ECH | 7 | 7 | 830.22 | 5811.54 | SC_Supply | شركة نوفوفينت S&P- FERRARIE | 152105.Fans | HXM-200 DISCHARGE:75 L/S ESP:22 PA FAN RPM:1350 MOTOR POWER:19W PG-200 | ECH | 7 | 67.35 | 471.45 | EGP | SC_Supply
Mivida BP#189 |  | RFQ-00118 | Osama Fayez | MEP (Electro Mechanical) | 2024-07-29 | Supply of Fans | Approved | 152105.Fans | HXM-200 DISCHARGE:80 L/S ESP:20 PA FAN RPM:1350 MOTOR POWER:19W PG-200 | ECH | 1 | 1 | 830.22 | 830.22 | SC_Supply | شركة نوفوفينت S&P- FERRARIE | 152105.Fans | HXM-200 DISCHARGE:80 L/S ESP:20 PA FAN RPM:1350 MOTOR POWER:19W PG-200 | ECH | 1 | 67.35 | 67.35 | EGP | SC_Supply
Mivida BP#189 |  | RFQ-00118 | Osama Fayez | MEP (Electro Mechanical) | 2024-07-29 | Supply of Fans | Approved | 152105.Fans | HXM-200 DISCHARGE:50 L/S ESP:20 PA FAN RPM:1350 MOTOR POWER:19W PG-200 | ECH | 10 | 10 | 830.33 | 8303.3 | SC_Supply | شركة نوفوفينت S&P- FERRARIE | 152105.Fans | HXM-200 DISCHARGE:50 L/S ESP:20 PA FAN RPM:1350 MOTOR POWER:19W PG-200 | ECH | 10 | 67.36 | 673.6 | EGP | SC_Supply
Mivida BP#189 |  | RFQ-00118 | Osama Fayez | MEP (Electro Mechanical) | 2024-07-29 | Supply of Fans | Approved | 152105.Fans | HXM-250 DISCHARGE:130 L/S ESP:30 PA FAN RPM:1380 MOTOR POWER:30W. PG-250 | ECH | 16 | 16 | 930.83 | 14893.28 | SC_Supply | شركة نوفوفينت S&P- FERRARIE | 152105.Fans | HXM-250 DISCHARGE:130 L/S ESP:30 PA FAN RPM:1380 MOTOR POWER:30W. PG-250 | ECH | 16 | 75.51 | 1208.16 | EGP | SC_Supply
Mivida BP#189 |  | RFQ-00118 | Osama Fayez | MEP (Electro Mechanical) | 2024-07-29 | Supply of Fans | Approved | 152105.Fans | HXM-300 DISCHARGE:200 L/S ESP:30 PA FAN RPM:1360 MOTOR POWER:41W PG-315 | ECH | 4 | 4 | 1308.28 | 5233.12 | SC_Supply | شركة نوفوفينت S&P- FERRARIE | 152105.Fans | HXM-300 DISCHARGE:200 L/S ESP:30 PA FAN RPM:1360 MOTOR POWER:41W PG-315 | ECH | 4 | 106.13 | 424.52 | EGP | SC_Supply
Mivida BP#189 |  | RFQ-00118 | Osama Fayez | MEP (Electro Mechanical) | 2024-07-29 | Supply of Fans | Approved | 152105.Fans | HXM-400 DISCHARGE:700 L/S ESP:50 PA FAN RPM:1255 MOTOR POWER:151W PG-400 | ECH | 1 | 1 | 1597.48 | 1597.48 | SC_Supply | شركة نوفوفينت S&P- FERRARIE | 152105.Fans | HXM-400 DISCHARGE:700 L/S ESP:50 PA FAN RPM:1255 MOTOR POWER:151W PG-400 | ECH | 1 | 129.6 | 129.6 | EGP | SC_Supply
Mivida BP#189 |  | RFQ-00118 | Osama Fayez | MEP (Electro Mechanical) | 2024-07-29 | Supply of Fans | Approved | 152105.Fans | HXM-300 DISCHARGE:250 L/S ESP:25 PA FAN RPM:1360 MOTOR POWER:41W PG-315 | ECH | 5 | 5 | 1308.28 | 6541.4 | SC_Supply | شركة نوفوفينت S&P- FERRARIE | 152105.Fans | HXM-300 DISCHARGE:250 L/S ESP:25 PA FAN RPM:1360 MOTOR POWER:41W PG-315 | ECH | 5 | 106.13 | 530.65 | EGP | SC_Supply
Mivida BP#189 |  | RFQ-00118 | Osama Fayez | MEP (Electro Mechanical) | 2024-07-29 | Supply of Fans | Approved | 152105.Fans | HXM-350 DISCHARGE:175 L/S ESP:35 PA FAN RPM:1340 MOTOR POWER:52W | ECH | 4 | 4 | 1415.22 | 5660.88 | SC_Supply | شركة نوفوفينت S&P- FERRARIE | 152105.Fans | HXM-350 DISCHARGE:175 L/S ESP:35 PA FAN RPM:1340 MOTOR POWER:52W | ECH | 4 | 114.81 | 459.24 | EGP | SC_Supply
Mivida BP#189 |  | RFQ-00118 | Osama Fayez | MEP (Electro Mechanical) | 2024-07-29 | Supply of Fans | Approved | 152105.Fans | THGT/4-900-6/14-BC SHORT CASING DISHARGE:2650 L/S ESP:645 FAN RPM:1473 MOTOR POWER:5.5KW | ECH | 1 | 1 | 17461.42 | 17461.42 | SC_Supply | شركة نوفوفينت S&P- FERRARIE | 152105.Fans | THGT/4-900-6/14-BC SHORT CASING DISHARGE:2650 L/S ESP:645 FAN RPM:1473 MOTOR POWER:5.5KW | ECH | 1 | 1416.55 | 1416.55 | EGP | SC_Supply
Mivida BP#189 |  | RFQ-00118 | Osama Fayez | MEP (Electro Mechanical) | 2024-07-29 | Supply of Fans | Approved | 152105.Fans | HXM-350 DISCHARGE:350 L/S ESP:25 PA FAN RPM:1340 MOTOR POWER:52W PG-350 | ECH | 5 | 5 | 1415.22 | 7076.1 | SC_Supply | شركة نوفوفينت S&P- FERRARIE | 152105.Fans | HXM-350 DISCHARGE:350 L/S ESP:25 PA FAN RPM:1340 MOTOR POWER:52W PG-350 | ECH | 5 | 114.81 | 574.05 | EGP | SC_Supply
Mivida BP#189 |  | RFQ-00118 | Osama Fayez | MEP (Electro Mechanical) | 2024-07-29 | Supply of Fans | Approved | 152105.Fans | HXM-350 DISCHARGE:275 L/S ESP:30 PA FAN RPM:1340 MOTOR POWER:52W PG-350 | ECH | 1 | 1 | 1415.22 | 1415.22 | SC_Supply | شركة نوفوفينت S&P- FERRARIE | 152105.Fans | HXM-350 DISCHARGE:275 L/S ESP:30 PA FAN RPM:1340 MOTOR POWER:52W PG-350 | ECH | 1 | 114.81 | 114.81 | EGP | SC_Supply
Mivida BP#189 |  | RFQ-00118 | Osama Fayez | MEP (Electro Mechanical) | 2024-07-29 | Supply of Fans | Approved | 152105.Fans | HXM-350 DISCHARGE:310 L/S ESP:30 PA FAN RPM:1340 MOTOR POWER:52W PG-350 | ECH | 1 | 1 | 1415.22 | 1415.22 | SC_Supply | شركة نوفوفينت S&P- FERRARIE | 152105.Fans | HXM-350 DISCHARGE:310 L/S ESP:30 PA FAN RPM:1340 MOTOR POWER:52W PG-350 | ECH | 1 | 114.81 | 114.81 | EGP | SC_Supply
Mivida BP#189 |  | RFQ-00118 | Osama Fayez | MEP (Electro Mechanical) | 2024-07-29 | Supply of Fans | Approved | 152105.Fans | HXM-350 DISCHARGE:390 L/S ESP:20 PA FAN RPM:1340 MOTOR POWER:52W PG-350 | ECH | 3 | 3 | 1415.22 | 4245.66 | SC_Supply | شركة نوفوفينت S&P- FERRARIE | 152105.Fans | HXM-350 DISCHARGE:390 L/S ESP:20 PA FAN RPM:1340 MOTOR POWER:52W PG-350 | ECH | 3 | 114.81 | 344.43 | EGP | SC_Supply
Mivida BP#189 |  | RFQ-00118 | Osama Fayez | MEP (Electro Mechanical) | 2024-07-29 | Supply of Fans | Approved | 152105.Fans | HXM-200 DISCHARGE:100 L/S ESP:10 PA FAN RPM:1350 MOTOR POWER:19W PG-200 | ECH | 12 | 12 | 830.22 | 9962.64 | SC_Supply | شركة نوفوفينت S&P- FERRARIE | 152105.Fans | HXM-200 DISCHARGE:100 L/S ESP:10 PA FAN RPM:1350 MOTOR POWER:19W PG-200 | ECH | 12 | 67.35 | 808.2 | EGP | SC_Supply
Mivida BP#189 |  | RFQ-00118 | Osama Fayez | MEP (Electro Mechanical) | 2024-07-29 | Supply of Fans | Approved | 152105.Fans | TGT/4-1250-3/24-BC SHORT CASING DISCHARGE:24367 L/S ESP:283 PA FAN RPM:1481 MOTOR POWER:22 KW 2*PIE .SOP.THGT-1250 | ECH | 1 | 1 | 42682.75 | 42682.75 | SC_Supply | شركة نوفوفينت S&P- FERRARIE | 152105.Fans | TGT/4-1250-3/24-BC SHORT CASING DISCHARGE:24367 L/S ESP:283 PA FAN RPM:1481 MOTOR POWER:22 KW 2*PIE .SOP.THGT-1250 | ECH | 1 | 3462.62 | 3462.62 | EGP | SC_Supply
Mivida BP#189 |  | RFQ-00118 | Osama Fayez | MEP (Electro Mechanical) | 2024-07-29 | Supply of Fans | Approved | 152105.Fans | TGT/4-800-9/14-BC SHORT CASING DISCHARGE:3775 L/S ESP:394.55 PA FAN RPM:1463 MOTOR POWER:4 KW 2*PIE .SOP THGT-800 | ECH | 3 | 3 | 16041.99 | 48125.97 | SC_Supply | شركة نوفوفينت S&P- FERRARIE | 152105.Fans | TGT/4-800-9/14-BC SHORT CASING DISCHARGE:3775 L/S ESP:394.55 PA FAN RPM:1463 MOTOR POWER:4 KW 2*PIE .SOP THGT-800 | ECH | 3 | 1301.4 | 3904.2 | EGP | SC_Supply
Mivida BP#189 |  | RFQ-00118 | Osama Fayez | MEP (Electro Mechanical) | 2024-07-29 | Supply of Fans | Approved | 152105.Fans | TGT/4-1250-3/24-BC SHORT CASING DISCHARGE:24367 L/S ESP:298 PA FAN RPM:1481 MOTOR POWER:22 KW 2*PIE .SOP.THGT-1250 | ECH | 1 | 1 | 42682.75 | 42682.75 | SC_Supply | شركة نوفوفينت S&P- FERRARIE | 152105.Fans | TGT/4-1250-3/24-BC SHORT CASING DISCHARGE:24367 L/S ESP:298 PA FAN RPM:1481 MOTOR POWER:22 KW 2*PIE .SOP.THGT-1250 | ECH | 1 | 3462.62 | 3462.62 | EGP | SC_Supply
Mivida BP#189 |  | RFQ-00118 | Osama Fayez | MEP (Electro Mechanical) | 2024-07-29 | Supply of Fans | Approved | 152105.Fans | HXM-400 DISCHARGE:700 L/S ESP:50 PA FAN RPM:1255 MOTOR POWER:151 W PG-400 | ECH | 1 | 1 | 1597.48 | 1597.48 | SC_Supply | شركة نوفوفينت S&P- FERRARIE | 152105.Fans | HXM-400 DISCHARGE:700 L/S ESP:50 PA FAN RPM:1255 MOTOR POWER:151 W PG-400 | ECH | 1 | 129.6 | 129.6 | EGP | SC_Supply
Mivida BP#189 |  | RFQ-00118 | Osama Fayez | MEP (Electro Mechanical) | 2024-07-29 | Supply of Fans | Approved | 152105.Fans | HCBB/4-400/H-A DISCHARGE:1000 L/S ESP:50 PA FAN RPM:1324 MOTOR POWER:283 W PG-400 | ECH | 1 | 1 | 3376.8 | 3376.8 | SC_Supply | شركة نوفوفينت S&P- FERRARIE | 152105.Fans | HCBB/4-400/H-A DISCHARGE:1000 L/S ESP:50 PA FAN RPM:1324 MOTOR POWER:283 W PG-400 | ECH | 1 | 273.94 | 273.94 | EGP | SC_Supply
Mivida BP#189 |  | RFQ-00118 | Osama Fayez | MEP (Electro Mechanical) | 2024-07-29 | Supply of Fans | Approved | 152105.Fans | TJHU/2/4-355 BC SMOKE 300 C/2HR DISHARGE:6800/3400 M3/HR THRUST FORCE:43/11 FAN RPM:2810/1390 MOTOR POWER:1.1/0.25 KW | ECH | 65 | 65 | 15507.29 | 1007973.85 | SC_Supply | شركة نوفوفينت S&P- FERRARIE | 152105.Fans | TJHU/2/4-355 BC SMOKE 300 C/2HR DISHARGE:6800/3400 M3/HR THRUST FORCE:43/11 FAN RPM:2810/1390 MOTOR POWER:1.1/0.25 KW | ECH | 65 | 1258.02 | 81771.3 | EGP | SC_Supply
Rabigh CCPP-Civil _K0006 |  | RFQ-00026 | Purchasing Engineers | Purchasing | 2024-08-07 | Polyethylene sheet -po 100 | Approved | 11.14 - Baseline BOQ- Power Block+Balance of Plant-07 13 00 SWP-0015 | polyethelene sheet 200 microns | ECH | 100 | 100 | 115 | 11500 | SC_Supply/Apply | WADI MARAMER TRADING GROUP (WAMCO) | 11.14 - Baseline BOQ- Power Block+Balance of Plant-07 13 00 SWP-0015 | polyethelene sheet 200 microns | ECH | 100 | 115 | 11500 | SAR | SC_Supply/Apply
Abu Qir Bridge _0214 |  | RFQ-00008 | Mostafa Ramadan | Operation | 2024-08-07 | توريد دقشوم | Approved | 2025-12-03 | ﺑﺎﻟﻤﺘﺮ ﺍﻟﻤﻜﻌﺐ: تنفيذ مقاوله توريد دقشوم معتمدة ومطابقة للمواصفات من محاجر معتمدة لزوم اعمال تسوية ساحه صب الكمرات سابقة الصب وعمل كل ما يلزم لنهو الأعمال نهوا كاملا والحساب للكميات الموردة يكون وفقا للحجم الهندسي لصناديق القلابات المورِدة دقشوم , ومحمل على البند الكارتات والإتاوات والأوزان والبون المائي الخاص بالتوريد من المحجر وتسليم البون للطرف الأول | CBM | 4000 | 4000 | 0 | 0 | SC_Supply | محمد عبدالشافى مصطفى موسى الشاعر | 2025-12-03 | ﺑﺎﻟﻤﺘﺮ ﺍﻟﻤﻜﻌﺐ: تنفيذ مقاوله توريد دقشوم معتمدة ومطابقة للمواصفات من محاجر معتمدة لزوم اعمال تسوية ساحه صب الكمرات سابقة الصب وعمل كل ما يلزم لنهو الأعمال نهوا كاملا والحساب للكميات الموردة يكون وفقا للحجم الهندسي لصناديق القلابات المورِدة دقشوم , ومحمل على البند الكارتات والإتاوات والأوزان والبون المائي الخاص بالتوريد من المحجر وتسليم البون للطرف الأول | CBM | 4000 | 166 | 664000 | EGP | SC_Supply
Katameya Creeks |  | RFQ-00076 | Purchasing Engineers | Purchasing | 2024-07-28 | RFT Supply | Approved | All Buildings | حديد تسليح قطر 16 مم | TON | 10 | 10 | 41000 | 410000 | MAT_Raw | حديد المصريين لتجارة مواد البناء | All Buildings | حديد تسليح قطر 16 مم | TON | 10 | 41000 | 410000 | EGP | MAT_Raw
Katameya Creeks |  | RFQ-00076 | Purchasing Engineers | Purchasing | 2024-07-28 | RFT Supply | Approved | All Buildings | حديد تسليح قطر 10 مم | TON | 40 | 40 | 41000 | 1640000 | MAT_Raw | حديد المصريين لتجارة مواد البناء | All Buildings | حديد تسليح قطر 10 مم | TON | 40 | 41000 | 1640000 | EGP | MAT_Raw
Katameya Creeks |  | RFQ-00076 | Purchasing Engineers | Purchasing | 2024-07-28 | RFT Supply | Approved | All Buildings | حديد تسليح قطر 12 مم | TON | 50 | 50 | 41000 | 2050000 | MAT_Raw | حديد المصريين لتجارة مواد البناء | All Buildings | حديد تسليح قطر 12 مم | TON | 50 | 41000 | 2050000 | EGP | MAT_Raw
Qasr Rashwan Lot A _0207 |  | RFQ-00041 | Ibrahim Ahmed | MEP (Electro Mechanical) | 2024-07-09 | supply cranes | Approved | 12.16 - 3. Manshya fanous.Mansheya Fanous-Bill. - Mansheya Fanous Pump Station (Main)-3.4.7-a. | Rotary crane 2 ton, complete with all accessories as specified by Contract Documents. | ECH | 1 | 1 | 454206.41 | 454206.41 | MAT_Raw | كايرو تك | 12.16 - 3. Manshya fanous.Mansheya Fanous-Bill. - Mansheya Fanous Pump Station (Main)-3.4.7-a. | Rotary crane 2 ton, complete with all accessories as specified by Contract Documents. | ECH | 1 | 455000 | 455000 | EGP | MAT_Raw
Qasr Rashwan Lot A _0207 |  | RFQ-00041 | Ibrahim Ahmed | MEP (Electro Mechanical) | 2024-07-09 | supply cranes | Approved | 13.15 - 4. Khulusi.Khulusi-Bill - Khulusi Pump Station-3.4.6-a. | Rotary crane 2 ton, complete with all accessories as specified by Contract Documents. | ECH | 1 | 1 | 454206.41 | 454206.41 | MAT_Raw | كايرو تك | 13.15 - 4. Khulusi.Khulusi-Bill - Khulusi Pump Station-3.4.6-a. | Rotary crane 2 ton, complete with all accessories as specified by Contract Documents. | ECH | 1 | 460000 | 460000 | EGP | MAT_Raw
Qasr Rashwan Lot A _0207 |  | RFQ-00041 | Ibrahim Ahmed | MEP (Electro Mechanical) | 2024-07-09 | supply cranes | Approved | 14.15 - 5. Iz. Albersly.Iz.Albersly & Iz.Alasfar-Bill - Iz.Albersly & Iz.Alasfar Pump Station-3.4.5-a. | Rotary crane 1 ton, complete with all accessories as specified by Contract Documents. | ECH | 1 | 1 | 382103.69 | 382103.69 | MAT_Raw | كايرو تك | 14.15 - 5. Iz. Albersly.Iz.Albersly & Iz.Alasfar-Bill - Iz.Albersly & Iz.Alasfar Pump Station-3.4.5-a. | Rotary crane 1 ton, complete with all accessories as specified by Contract Documents. | ECH | 1 | 440000 | 440000 | EGP | MAT_Raw
Qasr Rashwan Lot A _0207 |  | RFQ-00041 | Ibrahim Ahmed | MEP (Electro Mechanical) | 2024-07-09 | supply cranes | Approved | 12.32 - 3. Manshya fanous.Mansheya Fanous-Bill No.3.4 - Mansheya Fanous Pump Station (Secondary)-10.4.6-a. | Rotary crane 1 ton, complete with all accessories as specified by Contract Documents. | ECH | 1 | 1 | 382103.69 | 382103.69 | MAT_Raw | كايرو تك | 12.32 - 3. Manshya fanous.Mansheya Fanous-Bill No.3.4 - Mansheya Fanous Pump Station (Secondary)-10.4.6-a. | Rotary crane 1 ton, complete with all accessories as specified by Contract Documents. | ECH | 1 | 440000 | 440000 | EGP | MAT_Raw
Qasr Rashwan Lot A _0207 |  | RFQ-00041 | Ibrahim Ahmed | MEP (Electro Mechanical) | 2024-07-09 | supply cranes | Approved | 10.16 - 1. Saad Al Rouby.Saad Al Rouby-Bill No.3.4 - Saad Al Rouby Pump Station (Mechanical works)-3.4.7-a. | Rotary crane 2 ton, complete with all accessories as specified by Contract Documents. | ECH | 1 | 1 | 454206.41 | 454206.41 | MAT_Raw | كايرو تك | 10.16 - 1. Saad Al Rouby.Saad Al Rouby-Bill No.3.4 - Saad Al Rouby Pump Station (Mechanical works)-3.4.7-a. | Rotary crane 2 ton, complete with all accessories as specified by Contract Documents. | ECH | 1 | 470000 | 470000 | EGP | MAT_Raw
Qasr Rashwan Lot A _0207 |  | RFQ-00041 | Ibrahim Ahmed | MEP (Electro Mechanical) | 2024-07-09 | supply cranes | Approved | 11.15 - 2. Murad Al Gendy.Murad Al Gendy W Al Sanahra-Bill No.3.4 - Murad Al Gendy W Al Sanahra Pump Station (Mechanical works)-3.4.7-a. | Rotary crane 2 ton, complete with all accessories as specified by Contract Documents. | ECH | 1 | 1 | 454206.41 | 454206.41 | MAT_Raw | كايرو تك | 11.15 - 2. Murad Al Gendy.Murad Al Gendy W Al Sanahra-Bill No.3.4 - Murad Al Gendy W Al Sanahra Pump Station (Mechanical works)-3.4.7-a. | Rotary crane 2 ton, complete with all accessories as specified by Contract Documents. | ECH | 1 | 465000 | 465000 | EGP | MAT_Raw
Qasr Rashwan - Lot B _0208 |  | RFQ-00038 | Ibrahim Ahmed | MEP (Electro Mechanical) | 2024-07-09 | supply cranes | Approved | 10.15 - Abd Al Azeem Al Sofy -Bill No.3.4: Mechanical Works - Pumping Station-3.4.7-a. | Monorail crane 3 ton, complete with all accessories as specified by Contract Documents. | ECH | 1 | 1 | 475907.12 | 475907.12 | MAT_Equip | كايرو تك | 10.15 - Abd Al Azeem Al Sofy -Bill No.3.4: Mechanical Works - Pumping Station-3.4.7-a. | Monorail crane 3 ton, complete with all accessories as specified by Contract Documents. | ECH | 1 | 450000 | 450000 | EGP | MAT_Equip
Qasr Rashwan - Lot B _0208 |  | RFQ-00038 | Ibrahim Ahmed | MEP (Electro Mechanical) | 2024-07-09 | supply cranes | Approved | 13.15 - Salih Shamatah-Bill No.3.4: Mechanical Works - Pumping Station-3.4.7-a. | Rotary crane 2 ton, complete with all accessories as specified by Contract Documents. | ECH | 1 | 1 | 508440 | 508440 | MAT_Equip | كايرو تك | 13.15 - Salih Shamatah-Bill No.3.4: Mechanical Works - Pumping Station-3.4.7-a. | Rotary crane 2 ton, complete with all accessories as specified by Contract Documents. | ECH | 1 | 460000 | 460000 | EGP | MAT_Equip
Qasr Rashwan - Lot B _0208 |  | RFQ-00038 | Ibrahim Ahmed | MEP (Electro Mechanical) | 2024-07-09 | supply cranes | Approved | 11.15 - Abd Al Rahman Ibrahim-Bill No.3.4: Mechanical Works - Pumping Station-3.4.7-a. | Rotary crane 2 ton, complete with all accessories as specified by Contract Documents. | ECH | 1 | 1 | 508440 | 508440 | MAT_Equip | كايرو تك | 11.15 - Abd Al Rahman Ibrahim-Bill No.3.4: Mechanical Works - Pumping Station-3.4.7-a. | Rotary crane 2 ton, complete with all accessories as specified by Contract Documents. | ECH | 1 | 475000 | 475000 | EGP | MAT_Equip
Qasr Rashwan - Lot B _0208 |  | RFQ-00038 | Ibrahim Ahmed | MEP (Electro Mechanical) | 2024-07-09 | supply cranes | Approved | 14.15 - Abou Hussein-Bill No.3.4: Mechanical Works - Pumping Station-3.4.7-a. | Rotary crane 2 ton, complete with all accessories as specified by Contract Documents. | ECH | 1 | 1 | 508440 | 508440 | MAT_Equip | كايرو تك | 14.15 - Abou Hussein-Bill No.3.4: Mechanical Works - Pumping Station-3.4.7-a. | Rotary crane 2 ton, complete with all accessories as specified by Contract Documents. | ECH | 1 | 465000 | 465000 | EGP | MAT_Equip
Qasr Rashwan - Lot B _0208 |  | RFQ-00038 | Ibrahim Ahmed | MEP (Electro Mechanical) | 2024-07-09 | supply cranes | Approved | 10.15 - Abd Al Azeem Al Sofy -Bill No.3.4: Mechanical Works - Pumping Station-3.4.7-b. | Rotary crane 2 ton, complete with all accessories as specified by Contract Documents. | ECH | 1 | 1 | 508440 | 508440 | MAT_Equip | كايرو تك | 10.15 - Abd Al Azeem Al Sofy -Bill No.3.4: Mechanical Works - Pumping Station-3.4.7-b. | Rotary crane 2 ton, complete with all accessories as specified by Contract Documents. | ECH | 1 | 450000 | 450000 | EGP | MAT_Equip
Qasr Rashwan - Lot B _0208 |  | RFQ-00038 | Ibrahim Ahmed | MEP (Electro Mechanical) | 2024-07-09 | supply cranes | Approved | 12.15 - Suleiman Tadrus-Bill No.3.4: Mechanical Works - Pumping Station-3.4.7-a. | Rotary crane 2 ton, complete with all accessories as specified by Contract Documents. | ECH | 1 | 1 | 508440 | 508440 | MAT_Equip | كايرو تك | 12.15 - Suleiman Tadrus-Bill No.3.4: Mechanical Works - Pumping Station-3.4.7-a. | Rotary crane 2 ton, complete with all accessories as specified by Contract Documents. | ECH | 1 | 470000 | 470000 | EGP | MAT_Equip
Qasr Rashwan - Lot B _0208 |  | RFQ-00038 | Ibrahim Ahmed | MEP (Electro Mechanical) | 2024-07-09 | supply cranes | Approved | 15.15 - Al Burm-Bill No.3.4: Mechanical Works - Pumping Station-3.4.7-a. | Rotary crane 2 ton, complete with all accessories as specified by Contract Documents. | ECH | 1 | 1 | 508440 | 508440 | MAT_Equip | كايرو تك | 15.15 - Al Burm-Bill No.3.4: Mechanical Works - Pumping Station-3.4.7-a. | Rotary crane 2 ton, complete with all accessories as specified by Contract Documents. | ECH | 1 | 470000 | 470000 | EGP | MAT_Equip
MOC HQ at Diriyah _K0005 |  | RFQ-00015 | Mohamed Abd El-Rahman | Operation | 2024-07-28 | plaster work | Approved | 14.15 - 09 - FINISHES-9.8.1 | For internal walls to receive paints Painting | SQM | 13324 | 6662 | 80 | 532960 | SC_Supply/Apply | شركة انمائيون | 14.15 - 09 - FINISHES-9.8.1 | For internal walls to receive paints Painting | SQM | 6662 | 35 | 233170 | SAR | SC_Supply/Apply
Abu Qir Bridge _0214 |  | RFQ-00009 | Mostafa Ramadan | Operation | 2024-08-07 | نقل ناتج حفر الخوازيق | Approved | 2025-12-03 | ﺑﺎﻟﻤﺘﺮ ﺍﻟﻤﻜﻌﺐ: مقاولة نقل ناتج حفر الخوازيق والقواعد خارج الموقع الي للمقالب العمومية المعتمدة والسعر شامل كافه الرسوم القانونية والكارتات والإتاوات والبون المائي وعلي ان يكون القياس وفقا للحجم الهندسي لصناديق القلابات الناقلة وعلى أن يقوم المقاول من الباطن بتسليم بونات المقالب العمومية ومستندات الدفع والمخالصة لإدارة المشروع | CBM | 5000 | 5000 | 0 | 0 | SC_Apply | محمد عبدالشافى مصطفى موسى الشاعر | 2025-12-03 | ﺑﺎﻟﻤﺘﺮ ﺍﻟﻤﻜﻌﺐ: مقاولة نقل ناتج حفر الخوازيق والقواعد خارج الموقع الي للمقالب العمومية المعتمدة والسعر شامل كافه الرسوم القانونية والكارتات والإتاوات والبون المائي وعلي ان يكون القياس وفقا للحجم الهندسي لصناديق القلابات الناقلة وعلى أن يقوم المقاول من الباطن بتسليم بونات المقالب العمومية ومستندات الدفع والمخالصة لإدارة المشروع | CBM | 5000 | 53.25 | 266250 | EGP | SC_Apply
Rabigh CCPP-Civil _K0006 |  | RFQ-00028 | Ahmed Atia | Operation | 2024-08-09 | Backfilling Supply | Approved | 11.20 - Baseline BOQ- Power Block+Balance of Plant-31 23 23 FIL-0013 | Supplying; imported material; selective material; Sub-base Material for structural fill; the material source is the Subcontractor's discretion;(as per AASHTO-T180 Method D.) | CBM | 15000 | 15000 | 45 | 675000 | SC_Supply/Apply | عبدالكريم صالح عبد الكرم الغانمي | 11.20 - Baseline BOQ- Power Block+Balance of Plant-31 23 23 FIL-0013 | Supplying; imported material; selective material; Sub-base Material for structural fill; the material source is the Subcontractor's discretion;(as per AASHTO-T180 Method D.) | CBM | 15000 | 36 | 540000 | SAR | SC_Supply/Apply
Rabigh CCPP-Civil _K0006 |  | RFQ-00028 | Ahmed Atia | Operation | 2024-08-09 | Backfilling Supply | Approved | 11.20 - Baseline BOQ- Power Block+Balance of Plant-31 23 23 FIL-0013 | Supplying Gravel ¾" The price includes Delivery, Diesel, and all Costs(as per AASHTO-T180 Method D.) | CBM | 2000 | 2000 | 0 | 0 | SC_Supply/Apply | عبدالكريم صالح عبد الكرم الغانمي | 11.20 - Baseline BOQ- Power Block+Balance of Plant-31 23 23 FIL-0013 | Supplying Gravel ¾" The price includes Delivery, Diesel, and all Costs(as per AASHTO-T180 Method D.) | CBM | 2000 | 46 | 92000 | SAR | SC_Supply/Apply
Abo Shanab El Agamien _0195 |  | RFQ-00088 | Mostafa Ramadan | Operation | 2024-08-06 | Sewerage Network-Infrastructure | Approved | 1 - Sharaf Al Deen-BILL NO. 1: SEWAGE NETWORK-9-1.1.1-c.1 | *DN/ID 250 mm dia sewer pipes (SN 8) Depth to invert not exceeding 1.5 m | MTR | 300 | 280 | 241.53 | 67628.4 | SC_Supply/Apply | محمد عاطف محمد مراد | 1 - Sharaf Al Deen-BILL NO. 1: SEWAGE NETWORK-9-1.1.1-c.1 | *DN/ID 250 mm dia sewer pipes (SN 8) Depth to invert not exceeding 1.5 m | MTR | 280 | 562 | 157360 | EGP | SC_Supply/Apply
Abo Shanab El Agamien _0195 |  | RFQ-00088 | Mostafa Ramadan | Operation | 2024-08-06 | Sewerage Network-Infrastructure | Approved | 10 - "10 - ABOU .10 - ABOU NASSAR, AL ESSAWI & ABOU SAEDA-BILL NO. 1: SEWAGE NETWORK-4-1.1.1-b.4 | *DN/ID 200 mm sewer dia pipes (SN 8) Ditto, depth to invert between 3.51 m and 4.50 m | MTR | 60 | 0 | 377.08 | 0.38 | SC_Supply/Apply | محمد عاطف محمد مراد | 10 - "10 - ABOU .10 - ABOU NASSAR, AL ESSAWI & ABOU SAEDA-BILL NO. 1: SEWAGE NETWORK-4-1.1.1-b.4 | *DN/ID 200 mm sewer dia pipes (SN 8) Ditto, depth to invert between 3.51 m and 4.50 m | MTR | 0 | 1438 | 0 | EGP | SC_Supply/Apply
Abo Shanab El Agamien _0195 |  | RFQ-00088 | Mostafa Ramadan | Operation | 2024-08-06 | Sewerage Network-Infrastructure | Approved | 2 - 2- Iz. Kariman Sednaoui.2- Iz. Kariman Sednaoui-BILL NO. 1: SEWAGE NETWORK-4-1.1.1-c.1 | DN/ID 400 mm dia sewer pipes (SN 8) Ditto, depth to invert between 1.51 m and 2.50 m | MTR | 185 | 84 | 383.39 | 32204.76 | SC_Supply/Apply | محمد عاطف محمد مراد | 2 - 2- Iz. Kariman Sednaoui.2- Iz. Kariman Sednaoui-BILL NO. 1: SEWAGE NETWORK-4-1.1.1-c.1 | DN/ID 400 mm dia sewer pipes (SN 8) Ditto, depth to invert between 1.51 m and 2.50 m | MTR | 84 | 1117 | 93828 | EGP | SC_Supply/Apply
Abo Shanab El Agamien _0195 |  | RFQ-00088 | Mostafa Ramadan | Operation | 2024-08-06 | Sewerage Network-Infrastructure | Approved | 10 - "10 - ABOU .10 - ABOU NASSAR, AL ESSAWI & ABOU SAEDA-BILL NO. 1: SEWAGE NETWORK-4-1.1.1-e.1 | DN/ID 400 mm dia sewer pipes (SN 8) Ditto, depth to invert between 3.51 m and 4.50 m | MTR | 30 | 30 | 547.04 | 16411.2 | SC_Supply/Apply | محمد عاطف محمد مراد | 10 - "10 - ABOU .10 - ABOU NASSAR, AL ESSAWI & ABOU SAEDA-BILL NO. 1: SEWAGE NETWORK-4-1.1.1-e.1 | DN/ID 400 mm dia sewer pipes (SN 8) Ditto, depth to invert between 3.51 m and 4.50 m | MTR | 30 | 1692 | 50760 | EGP | SC_Supply/Apply
Abo Shanab El Agamien _0195 |  | RFQ-00088 | Mostafa Ramadan | Operation | 2024-08-06 | Sewerage Network-Infrastructure | Approved | 5 - 5-Tahawi Village.5-Tahawi Village-BILL NO. 1: SEWAGE NETWORK-4-1.1.1-c.5 | *DN/ID 250 mm dia sewer pipes (SN 8) Ditto, depth to invert between 4.51 m and 5.50 m | MTR | 90 | 78 | 558.95 | 43598.1 | SC_Supply/Apply | محمد عاطف محمد مراد | 5 - 5-Tahawi Village.5-Tahawi Village-BILL NO. 1: SEWAGE NETWORK-4-1.1.1-c.5 | *DN/ID 250 mm dia sewer pipes (SN 8) Ditto, depth to invert between 4.51 m and 5.50 m | MTR | 78 | 1668 | 130104 | EGP | SC_Supply/Apply
Abo Shanab El Agamien _0195 |  | RFQ-00088 | Mostafa Ramadan | Operation | 2024-08-06 | Sewerage Network-Infrastructure | Approved | 5 - 5-Tahawi Village.5-Tahawi Village-BILL NO. 1: SEWAGE NETWORK-4-1.1.1-c.3 | *DN/ID 250 mm dia sewer pipes (SN 8) Ditto, depth to invert between 2.51 m and 3.50 m | MTR | 450 | 277 | 385.25 | 106714.25 | SC_Supply/Apply | محمد عاطف محمد مراد | 5 - 5-Tahawi Village.5-Tahawi Village-BILL NO. 1: SEWAGE NETWORK-4-1.1.1-c.3 | *DN/ID 250 mm dia sewer pipes (SN 8) Ditto, depth to invert between 2.51 m and 3.50 m | MTR | 277 | 1034 | 286418 | EGP | SC_Supply/Apply
Abo Shanab El Agamien _0195 |  | RFQ-00088 | Mostafa Ramadan | Operation | 2024-08-06 | Sewerage Network-Infrastructure | Approved | 8 - 8-Iz. Abd Al-Qawy Salem & Iz. Z.8-Iz. Abd Al-Qawy Salem & Iz. Zaraby-BILL NO. 1: SEWAGE NETWORK-4-1.1.1-c.3 | *DN/ID 250 mm dia sewer pipes (SN 8) Ditto, depth to invert between 2.51 m and 3.50 m | MTR | 450 | 284 | 385.25 | 109411 | SC_Supply/Apply | محمد عاطف محمد مراد | 8 - 8-Iz. Abd Al-Qawy Salem & Iz. Z.8-Iz. Abd Al-Qawy Salem & Iz. Zaraby-BILL NO. 1: SEWAGE NETWORK-4-1.1.1-c.3 | *DN/ID 250 mm dia sewer pipes (SN 8) Ditto, depth to invert between 2.51 m and 3.50 m | MTR | 284 | 1034 | 293656 | EGP | SC_Supply/Apply
Abo Shanab El Agamien _0195 |  | RFQ-00088 | Mostafa Ramadan | Operation | 2024-08-06 | Sewerage Network-Infrastructure | Approved | 5 - 5-Tahawi Village.5-Tahawi Village-BILL NO. 1: SEWAGE NETWORK-4-1.1.1-c.2 | *DN/ID 250 mm dia sewer pipes (SN 8) Depth to invert between 1.51 m and 2.50 m | MTR | 650 | 312.5 | 310.9 | 97156.25 | SC_Supply/Apply | محمد عاطف محمد مراد | 5 - 5-Tahawi Village.5-Tahawi Village-BILL NO. 1: SEWAGE NETWORK-4-1.1.1-c.2 | *DN/ID 250 mm dia sewer pipes (SN 8) Depth to invert between 1.51 m and 2.50 m | MTR | 312.5 | 804 | 251250 | EGP | SC_Supply/Apply
Abo Shanab El Agamien _0195 |  | RFQ-00088 | Mostafa Ramadan | Operation | 2024-08-06 | Sewerage Network-Infrastructure | Approved | 7 - 7-Iz. Raslan & Iz. Mokhtar Eiss.7-Iz. Raslan & Iz. Mokhtar Eissa-BILL NO. 1: SEWAGE NETWORK-4-1.1.1-c.5 | *DN/ID 250 mm dia sewer pipes (SN 8) Ditto, depth to invert between 4.51 m and 5.50 m | MTR | 15 | 15 | 558.95 | 8384.25 | SC_Supply/Apply | محمد عاطف محمد مراد | 7 - 7-Iz. Raslan & Iz. Mokhtar Eiss.7-Iz. Raslan & Iz. Mokhtar Eissa-BILL NO. 1: SEWAGE NETWORK-4-1.1.1-c.5 | *DN/ID 250 mm dia sewer pipes (SN 8) Ditto, depth to invert between 4.51 m and 5.50 m | MTR | 15 | 1668 | 25020 | EGP | SC_Supply/Apply
Abo Shanab El Agamien _0195 |  | RFQ-00088 | Mostafa Ramadan | Operation | 2024-08-06 | Sewerage Network-Infrastructure | Approved | 8 - 8-Iz. Abd Al-Qawy Salem & Iz. Z.8-Iz. Abd Al-Qawy Salem & Iz. Zaraby-BILL NO. 1: SEWAGE NETWORK-4-1.1.1-d.2 | *DN/ID 300 mm dia sewer pipes (SN 8) Ditto, depth to invert between 3.51 m and 4.50 m | MTR | 530 | 450 | 461.63 | 207733.5 | SC_Supply/Apply | محمد عاطف محمد مراد | 8 - 8-Iz. Abd Al-Qawy Salem & Iz. Z.8-Iz. Abd Al-Qawy Salem & Iz. Zaraby-BILL NO. 1: SEWAGE NETWORK-4-1.1.1-d.2 | *DN/ID 300 mm dia sewer pipes (SN 8) Ditto, depth to invert between 3.51 m and 4.50 m | MTR | 450 | 1619 | 728550 | EGP | SC_Supply/Apply
Abo Shanab El Agamien _0195 |  | RFQ-00088 | Mostafa Ramadan | Operation | 2024-08-06 | Sewerage Network-Infrastructure | Approved | 5 - 5-Tahawi Village.5-Tahawi Village-BILL NO. 1: SEWAGE NETWORK-4-1.1.1-d.2 | *DN/ID 300 mm dia sewer pipes (SN 8) Ditto, depth to invert between3.51 m and 4.50 m | MTR | 150 | 150 | 461.63 | 69244.5 | SC_Supply/Apply | محمد عاطف محمد مراد | 5 - 5-Tahawi Village.5-Tahawi Village-BILL NO. 1: SEWAGE NETWORK-4-1.1.1-d.2 | *DN/ID 300 mm dia sewer pipes (SN 8) Ditto, depth to invert between3.51 m and 4.50 m | MTR | 150 | 1619 | 242850 | EGP | SC_Supply/Apply
Abo Shanab El Agamien _0195 |  | RFQ-00088 | Mostafa Ramadan | Operation | 2024-08-06 | Sewerage Network-Infrastructure | Approved | 5 - 5-Tahawi Village.5-Tahawi Village-BILL NO. 1: SEWAGE NETWORK-4-1.1.1-d.1 | *DN/ID 300 mm dia sewer pipes (SN 8) Ditto, depth to invert between 2.5 m and 3.50 m | MTR | 310 | 310 | 386.73 | 119886.3 | SC_Supply/Apply | محمد عاطف محمد مراد | 5 - 5-Tahawi Village.5-Tahawi Village-BILL NO. 1: SEWAGE NETWORK-4-1.1.1-d.1 | *DN/ID 300 mm dia sewer pipes (SN 8) Ditto, depth to invert between 2.5 m and 3.50 m | MTR | 310 | 1217 | 377270 | EGP | SC_Supply/Apply
Abo Shanab El Agamien _0195 |  | RFQ-00088 | Mostafa Ramadan | Operation | 2024-08-06 | Sewerage Network-Infrastructure | Approved | 10 - "10 - ABOU .10 - ABOU NASSAR, AL ESSAWI & ABOU SAEDA-BILL NO. 1: SEWAGE NETWORK-4-1.1.1-b.1 | *DN/ID 200 mm sewer dia pipes (SN 8) Depth to invert not exceeding 1.5 m | MTR | 2125 | 857 | 206.08 | 176610.56 | SC_Supply/Apply | محمد عاطف محمد مراد | 10 - "10 - ABOU .10 - ABOU NASSAR, AL ESSAWI & ABOU SAEDA-BILL NO. 1: SEWAGE NETWORK-4-1.1.1-b.1 | *DN/ID 200 mm sewer dia pipes (SN 8) Depth to invert not exceeding 1.5 m | MTR | 857 | 537 | 460209 | EGP | SC_Supply/Apply
Abo Shanab El Agamien _0195 |  | RFQ-00088 | Mostafa Ramadan | Operation | 2024-08-06 | Sewerage Network-Infrastructure | Approved | 2 - 2- Iz. Kariman Sednaoui.2- Iz. Kariman Sednaoui-BILL NO. 1: SEWAGE NETWORK-4-1.1.1-a.1 | *DN/ID 200 mm sewer dia pipes (SN 8) Depth to invert not exceeding 1.5 m | MTR | 1700 | 858 | 206.08 | 176816.64 | SC_Supply/Apply | محمد عاطف محمد مراد | 2 - 2- Iz. Kariman Sednaoui.2- Iz. Kariman Sednaoui-BILL NO. 1: SEWAGE NETWORK-4-1.1.1-a.1 | *DN/ID 200 mm sewer dia pipes (SN 8) Depth to invert not exceeding 1.5 m | MTR | 858 | 537 | 460746 | EGP | SC_Supply/Apply
Abo Shanab El Agamien _0195 |  | RFQ-00088 | Mostafa Ramadan | Operation | 2024-08-06 | Sewerage Network-Infrastructure | Approved | 4 - 4-Iz. Al Biltaji.4-Iz. Al Biltaji-BILL NO. 1: SEWAGE NETWORK-4-1.1.1-b.1 | *DN/ID 200 mm sewer dia pipes (SN 8) Depth to invert not exceeding 1.5 m | MTR | 1300 | 857 | 206.08 | 176610.56 | SC_Supply/Apply | محمد عاطف محمد مراد | 4 - 4-Iz. Al Biltaji.4-Iz. Al Biltaji-BILL NO. 1: SEWAGE NETWORK-4-1.1.1-b.1 | *DN/ID 200 mm sewer dia pipes (SN 8) Depth to invert not exceeding 1.5 m | MTR | 857 | 537 | 460209 | EGP | SC_Supply/Apply
Abo Shanab El Agamien _0195 |  | RFQ-00088 | Mostafa Ramadan | Operation | 2024-08-06 | Sewerage Network-Infrastructure | Approved | 1 - Sharaf Al Deen-BILL NO. 1: SEWAGE NETWORK-9-1.1.1-b.1 | *DN/ID 200 mm sewer dia pipes (SN 8) Depth to invert not exceeding 1.5 m | MTR | 2100 | 857 | 206.08 | 176610.56 | SC_Supply/Apply | محمد عاطف محمد مراد | 1 - Sharaf Al Deen-BILL NO. 1: SEWAGE NETWORK-9-1.1.1-b.1 | *DN/ID 200 mm sewer dia pipes (SN 8) Depth to invert not exceeding 1.5 m | MTR | 857 | 537 | 460209 | EGP | SC_Supply/Apply
Rabigh CCPP-Civil _K0006 |  | RFQ-00028 | Ahmed Atia | Operation | 2024-08-09 | Backfilling Supply | Approved | 11.20 - Baseline BOQ- Power Block+Balance of Plant-31 23 23 FIL-0013 | Supplying Gravel 1-2 inches the price includes Delivery, Diesel, and all Costs(as per AASHTO-T180 Method D.) | CBM | 1500 | 1500 | 0 | 0 | SC_Supply/Apply | عبدالكريم صالح عبد الكرم الغانمي | 11.20 - Baseline BOQ- Power Block+Balance of Plant-31 23 23 FIL-0013 | Supplying Gravel 1-2 inches the price includes Delivery, Diesel, and all Costs(as per AASHTO-T180 Method D.) | CBM | 1500 | 46 | 69000 | SAR | SC_Supply/Apply
Rabigh CCPP-Civil _K0006 |  | RFQ-00028 | Ahmed Atia | Operation | 2024-08-09 | Backfilling Supply | Approved | 11.20 - Baseline BOQ- Power Block+Balance of Plant-31 23 23 FIL-0013 | Supplying Gravel 3/8 The price includes Delivery, Diesel, and all Costs(as per AASHTO-T180 Method D.) | CBM | 1500 | 1500 | 0 | 0 | SC_Supply/Apply | عبدالكريم صالح عبد الكرم الغانمي | 11.20 - Baseline BOQ- Power Block+Balance of Plant-31 23 23 FIL-0013 | Supplying Gravel 3/8 The price includes Delivery, Diesel, and all Costs(as per AASHTO-T180 Method D.) | CBM | 1500 | 48 | 72000 | SAR | SC_Supply/Apply
Rabigh CCPP-Civil _K0006 |  | RFQ-00028 | Ahmed Atia | Operation | 2024-08-09 | Backfilling Supply | Approved | 11.20 - Baseline BOQ- Power Block+Balance of Plant-31 23 23 FIL-0013 | Supplying SANDY SOIL (THERMAL RESISTIVITY 1.2 C°M/W) The price includes Delivery, Diesel, and all Costs.(as per AASHTO-T180 Method D.) | CBM | 1000 | 1000 | 0 | 0 | SC_Supply/Apply | عبدالكريم صالح عبد الكرم الغانمي | 11.20 - Baseline BOQ- Power Block+Balance of Plant-31 23 23 FIL-0013 | Supplying SANDY SOIL (THERMAL RESISTIVITY 1.2 C°M/W) The price includes Delivery, Diesel, and all Costs.(as per AASHTO-T180 Method D.) | CBM | 1000 | 33 | 33000 | SAR | SC_Supply/Apply
Rabigh CCPP-Civil _K0006 |  | RFQ-00029 | Ahmed Atia | Operation | 2024-08-09 | Dewatering Works | Approved | 11.20 - Baseline BOQ- Power Block+Balance of Plant-31 23 19 DWT-0041 | Design; supply; install; operate; dewatering system; to lower the existing ground water table level (+0.5 MSL); by draw down range 2m<D≤3m; for area range 100m2<A≤200m2 | DAY | 120 | 30 | 3381.97 | 101459.1 | SC_Supply/Apply | شركة نوروسكو العربية للمقاولات شخص واحد | 11.20 - Baseline BOQ- Power Block+Balance of Plant-31 23 19 DWT-0041 | Design; supply; install; operate; dewatering system; to lower the existing ground water table level (+0.5 MSL); by draw down range 2m<D≤3m; for area range 100m2<A≤200m2 | DAY | 30 | 1400 | 42000 | SAR | SC_Supply/Apply
Rabigh CCPP-Civil _K0006 |  | RFQ-00029 | Ahmed Atia | Operation | 2024-08-09 | Dewatering Works | Approved | 11.20 - Baseline BOQ- Power Block+Balance of Plant-31 23 19 DWT-0038 | These items include all mobilization and demobilization charges needed for the supply, installation, and commissioning of the dewatering system | LS | 4 | 1 | 0 | 0 | SC_Supply/Apply | شركة نوروسكو العربية للمقاولات شخص واحد | 11.20 - Baseline BOQ- Power Block+Balance of Plant-31 23 19 DWT-0038 | These items include all mobilization and demobilization charges needed for the supply, installation, and commissioning of the dewatering system | LS | 1 | 18000 | 18000 | SAR | SC_Supply/Apply
Rabigh CCPP-Civil _K0006 |  | RFQ-00029 | Ahmed Atia | Operation | 2024-08-09 | Dewatering Works | Approved | 11.20 - Baseline BOQ- Power Block+Balance of Plant-31 23 19 DWT-0038 | Installation of Equipment (the dewatering systemincluding the responsibility of System Design) | LS | 4 | 1 | 0 | 0 | SC_Supply/Apply | شركة نوروسكو العربية للمقاولات شخص واحد | 11.20 - Baseline BOQ- Power Block+Balance of Plant-31 23 19 DWT-0038 | Installation of Equipment (the dewatering systemincluding the responsibility of System Design) | LS | 1 | 22000 | 22000 | SAR | SC_Supply/Apply
Qasr Rashwan - Lot B _0208 |  | RFQ-00042 | Mostafa Shourbagi | MEP (Electro Mechanical) | 2024-07-21 | Rubber Gaskets for DI Materials | Approved | Total | Flange socket with puddle flanged pieces 350mm | ECH | 32 | 32 | 13 | 416 | OTH | GCF | Total | Flange socket with puddle flanged pieces 350mm | ECH | 32 | 748 | 23936 | EGP | OTH
Qasr Rashwan - Lot B _0208 |  | RFQ-00042 | Mostafa Shourbagi | MEP (Electro Mechanical) | 2024-07-21 | Rubber Gaskets for DI Materials | Approved | Total | Flange socket with puddle flanged pieces 400mm | ECH | 21 | 21 | 15.27 | 320.67 | OTH | GCF | Total | Flange socket with puddle flanged pieces 400mm | ECH | 21 | 987 | 20727 | EGP | OTH
Qasr Rashwan - Lot B _0208 |  | RFQ-00042 | Mostafa Shourbagi | MEP (Electro Mechanical) | 2024-07-21 | Rubber Gaskets for DI Materials | Approved | Total | Flange socket with puddle flanged pieces 250mm | ECH | 20 | 20 | 8.1 | 162 | OTH | GCF | Total | Flange socket with puddle flanged pieces 250mm | ECH | 20 | 526 | 10520 | EGP | OTH
Qasr Rashwan - Lot B _0208 |  | RFQ-00042 | Mostafa Shourbagi | MEP (Electro Mechanical) | 2024-07-21 | Rubber Gaskets for DI Materials | Approved | Total | Flange socket with puddle flanged pieces 300mm | ECH | 31 | 31 | 9.48 | 293.88 | OTH | GCF | Total | Flange socket with puddle flanged pieces 300mm | ECH | 31 | 538 | 16678 | EGP | OTH
Qasr Rashwan - Lot B _0208 |  | RFQ-00042 | Mostafa Shourbagi | MEP (Electro Mechanical) | 2024-07-21 | Rubber Gaskets for DI Materials | Approved | Total | Flange socket with puddle flanged pieces 200mm | ECH | 42 | 42 | 6.21 | 260.82 | OTH | GCF | Total | Flange socket with puddle flanged pieces 200mm | ECH | 42 | 299 | 12558 | EGP | OTH
Abo Shanab El Agamien _0195 |  | RFQ-00088 | Mostafa Ramadan | Operation | 2024-08-06 | Sewerage Network-Infrastructure | Approved | 6 - 6-Huwaydi Village.6-Huwaydi Village-BILL NO. 1: SEWAGE NETWORK-4-1.1.1-b.1 | *DN/ID 200 mm sewer dia pipes (SN 8) Depth to invert not exceeding 1.5 m | MTR | 1900 | 857 | 206.08 | 176610.56 | SC_Supply/Apply | محمد عاطف محمد مراد | 6 - 6-Huwaydi Village.6-Huwaydi Village-BILL NO. 1: SEWAGE NETWORK-4-1.1.1-b.1 | *DN/ID 200 mm sewer dia pipes (SN 8) Depth to invert not exceeding 1.5 m | MTR | 857 | 537 | 460209 | EGP | SC_Supply/Apply
Abo Shanab El Agamien _0195 |  | RFQ-00088 | Mostafa Ramadan | Operation | 2024-08-06 | Sewerage Network-Infrastructure | Approved | 9 - 9-Iz. Seror.9-Iz. Seror-BILL NO. 1: SEWAGE NETWORK-4-1.1.1-b.1 | *DN/ID 200 mm sewer dia pipes (SN 8) Depth to invert not exceeding 1.5 m | MTR | 2700 | 857 | 206.08 | 176610.56 | SC_Supply/Apply | محمد عاطف محمد مراد | 9 - 9-Iz. Seror.9-Iz. Seror-BILL NO. 1: SEWAGE NETWORK-4-1.1.1-b.1 | *DN/ID 200 mm sewer dia pipes (SN 8) Depth to invert not exceeding 1.5 m | MTR | 857 | 537 | 460209 | EGP | SC_Supply/Apply
Abo Shanab El Agamien _0195 |  | RFQ-00088 | Mostafa Ramadan | Operation | 2024-08-06 | Sewerage Network-Infrastructure | Approved | 3 - 3- Iz.Junaidi Wisa & Iz. Zaki W.3- Iz.Junaidi Wisa & Iz. Zaki Wisa-BILL NO. 1: SEWAGE NETWORK-4-1.1.1-b.1 | *DN/ID 200 mm sewer dia pipes (SN 8) Depth to invert not exceeding 1.5 m | MTR | 1500 | 857 | 206.08 | 176610.56 | SC_Supply/Apply | محمد عاطف محمد مراد | 3 - 3- Iz.Junaidi Wisa & Iz. Zaki W.3- Iz.Junaidi Wisa & Iz. Zaki Wisa-BILL NO. 1: SEWAGE NETWORK-4-1.1.1-b.1 | *DN/ID 200 mm sewer dia pipes (SN 8) Depth to invert not exceeding 1.5 m | MTR | 857 | 537 | 460209 | EGP | SC_Supply/Apply
Abo Shanab El Agamien _0195 |  | RFQ-00088 | Mostafa Ramadan | Operation | 2024-08-06 | Sewerage Network-Infrastructure | Approved | 6 - 6-Huwaydi Village.6-Huwaydi Village-BILL NO. 1: SEWAGE NETWORK-4-1.1.1-e.1 | DN/ID 400 mm dia sewer pipes (SN 8) Ditto, depth to invert between 2.5 m and 3.50 m | MTR | 270 | 251 | 448.39 | 112545.89 | SC_Supply/Apply | محمد عاطف محمد مراد | 6 - 6-Huwaydi Village.6-Huwaydi Village-BILL NO. 1: SEWAGE NETWORK-4-1.1.1-e.1 | DN/ID 400 mm dia sewer pipes (SN 8) Ditto, depth to invert between 2.5 m and 3.50 m | MTR | 251 | 1347 | 338097 | EGP | SC_Supply/Apply
Abo Shanab El Agamien _0195 |  | RFQ-00088 | Mostafa Ramadan | Operation | 2024-08-06 | Sewerage Network-Infrastructure | Approved | 7 - 7-Iz. Raslan & Iz. Mokhtar Eiss.7-Iz. Raslan & Iz. Mokhtar Eissa-BILL NO. 1: SEWAGE NETWORK-5-1.2-b.5 | *Manholes with internal diameter of 1200mm Ditto, depth to invert between 4.01 m and 4.5 m | NO | 2 | 2 | 15349.12 | 30698.24 | SC_Supply/Apply | محمد عاطف محمد مراد | 7 - 7-Iz. Raslan & Iz. Mokhtar Eiss.7-Iz. Raslan & Iz. Mokhtar Eissa-BILL NO. 1: SEWAGE NETWORK-5-1.2-b.5 | *Manholes with internal diameter of 1200mm Ditto, depth to invert between 4.01 m and 4.5 m | NO | 2 | 28000 | 56000 | EGP | SC_Supply/Apply
Abo Shanab El Agamien _0195 |  | RFQ-00088 | Mostafa Ramadan | Operation | 2024-08-06 | Sewerage Network-Infrastructure | Approved | 4 - 4-Iz. Al Biltaji.4-Iz. Al Biltaji-BILL NO. 1: SEWAGE NETWORK-5-1.3-a | IC 60*60 cm | ECH | 5 | 5 | 2968.52 | 14842.6 | OTH | محمد عاطف محمد مراد | 4 - 4-Iz. Al Biltaji.4-Iz. Al Biltaji-BILL NO. 1: SEWAGE NETWORK-5-1.3-a | IC 60*60 cm | ECH | 5 | 3500 | 17500 | EGP | OTH
Abo Shanab El Agamien _0195 |  | RFQ-00088 | Mostafa Ramadan | Operation | 2024-08-06 | Sewerage Network-Infrastructure | Approved | 1 - Sharaf Al Deen-BILL NO. 1: SEWAGE NETWORK-10-1.2.1-b.5 | *Manholes with internal diameter of 1200mm Ditto, depth to invert between 3.51 m and 4.00 m | ECH | 2 | 2 | 13123.46 | 26246.92 | SC_Supply/Apply | محمد عاطف محمد مراد | 1 - Sharaf Al Deen-BILL NO. 1: SEWAGE NETWORK-10-1.2.1-b.5 | *Manholes with internal diameter of 1200mm Ditto, depth to invert between 3.51 m and 4.00 m | ECH | 2 | 22000 | 44000 | EGP | SC_Supply/Apply
Abo Shanab El Agamien _0195 |  | RFQ-00088 | Mostafa Ramadan | Operation | 2024-08-06 | Sewerage Network-Infrastructure | Approved | 2 - 2- Iz. Kariman Sednaoui.2- Iz. Kariman Sednaoui-BILL NO. 1: SEWAGE NETWORK-5-1.2-b.2 | *Manholes with internal diameter of 1200mm Ditto, depth to invert between 2.01 m and 2.50 m | NO | 32 | 16 | 8920.57 | 142729.12 | SC_Supply/Apply | محمد عاطف محمد مراد | 2 - 2- Iz. Kariman Sednaoui.2- Iz. Kariman Sednaoui-BILL NO. 1: SEWAGE NETWORK-5-1.2-b.2 | *Manholes with internal diameter of 1200mm Ditto, depth to invert between 2.01 m and 2.50 m | NO | 16 | 13500 | 216000 | EGP | SC_Supply/Apply
Abo Shanab El Agamien _0195 |  | RFQ-00088 | Mostafa Ramadan | Operation | 2024-08-06 | Sewerage Network-Infrastructure | Approved | 6 - 6-Huwaydi Village.6-Huwaydi Village-BILL NO. 1: SEWAGE NETWORK-5-1.2-b.2 | *Manholes with internal diameter of 1200mm Ditto, depth to invert between 2.01 m and 2.50 m | NO | 24 | 16 | 8920.57 | 142729.12 | SC_Supply/Apply | محمد عاطف محمد مراد | 6 - 6-Huwaydi Village.6-Huwaydi Village-BILL NO. 1: SEWAGE NETWORK-5-1.2-b.2 | *Manholes with internal diameter of 1200mm Ditto, depth to invert between 2.01 m and 2.50 m | NO | 16 | 13500 | 216000 | EGP | SC_Supply/Apply
Damietta Container Terminal-Infra & Bldgs _0216 |  | RFQ-00009 | Eslam Kamal | Operation | 2024-08-05 | MEP Shop Drawing | Approved | 1884 - Indirect Cost - 00 | Electric shop drawing scale 1:50 | LS | 1 | 1 | 1287 | 1287 | Ind | حسام الدين محمد عبدالباسط الشافعى | 1884 - Indirect Cost - 00 | Electric shop drawing scale 1:50 | LS | 1 | 52650 | 52650 | EGP | Ind
Damietta Container Terminal-Infra & Bldgs _0216 |  | RFQ-00009 | Eslam Kamal | Operation | 2024-08-05 | MEP Shop Drawing | Approved | 1884 - Indirect Cost - 00 | Mechanical shop drawing scale 1:50 | LS | 1 | 1 | 1223.44 | 1223.44 | Ind | حسام الدين محمد عبدالباسط الشافعى | 1884 - Indirect Cost - 00 | Mechanical shop drawing scale 1:50 | LS | 1 | 50050 | 50050 | EGP | Ind
Damietta Container Terminal-Infra & Bldgs _0216 |  | RFQ-00009 | Eslam Kamal | Operation | 2024-08-05 | MEP Shop Drawing | Approved | 1884 - Indirect Cost - 00 | Composite drawing scale 1:5 | LS | 1 | 1 | 440 | 440 | Ind | حسام الدين محمد عبدالباسط الشافعى | 1884 - Indirect Cost - 00 | Composite drawing scale 1:5 | LS | 1 | 18000 | 18000 | EGP | Ind
Abo Shanab El Agamien _0195 |  | RFQ-00088 | Mostafa Ramadan | Operation | 2024-08-06 | Sewerage Network-Infrastructure | Approved | 4 - 4-Iz. Al Biltaji.4-Iz. Al Biltaji-BILL NO. 1: SEWAGE NETWORK-5-1.2-b.4 | *Manholes with internal diameter of 1200mm Ditto, depth to invert between 3.01 m and 3.50 m | ECH | 13 | 13 | 11831.63 | 153811.19 | SC_Supply/Apply | محمد عاطف محمد مراد | 4 - 4-Iz. Al Biltaji.4-Iz. Al Biltaji-BILL NO. 1: SEWAGE NETWORK-5-1.2-b.4 | *Manholes with internal diameter of 1200mm Ditto, depth to invert between 3.01 m and 3.50 m | ECH | 13 | 17500 | 227500 | EGP | SC_Supply/Apply
Abo Shanab El Agamien _0195 |  | RFQ-00088 | Mostafa Ramadan | Operation | 2024-08-06 | Sewerage Network-Infrastructure | Approved | 5 - 5-Tahawi Village.5-Tahawi Village-BILL NO. 1: SEWAGE NETWORK-5-1.2-b.7 | *Manholes with internal diameter of 1200mm Ditto, depth to invert between 4.51 m and 5.00 m | ECH | 5 | 3 | 16718.55 | 50155.65 | SC_Supply/Apply | محمد عاطف محمد مراد | 5 - 5-Tahawi Village.5-Tahawi Village-BILL NO. 1: SEWAGE NETWORK-5-1.2-b.7 | *Manholes with internal diameter of 1200mm Ditto, depth to invert between 4.51 m and 5.00 m | ECH | 3 | 31000 | 93000 | EGP | SC_Supply/Apply
Abo Shanab El Agamien _0195 |  | RFQ-00088 | Mostafa Ramadan | Operation | 2024-08-06 | Sewerage Network-Infrastructure | Approved | 3 - 3- Iz.Junaidi Wisa & Iz. Zaki W.3- Iz.Junaidi Wisa & Iz. Zaki Wisa-BILL NO. 1: SEWAGE NETWORK-5-1.2-b.1 | *Manholes with internal diameter of 1200mm Ditto, depth to invert between 1.51 m and 2.00 m | NO | 33 | 33 | 7777.61 | 256661.13 | SC_Supply/Apply | محمد عاطف محمد مراد | 3 - 3- Iz.Junaidi Wisa & Iz. Zaki W.3- Iz.Junaidi Wisa & Iz. Zaki Wisa-BILL NO. 1: SEWAGE NETWORK-5-1.2-b.1 | *Manholes with internal diameter of 1200mm Ditto, depth to invert between 1.51 m and 2.00 m | NO | 33 | 12000 | 396000 | EGP | SC_Supply/Apply
Abo Shanab El Agamien _0195 |  | RFQ-00088 | Mostafa Ramadan | Operation | 2024-08-06 | Sewerage Network-Infrastructure | Approved | 7 - 7-Iz. Raslan & Iz. Mokhtar Eiss.7-Iz. Raslan & Iz. Mokhtar Eissa-BILL NO. 1: SEWAGE NETWORK-5-1.2-b.4 | *Manholes with internal diameter of 1200mm Ditto, depth to invert between 3.01 m and 3.50 m | ECH | 6 | 6 | 11831.63 | 70989.78 | SC_Supply/Apply | محمد عاطف محمد مراد | 7 - 7-Iz. Raslan & Iz. Mokhtar Eiss.7-Iz. Raslan & Iz. Mokhtar Eissa-BILL NO. 1: SEWAGE NETWORK-5-1.2-b.4 | *Manholes with internal diameter of 1200mm Ditto, depth to invert between 3.01 m and 3.50 m | ECH | 6 | 17500 | 105000 | EGP | SC_Supply/Apply
Abo Shanab El Agamien _0195 |  | RFQ-00088 | Mostafa Ramadan | Operation | 2024-08-06 | Sewerage Network-Infrastructure | Approved | 9 - 9-Iz. Seror.9-Iz. Seror-BILL NO. 1: SEWAGE NETWORK-5-1.2-b.3 | *Manholes with internal diameter of 1200mm Ditto, depth to invert between 2.51 m and 3.00 m | ECH | 28 | 25 | 10539.79 | 263494.75 | SC_Supply/Apply | محمد عاطف محمد مراد | 9 - 9-Iz. Seror.9-Iz. Seror-BILL NO. 1: SEWAGE NETWORK-5-1.2-b.3 | *Manholes with internal diameter of 1200mm Ditto, depth to invert between 2.51 m and 3.00 m | ECH | 25 | 15000 | 375000 | EGP | SC_Supply/Apply
Abo Shanab El Agamien _0195 |  | RFQ-00088 | Mostafa Ramadan | Operation | 2024-08-06 | Sewerage Network-Infrastructure | Approved | 1 - Sharaf Al Deen-BILL NO. 1: SEWAGE NETWORK-11-1.3-b | IC 60*90 cm | ECH | 1 | 0 | 3556.84 | 3.56 | OTH | محمد عاطف محمد مراد | 1 - Sharaf Al Deen-BILL NO. 1: SEWAGE NETWORK-11-1.3-b | IC 60*90 cm | ECH | 0 | 4500 | 0 | EGP | OTH
Abo Shanab El Agamien _0195 |  | RFQ-00088 | Mostafa Ramadan | Operation | 2024-08-06 | Sewerage Network-Infrastructure | Approved | 2 - 2- Iz. Kariman Sednaoui.2- Iz. Kariman Sednaoui-BILL NO. 1: SEWAGE NETWORK-5-1.2-b.3 | *Manholes with internal diameter of 1200mm Ditto, depth to invert between 2.51 m and 3.00 m | ECH | 13 | 13 | 10539.79 | 137017.27 | SC_Supply/Apply | محمد عاطف محمد مراد | 2 - 2- Iz. Kariman Sednaoui.2- Iz. Kariman Sednaoui-BILL NO. 1: SEWAGE NETWORK-5-1.2-b.3 | *Manholes with internal diameter of 1200mm Ditto, depth to invert between 2.51 m and 3.00 m | ECH | 13 | 15000 | 195000 | EGP | SC_Supply/Apply
Abo Shanab El Agamien _0195 |  | RFQ-00088 | Mostafa Ramadan | Operation | 2024-08-06 | Sewerage Network-Infrastructure | Approved | 6 - 6-Huwaydi Village.6-Huwaydi Village-BILL NO. 1: SEWAGE NETWORK-5-1.2-a.1 | *Manholes with internal diameter of 1000mm Depth to invert not exceeding 1.5 m | NO | 100 | 76 | 6532.1 | 496439.6 | SC_Supply/Apply | محمد عاطف محمد مراد | 6 - 6-Huwaydi Village.6-Huwaydi Village-BILL NO. 1: SEWAGE NETWORK-5-1.2-a.1 | *Manholes with internal diameter of 1000mm Depth to invert not exceeding 1.5 m | NO | 76 | 8900 | 676400 | EGP | SC_Supply/Apply
Abo Shanab El Agamien _0195 |  | RFQ-00088 | Mostafa Ramadan | Operation | 2024-08-06 | Sewerage Network-Infrastructure | Approved | 8 - 8-Iz. Abd Al-Qawy Salem & Iz. Z.8-Iz. Abd Al-Qawy Salem & Iz. Zaraby-BILL NO. 1: SEWAGE NETWORK-5-1.2-b.8 | *Manholes with internal diameter of 1200mm Ditto, depth to invert between 5.01 m and 5.50 m | ECH | 1 | 2 | 18087.99 | 36175.98 | SC_Supply/Apply | محمد عاطف محمد مراد | 8 - 8-Iz. Abd Al-Qawy Salem & Iz. Z.8-Iz. Abd Al-Qawy Salem & Iz. Zaraby-BILL NO. 1: SEWAGE NETWORK-5-1.2-b.8 | *Manholes with internal diameter of 1200mm Ditto, depth to invert between 5.01 m and 5.50 m | ECH | 2 | 28530 | 57060 | EGP | SC_Supply/Apply
Abo Shanab El Agamien _0195 |  | RFQ-00088 | Mostafa Ramadan | Operation | 2024-08-06 | Sewerage Network-Infrastructure | Approved | 7 - 7-Iz. Raslan & Iz. Mokhtar Eiss.7-Iz. Raslan & Iz. Mokhtar Eissa-BILL NO. 1: SEWAGE NETWORK-5-1.2-b.1 | *Manholes with internal diameter of 1200mm Ditto, depth to invert between 1.51 m and 2.00 m | NO | 32 | 32 | 7777.61 | 248883.52 | SC_Supply/Apply | محمد عاطف محمد مراد | 7 - 7-Iz. Raslan & Iz. Mokhtar Eiss.7-Iz. Raslan & Iz. Mokhtar Eissa-BILL NO. 1: SEWAGE NETWORK-5-1.2-b.1 | *Manholes with internal diameter of 1200mm Ditto, depth to invert between 1.51 m and 2.00 m | NO | 32 | 12000 | 384000 | EGP | SC_Supply/Apply
Abo Shanab El Agamien _0195 |  | RFQ-00088 | Mostafa Ramadan | Operation | 2024-08-06 | Sewerage Network-Infrastructure | Approved | 10 - "10 - ABOU .10 - ABOU NASSAR, AL ESSAWI & ABOU SAEDA-BILL NO. 1: SEWAGE NETWORK-5-1.2-b.5 | *Manholes with internal diameter of 1200mm Ditto, depth to invert between 3.51 m and 4.00 m | ECH | 8 | 7 | 13123.46 | 91864.22 | SC_Supply/Apply | محمد عاطف محمد مراد | 10 - "10 - ABOU .10 - ABOU NASSAR, AL ESSAWI & ABOU SAEDA-BILL NO. 1: SEWAGE NETWORK-5-1.2-b.5 | *Manholes with internal diameter of 1200mm Ditto, depth to invert between 3.51 m and 4.00 m | ECH | 7 | 22000 | 154000 | EGP | SC_Supply/Apply
Abo Shanab El Agamien _0195 |  | RFQ-00088 | Mostafa Ramadan | Operation | 2024-08-06 | Sewerage Network-Infrastructure | Approved | 3 - 3- Iz.Junaidi Wisa & Iz. Zaki W.3- Iz.Junaidi Wisa & Iz. Zaki Wisa-BILL NO. 1: SEWAGE NETWORK-5-1.2-a.1 | *Manholes with internal diameter of 1000mm Depth to invert not exceeding 1.5 m | NO | 75 | 69 | 6532.1 | 450714.9 | SC_Supply/Apply | محمد عاطف محمد مراد | 3 - 3- Iz.Junaidi Wisa & Iz. Zaki W.3- Iz.Junaidi Wisa & Iz. Zaki Wisa-BILL NO. 1: SEWAGE NETWORK-5-1.2-a.1 | *Manholes with internal diameter of 1000mm Depth to invert not exceeding 1.5 m | NO | 69 | 8900 | 614100 | EGP | SC_Supply/Apply
Abo Shanab El Agamien _0195 |  | RFQ-00088 | Mostafa Ramadan | Operation | 2024-08-06 | Sewerage Network-Infrastructure | Approved | 4 - 4-Iz. Al Biltaji.4-Iz. Al Biltaji-BILL NO. 1: SEWAGE NETWORK-5-1.2-a.1 | *Manholes with internal diameter of 1000mm Depth to invert not exceeding 1.5 m | NO | 70 | 69 | 6532.1 | 450714.9 | SC_Supply/Apply | محمد عاطف محمد مراد | 4 - 4-Iz. Al Biltaji.4-Iz. Al Biltaji-BILL NO. 1: SEWAGE NETWORK-5-1.2-a.1 | *Manholes with internal diameter of 1000mm Depth to invert not exceeding 1.5 m | NO | 69 | 8900 | 614100 | EGP | SC_Supply/Apply
Abo Shanab El Agamien _0195 |  | RFQ-00088 | Mostafa Ramadan | Operation | 2024-08-06 | Sewerage Network-Infrastructure | Approved | 10 - "10 - ABOU .10 - ABOU NASSAR, AL ESSAWI & ABOU SAEDA-BILL NO. 1: SEWAGE NETWORK-5-1.2-a.1 | *Manholes with internal diameter of 1000mm Depth to invert not exceeding 1.5 m | NO | 122 | 69 | 6532.1 | 450714.9 | SC_Supply/Apply | محمد عاطف محمد مراد | 10 - "10 - ABOU .10 - ABOU NASSAR, AL ESSAWI & ABOU SAEDA-BILL NO. 1: SEWAGE NETWORK-5-1.2-a.1 | *Manholes with internal diameter of 1000mm Depth to invert not exceeding 1.5 m | NO | 69 | 8900 | 614100 | EGP | SC_Supply/Apply
Abo Shanab El Agamien _0195 |  | RFQ-00088 | Mostafa Ramadan | Operation | 2024-08-06 | Sewerage Network-Infrastructure | Approved | 2 - 2- Iz. Kariman Sednaoui.2- Iz. Kariman Sednaoui-BILL NO. 1: SEWAGE NETWORK-5-1.2-b.5 | *Manholes with internal diameter of 1200mm Ditto, depth to invert between 3.51 m and 4.00 m | ECH | 10 | 7 | 13123.46 | 91864.22 | SC_Supply/Apply | محمد عاطف محمد مراد | 2 - 2- Iz. Kariman Sednaoui.2- Iz. Kariman Sednaoui-BILL NO. 1: SEWAGE NETWORK-5-1.2-b.5 | *Manholes with internal diameter of 1200mm Ditto, depth to invert between 3.51 m and 4.00 m | ECH | 7 | 22000 | 154000 | EGP | SC_Supply/Apply
Abo Shanab El Agamien _0195 |  | RFQ-00088 | Mostafa Ramadan | Operation | 2024-08-06 | Sewerage Network-Infrastructure | Approved | 4 - 4-Iz. Al Biltaji.4-Iz. Al Biltaji-BILL NO. 1: SEWAGE NETWORK-5-1.2-b.3 | *Manholes with internal diameter of 1200mm Ditto, depth to invert between 2.51 m and 3.00 m | ECH | 25 | 15 | 10539.79 | 158096.85 | SC_Supply/Apply | محمد عاطف محمد مراد | 4 - 4-Iz. Al Biltaji.4-Iz. Al Biltaji-BILL NO. 1: SEWAGE NETWORK-5-1.2-b.3 | *Manholes with internal diameter of 1200mm Ditto, depth to invert between 2.51 m and 3.00 m | ECH | 15 | 15000 | 225000 | EGP | SC_Supply/Apply
Abo Shanab El Agamien _0195 |  | RFQ-00088 | Mostafa Ramadan | Operation | 2024-08-06 | Sewerage Network-Infrastructure | Approved | 6 - 6-Huwaydi Village.6-Huwaydi Village-BILL NO. 1: SEWAGE NETWORK-5-1.2-b.3 | *Manholes with internal diameter of 1200mm Ditto, depth to invert between 2.51 m and 3.00 m | ECH | 20 | 15 | 10539.79 | 158096.85 | SC_Supply/Apply | محمد عاطف محمد مراد | 6 - 6-Huwaydi Village.6-Huwaydi Village-BILL NO. 1: SEWAGE NETWORK-5-1.2-b.3 | *Manholes with internal diameter of 1200mm Ditto, depth to invert between 2.51 m and 3.00 m | ECH | 15 | 15000 | 225000 | EGP | SC_Supply/Apply
Abo Shanab El Agamien _0195 |  | RFQ-00088 | Mostafa Ramadan | Operation | 2024-08-06 | Sewerage Network-Infrastructure | Approved | 9 - 9-Iz. Seror.9-Iz. Seror-BILL NO. 1: SEWAGE NETWORK-4-1.1.1-c.2 | *DN/ID 250 mm dia sewer pipes (SN 8) Depth to invert between 1.51 m and 2.50 m | MTR | 450 | 312.5 | 310.53 | 97040.63 | SC_Supply/Apply | محمد عاطف محمد مراد | 9 - 9-Iz. Seror.9-Iz. Seror-BILL NO. 1: SEWAGE NETWORK-4-1.1.1-c.2 | *DN/ID 250 mm dia sewer pipes (SN 8) Depth to invert between 1.51 m and 2.50 m | MTR | 312.5 | 804 | 251250 | EGP | SC_Supply/Apply
Abo Shanab El Agamien _0195 |  | RFQ-00088 | Mostafa Ramadan | Operation | 2024-08-06 | Sewerage Network-Infrastructure | Approved | 3 - 3- Iz.Junaidi Wisa & Iz. Zaki W.3- Iz.Junaidi Wisa & Iz. Zaki Wisa-BILL NO. 1: SEWAGE NETWORK-4-1.1.1-c.3 | *DN/ID 250 mm dia sewer pipes (SN 8) Ditto, depth to invert between 2.51 m and 3.50 m | MTR | 650 | 277 | 385.53 | 106791.81 | SC_Supply/Apply | محمد عاطف محمد مراد | 3 - 3- Iz.Junaidi Wisa & Iz. Zaki W.3- Iz.Junaidi Wisa & Iz. Zaki Wisa-BILL NO. 1: SEWAGE NETWORK-4-1.1.1-c.3 | *DN/ID 250 mm dia sewer pipes (SN 8) Ditto, depth to invert between 2.51 m and 3.50 m | MTR | 277 | 1034 | 286418 | EGP | SC_Supply/Apply
BIOLOGICALS AND BIOSIMILARS MANUFACTURING FACILITY EIPICO 3 _0187 |  | RFQ-00173 | Ahmed Saleh | MEP (Electro Mechanical) | 2024-07-28 | Test & Balance | Approved | 10.5 - B06(Solvent & Hazardous)-230593-1 | Testing and balancing for HVAC system components | ECH | 1 | 1 | 7500 | 7500 | SC_Supply/Apply | TAB | 10.5 - B06(Solvent & Hazardous)-230593-1 | Testing and balancing for HVAC system components | ECH | 1 | 7000 | 7000 | EGP | SC_Supply/Apply
BIOLOGICALS AND BIOSIMILARS MANUFACTURING FACILITY EIPICO 3 _0187 |  | RFQ-00173 | Ahmed Saleh | MEP (Electro Mechanical) | 2024-07-28 | Test & Balance | Approved | 10.5 - Building(Waste water treatment) -230593-1 | Testing and balancing for HVAC system components | ECH | 1 | 1 | 9375 | 9375 | SC_Supply/Apply | TAB | 10.5 - Building(Waste water treatment) -230593-1 | Testing and balancing for HVAC system components | ECH | 1 | 6444 | 6444 | EGP | SC_Supply/Apply
BIOLOGICALS AND BIOSIMILARS MANUFACTURING FACILITY EIPICO 3 _0187 |  | RFQ-00173 | Ahmed Saleh | MEP (Electro Mechanical) | 2024-07-28 | Test & Balance | Approved | 10.5 - B04(Boiler, Chiller, Power Station)-230593-1 | Testing and balancing for HVAC system components | ECH | 1 | 1 | 15000 | 15000 | SC_Supply/Apply | TAB | 10.5 - B04(Boiler, Chiller, Power Station)-230593-1 | Testing and balancing for HVAC system components | ECH | 1 | 10000 | 10000 | EGP | SC_Supply/Apply
BIOLOGICALS AND BIOSIMILARS MANUFACTURING FACILITY EIPICO 3 _0187 |  | RFQ-00173 | Ahmed Saleh | MEP (Electro Mechanical) | 2024-07-28 | Test & Balance | Approved | 10.5 - B01(ADMIN BUILDING)-230593-1 | Testing and balancing for HVAC system components | ECH | 1 | 1 | 15000 | 15000 | SC_Supply/Apply | TAB | 10.5 - B01(ADMIN BUILDING)-230593-1 | Testing and balancing for HVAC system components | ECH | 1 | 10000 | 10000 | EGP | SC_Supply/Apply
BIOLOGICALS AND BIOSIMILARS MANUFACTURING FACILITY EIPICO 3 _0187 |  | RFQ-00173 | Ahmed Saleh | MEP (Electro Mechanical) | 2024-07-28 | Test & Balance | Approved | 10.5 - B02 (Warehouse, Packaging and QC Building)-230593-1 | Testing and balancing for HVAC system components | ECH | 1 | 1 | 135000 | 135000 | SC_Supply/Apply | TAB | 10.5 - B02 (Warehouse, Packaging and QC Building)-230593-1 | Testing and balancing for HVAC system components | ECH | 1 | 135000 | 135000 | EGP | SC_Supply/Apply
BIOLOGICALS AND BIOSIMILARS MANUFACTURING FACILITY EIPICO 3 _0187 |  | RFQ-00173 | Ahmed Saleh | MEP (Electro Mechanical) | 2024-07-28 | Test & Balance | Approved | 10.5 - B05(Worker Building , Domestic and fire tank)-230593-1 | Testing and balancing for HVAC system components | ECH | 1 | 1 | 7500 | 7500 | SC_Supply/Apply | TAB | 10.5 - B05(Worker Building , Domestic and fire tank)-230593-1 | Testing and balancing for HVAC system components | ECH | 1 | 7000 | 7000 | EGP | SC_Supply/Apply
Abu Qir Bridge _0214 |  | RFQ-00010 | Mostafa Ramadan | Operation | 2024-08-08 | توريد مياه | Approved | 2025-12-03 | بالمتر المكعب : تنفيذ مقاولة توريد مياة نظيفة حتي موقع المشروع مطابقة للمواصفات لزوم اغراض العمل بالموقع | CBM | 6000 | 6000 | 0 | 0 | Ind_Water&SewageExpenses | محمد عبدالشافى مصطفى موسى الشاعر | 2025-12-03 | بالمتر المكعب : تنفيذ مقاولة توريد مياة نظيفة حتي موقع المشروع مطابقة للمواصفات لزوم اغراض العمل بالموقع | CBM | 6000 | 45 | 270000 | EGP | Ind_Water&SewageExpenses
Abo Shanab El Agamien _0195 |  | RFQ-00088 | Mostafa Ramadan | Operation | 2024-08-06 | Sewerage Network-Infrastructure | Approved | 3 - 3- Iz.Junaidi Wisa & Iz. Zaki W.3- Iz.Junaidi Wisa & Iz. Zaki Wisa-BILL NO. 1: SEWAGE NETWORK-4-1.1.1-b.2 | *DN/ID 200 mm sewer dia pipes (SN 8) Ditto, depth to invert between 1.51 m and 2.50 m | MTR | 1150 | 428 | 258.08 | 110458.24 | SC_Supply/Apply | محمد عاطف محمد مراد | 3 - 3- Iz.Junaidi Wisa & Iz. Zaki W.3- Iz.Junaidi Wisa & Iz. Zaki Wisa-BILL NO. 1: SEWAGE NETWORK-4-1.1.1-b.2 | *DN/ID 200 mm sewer dia pipes (SN 8) Ditto, depth to invert between 1.51 m and 2.50 m | MTR | 428 | 710 | 303880 | EGP | SC_Supply/Apply
Abo Shanab El Agamien _0195 |  | RFQ-00088 | Mostafa Ramadan | Operation | 2024-08-06 | Sewerage Network-Infrastructure | Approved | 2 - 2- Iz. Kariman Sednaoui.2- Iz. Kariman Sednaoui-BILL NO. 1: SEWAGE NETWORK-4-1.1.1-b.2 | *DN/ID 250 mm dia sewer pipes (SN 8) Depth to invert between 1.51 m and 2.50 m | MTR | 550 | 312.5 | 310.53 | 97040.63 | SC_Supply/Apply | محمد عاطف محمد مراد | 2 - 2- Iz. Kariman Sednaoui.2- Iz. Kariman Sednaoui-BILL NO. 1: SEWAGE NETWORK-4-1.1.1-b.2 | *DN/ID 250 mm dia sewer pipes (SN 8) Depth to invert between 1.51 m and 2.50 m | MTR | 312.5 | 804 | 251250 | EGP | SC_Supply/Apply
Abo Shanab El Agamien _0195 |  | RFQ-00088 | Mostafa Ramadan | Operation | 2024-08-06 | Sewerage Network-Infrastructure | Approved | 1 - Sharaf Al Deen-BILL NO. 1: SEWAGE NETWORK-9-1.1.1-e.1 | *DN/ID 500 mm dia sewer pipes (SN 8) Ditto, depth to invert between 2.51 m and 3.50 m | MTR | 110 | 0 | 628.1 | 0.63 | SC_Supply/Apply | محمد عاطف محمد مراد | 1 - Sharaf Al Deen-BILL NO. 1: SEWAGE NETWORK-9-1.1.1-e.1 | *DN/ID 500 mm dia sewer pipes (SN 8) Ditto, depth to invert between 2.51 m and 3.50 m | MTR | 0 | 1484 | 0 | EGP | SC_Supply/Apply
Abo Shanab El Agamien _0195 |  | RFQ-00088 | Mostafa Ramadan | Operation | 2024-08-06 | Sewerage Network-Infrastructure | Approved | 2 - 2- Iz. Kariman Sednaoui.2- Iz. Kariman Sednaoui-BILL NO. 1: SEWAGE NETWORK-4-1.1.1-a.2 | *DN/ID 200 mm sewer dia pipes (SN 8) Ditto, depth to invert between 1.51 m and 2.50 m | MTR | 800 | 428 | 258.08 | 110458.24 | SC_Supply/Apply | محمد عاطف محمد مراد | 2 - 2- Iz. Kariman Sednaoui.2- Iz. Kariman Sednaoui-BILL NO. 1: SEWAGE NETWORK-4-1.1.1-a.2 | *DN/ID 200 mm sewer dia pipes (SN 8) Ditto, depth to invert between 1.51 m and 2.50 m | MTR | 428 | 710 | 303880 | EGP | SC_Supply/Apply
Abo Shanab El Agamien _0195 |  | RFQ-00088 | Mostafa Ramadan | Operation | 2024-08-06 | Sewerage Network-Infrastructure | Approved | 9 - 9-Iz. Seror.9-Iz. Seror-BILL NO. 1: SEWAGE NETWORK-4-1.1.1-c.3 | *DN/ID 250 mm dia sewer pipes (SN 8) Ditto, depth to invert between 2.51 m and 3.50 m | MTR | 850 | 277 | 385.53 | 106791.81 | SC_Supply/Apply | محمد عاطف محمد مراد | 9 - 9-Iz. Seror.9-Iz. Seror-BILL NO. 1: SEWAGE NETWORK-4-1.1.1-c.3 | *DN/ID 250 mm dia sewer pipes (SN 8) Ditto, depth to invert between 2.51 m and 3.50 m | MTR | 277 | 1034 | 286418 | EGP | SC_Supply/Apply
Abo Shanab El Agamien _0195 |  | RFQ-00088 | Mostafa Ramadan | Operation | 2024-08-06 | Sewerage Network-Infrastructure | Approved | 3 - 3- Iz.Junaidi Wisa & Iz. Zaki W.3- Iz.Junaidi Wisa & Iz. Zaki Wisa-BILL NO. 1: SEWAGE NETWORK-4-1.1.1-a.1 | *DN/ID 150 mm dia sewer pipes (SN 4) Depth to invert not exceeding 1.2 m | MTR | 300 | 207 | 157.43 | 32588.01 | SC_Supply/Apply | محمد عاطف محمد مراد | 3 - 3- Iz.Junaidi Wisa & Iz. Zaki W.3- Iz.Junaidi Wisa & Iz. Zaki Wisa-BILL NO. 1: SEWAGE NETWORK-4-1.1.1-a.1 | *DN/ID 150 mm dia sewer pipes (SN 4) Depth to invert not exceeding 1.2 m | MTR | 207 | 388 | 80316 | EGP | SC_Supply/Apply
Abo Shanab El Agamien _0195 |  | RFQ-00088 | Mostafa Ramadan | Operation | 2024-08-06 | Sewerage Network-Infrastructure | Approved | 6 - 6-Huwaydi Village.6-Huwaydi Village-BILL NO. 1: SEWAGE NETWORK-4-1.1.1-b.2 | *DN/ID 200 mm sewer dia pipes (SN 8) Ditto, depth to invert between 1.51 m and 2.50 m | MTR | 1100 | 428 | 258.08 | 110458.24 | SC_Supply/Apply | محمد عاطف محمد مراد | 6 - 6-Huwaydi Village.6-Huwaydi Village-BILL NO. 1: SEWAGE NETWORK-4-1.1.1-b.2 | *DN/ID 200 mm sewer dia pipes (SN 8) Ditto, depth to invert between 1.51 m and 2.50 m | MTR | 428 | 710 | 303880 | EGP | SC_Supply/Apply
Abo Shanab El Agamien _0195 |  | RFQ-00088 | Mostafa Ramadan | Operation | 2024-08-06 | Sewerage Network-Infrastructure | Approved | 3 - 3- Iz.Junaidi Wisa & Iz. Zaki W.3- Iz.Junaidi Wisa & Iz. Zaki Wisa-BILL NO. 1: SEWAGE NETWORK-4-1.1.1-b.4 | *DN/ID 200 mm sewer dia pipes (SN 8) Ditto, depth to invert between 3.51 m and 4.50 m | MTR | 315 | 0 | 377.08 | 0.38 | SC_Supply/Apply | محمد عاطف محمد مراد | 3 - 3- Iz.Junaidi Wisa & Iz. Zaki W.3- Iz.Junaidi Wisa & Iz. Zaki Wisa-BILL NO. 1: SEWAGE NETWORK-4-1.1.1-b.4 | *DN/ID 200 mm sewer dia pipes (SN 8) Ditto, depth to invert between 3.51 m and 4.50 m | MTR | 0 | 1438 | 0 | EGP | SC_Supply/Apply
Abo Shanab El Agamien _0195 |  | RFQ-00088 | Mostafa Ramadan | Operation | 2024-08-06 | Sewerage Network-Infrastructure | Approved | 3 - 3- Iz.Junaidi Wisa & Iz. Zaki W.3- Iz.Junaidi Wisa & Iz. Zaki Wisa-BILL NO. 1: SEWAGE NETWORK-4-1.1.1-b.3 | *DN/ID 200 mm sewer dia pipes (SN 8) Ditto, depth to invert between 2.51 m and 3.50 m | MTR | 300 | 138 | 329.08 | 45413.04 | SC_Supply/Apply | محمد عاطف محمد مراد | 3 - 3- Iz.Junaidi Wisa & Iz. Zaki W.3- Iz.Junaidi Wisa & Iz. Zaki Wisa-BILL NO. 1: SEWAGE NETWORK-4-1.1.1-b.3 | *DN/ID 200 mm sewer dia pipes (SN 8) Ditto, depth to invert between 2.51 m and 3.50 m | MTR | 138 | 968 | 133584 | EGP | SC_Supply/Apply
Abo Shanab El Agamien _0195 |  | RFQ-00088 | Mostafa Ramadan | Operation | 2024-08-06 | Sewerage Network-Infrastructure | Approved | 9 - 9-Iz. Seror.9-Iz. Seror-BILL NO. 1: SEWAGE NETWORK-4-1.1.1-a.1 | *DN/ID 150 mm dia sewer pipes (SN 4) Depth to invert not exceeding 1.2 m | MTR | 550 | 212 | 157.43 | 33375.16 | SC_Supply/Apply | محمد عاطف محمد مراد | 9 - 9-Iz. Seror.9-Iz. Seror-BILL NO. 1: SEWAGE NETWORK-4-1.1.1-a.1 | *DN/ID 150 mm dia sewer pipes (SN 4) Depth to invert not exceeding 1.2 m | MTR | 212 | 388 | 82256 | EGP | SC_Supply/Apply
Abo Shanab El Agamien _0195 |  | RFQ-00088 | Mostafa Ramadan | Operation | 2024-08-06 | Sewerage Network-Infrastructure | Approved | 5 - 5-Tahawi Village.5-Tahawi Village-BILL NO. 1: SEWAGE NETWORK-5-1.2-b.6 | *Manholes with internal diameter of 1200mm Ditto, depth to invert between 4.01 m and 4.5 m | NO | 5 | 5 | 15349.12 | 76745.6 | SC_Supply/Apply | محمد عاطف محمد مراد | 5 - 5-Tahawi Village.5-Tahawi Village-BILL NO. 1: SEWAGE NETWORK-5-1.2-b.6 | *Manholes with internal diameter of 1200mm Ditto, depth to invert between 4.01 m and 4.5 m | NO | 5 | 28000 | 140000 | EGP | SC_Supply/Apply
Abo Shanab El Agamien _0195 |  | RFQ-00088 | Mostafa Ramadan | Operation | 2024-08-06 | Sewerage Network-Infrastructure | Approved | 9 - 9-Iz. Seror.9-Iz. Seror-BILL NO. 1: SEWAGE NETWORK-5-1.3-a | IC 60*60 cm | ECH | 27 | 26 | 2968.52 | 77181.52 | OTH | محمد عاطف محمد مراد | 9 - 9-Iz. Seror.9-Iz. Seror-BILL NO. 1: SEWAGE NETWORK-5-1.3-a | IC 60*60 cm | ECH | 26 | 3500 | 91000 | EGP | OTH
Abo Shanab El Agamien _0195 |  | RFQ-00088 | Mostafa Ramadan | Operation | 2024-08-06 | Sewerage Network-Infrastructure | Approved | 10 - "10 - ABOU .10 - ABOU NASSAR, AL ESSAWI & ABOU SAEDA-BILL NO. 1: SEWAGE NETWORK-6-1.3-a | IC 60*60 cm | ECH | 14 | 8 | 2968.52 | 23748.16 | OTH | محمد عاطف محمد مراد | 10 - "10 - ABOU .10 - ABOU NASSAR, AL ESSAWI & ABOU SAEDA-BILL NO. 1: SEWAGE NETWORK-6-1.3-a | IC 60*60 cm | ECH | 8 | 3500 | 28000 | EGP | OTH
Abo Shanab El Agamien _0195 |  | RFQ-00088 | Mostafa Ramadan | Operation | 2024-08-06 | Sewerage Network-Infrastructure | Approved | 4 - 4-Iz. Al Biltaji.4-Iz. Al Biltaji-BILL NO. 1: SEWAGE NETWORK-5-1.2-b.5 | *Manholes with internal diameter of 1200mm Ditto, depth to invert between 3.51 m and 4.00 m | ECH | 4 | 4 | 13123.46 | 52493.84 | SC_Supply/Apply | محمد عاطف محمد مراد | 4 - 4-Iz. Al Biltaji.4-Iz. Al Biltaji-BILL NO. 1: SEWAGE NETWORK-5-1.2-b.5 | *Manholes with internal diameter of 1200mm Ditto, depth to invert between 3.51 m and 4.00 m | ECH | 4 | 22000 | 88000 | EGP | SC_Supply/Apply
Abo Shanab El Agamien _0195 |  | RFQ-00088 | Mostafa Ramadan | Operation | 2024-08-06 | Sewerage Network-Infrastructure | Approved | 10 - "10 - ABOU .10 - ABOU NASSAR, AL ESSAWI & ABOU SAEDA-BILL NO. 1: SEWAGE NETWORK-5-1.2-b.7 | *Manholes with internal diameter of 1200mm Ditto, depth to invert between 4.51 m and 5.00 m | ECH | 13 | 7 | 16718.55 | 117029.85 | SC_Supply/Apply | محمد عاطف محمد مراد | 10 - "10 - ABOU .10 - ABOU NASSAR, AL ESSAWI & ABOU SAEDA-BILL NO. 1: SEWAGE NETWORK-5-1.2-b.7 | *Manholes with internal diameter of 1200mm Ditto, depth to invert between 4.51 m and 5.00 m | ECH | 7 | 31000 | 217000 | EGP | SC_Supply/Apply
Abo Shanab El Agamien _0195 |  | RFQ-00088 | Mostafa Ramadan | Operation | 2024-08-06 | Sewerage Network-Infrastructure | Approved | 2 - 2- Iz. Kariman Sednaoui.2- Iz. Kariman Sednaoui-BILL NO. 1: SEWAGE NETWORK-5-1.2-a.1 | *Manholes with internal diameter of 1000mm Depth to invert not exceeding 1.5 m | NO | 80 | 69 | 6532.1 | 450714.9 | SC_Supply/Apply | محمد عاطف محمد مراد | 2 - 2- Iz. Kariman Sednaoui.2- Iz. Kariman Sednaoui-BILL NO. 1: SEWAGE NETWORK-5-1.2-a.1 | *Manholes with internal diameter of 1000mm Depth to invert not exceeding 1.5 m | NO | 69 | 8900 | 614100 | EGP | SC_Supply/Apply
Abo Shanab El Agamien _0195 |  | RFQ-00088 | Mostafa Ramadan | Operation | 2024-08-06 | Sewerage Network-Infrastructure | Approved | 3 - 3- Iz.Junaidi Wisa & Iz. Zaki W.3- Iz.Junaidi Wisa & Iz. Zaki Wisa-BILL NO. 1: SEWAGE NETWORK-5-1.2-b.6 | *Manholes with internal diameter of 1200mm Ditto, depth to invert between 4.01 m and 4.5 m | NO | 8 | 8 | 15349.12 | 122792.96 | SC_Supply/Apply | محمد عاطف محمد مراد | 3 - 3- Iz.Junaidi Wisa & Iz. Zaki W.3- Iz.Junaidi Wisa & Iz. Zaki Wisa-BILL NO. 1: SEWAGE NETWORK-5-1.2-b.6 | *Manholes with internal diameter of 1200mm Ditto, depth to invert between 4.01 m and 4.5 m | NO | 8 | 28000 | 224000 | EGP | SC_Supply/Apply
Abo Shanab El Agamien _0195 |  | RFQ-00088 | Mostafa Ramadan | Operation | 2024-08-06 | Sewerage Network-Infrastructure | Approved | 6 - 6-Huwaydi Village.6-Huwaydi Village-BILL NO. 1: SEWAGE NETWORK-5-1.2-b.5 | *Manholes with internal diameter of 1200mm Ditto, depth to invert between 3.51 m and 4.00 m | ECH | 8 | 7 | 13123.46 | 91864.22 | SC_Supply/Apply | محمد عاطف محمد مراد | 6 - 6-Huwaydi Village.6-Huwaydi Village-BILL NO. 1: SEWAGE NETWORK-5-1.2-b.5 | *Manholes with internal diameter of 1200mm Ditto, depth to invert between 3.51 m and 4.00 m | ECH | 7 | 22000 | 154000 | EGP | SC_Supply/Apply
Abo Shanab El Agamien _0195 |  | RFQ-00088 | Mostafa Ramadan | Operation | 2024-08-06 | Sewerage Network-Infrastructure | Approved | 3 - 3- Iz.Junaidi Wisa & Iz. Zaki W.3- Iz.Junaidi Wisa & Iz. Zaki Wisa-BILL NO. 1: SEWAGE NETWORK-5-1.2-b.5 | *Manholes with internal diameter of 1200mm Ditto, depth to invert between 3.51 m and 4.00 m | ECH | 14 | 14 | 13123.46 | 183728.44 | SC_Supply/Apply | محمد عاطف محمد مراد | 3 - 3- Iz.Junaidi Wisa & Iz. Zaki W.3- Iz.Junaidi Wisa & Iz. Zaki Wisa-BILL NO. 1: SEWAGE NETWORK-5-1.2-b.5 | *Manholes with internal diameter of 1200mm Ditto, depth to invert between 3.51 m and 4.00 m | ECH | 14 | 22000 | 308000 | EGP | SC_Supply/Apply
Abo Shanab El Agamien _0195 |  | RFQ-00088 | Mostafa Ramadan | Operation | 2024-08-06 | Sewerage Network-Infrastructure | Approved | 8 - 8-Iz. Abd Al-Qawy Salem & Iz. Z.8-Iz. Abd Al-Qawy Salem & Iz. Zaraby-BILL NO. 1: SEWAGE NETWORK-5-1.2-b.2 | *Manholes with internal diameter of 1200mm Ditto, depth to invert between 2.01 m and 2.50 m | NO | 33 | 16 | 8920.57 | 142729.12 | SC_Supply/Apply | محمد عاطف محمد مراد | 8 - 8-Iz. Abd Al-Qawy Salem & Iz. Z.8-Iz. Abd Al-Qawy Salem & Iz. Zaraby-BILL NO. 1: SEWAGE NETWORK-5-1.2-b.2 | *Manholes with internal diameter of 1200mm Ditto, depth to invert between 2.01 m and 2.50 m | NO | 16 | 13500 | 216000 | EGP | SC_Supply/Apply
Abo Shanab El Agamien _0195 |  | RFQ-00088 | Mostafa Ramadan | Operation | 2024-08-06 | Sewerage Network-Infrastructure | Approved | 8 - 8-Iz. Abd Al-Qawy Salem & Iz. Z.8-Iz. Abd Al-Qawy Salem & Iz. Zaraby-BILL NO. 1: SEWAGE NETWORK-5-1.2-a.1 | *Manholes with internal diameter of 1000mm Depth to invert not exceeding 1.5 m | NO | 95 | 69 | 6532.1 | 450714.9 | SC_Supply/Apply | محمد عاطف محمد مراد | 8 - 8-Iz. Abd Al-Qawy Salem & Iz. Z.8-Iz. Abd Al-Qawy Salem & Iz. Zaraby-BILL NO. 1: SEWAGE NETWORK-5-1.2-a.1 | *Manholes with internal diameter of 1000mm Depth to invert not exceeding 1.5 m | NO | 69 | 8900 | 614100 | EGP | SC_Supply/Apply
Qasr Rashwan Lot A _0207 |  | RFQ-00045 | Ibrahim Ahmed | MEP (Electro Mechanical) | 2024-07-28 | submersible pump ACCES.(chain & guide rails) | Approved | total | Supply only St.St Chains and guide Rails for basket screen and pump lifting with all accessory's items required as (locks ,….etc.) for a good working condition, as per Contract Documents. | LS | 1 | 1 | 0 | 0 | MAT_Raw | ايهاب احمد احمد صالح الجمال | total | Supply only St.St Chains and guide Rails for basket screen and pump lifting with all accessory's items required as (locks ,….etc.) for a good working condition, as per Contract Documents. | LS | 1 | 577330 | 577330 | EGP | MAT_Raw
Qasr Rashwan - Lot B _0208 |  | RFQ-00024 | Ibrahim Ahmed | MEP (Electro Mechanical) | 2024-04-17 | Submersible pump ACCES.(chain & guide rails) | Approved | total | Supply only St.St Chains and guide Rails for basket screen and pump lifting with all accessory's items required as (locks ,….etc.) for a good working condition, as per Contract Documents. | LS | 1 | 1 | 0 | 0 | MAT_Misc | ايهاب احمد احمد صالح الجمال | total | Supply only St.St Chains and guide Rails for basket screen and pump lifting with all accessory's items required as (locks ,….etc.) for a good working condition, as per Contract Documents. | LS | 1 | 723810 | 723810 | EGP | MAT_Misc
Abo Shanab El Agamien _0195 |  | RFQ-00088 | Mostafa Ramadan | Operation | 2024-08-06 | Sewerage Network-Infrastructure | Approved | 8 - 8-Iz. Abd Al-Qawy Salem & Iz. Z.8-Iz. Abd Al-Qawy Salem & Iz. Zaraby-BILL NO. 1: SEWAGE NETWORK-5-1.3-b | IC 60*90 cm | ECH | 1 | 0 | 3556.84 | 3.56 | OTH | محمد عاطف محمد مراد | 8 - 8-Iz. Abd Al-Qawy Salem & Iz. Z.8-Iz. Abd Al-Qawy Salem & Iz. Zaraby-BILL NO. 1: SEWAGE NETWORK-5-1.3-b | IC 60*90 cm | ECH | 0 | 4500 | 0 | EGP | OTH
Abo Shanab El Agamien _0195 |  | RFQ-00088 | Mostafa Ramadan | Operation | 2024-08-06 | Sewerage Network-Infrastructure | Approved | 6 - 6-Huwaydi Village.6-Huwaydi Village-BILL NO. 1: SEWAGE NETWORK-5-1.2-b.6 | *Manholes with internal diameter of 1200mm Ditto, depth to invert between 4.01 m and 4.5 m | NO | 9 | 9 | 15349.12 | 138142.08 | SC_Supply/Apply | محمد عاطف محمد مراد | 6 - 6-Huwaydi Village.6-Huwaydi Village-BILL NO. 1: SEWAGE NETWORK-5-1.2-b.6 | *Manholes with internal diameter of 1200mm Ditto, depth to invert between 4.01 m and 4.5 m | NO | 9 | 28000 | 252000 | EGP | SC_Supply/Apply
Abo Shanab El Agamien _0195 |  | RFQ-00088 | Mostafa Ramadan | Operation | 2024-08-06 | Sewerage Network-Infrastructure | Approved | 10 - "10 - ABOU .10 - ABOU NASSAR, AL ESSAWI & ABOU SAEDA-BILL NO. 1: SEWAGE NETWORK-5-1.2-b.1 | *Manholes with internal diameter of 1200mm Ditto, depth to invert between 1.51 m and 2.00 m | NO | 86 | 55 | 7777.61 | 427768.55 | SC_Supply/Apply | محمد عاطف محمد مراد | 10 - "10 - ABOU .10 - ABOU NASSAR, AL ESSAWI & ABOU SAEDA-BILL NO. 1: SEWAGE NETWORK-5-1.2-b.1 | *Manholes with internal diameter of 1200mm Ditto, depth to invert between 1.51 m and 2.00 m | NO | 55 | 12000 | 660000 | EGP | SC_Supply/Apply
Abo Shanab El Agamien _0195 |  | RFQ-00088 | Mostafa Ramadan | Operation | 2024-08-06 | Sewerage Network-Infrastructure | Approved | 6 - 6-Huwaydi Village.6-Huwaydi Village-BILL NO. 1: SEWAGE NETWORK-5-1.2-b.4 | *Manholes with internal diameter of 1200mm Ditto, depth to invert between 3.01 m and 3.50 m | ECH | 9 | 9 | 11831.63 | 106484.67 | SC_Supply/Apply | محمد عاطف محمد مراد | 6 - 6-Huwaydi Village.6-Huwaydi Village-BILL NO. 1: SEWAGE NETWORK-5-1.2-b.4 | *Manholes with internal diameter of 1200mm Ditto, depth to invert between 3.01 m and 3.50 m | ECH | 9 | 17500 | 157500 | EGP | SC_Supply/Apply
Abo Shanab El Agamien _0195 |  | RFQ-00088 | Mostafa Ramadan | Operation | 2024-08-06 | Sewerage Network-Infrastructure | Approved | 3 - 3- Iz.Junaidi Wisa & Iz. Zaki W.3- Iz.Junaidi Wisa & Iz. Zaki Wisa-BILL NO. 1: SEWAGE NETWORK-5-1.2-b.3 | *Manholes with internal diameter of 1200mm Ditto, depth to invert between 2.51 m and 3.00 m | ECH | 16 | 15 | 10539.79 | 158096.85 | SC_Supply/Apply | محمد عاطف محمد مراد | 3 - 3- Iz.Junaidi Wisa & Iz. Zaki W.3- Iz.Junaidi Wisa & Iz. Zaki Wisa-BILL NO. 1: SEWAGE NETWORK-5-1.2-b.3 | *Manholes with internal diameter of 1200mm Ditto, depth to invert between 2.51 m and 3.00 m | ECH | 15 | 15000 | 225000 | EGP | SC_Supply/Apply
Abo Shanab El Agamien _0195 |  | RFQ-00088 | Mostafa Ramadan | Operation | 2024-08-06 | Sewerage Network-Infrastructure | Approved | 10 - "10 - ABOU .10 - ABOU NASSAR, AL ESSAWI & ABOU SAEDA-BILL NO. 1: SEWAGE NETWORK-5-1.2-b.2 | *Manholes with internal diameter of 1200mm Ditto, depth to invert between 2.01 m and 2.50 m | NO | 35 | 16 | 8920.57 | 142729.12 | SC_Supply/Apply | محمد عاطف محمد مراد | 10 - "10 - ABOU .10 - ABOU NASSAR, AL ESSAWI & ABOU SAEDA-BILL NO. 1: SEWAGE NETWORK-5-1.2-b.2 | *Manholes with internal diameter of 1200mm Ditto, depth to invert between 2.01 m and 2.50 m | NO | 16 | 13500 | 216000 | EGP | SC_Supply/Apply
Abo Shanab El Agamien _0195 |  | RFQ-00088 | Mostafa Ramadan | Operation | 2024-08-06 | Sewerage Network-Infrastructure | Approved | 9 - 9-Iz. Seror.9-Iz. Seror-BILL NO. 1: SEWAGE NETWORK-4-1.1.1-b.2 | *DN/ID 200 mm sewer dia pipes (SN 8) Ditto, depth to invert between 1.51 m and 2.50 m | MTR | 900 | 428 | 258.08 | 110458.24 | SC_Supply/Apply | محمد عاطف محمد مراد | 9 - 9-Iz. Seror.9-Iz. Seror-BILL NO. 1: SEWAGE NETWORK-4-1.1.1-b.2 | *DN/ID 200 mm sewer dia pipes (SN 8) Ditto, depth to invert between 1.51 m and 2.50 m | MTR | 428 | 710 | 303880 | EGP | SC_Supply/Apply
Abo Shanab El Agamien _0195 |  | RFQ-00088 | Mostafa Ramadan | Operation | 2024-08-06 | Sewerage Network-Infrastructure | Approved | 4 - 4-Iz. Al Biltaji.4-Iz. Al Biltaji-BILL NO. 1: SEWAGE NETWORK-4-1.1.1-c.3 | *DN/ID 250 mm dia sewer pipes (SN 8) Ditto, depth to invert between 2.51 m and 3.50 m | MTR | 300 | 277 | 385.53 | 106791.81 | SC_Supply/Apply | محمد عاطف محمد مراد | 4 - 4-Iz. Al Biltaji.4-Iz. Al Biltaji-BILL NO. 1: SEWAGE NETWORK-4-1.1.1-c.3 | *DN/ID 250 mm dia sewer pipes (SN 8) Ditto, depth to invert between 2.51 m and 3.50 m | MTR | 277 | 1034 | 286418 | EGP | SC_Supply/Apply
Abo Shanab El Agamien _0195 |  | RFQ-00088 | Mostafa Ramadan | Operation | 2024-08-06 | Sewerage Network-Infrastructure | Approved | 6 - 6-Huwaydi Village.6-Huwaydi Village-BILL NO. 1: SEWAGE NETWORK-4-1.1.1-d.1 | *DN/ID 300 mm dia sewer pipes (SN 8) Depth to invert between 3.51 m and 4.50 m | MTR | 25 | 25 | 461.5 | 11537.5 | SC_Supply/Apply | محمد عاطف محمد مراد | 6 - 6-Huwaydi Village.6-Huwaydi Village-BILL NO. 1: SEWAGE NETWORK-4-1.1.1-d.1 | *DN/ID 300 mm dia sewer pipes (SN 8) Depth to invert between 3.51 m and 4.50 m | MTR | 25 | 1619 | 40475 | EGP | SC_Supply/Apply
Abo Shanab El Agamien _0195 |  | RFQ-00088 | Mostafa Ramadan | Operation | 2024-08-06 | Sewerage Network-Infrastructure | Approved | 10 - "10 - ABOU .10 - ABOU NASSAR, AL ESSAWI & ABOU SAEDA-BILL NO. 1: SEWAGE NETWORK-4-1.1.1-e.2 | DN/ID 400 mm dia sewer pipes (SN 8) Ditto, depth to invert between 4.51 m and 5.50 m | MTR | 45 | 45 | 674.47 | 30351.15 | SC_Supply/Apply | محمد عاطف محمد مراد | 10 - "10 - ABOU .10 - ABOU NASSAR, AL ESSAWI & ABOU SAEDA-BILL NO. 1: SEWAGE NETWORK-4-1.1.1-e.2 | DN/ID 400 mm dia sewer pipes (SN 8) Ditto, depth to invert between 4.51 m and 5.50 m | MTR | 45 | 1864 | 83880 | EGP | SC_Supply/Apply
Abo Shanab El Agamien _0195 |  | RFQ-00088 | Mostafa Ramadan | Operation | 2024-08-06 | Sewerage Network-Infrastructure | Approved | 9 - 9-Iz. Seror.9-Iz. Seror-BILL NO. 1: SEWAGE NETWORK-4-1.1.1-b.3 | *DN/ID 200 mm sewer dia pipes (SN 8) Ditto, depth to invert between 2.51 m and 3.50 m | MTR | 150 | 138 | 329.08 | 45413.04 | SC_Supply/Apply | محمد عاطف محمد مراد | 9 - 9-Iz. Seror.9-Iz. Seror-BILL NO. 1: SEWAGE NETWORK-4-1.1.1-b.3 | *DN/ID 200 mm sewer dia pipes (SN 8) Ditto, depth to invert between 2.51 m and 3.50 m | MTR | 138 | 968 | 133584 | EGP | SC_Supply/Apply
Abo Shanab El Agamien _0195 |  | RFQ-00088 | Mostafa Ramadan | Operation | 2024-08-06 | Sewerage Network-Infrastructure | Approved | 1 - Sharaf Al Deen-BILL NO. 1: SEWAGE NETWORK-9-1.1.1-a.1 | *DN/ID 150 mm dia sewer pipes (SN 4) Depth to invert not exceeding 1.2 m | MTR | 400 | 264 | 157.43 | 41561.52 | SC_Supply/Apply | محمد عاطف محمد مراد | 1 - Sharaf Al Deen-BILL NO. 1: SEWAGE NETWORK-9-1.1.1-a.1 | *DN/ID 150 mm dia sewer pipes (SN 4) Depth to invert not exceeding 1.2 m | MTR | 264 | 388 | 102432 | EGP | SC_Supply/Apply
Abo Shanab El Agamien _0195 |  | RFQ-00088 | Mostafa Ramadan | Operation | 2024-08-06 | Sewerage Network-Infrastructure | Approved | 2 - 2- Iz. Kariman Sednaoui.2- Iz. Kariman Sednaoui-BILL NO. 1: SEWAGE NETWORK-4-1.1.1-a.3 | *DN/ID 200 mm sewer dia pipes (SN 8) Ditto, depth to invert between 2.51 m and 3.50 m | MTR | 350 | 214 | 329.08 | 70423.12 | SC_Supply/Apply | محمد عاطف محمد مراد | 2 - 2- Iz. Kariman Sednaoui.2- Iz. Kariman Sednaoui-BILL NO. 1: SEWAGE NETWORK-4-1.1.1-a.3 | *DN/ID 200 mm sewer dia pipes (SN 8) Ditto, depth to invert between 2.51 m and 3.50 m | MTR | 214 | 968 | 207152 | EGP | SC_Supply/Apply
Abo Shanab El Agamien _0195 |  | RFQ-00088 | Mostafa Ramadan | Operation | 2024-08-06 | Sewerage Network-Infrastructure | Approved | 10 - "10 - ABOU .10 - ABOU NASSAR, AL ESSAWI & ABOU SAEDA-BILL NO. 1: SEWAGE NETWORK-4-1.1.1-c.1 | *DN/ID 250 mm dia sewer pipes (SN 8) Depth to invert between 1.51 m and 2.50 m | MTR | 345 | 312.5 | 310.53 | 97040.63 | SC_Supply/Apply | محمد عاطف محمد مراد | 10 - "10 - ABOU .10 - ABOU NASSAR, AL ESSAWI & ABOU SAEDA-BILL NO. 1: SEWAGE NETWORK-4-1.1.1-c.1 | *DN/ID 250 mm dia sewer pipes (SN 8) Depth to invert between 1.51 m and 2.50 m | MTR | 312.5 | 804 | 251250 | EGP | SC_Supply/Apply
Abo Shanab El Agamien _0195 |  | RFQ-00088 | Mostafa Ramadan | Operation | 2024-08-06 | Sewerage Network-Infrastructure | Approved | 10 - "10 - ABOU .10 - ABOU NASSAR, AL ESSAWI & ABOU SAEDA-BILL NO. 1: SEWAGE NETWORK-4-1.1.1-d.3 | *DN/ID 300 mm dia sewer pipes (SN 8) Ditto, depth to invert between 3.51 m and 4.50 m | MTR | 365 | 365 | 461.5 | 168447.5 | SC_Supply/Apply | محمد عاطف محمد مراد | 10 - "10 - ABOU .10 - ABOU NASSAR, AL ESSAWI & ABOU SAEDA-BILL NO. 1: SEWAGE NETWORK-4-1.1.1-d.3 | *DN/ID 300 mm dia sewer pipes (SN 8) Ditto, depth to invert between 3.51 m and 4.50 m | MTR | 365 | 1619 | 590935 | EGP | SC_Supply/Apply
Abo Shanab El Agamien _0195 |  | RFQ-00088 | Mostafa Ramadan | Operation | 2024-08-06 | Sewerage Network-Infrastructure | Approved | 1 - Sharaf Al Deen-BILL NO. 1: SEWAGE NETWORK-9-1.1.1-d.1 | *DN/ID 300 mm dia sewer pipes (SN 8) Depth to invert between 2.51 m and 3.50 m | MTR | 195 | 195 | 386.5 | 75367.5 | SC_Supply/Apply | محمد عاطف محمد مراد | 1 - Sharaf Al Deen-BILL NO. 1: SEWAGE NETWORK-9-1.1.1-d.1 | *DN/ID 300 mm dia sewer pipes (SN 8) Depth to invert between 2.51 m and 3.50 m | MTR | 195 | 1217 | 237315 | EGP | SC_Supply/Apply
Abo Shanab El Agamien _0195 |  | RFQ-00088 | Mostafa Ramadan | Operation | 2024-08-06 | Sewerage Network-Infrastructure | Approved | 2 - 2- Iz. Kariman Sednaoui.2- Iz. Kariman Sednaoui-BILL NO. 1: SEWAGE NETWORK-4-1.1.1-c.2 | DN/ID 400 mm dia sewer pipes (SN 8) Ditto, depth to invert between 2.51 m and 3.50 m | MTR | 305 | 251 | 448.39 | 112545.89 | SC_Supply/Apply | محمد عاطف محمد مراد | 2 - 2- Iz. Kariman Sednaoui.2- Iz. Kariman Sednaoui-BILL NO. 1: SEWAGE NETWORK-4-1.1.1-c.2 | DN/ID 400 mm dia sewer pipes (SN 8) Ditto, depth to invert between 2.51 m and 3.50 m | MTR | 251 | 1347 | 338097 | EGP | SC_Supply/Apply
Abo Shanab El Agamien _0195 |  | RFQ-00088 | Mostafa Ramadan | Operation | 2024-08-06 | Sewerage Network-Infrastructure | Approved | 2 - 2- Iz. Kariman Sednaoui.2- Iz. Kariman Sednaoui-BILL NO. 1: SEWAGE NETWORK-4-1.1.1-c.3 | DN/ID 400 mm dia sewer pipes (SN 8) Ditto, depth to invert between 3.51 m and 4.50 m | MTR | 150 | 99 | 547.39 | 54191.61 | SC_Supply/Apply | محمد عاطف محمد مراد | 2 - 2- Iz. Kariman Sednaoui.2- Iz. Kariman Sednaoui-BILL NO. 1: SEWAGE NETWORK-4-1.1.1-c.3 | DN/ID 400 mm dia sewer pipes (SN 8) Ditto, depth to invert between 3.51 m and 4.50 m | MTR | 99 | 1692 | 167508 | EGP | SC_Supply/Apply
Abo Shanab El Agamien _0195 |  | RFQ-00088 | Mostafa Ramadan | Operation | 2024-08-06 | Sewerage Network-Infrastructure | Approved | 1 - Sharaf Al Deen-BILL NO. 1: SEWAGE NETWORK-9-1.1.1-d.2 | *DN/ID 300 mm dia sewer pipes (SN 8) Ditto, depth to invert between 3.51 m and 4.50 m | MTR | 50 | 50 | 461.5 | 23075 | SC_Supply/Apply | محمد عاطف محمد مراد | 1 - Sharaf Al Deen-BILL NO. 1: SEWAGE NETWORK-9-1.1.1-d.2 | *DN/ID 300 mm dia sewer pipes (SN 8) Ditto, depth to invert between 3.51 m and 4.50 m | MTR | 50 | 1619 | 80950 | EGP | SC_Supply/Apply
Abo Shanab El Agamien _0195 |  | RFQ-00088 | Mostafa Ramadan | Operation | 2024-08-06 | Sewerage Network-Infrastructure | Approved | 10 - "10 - ABOU .10 - ABOU NASSAR, AL ESSAWI & ABOU SAEDA-BILL NO. 1: SEWAGE NETWORK-4-1.1.1-f.2 | *DN/ID 500 mm dia sewer pipes (SN 8) Ditto, depth to invert between 4.51 m and 5.50 m | MTR | 95 | 38 | 849.1 | 32265.8 | SC_Supply/Apply | محمد عاطف محمد مراد | 10 - "10 - ABOU .10 - ABOU NASSAR, AL ESSAWI & ABOU SAEDA-BILL NO. 1: SEWAGE NETWORK-4-1.1.1-f.2 | *DN/ID 500 mm dia sewer pipes (SN 8) Ditto, depth to invert between 4.51 m and 5.50 m | MTR | 38 | 2185 | 83030 | EGP | SC_Supply/Apply
Abo Shanab El Agamien _0195 |  | RFQ-00088 | Mostafa Ramadan | Operation | 2024-08-06 | Sewerage Network-Infrastructure | Approved | 3 - 3- Iz.Junaidi Wisa & Iz. Zaki W.3- Iz.Junaidi Wisa & Iz. Zaki Wisa-BILL NO. 1: SEWAGE NETWORK-4-1.1.1-c.4 | *DN/ID 250 mm dia sewer pipes (SN 8) Ditto, depth to invert between 3.51 m and 4.50 m | MTR | 345 | 156 | 485 | 75660 | SC_Supply/Apply | محمد عاطف محمد مراد | 3 - 3- Iz.Junaidi Wisa & Iz. Zaki W.3- Iz.Junaidi Wisa & Iz. Zaki Wisa-BILL NO. 1: SEWAGE NETWORK-4-1.1.1-c.4 | *DN/ID 250 mm dia sewer pipes (SN 8) Ditto, depth to invert between 3.51 m and 4.50 m | MTR | 156 | 1494 | 233064 | EGP | SC_Supply/Apply
Abo Shanab El Agamien _0195 |  | RFQ-00088 | Mostafa Ramadan | Operation | 2024-08-06 | Sewerage Network-Infrastructure | Approved | 10 - "10 - ABOU .10 - ABOU NASSAR, AL ESSAWI & ABOU SAEDA-BILL NO. 1: SEWAGE NETWORK-4-1.1.1-d.1 | *DN/ID 300 mm dia sewer pipes (SN 8) Depth to invert between 1.51 m and 2.50 m | MTR | 165 | 153 | 311.5 | 47659.5 | SC_Supply/Apply | محمد عاطف محمد مراد | 10 - "10 - ABOU .10 - ABOU NASSAR, AL ESSAWI & ABOU SAEDA-BILL NO. 1: SEWAGE NETWORK-4-1.1.1-d.1 | *DN/ID 300 mm dia sewer pipes (SN 8) Depth to invert between 1.51 m and 2.50 m | MTR | 153 | 987 | 151011 | EGP | SC_Supply/Apply
Abo Shanab El Agamien _0195 |  | RFQ-00088 | Mostafa Ramadan | Operation | 2024-08-06 | Sewerage Network-Infrastructure | Approved | 10 - "10 - ABOU .10 - ABOU NASSAR, AL ESSAWI & ABOU SAEDA-BILL NO. 1: SEWAGE NETWORK-4-1.1.1-c.3 | *DN/ID 250 mm dia sewer pipes (SN 8) Ditto, depth to invert between 3.51 m and 4.50 m | MTR | 70 | 70 | 485 | 33950 | SC_Supply/Apply | محمد عاطف محمد مراد | 10 - "10 - ABOU .10 - ABOU NASSAR, AL ESSAWI & ABOU SAEDA-BILL NO. 1: SEWAGE NETWORK-4-1.1.1-c.3 | *DN/ID 250 mm dia sewer pipes (SN 8) Ditto, depth to invert between 3.51 m and 4.50 m | MTR | 70 | 1494 | 104580 | EGP | SC_Supply/Apply
Abo Shanab El Agamien _0195 |  | RFQ-00088 | Mostafa Ramadan | Operation | 2024-08-06 | Sewerage Network-Infrastructure | Approved | 6 - 6-Huwaydi Village.6-Huwaydi Village-BILL NO. 1: SEWAGE NETWORK-4-1.1.1-c.2 | *DN/ID 250 mm dia sewer pipes (SN 8) Depth to invert between 1.51 m and 2.50 m | MTR | 450 | 312.5 | 310.53 | 97040.63 | SC_Supply/Apply | محمد عاطف محمد مراد | 6 - 6-Huwaydi Village.6-Huwaydi Village-BILL NO. 1: SEWAGE NETWORK-4-1.1.1-c.2 | *DN/ID 250 mm dia sewer pipes (SN 8) Depth to invert between 1.51 m and 2.50 m | MTR | 312.5 | 804 | 251250 | EGP | SC_Supply/Apply
Abo Shanab El Agamien _0195 |  | RFQ-00088 | Mostafa Ramadan | Operation | 2024-08-06 | Sewerage Network-Infrastructure | Approved | 6 - 6-Huwaydi Village.6-Huwaydi Village-BILL NO. 1: SEWAGE NETWORK-4-1.1.1-c.3 | *DN/ID 250 mm dia sewer pipes (SN 8) Ditto, depth to invert between 2.51 m and 3.50 m | MTR | 550 | 277 | 385.53 | 106791.81 | SC_Supply/Apply | محمد عاطف محمد مراد | 6 - 6-Huwaydi Village.6-Huwaydi Village-BILL NO. 1: SEWAGE NETWORK-4-1.1.1-c.3 | *DN/ID 250 mm dia sewer pipes (SN 8) Ditto, depth to invert between 2.51 m and 3.50 m | MTR | 277 | 1034 | 286418 | EGP | SC_Supply/Apply
Abo Shanab El Agamien _0195 |  | RFQ-00088 | Mostafa Ramadan | Operation | 2024-08-06 | Sewerage Network-Infrastructure | Approved | 4 - 4-Iz. Al Biltaji.4-Iz. Al Biltaji-BILL NO. 1: SEWAGE NETWORK-4-1.1.1-d.2 | *DN/ID 300 mm dia sewer pipes (SN 8) Ditto, depth to invert between 2.51 m and 3.50 m | MTR | 600 | 507 | 386.5 | 195955.5 | SC_Supply/Apply | محمد عاطف محمد مراد | 4 - 4-Iz. Al Biltaji.4-Iz. Al Biltaji-BILL NO. 1: SEWAGE NETWORK-4-1.1.1-d.2 | *DN/ID 300 mm dia sewer pipes (SN 8) Ditto, depth to invert between 2.51 m and 3.50 m | MTR | 507 | 1217 | 617019 | EGP | SC_Supply/Apply
Abo Shanab El Agamien _0195 |  | RFQ-00088 | Mostafa Ramadan | Operation | 2024-08-06 | Sewerage Network-Infrastructure | Approved | 6 - 6-Huwaydi Village.6-Huwaydi Village-BILL NO. 1: SEWAGE NETWORK-4-1.1.1-c.4 | *DN/ID 250 mm dia sewer pipes (SN 8) Ditto, depth to invert between 3.51 m and 4.50 m | MTR | 80 | 80 | 485 | 38800 | SC_Supply/Apply | محمد عاطف محمد مراد | 6 - 6-Huwaydi Village.6-Huwaydi Village-BILL NO. 1: SEWAGE NETWORK-4-1.1.1-c.4 | *DN/ID 250 mm dia sewer pipes (SN 8) Ditto, depth to invert between 3.51 m and 4.50 m | MTR | 80 | 1494 | 119520 | EGP | SC_Supply/Apply
Abo Shanab El Agamien _0195 |  | RFQ-00088 | Mostafa Ramadan | Operation | 2024-08-06 | Sewerage Network-Infrastructure | Approved | 9 - 9-Iz. Seror.9-Iz. Seror-BILL NO. 1: SEWAGE NETWORK-5-1.3-b | IC 60*90 cm | ECH | 1 | 1 | 3556.84 | 3556.84 | OTH | محمد عاطف محمد مراد | 9 - 9-Iz. Seror.9-Iz. Seror-BILL NO. 1: SEWAGE NETWORK-5-1.3-b | IC 60*90 cm | ECH | 1 | 4500 | 4500 | EGP | OTH
Abo Shanab El Agamien _0195 |  | RFQ-00088 | Mostafa Ramadan | Operation | 2024-08-06 | Sewerage Network-Infrastructure | Approved | 2 - 2- Iz. Kariman Sednaoui.2- Iz. Kariman Sednaoui-BILL NO. 1: SEWAGE NETWORK-4-1.1.1-b.3 | *DN/ID 250 mm dia sewer pipes (SN 8) Ditto, depth to invert between 2.51 m and 3.50 m | MTR | 550 | 277 | 385.53 | 106791.81 | SC_Supply/Apply | محمد عاطف محمد مراد | 2 - 2- Iz. Kariman Sednaoui.2- Iz. Kariman Sednaoui-BILL NO. 1: SEWAGE NETWORK-4-1.1.1-b.3 | *DN/ID 250 mm dia sewer pipes (SN 8) Ditto, depth to invert between 2.51 m and 3.50 m | MTR | 277 | 1034 | 286418 | EGP | SC_Supply/Apply
Abo Shanab El Agamien _0195 |  | RFQ-00088 | Mostafa Ramadan | Operation | 2024-08-06 | Sewerage Network-Infrastructure | Approved | 4 - 4-Iz. Al Biltaji.4-Iz. Al Biltaji-BILL NO. 1: SEWAGE NETWORK-4-1.1.1-d.3 | *DN/ID 300 mm dia sewer pipes (SN 8) Ditto, depth to invert between 3.51 m and 4.50 m | MTR | 55 | 55 | 461.5 | 25382.5 | SC_Supply/Apply | محمد عاطف محمد مراد | 4 - 4-Iz. Al Biltaji.4-Iz. Al Biltaji-BILL NO. 1: SEWAGE NETWORK-4-1.1.1-d.3 | *DN/ID 300 mm dia sewer pipes (SN 8) Ditto, depth to invert between 3.51 m and 4.50 m | MTR | 55 | 1619 | 89045 | EGP | SC_Supply/Apply
Abo Shanab El Agamien _0195 |  | RFQ-00088 | Mostafa Ramadan | Operation | 2024-08-06 | Sewerage Network-Infrastructure | Approved | 10 - "10 - ABOU .10 - ABOU NASSAR, AL ESSAWI & ABOU SAEDA-BILL NO. 1: SEWAGE NETWORK-4-1.1.1-d.2 | *DN/ID 300 mm dia sewer pipes (SN 8) Ditto, depth to invert between 2.51 m and 3.50 m | MTR | 375 | 337 | 386.5 | 130250.5 | SC_Supply/Apply | محمد عاطف محمد مراد | 10 - "10 - ABOU .10 - ABOU NASSAR, AL ESSAWI & ABOU SAEDA-BILL NO. 1: SEWAGE NETWORK-4-1.1.1-d.2 | *DN/ID 300 mm dia sewer pipes (SN 8) Ditto, depth to invert between 2.51 m and 3.50 m | MTR | 337 | 1217 | 410129 | EGP | SC_Supply/Apply
Abo Shanab El Agamien _0195 |  | RFQ-00088 | Mostafa Ramadan | Operation | 2024-08-06 | Sewerage Network-Infrastructure | Approved | 7 - 7-Iz. Raslan & Iz. Mokhtar Eiss.7-Iz. Raslan & Iz. Mokhtar Eissa-BILL NO. 1: SEWAGE NETWORK-6-1.3-a | IC 60*60 cm | ECH | 4 | 4 | 2968.52 | 11874.08 | OTH | محمد عاطف محمد مراد | 7 - 7-Iz. Raslan & Iz. Mokhtar Eiss.7-Iz. Raslan & Iz. Mokhtar Eissa-BILL NO. 1: SEWAGE NETWORK-6-1.3-a | IC 60*60 cm | ECH | 4 | 3500 | 14000 | EGP | OTH
Abo Shanab El Agamien _0195 |  | RFQ-00088 | Mostafa Ramadan | Operation | 2024-08-06 | Sewerage Network-Infrastructure | Approved | 5 - 5-Tahawi Village.5-Tahawi Village-BILL NO. 1: SEWAGE NETWORK-5-1.2-b.3 | *Manholes with internal diameter of 1200mm Ditto, depth to invert between 2.51 m and 3.00 m | ECH | 12 | 12 | 10539.79 | 126477.48 | SC_Supply/Apply | محمد عاطف محمد مراد | 5 - 5-Tahawi Village.5-Tahawi Village-BILL NO. 1: SEWAGE NETWORK-5-1.2-b.3 | *Manholes with internal diameter of 1200mm Ditto, depth to invert between 2.51 m and 3.00 m | ECH | 12 | 15000 | 180000 | EGP | SC_Supply/Apply
Abo Shanab El Agamien _0195 |  | RFQ-00088 | Mostafa Ramadan | Operation | 2024-08-06 | Sewerage Network-Infrastructure | Approved | 6 - 6-Huwaydi Village.6-Huwaydi Village-BILL NO. 1: SEWAGE NETWORK-5-1.3-a | IC 60*60 cm | ECH | 14 | 8 | 2968.52 | 23748.16 | OTH | محمد عاطف محمد مراد | 6 - 6-Huwaydi Village.6-Huwaydi Village-BILL NO. 1: SEWAGE NETWORK-5-1.3-a | IC 60*60 cm | ECH | 8 | 3500 | 28000 | EGP | OTH
Abo Shanab El Agamien _0195 |  | RFQ-00088 | Mostafa Ramadan | Operation | 2024-08-06 | Sewerage Network-Infrastructure | Approved | 6 - 6-Huwaydi Village.6-Huwaydi Village-BILL NO. 1: SEWAGE NETWORK-5-1.2-b.8 | *Manholes with internal diameter of 1200mm Ditto, depth to invert between 5.01 m and 5.50 m | ECH | 3 | 2 | 18087.99 | 36175.98 | SC_Supply/Apply | محمد عاطف محمد مراد | 6 - 6-Huwaydi Village.6-Huwaydi Village-BILL NO. 1: SEWAGE NETWORK-5-1.2-b.8 | *Manholes with internal diameter of 1200mm Ditto, depth to invert between 5.01 m and 5.50 m | ECH | 2 | 28530 | 57060 | EGP | SC_Supply/Apply
Abo Shanab El Agamien _0195 |  | RFQ-00088 | Mostafa Ramadan | Operation | 2024-08-06 | Sewerage Network-Infrastructure | Approved | 5 - 5-Tahawi Village.5-Tahawi Village-BILL NO. 1: SEWAGE NETWORK-5-1.3-b | IC 60*90 cm | ECH | 1 | 1 | 3556.84 | 3556.84 | OTH | محمد عاطف محمد مراد | 5 - 5-Tahawi Village.5-Tahawi Village-BILL NO. 1: SEWAGE NETWORK-5-1.3-b | IC 60*90 cm | ECH | 1 | 4500 | 4500 | EGP | OTH
Abo Shanab El Agamien _0195 |  | RFQ-00088 | Mostafa Ramadan | Operation | 2024-08-06 | Sewerage Network-Infrastructure | Approved | 1 - Sharaf Al Deen-BILL NO. 1: SEWAGE NETWORK-11-1.3-a | IC 60*60 cm | ECH | 10 | 8 | 2968.52 | 23748.16 | OTH | محمد عاطف محمد مراد | 1 - Sharaf Al Deen-BILL NO. 1: SEWAGE NETWORK-11-1.3-a | IC 60*60 cm | ECH | 8 | 3500 | 28000 | EGP | OTH
Abo Shanab El Agamien _0195 |  | RFQ-00088 | Mostafa Ramadan | Operation | 2024-08-06 | Sewerage Network-Infrastructure | Approved | 2 - 2- Iz. Kariman Sednaoui.2- Iz. Kariman Sednaoui-BILL NO. 1: SEWAGE NETWORK-5-1.2-b.1 | *Manholes with internal diameter of 1200mm Ditto, depth to invert between 1.51 m and 2.00 m | NO | 27 | 27 | 7777.61 | 209995.47 | SC_Supply/Apply | محمد عاطف محمد مراد | 2 - 2- Iz. Kariman Sednaoui.2- Iz. Kariman Sednaoui-BILL NO. 1: SEWAGE NETWORK-5-1.2-b.1 | *Manholes with internal diameter of 1200mm Ditto, depth to invert between 1.51 m and 2.00 m | NO | 27 | 12000 | 324000 | EGP | SC_Supply/Apply
Abo Shanab El Agamien _0195 |  | RFQ-00088 | Mostafa Ramadan | Operation | 2024-08-06 | Sewerage Network-Infrastructure | Approved | 5 - 5-Tahawi Village.5-Tahawi Village-BILL NO. 1: SEWAGE NETWORK-5-1.2-b.4 | *Manholes with internal diameter of 1200mm Ditto, depth to invert between 3.01 m and 3.50 m | ECH | 18 | 12 | 11831.63 | 141979.56 | SC_Supply/Apply | محمد عاطف محمد مراد | 5 - 5-Tahawi Village.5-Tahawi Village-BILL NO. 1: SEWAGE NETWORK-5-1.2-b.4 | *Manholes with internal diameter of 1200mm Ditto, depth to invert between 3.01 m and 3.50 m | ECH | 12 | 17500 | 210000 | EGP | SC_Supply/Apply
Abo Shanab El Agamien _0195 |  | RFQ-00088 | Mostafa Ramadan | Operation | 2024-08-06 | Sewerage Network-Infrastructure | Approved | 2 - 2- Iz. Kariman Sednaoui.2- Iz. Kariman Sednaoui-BILL NO. 1: SEWAGE NETWORK-5-1.2-b.6 | *Manholes with internal diameter of 1200mm Ditto, depth to invert between 4.01 m and 4.5 m | NO | 4 | 4 | 15349.12 | 61396.48 | SC_Supply/Apply | محمد عاطف محمد مراد | 2 - 2- Iz. Kariman Sednaoui.2- Iz. Kariman Sednaoui-BILL NO. 1: SEWAGE NETWORK-5-1.2-b.6 | *Manholes with internal diameter of 1200mm Ditto, depth to invert between 4.01 m and 4.5 m | NO | 4 | 28000 | 112000 | EGP | SC_Supply/Apply
Abo Shanab El Agamien _0195 |  | RFQ-00088 | Mostafa Ramadan | Operation | 2024-08-06 | Sewerage Network-Infrastructure | Approved | 7 - 7-Iz. Raslan & Iz. Mokhtar Eiss.7-Iz. Raslan & Iz. Mokhtar Eissa-BILL NO. 1: SEWAGE NETWORK-6-1.3-b | IC 60*90 cm | ECH | 1 | 1 | 3556.84 | 3556.84 | OTH | محمد عاطف محمد مراد | 7 - 7-Iz. Raslan & Iz. Mokhtar Eiss.7-Iz. Raslan & Iz. Mokhtar Eissa-BILL NO. 1: SEWAGE NETWORK-6-1.3-b | IC 60*90 cm | ECH | 1 | 4500 | 4500 | EGP | OTH
Abo Shanab El Agamien _0195 |  | RFQ-00088 | Mostafa Ramadan | Operation | 2024-08-06 | Sewerage Network-Infrastructure | Approved | 6 - 6-Huwaydi Village.6-Huwaydi Village-BILL NO. 1: SEWAGE NETWORK-5-1.2-b.1 | *Manholes with internal diameter of 1200mm Ditto, depth to invert between 1.51 m and 2.00 m | NO | 42 | 36 | 7777.61 | 279993.96 | SC_Supply/Apply | محمد عاطف محمد مراد | 6 - 6-Huwaydi Village.6-Huwaydi Village-BILL NO. 1: SEWAGE NETWORK-5-1.2-b.1 | *Manholes with internal diameter of 1200mm Ditto, depth to invert between 1.51 m and 2.00 m | NO | 36 | 12000 | 432000 | EGP | SC_Supply/Apply
Abo Shanab El Agamien _0195 |  | RFQ-00088 | Mostafa Ramadan | Operation | 2024-08-06 | Sewerage Network-Infrastructure | Approved | 9 - 9-Iz. Seror.9-Iz. Seror-BILL NO. 1: SEWAGE NETWORK-5-1.2-b.4 | *Manholes with internal diameter of 1200mm Ditto, depth to invert between 3.01 m and 3.50 m | ECH | 23 | 12 | 11831.63 | 141979.56 | SC_Supply/Apply | محمد عاطف محمد مراد | 9 - 9-Iz. Seror.9-Iz. Seror-BILL NO. 1: SEWAGE NETWORK-5-1.2-b.4 | *Manholes with internal diameter of 1200mm Ditto, depth to invert between 3.01 m and 3.50 m | ECH | 12 | 17500 | 210000 | EGP | SC_Supply/Apply
Abo Shanab El Agamien _0195 |  | RFQ-00088 | Mostafa Ramadan | Operation | 2024-08-06 | Sewerage Network-Infrastructure | Approved | 2 - 2- Iz. Kariman Sednaoui.2- Iz. Kariman Sednaoui-BILL NO. 1: SEWAGE NETWORK-5-1.3-b | IC 60*90 cm | ECH | 1 | 1 | 3556.84 | 3556.84 | OTH | محمد عاطف محمد مراد | 2 - 2- Iz. Kariman Sednaoui.2- Iz. Kariman Sednaoui-BILL NO. 1: SEWAGE NETWORK-5-1.3-b | IC 60*90 cm | ECH | 1 | 4500 | 4500 | EGP | OTH
Abo Shanab El Agamien _0195 |  | RFQ-00087 | Ahmed Hedaya | MEP (Electro Mechanical) | 2024-07-29 | Submersible pump ACCES.(chain & guide rails) | Approved | total | Supply only St.St Chains and guide Rails for basket screen and pump lifting with all accessory's items required as (locks ,….etc.) for a good working condition, as per Contract Documents. | LS | 1 | 1 | 0 | 0 | MAT_Raw | ايهاب احمد احمد صالح الجمال | total | Supply only St.St Chains and guide Rails for basket screen and pump lifting with all accessory's items required as (locks ,….etc.) for a good working condition, as per Contract Documents. | LS | 1 | 1154910 | 1154910 | EGP | MAT_Raw
Qasr Rashwan Lot A _0207 |  | RFQ-00048 | Mostafa Shourbagi | MEP (Electro Mechanical) | 2024-08-08 | HDPE Fittings | Approved | Total | Elbows and Reducers Fittings | LS | 1 | 1 | 1725389.35 | 1725389.35 | MAT_Misc | Roxy | Total | Elbows and Reducers Fittings | LS | 1 | 397236.84 | 397236.84 | EGP | MAT_Misc
Qasr Rashwan - Lot B _0208 |  | RFQ-00045 | Mostafa Shourbagi | MEP (Electro Mechanical) | 2024-08-07 | HDPE Fittings | Approved | Total | Elbows and Reducers Fittings | LS | 1 | 1 | 2327231.4 | 2327231.4 | MAT_Misc | Roxy | Total | Elbows and Reducers Fittings | LS | 1 | 1160000 | 1160000 | EGP | MAT_Misc
Creeks URBN K _0192 |  | RFQ-00034 | Purchasing Engineers | Purchasing | 2024-07-28 | RFT Supply (PR 93552) | Approved | 1.1.11.10 - B02-P7-71353-3 | حديد تسليح قطر 10 مم | TON | 14 | 14 | 41000 | 574000 | MAT_Raw | حديد المصريين لتجارة مواد البناء | 1.1.11.10 - B02-P7-71353-3 | حديد تسليح قطر 10 مم | TON | 14 | 41000 | 574000 | EGP | MAT_Raw
Creeks URBN K _0192 |  | RFQ-00034 | Purchasing Engineers | Purchasing | 2024-07-28 | RFT Supply (PR 93552) | Approved | 1.1.11.10 - B02-P7-71353-3 | حديد تسليح قطر 12 مم | TON | 14 | 14 | 41000 | 574000 | MAT_Raw | حديد المصريين لتجارة مواد البناء | 1.1.11.10 - B02-P7-71353-3 | حديد تسليح قطر 12 مم | TON | 14 | 41000 | 574000 | EGP | MAT_Raw
Creeks URBN K _0192 |  | RFQ-00034 | Purchasing Engineers | Purchasing | 2024-07-28 | RFT Supply (PR 93552) | Approved | 1.1.11.10 - B02-P7-71353-3 | حديد تسليح قطر 16 مم | TON | 40 | 10 | 41000 | 410000 | MAT_Raw | حديد المصريين لتجارة مواد البناء | 1.1.11.10 - B02-P7-71353-3 | حديد تسليح قطر 16 مم | TON | 10 | 41000 | 410000 | EGP | MAT_Raw
Abo Shanab El Agamien _0195 |  | RFQ-00088 | Mostafa Ramadan | Operation | 2024-08-06 | Sewerage Network-Infrastructure | Approved | 9 - 9-Iz. Seror.9-Iz. Seror-BILL NO. 1: SEWAGE NETWORK-5-1.2-b.1 | *Manholes with internal diameter of 1200mm Ditto, depth to invert between 1.51 m and 2.00 m | NO | 50 | 36 | 7777.61 | 279993.96 | SC_Supply/Apply | محمد عاطف محمد مراد | 9 - 9-Iz. Seror.9-Iz. Seror-BILL NO. 1: SEWAGE NETWORK-5-1.2-b.1 | *Manholes with internal diameter of 1200mm Ditto, depth to invert between 1.51 m and 2.00 m | NO | 36 | 12000 | 432000 | EGP | SC_Supply/Apply
Abo Shanab El Agamien _0195 |  | RFQ-00088 | Mostafa Ramadan | Operation | 2024-08-06 | Sewerage Network-Infrastructure | Approved | 9 - 9-Iz. Seror.9-Iz. Seror-BILL NO. 1: SEWAGE NETWORK-5-1.2-a.1 | *Manholes with internal diameter of 1000mm Depth to invert not exceeding 1.5 m | NO | 145 | 69 | 6532.1 | 450714.9 | SC_Supply/Apply | محمد عاطف محمد مراد | 9 - 9-Iz. Seror.9-Iz. Seror-BILL NO. 1: SEWAGE NETWORK-5-1.2-a.1 | *Manholes with internal diameter of 1000mm Depth to invert not exceeding 1.5 m | NO | 69 | 8900 | 614100 | EGP | SC_Supply/Apply
Abo Shanab El Agamien _0195 |  | RFQ-00088 | Mostafa Ramadan | Operation | 2024-08-06 | Sewerage Network-Infrastructure | Approved | 4 - 4-Iz. Al Biltaji.4-Iz. Al Biltaji-BILL NO. 1: SEWAGE NETWORK-5-1.3-b | IC 60*90 cm | ECH | 1 | 1 | 3556.84 | 3556.84 | OTH | محمد عاطف محمد مراد | 4 - 4-Iz. Al Biltaji.4-Iz. Al Biltaji-BILL NO. 1: SEWAGE NETWORK-5-1.3-b | IC 60*90 cm | ECH | 1 | 4500 | 4500 | EGP | OTH
Abo Shanab El Agamien _0195 |  | RFQ-00088 | Mostafa Ramadan | Operation | 2024-08-06 | Sewerage Network-Infrastructure | Approved | 5 - 5-Tahawi Village.5-Tahawi Village-BILL NO. 1: SEWAGE NETWORK-5-1.2-b.2 | *Manholes with internal diameter of 1200mm Ditto, depth to invert between 2.01 m and 2.50 m | NO | 24 | 24 | 8920.57 | 214093.68 | SC_Supply/Apply | محمد عاطف محمد مراد | 5 - 5-Tahawi Village.5-Tahawi Village-BILL NO. 1: SEWAGE NETWORK-5-1.2-b.2 | *Manholes with internal diameter of 1200mm Ditto, depth to invert between 2.01 m and 2.50 m | NO | 24 | 13500 | 324000 | EGP | SC_Supply/Apply
Abo Shanab El Agamien _0195 |  | RFQ-00088 | Mostafa Ramadan | Operation | 2024-08-06 | Sewerage Network-Infrastructure | Approved | 10 - "10 - ABOU .10 - ABOU NASSAR, AL ESSAWI & ABOU SAEDA-BILL NO. 1: SEWAGE NETWORK-5-1.2-b.4 | *Manholes with internal diameter of 1200mm Ditto, depth to invert between 3.01 m and 3.50 m | ECH | 18 | 12 | 11831.63 | 141979.56 | SC_Supply/Apply | محمد عاطف محمد مراد | 10 - "10 - ABOU .10 - ABOU NASSAR, AL ESSAWI & ABOU SAEDA-BILL NO. 1: SEWAGE NETWORK-5-1.2-b.4 | *Manholes with internal diameter of 1200mm Ditto, depth to invert between 3.01 m and 3.50 m | ECH | 12 | 17500 | 210000 | EGP | SC_Supply/Apply
Abo Shanab El Agamien _0195 |  | RFQ-00088 | Mostafa Ramadan | Operation | 2024-08-06 | Sewerage Network-Infrastructure | Approved | 2 - 2- Iz. Kariman Sednaoui.2- Iz. Kariman Sednaoui-BILL NO. 1: SEWAGE NETWORK-5-1.2-b.4 | *Manholes with internal diameter of 1200mm Ditto, depth to invert between 3.01 m and 3.50 m | ECH | 31 | 31 | 11831.63 | 366780.53 | SC_Supply/Apply | محمد عاطف محمد مراد | 2 - 2- Iz. Kariman Sednaoui.2- Iz. Kariman Sednaoui-BILL NO. 1: SEWAGE NETWORK-5-1.2-b.4 | *Manholes with internal diameter of 1200mm Ditto, depth to invert between 3.01 m and 3.50 m | ECH | 31 | 17500 | 542500 | EGP | SC_Supply/Apply
Abo Shanab El Agamien _0195 |  | RFQ-00088 | Mostafa Ramadan | Operation | 2024-08-06 | Sewerage Network-Infrastructure | Approved | 1 - Sharaf Al Deen-BILL NO. 1: SEWAGE NETWORK-10-1.2.1-b.4 | *Manholes with internal diameter of 1200mm Ditto, depth to invert between 3.01 m and 3.50 m | ECH | 17 | 16 | 11831.63 | 189306.08 | SC_Supply/Apply | محمد عاطف محمد مراد | 1 - Sharaf Al Deen-BILL NO. 1: SEWAGE NETWORK-10-1.2.1-b.4 | *Manholes with internal diameter of 1200mm Ditto, depth to invert between 3.01 m and 3.50 m | ECH | 16 | 17500 | 280000 | EGP | SC_Supply/Apply
Abo Shanab El Agamien _0195 |  | RFQ-00088 | Mostafa Ramadan | Operation | 2024-08-06 | Sewerage Network-Infrastructure | Approved | 1 - Sharaf Al Deen-BILL NO. 1: SEWAGE NETWORK-10-1.2.1-b.2 | *Manholes with internal diameter of 1200mm Ditto, depth to invert between 2.01 m and 2.50 m | NO | 14 | 14 | 8920.57 | 124887.98 | SC_Supply/Apply | محمد عاطف محمد مراد | 1 - Sharaf Al Deen-BILL NO. 1: SEWAGE NETWORK-10-1.2.1-b.2 | *Manholes with internal diameter of 1200mm Ditto, depth to invert between 2.01 m and 2.50 m | NO | 14 | 13500 | 189000 | EGP | SC_Supply/Apply
Abo Shanab El Agamien _0195 |  | RFQ-00088 | Mostafa Ramadan | Operation | 2024-08-06 | Sewerage Network-Infrastructure | Approved | 3 - 3- Iz.Junaidi Wisa & Iz. Zaki W.3- Iz.Junaidi Wisa & Iz. Zaki Wisa-BILL NO. 1: SEWAGE NETWORK-5-1.2-b.2 | *Manholes with internal diameter of 1200mm Ditto, depth to invert between 2.01 m and 2.50 m | NO | 13 | 13 | 8920.57 | 115967.41 | SC_Supply/Apply | محمد عاطف محمد مراد | 3 - 3- Iz.Junaidi Wisa & Iz. Zaki W.3- Iz.Junaidi Wisa & Iz. Zaki Wisa-BILL NO. 1: SEWAGE NETWORK-5-1.2-b.2 | *Manholes with internal diameter of 1200mm Ditto, depth to invert between 2.01 m and 2.50 m | NO | 13 | 13500 | 175500 | EGP | SC_Supply/Apply
Abo Shanab El Agamien _0195 |  | RFQ-00088 | Mostafa Ramadan | Operation | 2024-08-06 | Sewerage Network-Infrastructure | Approved | 1 - Sharaf Al Deen-BILL NO. 1: SEWAGE NETWORK-10-1.2.1-b.1 | *Manholes with internal diameter of 1200mm Ditto, depth to invert between 1.51 m and 2.00 m | NO | 45 | 36 | 7777.61 | 279993.96 | SC_Supply/Apply | محمد عاطف محمد مراد | 1 - Sharaf Al Deen-BILL NO. 1: SEWAGE NETWORK-10-1.2.1-b.1 | *Manholes with internal diameter of 1200mm Ditto, depth to invert between 1.51 m and 2.00 m | NO | 36 | 12000 | 432000 | EGP | SC_Supply/Apply
Abo Shanab El Agamien _0195 |  | RFQ-00088 | Mostafa Ramadan | Operation | 2024-08-06 | Sewerage Network-Infrastructure | Approved | 8 - 8-Iz. Abd Al-Qawy Salem & Iz. Z.8-Iz. Abd Al-Qawy Salem & Iz. Zaraby-BILL NO. 1: SEWAGE NETWORK-5-1.2-b.5 | *Manholes with internal diameter of 1200mm Ditto, depth to invert between 3.51 m and 4.00 m | ECH | 15 | 12 | 13123.46 | 157481.52 | SC_Supply/Apply | محمد عاطف محمد مراد | 8 - 8-Iz. Abd Al-Qawy Salem & Iz. Z.8-Iz. Abd Al-Qawy Salem & Iz. Zaraby-BILL NO. 1: SEWAGE NETWORK-5-1.2-b.5 | *Manholes with internal diameter of 1200mm Ditto, depth to invert between 3.51 m and 4.00 m | ECH | 12 | 22000 | 264000 | EGP | SC_Supply/Apply
Abo Shanab El Agamien _0195 |  | RFQ-00088 | Mostafa Ramadan | Operation | 2024-08-06 | Sewerage Network-Infrastructure | Approved | 6 - 6-Huwaydi Village.6-Huwaydi Village-BILL NO. 1: SEWAGE NETWORK-5-1.2-b.7 | *Manholes with internal diameter of 1200mm Ditto, depth to invert between 4.51 m and 5.00 m | ECH | 1 | 1 | 16718.55 | 16718.55 | SC_Supply/Apply | محمد عاطف محمد مراد | 6 - 6-Huwaydi Village.6-Huwaydi Village-BILL NO. 1: SEWAGE NETWORK-5-1.2-b.7 | *Manholes with internal diameter of 1200mm Ditto, depth to invert between 4.51 m and 5.00 m | ECH | 1 | 31000 | 31000 | EGP | SC_Supply/Apply
Abo Shanab El Agamien _0195 |  | RFQ-00088 | Mostafa Ramadan | Operation | 2024-08-06 | Sewerage Network-Infrastructure | Approved | 3 - 3- Iz.Junaidi Wisa & Iz. Zaki W.3- Iz.Junaidi Wisa & Iz. Zaki Wisa-BILL NO. 1: SEWAGE NETWORK-6-1.4-a | IC 60*60 cm | ECH | 7 | 7 | 2968.52 | 20779.64 | OTH | محمد عاطف محمد مراد | 3 - 3- Iz.Junaidi Wisa & Iz. Zaki W.3- Iz.Junaidi Wisa & Iz. Zaki Wisa-BILL NO. 1: SEWAGE NETWORK-6-1.4-a | IC 60*60 cm | ECH | 7 | 3500 | 24500 | EGP | OTH
Abo Shanab El Agamien _0195 |  | RFQ-00088 | Mostafa Ramadan | Operation | 2024-08-06 | Sewerage Network-Infrastructure | Approved | 10 - "10 - ABOU .10 - ABOU NASSAR, AL ESSAWI & ABOU SAEDA-BILL NO. 1: SEWAGE NETWORK-6-1.3-b | IC 60*90 cm | ECH | 1 | 1 | 3556.84 | 3556.84 | OTH | محمد عاطف محمد مراد | 10 - "10 - ABOU .10 - ABOU NASSAR, AL ESSAWI & ABOU SAEDA-BILL NO. 1: SEWAGE NETWORK-6-1.3-b | IC 60*90 cm | ECH | 1 | 4500 | 4500 | EGP | OTH
Abo Shanab El Agamien _0195 |  | RFQ-00088 | Mostafa Ramadan | Operation | 2024-08-06 | Sewerage Network-Infrastructure | Approved | 7 - 7-Iz. Raslan & Iz. Mokhtar Eiss.7-Iz. Raslan & Iz. Mokhtar Eissa-BILL NO. 1: SEWAGE NETWORK-5-1.2-b.6 | *Manholes with internal diameter of 1200mm Ditto, depth to invert between 4.51 m and 5.00 m | ECH | 2 | 2 | 16718.55 | 33437.1 | SC_Supply/Apply | محمد عاطف محمد مراد | 7 - 7-Iz. Raslan & Iz. Mokhtar Eiss.7-Iz. Raslan & Iz. Mokhtar Eissa-BILL NO. 1: SEWAGE NETWORK-5-1.2-b.6 | *Manholes with internal diameter of 1200mm Ditto, depth to invert between 4.51 m and 5.00 m | ECH | 2 | 31000 | 62000 | EGP | SC_Supply/Apply
Abo Shanab El Agamien _0195 |  | RFQ-00088 | Mostafa Ramadan | Operation | 2024-08-06 | Sewerage Network-Infrastructure | Approved | 6 - 6-Huwaydi Village.6-Huwaydi Village-BILL NO. 1: SEWAGE NETWORK-5-1.3-b | IC 60*90 cm | ECH | 1 | 1 | 3556.84 | 3556.84 | OTH | محمد عاطف محمد مراد | 6 - 6-Huwaydi Village.6-Huwaydi Village-BILL NO. 1: SEWAGE NETWORK-5-1.3-b | IC 60*90 cm | ECH | 1 | 4500 | 4500 | EGP | OTH
Abo Shanab El Agamien _0195 |  | RFQ-00088 | Mostafa Ramadan | Operation | 2024-08-06 | Sewerage Network-Infrastructure | Approved | 9 - 9-Iz. Seror.9-Iz. Seror-BILL NO. 1: SEWAGE NETWORK-5-1.2-b.2 | *Manholes with internal diameter of 1200mm Ditto, depth to invert between 2.01 m and 2.50 m | NO | 13 | 13 | 8920.57 | 115967.41 | SC_Supply/Apply | محمد عاطف محمد مراد | 9 - 9-Iz. Seror.9-Iz. Seror-BILL NO. 1: SEWAGE NETWORK-5-1.2-b.2 | *Manholes with internal diameter of 1200mm Ditto, depth to invert between 2.01 m and 2.50 m | NO | 13 | 13500 | 175500 | EGP | SC_Supply/Apply
Abo Shanab El Agamien _0195 |  | RFQ-00088 | Mostafa Ramadan | Operation | 2024-08-06 | Sewerage Network-Infrastructure | Approved | 5 - 5-Tahawi Village.5-Tahawi Village-BILL NO. 1: SEWAGE NETWORK-5-1.2-a.1 | *Manholes with internal diameter of 1000mm Depth to invert not exceeding 1.5 m | NO | 150 | 93 | 6532.1 | 607485.3 | SC_Supply/Apply | محمد عاطف محمد مراد | 5 - 5-Tahawi Village.5-Tahawi Village-BILL NO. 1: SEWAGE NETWORK-5-1.2-a.1 | *Manholes with internal diameter of 1000mm Depth to invert not exceeding 1.5 m | NO | 93 | 8900 | 827700 | EGP | SC_Supply/Apply
Abo Shanab El Agamien _0195 |  | RFQ-00088 | Mostafa Ramadan | Operation | 2024-08-06 | Sewerage Network-Infrastructure | Approved | 8 - 8-Iz. Abd Al-Qawy Salem & Iz. Z.8-Iz. Abd Al-Qawy Salem & Iz. Zaraby-BILL NO. 1: SEWAGE NETWORK-5-1.3-a | IC 60*60 cm | ECH | 10 | 8 | 2968.52 | 23748.16 | OTH | محمد عاطف محمد مراد | 8 - 8-Iz. Abd Al-Qawy Salem & Iz. Z.8-Iz. Abd Al-Qawy Salem & Iz. Zaraby-BILL NO. 1: SEWAGE NETWORK-5-1.3-a | IC 60*60 cm | ECH | 8 | 3500 | 28000 | EGP | OTH
Rabigh PP - Piling Works_K0004 |  | RFQ-00020 | Mina Ayman | Operation | 2024-08-12 | pile testing SC-rev01 | Approved | 10.10.10 - CP-02 Pile-main scope NEW-31 08 13 PT-0017 | mob and demob for each test | ECH | 10 | 10 | 500 | 5000 | SC_Supply/Apply | ACES | 10.10.10 - CP-02 Pile-main scope NEW-31 08 13 PT-0017 | mob and demob for each test | ECH | 10 | 500 | 5000 | SAR | SC_Supply/Apply
Rabigh PP - Piling Works_K0004 |  | RFQ-00020 | Mina Ayman | Operation | 2024-08-12 | pile testing SC-rev01 | Approved | 10.10.10 - CP-02 Pile-main scope NEW-31 08 13 PT-0021 | performing dynamic testing on working piles to bored concrete piles 800mm nominal diameter high strain dynamic testing up to 30m depth minimum charges 2 piles each visit suitable hammer of sufficient weight to be provided by rme | ECH | 8 | 8 | 14037.5 | 112300 | SC_Supply/Apply | ACES | 10.10.10 - CP-02 Pile-main scope NEW-31 08 13 PT-0021 | performing dynamic testing on working piles to bored concrete piles 800mm nominal diameter high strain dynamic testing up to 30m depth minimum charges 2 piles each visit suitable hammer of sufficient weight to be provided by rme | ECH | 8 | 5000 | 40000 | SAR | SC_Supply/Apply
Rabigh PP - Piling Works_K0004 |  | RFQ-00020 | Mina Ayman | Operation | 2024-08-12 | pile testing SC-rev01 | Approved | 10.10.10 - CP-02 Pile-main scope NEW-31 08 13 PT-0021 | Rental provision of 1 no of 100 tons | LS | 1 | 1 | 12500 | 12500 | SC_Supply/Apply | ACES | 10.10.10 - CP-02 Pile-main scope NEW-31 08 13 PT-0021 | Rental provision of 1 no of 100 tons | LS | 1 | 12500 | 12500 | SAR | SC_Supply/Apply
Rabigh PP - Piling Works_K0004 |  | RFQ-00020 | Mina Ayman | Operation | 2024-08-12 | pile testing SC-rev01 | Approved | 10.10.11 - CP-02 Pile-main scope NEW-31 08 16 PT-0012 | PILE DIAMETER PERFORMANCE CHECK | ECH | 1 | 1 | 9750 | 9750 | SC_Supply/Apply | ACES | 10.10.11 - CP-02 Pile-main scope NEW-31 08 16 PT-0012 | PILE DIAMETER PERFORMANCE CHECK | ECH | 1 | 2000 | 2000 | SAR | SC_Supply/Apply
Rabigh PP - Piling Works_K0004 |  | RFQ-00020 | Mina Ayman | Operation | 2024-08-12 | pile testing SC-rev01 | Approved | 10.10.11 - CP-02 Pile-main scope NEW-31 08 16 PT-0012 | witnessing and reporting only for working pile load testing up to 24 hours | ECH | 1 | 1 | 5000 | 5000 | SC_Supply/Apply | ACES | 10.10.11 - CP-02 Pile-main scope NEW-31 08 16 PT-0012 | witnessing and reporting only for working pile load testing up to 24 hours | ECH | 1 | 5000 | 5000 | SAR | SC_Supply/Apply
Rabigh PP - Piling Works_K0004 |  | RFQ-00020 | Mina Ayman | Operation | 2024-08-12 | pile testing SC-rev01 | Approved | 10.10.10 - CP-02 Pile-main scope NEW-31 08 13 PT-0016 | performing pile integrity test to bored concrete piles 800mm nominal diameter low strain integrity testing for piles for 600- & 800-mm diameter | ECH | 869 | 750 | 243.34 | 182505 | SC_Supply/Apply | ACES | 10.10.10 - CP-02 Pile-main scope NEW-31 08 13 PT-0016 | performing pile integrity test to bored concrete piles 800mm nominal diameter low strain integrity testing for piles for 600- & 800-mm diameter | ECH | 750 | 90 | 67500 | SAR | SC_Supply/Apply
Rabigh PP - Piling Works_K0004 |  | RFQ-00019 | Mina Ayman | Operation | 2024-08-10 | Static Pile performing SC | Approved | 10.10.10 - CP-02 Pile-main scope NEW-31 08 13 PT-0017 | Engineering Documents ( MS , RA , Loading schedule, platform design calculation notes … etc) | LS | 1 | 1 | 25000 | 25000 | SC_Supply/Apply | توماس بيور ميكالى | 10.10.10 - CP-02 Pile-main scope NEW-31 08 13 PT-0017 | Engineering Documents ( MS , RA , Loading schedule, platform design calculation notes … etc) | LS | 1 | 25000 | 25000 | SAR | SC_Supply/Apply
Rabigh PP - Piling Works_K0004 |  | RFQ-00019 | Mina Ayman | Operation | 2024-08-10 | Static Pile performing SC | Approved | 10.10.10 - CP-02 Pile-main scope NEW-31 08 13 PT-0017 | Static compressive load tests on working piles | ECH | 10 | 10 | 91770 | 917700 | SC_Supply/Apply | توماس بيور ميكالى | 10.10.10 - CP-02 Pile-main scope NEW-31 08 13 PT-0017 | Static compressive load tests on working piles | ECH | 10 | 63500 | 635000 | SAR | SC_Supply/Apply
Rabigh PP - Piling Works_K0004 |  | RFQ-00019 | Mina Ayman | Operation | 2024-08-10 | Static Pile performing SC | Approved | 10.10.10 - CP-02 Pile-main scope NEW-31 08 13 PT-0017 | preparing initial reports for the test | ECH | 10 | 10 | 4000 | 40000 | SC_Supply/Apply | توماس بيور ميكالى | 10.10.10 - CP-02 Pile-main scope NEW-31 08 13 PT-0017 | preparing initial reports for the test | ECH | 10 | 4000 | 40000 | SAR | SC_Supply/Apply
Rabigh PP - Piling Works_K0004 |  | RFQ-00018 | Mina Ayman | Operation | 2024-08-10 | Static Pile Test Witnessing | Approved | 10.10.10 - CP-02 Pile-main scope NEW-31 08 13 PT-0017 | mob and demob for each test | ECH | 10 | 10 | 500 | 5000 | SC_Supply/Apply | ACES | 10.10.10 - CP-02 Pile-main scope NEW-31 08 13 PT-0017 | mob and demob for each test | ECH | 10 | 500 | 5000 | SAR | SC_Supply/Apply
Rabigh PP - Piling Works_K0004 |  | RFQ-00018 | Mina Ayman | Operation | 2024-08-10 | Static Pile Test Witnessing | Approved | 10.10.10 - CP-02 Pile-main scope NEW-31 08 13 PT-0017 | witnessing and reporting only for working pile load testing up to 24 hours | ECH | 10 | 10 | 4500 | 45000 | SC_Supply/Apply | ACES | 10.10.10 - CP-02 Pile-main scope NEW-31 08 13 PT-0017 | witnessing and reporting only for working pile load testing up to 24 hours | ECH | 10 | 4500 | 45000 | SAR | SC_Supply/Apply
Abo Shanab El Agamien _0195 |  | RFQ-00088 | Mostafa Ramadan | Operation | 2024-08-06 | Sewerage Network-Infrastructure | Approved | 8 - 8-Iz. Abd Al-Qawy Salem & Iz. Z.8-Iz. Abd Al-Qawy Salem & Iz. Zaraby-BILL NO. 1: SEWAGE NETWORK-5-1.2-b.3 | *Manholes with internal diameter of 1200mm Ditto, depth to invert between 2.51 m and 3.00 m | ECH | 17 | 15 | 10539.79 | 158096.85 | SC_Supply/Apply | محمد عاطف محمد مراد | 8 - 8-Iz. Abd Al-Qawy Salem & Iz. Z.8-Iz. Abd Al-Qawy Salem & Iz. Zaraby-BILL NO. 1: SEWAGE NETWORK-5-1.2-b.3 | *Manholes with internal diameter of 1200mm Ditto, depth to invert between 2.51 m and 3.00 m | ECH | 15 | 15000 | 225000 | EGP | SC_Supply/Apply
Abo Shanab El Agamien _0195 |  | RFQ-00088 | Mostafa Ramadan | Operation | 2024-08-06 | Sewerage Network-Infrastructure | Approved | 4 - 4-Iz. Al Biltaji.4-Iz. Al Biltaji-BILL NO. 1: SEWAGE NETWORK-5-1.2-b.2 | *Manholes with internal diameter of 1200mm Ditto, depth to invert between 2.01 m and 2.50 m | NO | 18 | 16 | 8920.57 | 142729.12 | SC_Supply/Apply | محمد عاطف محمد مراد | 4 - 4-Iz. Al Biltaji.4-Iz. Al Biltaji-BILL NO. 1: SEWAGE NETWORK-5-1.2-b.2 | *Manholes with internal diameter of 1200mm Ditto, depth to invert between 2.01 m and 2.50 m | NO | 16 | 13500 | 216000 | EGP | SC_Supply/Apply
Abo Shanab El Agamien _0195 |  | RFQ-00088 | Mostafa Ramadan | Operation | 2024-08-06 | Sewerage Network-Infrastructure | Approved | 8 - 8-Iz. Abd Al-Qawy Salem & Iz. Z.8-Iz. Abd Al-Qawy Salem & Iz. Zaraby-BILL NO. 1: SEWAGE NETWORK-5-1.2-b.7 | *Manholes with internal diameter of 1200mm Ditto, depth to invert between 4.51 m and 5.00 m | ECH | 1 | 1 | 16718.55 | 16718.55 | SC_Supply/Apply | محمد عاطف محمد مراد | 8 - 8-Iz. Abd Al-Qawy Salem & Iz. Z.8-Iz. Abd Al-Qawy Salem & Iz. Zaraby-BILL NO. 1: SEWAGE NETWORK-5-1.2-b.7 | *Manholes with internal diameter of 1200mm Ditto, depth to invert between 4.51 m and 5.00 m | ECH | 1 | 31000 | 31000 | EGP | SC_Supply/Apply
Abo Shanab El Agamien _0195 |  | RFQ-00088 | Mostafa Ramadan | Operation | 2024-08-06 | Sewerage Network-Infrastructure | Approved | 3 - 3- Iz.Junaidi Wisa & Iz. Zaki W.3- Iz.Junaidi Wisa & Iz. Zaki Wisa-BILL NO. 1: SEWAGE NETWORK-6-1.4-b | IC 60*90 cm | ECH | 1 | 1 | 3556.84 | 3556.84 | OTH | محمد عاطف محمد مراد | 3 - 3- Iz.Junaidi Wisa & Iz. Zaki W.3- Iz.Junaidi Wisa & Iz. Zaki Wisa-BILL NO. 1: SEWAGE NETWORK-6-1.4-b | IC 60*90 cm | ECH | 1 | 4500 | 4500 | EGP | OTH
Abo Shanab El Agamien _0195 |  | RFQ-00088 | Mostafa Ramadan | Operation | 2024-08-06 | Sewerage Network-Infrastructure | Approved | 7 - 7-Iz. Raslan & Iz. Mokhtar Eiss.7-Iz. Raslan & Iz. Mokhtar Eissa-BILL NO. 1: SEWAGE NETWORK-5-1.2-a.1 | *Manholes with internal diameter of 1000mm Depth to invert not exceeding 1.5 m | NO | 45 | 45 | 6532.1 | 293944.5 | SC_Supply/Apply | محمد عاطف محمد مراد | 7 - 7-Iz. Raslan & Iz. Mokhtar Eiss.7-Iz. Raslan & Iz. Mokhtar Eissa-BILL NO. 1: SEWAGE NETWORK-5-1.2-a.1 | *Manholes with internal diameter of 1000mm Depth to invert not exceeding 1.5 m | NO | 45 | 8900 | 400500 | EGP | SC_Supply/Apply
Abo Shanab El Agamien _0195 |  | RFQ-00088 | Mostafa Ramadan | Operation | 2024-08-06 | Sewerage Network-Infrastructure | Approved | 8 - 8-Iz. Abd Al-Qawy Salem & Iz. Z.8-Iz. Abd Al-Qawy Salem & Iz. Zaraby-BILL NO. 1: SEWAGE NETWORK-5-1.2-b.4 | *Manholes with internal diameter of 1200mm Ditto, depth to invert between 3.01 m and 3.50 m | ECH | 6 | 6 | 11831.63 | 70989.78 | SC_Supply/Apply | محمد عاطف محمد مراد | 8 - 8-Iz. Abd Al-Qawy Salem & Iz. Z.8-Iz. Abd Al-Qawy Salem & Iz. Zaraby-BILL NO. 1: SEWAGE NETWORK-5-1.2-b.4 | *Manholes with internal diameter of 1200mm Ditto, depth to invert between 3.01 m and 3.50 m | ECH | 6 | 17500 | 105000 | EGP | SC_Supply/Apply
Abo Shanab El Agamien _0195 |  | RFQ-00088 | Mostafa Ramadan | Operation | 2024-08-06 | Sewerage Network-Infrastructure | Approved | 7 - 7-Iz. Raslan & Iz. Mokhtar Eiss.7-Iz. Raslan & Iz. Mokhtar Eissa-BILL NO. 1: SEWAGE NETWORK-5-1.2-b.3 | *Manholes with internal diameter of 1200mm Ditto, depth to invert between 2.51 m and 3.00 m | ECH | 15 | 15 | 10539.79 | 158096.85 | SC_Supply/Apply | محمد عاطف محمد مراد | 7 - 7-Iz. Raslan & Iz. Mokhtar Eiss.7-Iz. Raslan & Iz. Mokhtar Eissa-BILL NO. 1: SEWAGE NETWORK-5-1.2-b.3 | *Manholes with internal diameter of 1200mm Ditto, depth to invert between 2.51 m and 3.00 m | ECH | 15 | 15000 | 225000 | EGP | SC_Supply/Apply
Abo Shanab El Agamien _0195 |  | RFQ-00088 | Mostafa Ramadan | Operation | 2024-08-06 | Sewerage Network-Infrastructure | Approved | 10 - "10 - ABOU .10 - ABOU NASSAR, AL ESSAWI & ABOU SAEDA-BILL NO. 1: SEWAGE NETWORK-5-1.2-b.6 | *Manholes with internal diameter of 1200mm Ditto, depth to invert between 4.01 m and 4.5 m | NO | 19 | 10 | 15349.12 | 153491.2 | SC_Supply/Apply | محمد عاطف محمد مراد | 10 - "10 - ABOU .10 - ABOU NASSAR, AL ESSAWI & ABOU SAEDA-BILL NO. 1: SEWAGE NETWORK-5-1.2-b.6 | *Manholes with internal diameter of 1200mm Ditto, depth to invert between 4.01 m and 4.5 m | NO | 10 | 28000 | 280000 | EGP | SC_Supply/Apply
Abo Shanab El Agamien _0195 |  | RFQ-00088 | Mostafa Ramadan | Operation | 2024-08-06 | Sewerage Network-Infrastructure | Approved | 5 - 5-Tahawi Village.5-Tahawi Village-BILL NO. 1: SEWAGE NETWORK-5-1.2-b.1 | *Manholes with internal diameter of 1200mm Ditto, depth to invert between 1.51 m and 2.00 m | NO | 65 | 36 | 7777.61 | 279993.96 | SC_Supply/Apply | محمد عاطف محمد مراد | 5 - 5-Tahawi Village.5-Tahawi Village-BILL NO. 1: SEWAGE NETWORK-5-1.2-b.1 | *Manholes with internal diameter of 1200mm Ditto, depth to invert between 1.51 m and 2.00 m | NO | 36 | 12000 | 432000 | EGP | SC_Supply/Apply
Abo Shanab El Agamien _0195 |  | RFQ-00088 | Mostafa Ramadan | Operation | 2024-08-06 | Sewerage Network-Infrastructure | Approved | 8 - 8-Iz. Abd Al-Qawy Salem & Iz. Z.8-Iz. Abd Al-Qawy Salem & Iz. Zaraby-BILL NO. 1: SEWAGE NETWORK-5-1.2-b.1 | *Manholes with internal diameter of 1200mm Ditto, depth to invert between 1.51 m and 2.00 m | NO | 45 | 36 | 7777.61 | 279993.96 | SC_Supply/Apply | محمد عاطف محمد مراد | 8 - 8-Iz. Abd Al-Qawy Salem & Iz. Z.8-Iz. Abd Al-Qawy Salem & Iz. Zaraby-BILL NO. 1: SEWAGE NETWORK-5-1.2-b.1 | *Manholes with internal diameter of 1200mm Ditto, depth to invert between 1.51 m and 2.00 m | NO | 36 | 12000 | 432000 | EGP | SC_Supply/Apply
Abo Shanab El Agamien _0195 |  | RFQ-00088 | Mostafa Ramadan | Operation | 2024-08-06 | Sewerage Network-Infrastructure | Approved | 6 - 6-Huwaydi Village.6-Huwaydi Village-BILL NO. 1: SEWAGE NETWORK-4-1.1.1-c.1 | *DN/ID 250 mm dia sewer pipes (SN 8) Depth to invert not exceeding 1.5 m | MTR | 50 | 50 | 241.53 | 12076.5 | SC_Supply/Apply | محمد عاطف محمد مراد | 6 - 6-Huwaydi Village.6-Huwaydi Village-BILL NO. 1: SEWAGE NETWORK-4-1.1.1-c.1 | *DN/ID 250 mm dia sewer pipes (SN 8) Depth to invert not exceeding 1.5 m | MTR | 50 | 562 | 28100 | EGP | SC_Supply/Apply
Abo Shanab El Agamien _0195 |  | RFQ-00088 | Mostafa Ramadan | Operation | 2024-08-06 | Sewerage Network-Infrastructure | Approved | 2 - 2- Iz. Kariman Sednaoui.2- Iz. Kariman Sednaoui-BILL NO. 1: SEWAGE NETWORK-4-1.1.1-b.4 | *DN/ID 250 mm dia sewer pipes (SN 8) Ditto, depth to invert between 3.51 m and 4.50 m | MTR | 150 | 150 | 485 | 72750 | SC_Supply/Apply | محمد عاطف محمد مراد | 2 - 2- Iz. Kariman Sednaoui.2- Iz. Kariman Sednaoui-BILL NO. 1: SEWAGE NETWORK-4-1.1.1-b.4 | *DN/ID 250 mm dia sewer pipes (SN 8) Ditto, depth to invert between 3.51 m and 4.50 m | MTR | 150 | 1494 | 224100 | EGP | SC_Supply/Apply
Abo Shanab El Agamien _0195 |  | RFQ-00088 | Mostafa Ramadan | Operation | 2024-08-06 | Sewerage Network-Infrastructure | Approved | 4 - 4-Iz. Al Biltaji.4-Iz. Al Biltaji-BILL NO. 1: SEWAGE NETWORK-4-1.1.1-c.2 | *DN/ID 250 mm dia sewer pipes (SN 8) Depth to invert between 1.51 m and 2.50 m | MTR | 800 | 575 | 310.53 | 178554.75 | SC_Supply/Apply | محمد عاطف محمد مراد | 4 - 4-Iz. Al Biltaji.4-Iz. Al Biltaji-BILL NO. 1: SEWAGE NETWORK-4-1.1.1-c.2 | *DN/ID 250 mm dia sewer pipes (SN 8) Depth to invert between 1.51 m and 2.50 m | MTR | 575 | 804 | 462300 | EGP | SC_Supply/Apply
Abo Shanab El Agamien _0195 |  | RFQ-00088 | Mostafa Ramadan | Operation | 2024-08-06 | Sewerage Network-Infrastructure | Approved | 10 - "10 - ABOU .10 - ABOU NASSAR, AL ESSAWI & ABOU SAEDA-BILL NO. 1: SEWAGE NETWORK-4-1.1.1-f.1 | *DN/ID 500 mm dia sewer pipes (SN 8) Ditto, depth to invert between 3.51 m and 4.50 m | MTR | 145 | 15 | 819.1 | 12286.5 | SC_Supply/Apply | محمد عاطف محمد مراد | 10 - "10 - ABOU .10 - ABOU NASSAR, AL ESSAWI & ABOU SAEDA-BILL NO. 1: SEWAGE NETWORK-4-1.1.1-f.1 | *DN/ID 500 mm dia sewer pipes (SN 8) Ditto, depth to invert between 3.51 m and 4.50 m | MTR | 15 | 1840 | 27600 | EGP | SC_Supply/Apply
Abo Shanab El Agamien _0195 |  | RFQ-00088 | Mostafa Ramadan | Operation | 2024-08-06 | Sewerage Network-Infrastructure | Approved | 9 - 9-Iz. Seror.9-Iz. Seror-BILL NO. 1: SEWAGE NETWORK-4-1.1.1-c.4 | *DN/ID 250 mm dia sewer pipes (SN 8) Ditto, depth to invert between 3.51 m and 4.50 m | MTR | 430 | 312 | 485 | 151320 | SC_Supply/Apply | محمد عاطف محمد مراد | 9 - 9-Iz. Seror.9-Iz. Seror-BILL NO. 1: SEWAGE NETWORK-4-1.1.1-c.4 | *DN/ID 250 mm dia sewer pipes (SN 8) Ditto, depth to invert between 3.51 m and 4.50 m | MTR | 312 | 1494 | 466128 | EGP | SC_Supply/Apply
Abo Shanab El Agamien _0195 |  | RFQ-00088 | Mostafa Ramadan | Operation | 2024-08-06 | Sewerage Network-Infrastructure | Approved | 4 - 4-Iz. Al Biltaji.4-Iz. Al Biltaji-BILL NO. 1: SEWAGE NETWORK-4-1.1.1-a.1 | *DN/ID 150 mm dia sewer pipes (SN 4) Depth to invert not exceeding 1.2 m | MTR | 150 | 150 | 157.43 | 23614.5 | SC_Supply/Apply | محمد عاطف محمد مراد | 4 - 4-Iz. Al Biltaji.4-Iz. Al Biltaji-BILL NO. 1: SEWAGE NETWORK-4-1.1.1-a.1 | *DN/ID 150 mm dia sewer pipes (SN 4) Depth to invert not exceeding 1.2 m | MTR | 150 | 388 | 58200 | EGP | SC_Supply/Apply
Abo Shanab El Agamien _0195 |  | RFQ-00088 | Mostafa Ramadan | Operation | 2024-08-06 | Sewerage Network-Infrastructure | Approved | 10 - "10 - ABOU .10 - ABOU NASSAR, AL ESSAWI & ABOU SAEDA-BILL NO. 1: SEWAGE NETWORK-4-1.1.1-c.2 | *DN/ID 250 mm dia sewer pipes (SN 8) Ditto, depth to invert between 2.51 m and 3.50 m | MTR | 415 | 277 | 385.53 | 106791.81 | SC_Supply/Apply | محمد عاطف محمد مراد | 10 - "10 - ABOU .10 - ABOU NASSAR, AL ESSAWI & ABOU SAEDA-BILL NO. 1: SEWAGE NETWORK-4-1.1.1-c.2 | *DN/ID 250 mm dia sewer pipes (SN 8) Ditto, depth to invert between 2.51 m and 3.50 m | MTR | 277 | 1034 | 286418 | EGP | SC_Supply/Apply
Abo Shanab El Agamien _0195 |  | RFQ-00088 | Mostafa Ramadan | Operation | 2024-08-06 | Sewerage Network-Infrastructure | Approved | 6 - 6-Huwaydi Village.6-Huwaydi Village-BILL NO. 1: SEWAGE NETWORK-4-1.1.1-b.3 | *DN/ID 200 mm sewer dia pipes (SN 8) Ditto, depth to invert between 2.51 m and 3.50 m | MTR | 100 | 100 | 329.08 | 32908 | SC_Supply/Apply | محمد عاطف محمد مراد | 6 - 6-Huwaydi Village.6-Huwaydi Village-BILL NO. 1: SEWAGE NETWORK-4-1.1.1-b.3 | *DN/ID 200 mm sewer dia pipes (SN 8) Ditto, depth to invert between 2.51 m and 3.50 m | MTR | 100 | 968 | 96800 | EGP | SC_Supply/Apply
Abo Shanab El Agamien _0195 |  | RFQ-00088 | Mostafa Ramadan | Operation | 2024-08-06 | Sewerage Network-Infrastructure | Approved | 9 - 9-Iz. Seror.9-Iz. Seror-BILL NO. 1: SEWAGE NETWORK-5-1.2-b.5 | *Manholes with internal diameter of 1200mm Ditto, depth to invert between 3.51 m and 4.00 m | ECH | 17 | 7 | 13123.46 | 91864.22 | SC_Supply/Apply | محمد عاطف محمد مراد | 9 - 9-Iz. Seror.9-Iz. Seror-BILL NO. 1: SEWAGE NETWORK-5-1.2-b.5 | *Manholes with internal diameter of 1200mm Ditto, depth to invert between 3.51 m and 4.00 m | ECH | 7 | 22000 | 154000 | EGP | SC_Supply/Apply
Abo Shanab El Agamien _0195 |  | RFQ-00088 | Mostafa Ramadan | Operation | 2024-08-06 | Sewerage Network-Infrastructure | Approved | 4 - 4-Iz. Al Biltaji.4-Iz. Al Biltaji-BILL NO. 1: SEWAGE NETWORK-5-1.2-b.1 | *Manholes with internal diameter of 1200mm Ditto, depth to invert between 1.51 m and 2.00 m | NO | 60 | 36 | 7777.61 | 279993.96 | SC_Supply/Apply | محمد عاطف محمد مراد | 4 - 4-Iz. Al Biltaji.4-Iz. Al Biltaji-BILL NO. 1: SEWAGE NETWORK-5-1.2-b.1 | *Manholes with internal diameter of 1200mm Ditto, depth to invert between 1.51 m and 2.00 m | NO | 36 | 12000 | 432000 | EGP | SC_Supply/Apply
ORA ZED-Ph 2-Pkgs A&D |  | RFQ-00055 | Mohamed Selim | Procurement | 2024-08-12 | Metal Fabrication | Approved | All areas | Ladder, galvanized steel, height 1500 mm. | NO | 8 | 8 | 2550 | 20400 | SC_Supply/Apply | A One Construction | All areas | Ladder, galvanized steel, height 1500 mm. | NO | 8 | 4500 | 36000 | EGP | SC_Supply/Apply
ORA ZED-Ph 2-Pkgs A&D |  | RFQ-00055 | Mohamed Selim | Procurement | 2024-08-12 | Metal Fabrication | Approved | All areas | Catwalk and supports, galvanized steel, width 1000 mm Refer to Dwg AE552 Detail No. 1 | LM | 192 | 192 | 10390 | 1994880 | SC_Supply/Apply | A One Construction | All areas | Catwalk and supports, galvanized steel, width 1000 mm Refer to Dwg AE552 Detail No. 1 | LM | 192 | 7665 | 1471680 | EGP | SC_Supply/Apply
ORA ZED-Ph 2-Pkgs A&D |  | RFQ-00055 | Mohamed Selim | Procurement | 2024-08-12 | Metal Fabrication | Approved | All areas | "Metal interruption gates for stopping escape from typical floors at stairs ground floor landing, to meet all applicable building codes, with appropriate detailing and patterns, and contractor to submit shopdrawings for resident Engineer approval, REFER TO DWG AE552 Detail No. 2 1100mm W X 900mm H" | NO | 8 | 8 | 7580 | 60640 | SC_Supply/Apply | A One Construction | All areas | "Metal interruption gates for stopping escape from typical floors at stairs ground floor landing, to meet all applicable building codes, with appropriate detailing and patterns, and contractor to submit shopdrawings for resident Engineer approval, REFER TO DWG AE552 Detail No. 2 1100mm W X 900mm H" | NO | 8 | 4500 | 36000 | EGP | SC_Supply/Apply
ORA ZED-Ph 2-Pkgs A&D |  | RFQ-00055 | Mohamed Selim | Procurement | 2024-08-12 | Metal Fabrication | Approved | All areas | Side mounted, for stairs height 1100 mm. | LM | 1060 | 1060 | 1660 | 1759600 | SC_Supply/Apply | A One Construction | All areas | Side mounted, for stairs height 1100 mm. | LM | 1060 | 2350 | 2491000 | EGP | SC_Supply/Apply
ORA ZED-Ph 2-Pkgs A&D |  | RFQ-00055 | Mohamed Selim | Procurement | 2024-08-12 | Metal Fabrication | Approved | E06 4 - Floor mounted, height 500 mm. | Floor mounted, height 500 mm. | LM | 15 | 15 | 1490 | 22350 | SC_Supply/Apply | A One Construction | E06 4 - Floor mounted, height 500 mm. | Floor mounted, height 500 mm. | LM | 15 | 1750 | 26250 | EGP | SC_Supply/Apply
ORA ZED-Ph 2-Pkgs A&D |  | RFQ-00055 | Mohamed Selim | Procurement | 2024-08-12 | Metal Fabrication | Approved | Podium A 2 - Ladder, satinless steel, height 3300 mm, according to DWG. 05 50 00.00 | Ladder, satinless steel, height 3300 mm, according to DWG. 05 50 00.00 | NO | 2 | 2 | 25150 | 50300 | SC_Supply/Apply | A One Construction | Podium A 2 - Ladder, satinless steel, height 3300 mm, according to DWG. 05 50 00.00 | Ladder, satinless steel, height 3300 mm, according to DWG. 05 50 00.00 | NO | 2 | 15500 | 31000 | EGP | SC_Supply/Apply
ORA ZED-Ph 2-Pkgs A&D |  | RFQ-00055 | Mohamed Selim | Procurement | 2024-08-12 | Metal Fabrication | Approved | All areas | for escape stairs | LM | 151 | 151 | 1915 | 289165 | SC_Supply/Apply | A One Construction | All areas | for escape stairs | LM | 151 | 2500 | 377500 | EGP | SC_Supply/Apply
ORA ZED-Ph 2-Pkgs A&D |  | RFQ-00055 | Mohamed Selim | Procurement | 2024-08-12 | Metal Fabrication | Approved | Podium A 4 - Floor plate and supports, checkered, 6 mm thick. | Floor plate and supports, checkered, 6 mm thick. | SQM | 45 | 45 | 3885 | 174825 | SC_Supply/Apply | A One Construction | Podium A 4 - Floor plate and supports, checkered, 6 mm thick. | Floor plate and supports, checkered, 6 mm thick. | SQM | 45 | 5500 | 247500 | EGP | SC_Supply/Apply
ORA ZED-Ph 2-Pkgs A&D |  | RFQ-00055 | Mohamed Selim | Procurement | 2024-08-12 | Metal Fabrication | Approved | Podium A 1 - Supply and install Galvanized steel gratings platform including polyurethane paint; fixing; according to drawings and specifications AE551 no.5 | Supply and install Galvanized steel gratings platform including polyurethane paint; fixing; according to drawings and specifications AE551 no.5 | SQM | 69 | 69 | 3695 | 254955 | SC_Supply/Apply | A One Construction | Podium A 1 - Supply and install Galvanized steel gratings platform including polyurethane paint; fixing; according to drawings and specifications AE551 no.5 | Supply and install Galvanized steel gratings platform including polyurethane paint; fixing; according to drawings and specifications AE551 no.5 | SQM | 69 | 4250 | 293250 | EGP | SC_Supply/Apply
ORA ZED-Ph 2-Pkgs A&D |  | RFQ-00055 | Mohamed Selim | Procurement | 2024-08-12 | Metal Fabrication | Approved | All areas | Supply and install Galvanized steel gratings trench cover; fixing; according to drawings and specifications AE551 no.5 | LM | 50 | 50 | 3695 | 184750 | SC_Supply/Apply | A One Construction | All areas | Supply and install Galvanized steel gratings trench cover; fixing; according to drawings and specifications AE551 no.5 | LM | 50 | 4250 | 212500 | EGP | SC_Supply/Apply
ORA ZED-Ph 2-Pkgs A&D |  | RFQ-00055 | Mohamed Selim | Procurement | 2024-08-12 | Metal Fabrication | Approved | All areas | Ladder, galvanized steel, height 3200 mm. Refer to Dwg 05 50 00 01." | NO | 10 | 10 | 6660 | 66600 | SC_Supply/Apply | A One Construction | All areas | Ladder, galvanized steel, height 3200 mm. Refer to Dwg 05 50 00 01." | NO | 10 | 7500 | 75000 | EGP | SC_Supply/Apply
ORA ZED-Ph 2-Pkgs A&D |  | RFQ-00055 | Mohamed Selim | Procurement | 2024-08-12 | Metal Fabrication | Approved | All areas | Floor mounted, height 1100 mm.Refer to Dwg 05 52 13.00 | LM | 1167 | 1167 | 1890 | 2205630 | SC_Supply/Apply | A One Construction | All areas | Floor mounted, height 1100 mm.Refer to Dwg 05 52 13.00 | LM | 1167 | 2350 | 2742450 | EGP | SC_Supply/Apply
ORA ZED-Ph 2-Pkgs A&D |  | RFQ-00055 | Mohamed Selim | Procurement | 2024-08-12 | Metal Fabrication | Approved | All areas | Floor mounted, height 1200 mm.Refer to Dwg 05 52 13.00 | LM | 496 | 496 | 1955 | 969680 | SC_Supply/Apply | A One Construction | All areas | Floor mounted, height 1200 mm.Refer to Dwg 05 52 13.00 | LM | 496 | 2350 | 1165600 | EGP | SC_Supply/Apply
Abo Shanab El Agamien _0195 |  | RFQ-00088 | Mostafa Ramadan | Operation | 2024-08-06 | Sewerage Network-Infrastructure | Approved | 5 - 5-Tahawi Village.5-Tahawi Village-BILL NO. 1: SEWAGE NETWORK-5-1.2-b.5 | *Manholes with internal diameter of 1200mm Ditto, depth to invert between 3.51 m and 4.00 m | ECH | 6 | 7 | 13123.46 | 91864.22 | SC_Supply/Apply | محمد عاطف محمد مراد | 5 - 5-Tahawi Village.5-Tahawi Village-BILL NO. 1: SEWAGE NETWORK-5-1.2-b.5 | *Manholes with internal diameter of 1200mm Ditto, depth to invert between 3.51 m and 4.00 m | ECH | 7 | 22000 | 154000 | EGP | SC_Supply/Apply
Abo Shanab El Agamien _0195 |  | RFQ-00088 | Mostafa Ramadan | Operation | 2024-08-06 | Sewerage Network-Infrastructure | Approved | 1 - Sharaf Al Deen-BILL NO. 1: SEWAGE NETWORK-10-1.2.1-b.3 | *Manholes with internal diameter of 1200mm Ditto, depth to invert between 2.51 m and 3.00 m | ECH | 10 | 10 | 10539.79 | 105397.9 | SC_Supply/Apply | محمد عاطف محمد مراد | 1 - Sharaf Al Deen-BILL NO. 1: SEWAGE NETWORK-10-1.2.1-b.3 | *Manholes with internal diameter of 1200mm Ditto, depth to invert between 2.51 m and 3.00 m | ECH | 10 | 15000 | 150000 | EGP | SC_Supply/Apply
Abo Shanab El Agamien _0195 |  | RFQ-00088 | Mostafa Ramadan | Operation | 2024-08-06 | Sewerage Network-Infrastructure | Approved | 10 - "10 - ABOU .10 - ABOU NASSAR, AL ESSAWI & ABOU SAEDA-BILL NO. 1: SEWAGE NETWORK-5-1.2-b.8 | *Manholes with internal diameter of 1200mm Ditto, depth to invert between 5.01 m and 5.50 m | ECH | 4 | 2 | 18087.99 | 36175.98 | SC_Supply/Apply | محمد عاطف محمد مراد | 10 - "10 - ABOU .10 - ABOU NASSAR, AL ESSAWI & ABOU SAEDA-BILL NO. 1: SEWAGE NETWORK-5-1.2-b.8 | *Manholes with internal diameter of 1200mm Ditto, depth to invert between 5.01 m and 5.50 m | ECH | 2 | 28530 | 57060 | EGP | SC_Supply/Apply
Abo Shanab El Agamien _0195 |  | RFQ-00088 | Mostafa Ramadan | Operation | 2024-08-06 | Sewerage Network-Infrastructure | Approved | 5 - 5-Tahawi Village.5-Tahawi Village-BILL NO. 1: SEWAGE NETWORK-5-1.2-b.8 | *Manholes with internal diameter of 1200mm Ditto, depth to invert between 5.01 m and 5.50 m | ECH | 1 | 2 | 18087.99 | 36175.98 | SC_Supply/Apply | محمد عاطف محمد مراد | 5 - 5-Tahawi Village.5-Tahawi Village-BILL NO. 1: SEWAGE NETWORK-5-1.2-b.8 | *Manholes with internal diameter of 1200mm Ditto, depth to invert between 5.01 m and 5.50 m | ECH | 2 | 28530 | 57060 | EGP | SC_Supply/Apply
Abo Shanab El Agamien _0195 |  | RFQ-00088 | Mostafa Ramadan | Operation | 2024-08-06 | Sewerage Network-Infrastructure | Approved | 1 - Sharaf Al Deen-BILL NO. 1: SEWAGE NETWORK-10-1.2.1-a.1 | *Manholes with internal diameter of 1000mm Depth to invert not exceeding 1.5 m | NO | 105 | 69 | 6532.1 | 450714.9 | SC_Supply/Apply | محمد عاطف محمد مراد | 1 - Sharaf Al Deen-BILL NO. 1: SEWAGE NETWORK-10-1.2.1-a.1 | *Manholes with internal diameter of 1000mm Depth to invert not exceeding 1.5 m | NO | 69 | 8900 | 614100 | EGP | SC_Supply/Apply
Abo Shanab El Agamien _0195 |  | RFQ-00088 | Mostafa Ramadan | Operation | 2024-08-06 | Sewerage Network-Infrastructure | Approved | 3 - 3- Iz.Junaidi Wisa & Iz. Zaki W.3- Iz.Junaidi Wisa & Iz. Zaki Wisa-BILL NO. 1: SEWAGE NETWORK-5-1.2-b.7 | *Manholes with internal diameter of 1200mm Ditto, depth to invert between 4.51 m and 5.00 m | ECH | 6 | 6 | 16718.55 | 100311.3 | SC_Supply/Apply | محمد عاطف محمد مراد | 3 - 3- Iz.Junaidi Wisa & Iz. Zaki W.3- Iz.Junaidi Wisa & Iz. Zaki Wisa-BILL NO. 1: SEWAGE NETWORK-5-1.2-b.7 | *Manholes with internal diameter of 1200mm Ditto, depth to invert between 4.51 m and 5.00 m | ECH | 6 | 31000 | 186000 | EGP | SC_Supply/Apply
Abo Shanab El Agamien _0195 |  | RFQ-00088 | Mostafa Ramadan | Operation | 2024-08-06 | Sewerage Network-Infrastructure | Approved | 2 - 2- Iz. Kariman Sednaoui.2- Iz. Kariman Sednaoui-BILL NO. 1: SEWAGE NETWORK-5-1.3-a | IC 60*60 cm | ECH | 1 | 1 | 2968.52 | 2968.52 | OTH | محمد عاطف محمد مراد | 2 - 2- Iz. Kariman Sednaoui.2- Iz. Kariman Sednaoui-BILL NO. 1: SEWAGE NETWORK-5-1.3-a | IC 60*60 cm | ECH | 1 | 3500 | 3500 | EGP | OTH
Abo Shanab El Agamien _0195 |  | RFQ-00088 | Mostafa Ramadan | Operation | 2024-08-06 | Sewerage Network-Infrastructure | Approved | 9 - 9-Iz. Seror.9-Iz. Seror-BILL NO. 1: SEWAGE NETWORK-5-1.2-b.6 | *Manholes with internal diameter of 1200mm Ditto, depth to invert between 4.51 m and 5.00 m | ECH | 1 | 1 | 16718.55 | 16718.55 | SC_Supply/Apply | محمد عاطف محمد مراد | 9 - 9-Iz. Seror.9-Iz. Seror-BILL NO. 1: SEWAGE NETWORK-5-1.2-b.6 | *Manholes with internal diameter of 1200mm Ditto, depth to invert between 4.51 m and 5.00 m | ECH | 1 | 31000 | 31000 | EGP | SC_Supply/Apply
Abo Shanab El Agamien _0195 |  | RFQ-00088 | Mostafa Ramadan | Operation | 2024-08-06 | Sewerage Network-Infrastructure | Approved | 5 - 5-Tahawi Village.5-Tahawi Village-BILL NO. 1: SEWAGE NETWORK-5-1.3-a | IC 60*60 cm | ECH | 8 | 8 | 2968.52 | 23748.16 | OTH | محمد عاطف محمد مراد | 5 - 5-Tahawi Village.5-Tahawi Village-BILL NO. 1: SEWAGE NETWORK-5-1.3-a | IC 60*60 cm | ECH | 8 | 3500 | 28000 | EGP | OTH
Abo Shanab El Agamien _0195 |  | RFQ-00088 | Mostafa Ramadan | Operation | 2024-08-06 | Sewerage Network-Infrastructure | Approved | 10 - 10-IZ. ABOU NASSAR, AL ESSAWI & ABOU SAEDA | *Manholes with internal diameter of 1200mm Ditto, depth to invert between 2.51 m and 3.00 m | ECH | 29 | 24 | 10539.79 | 252954.96 | SC_Supply/Apply | محمد عاطف محمد مراد | 10 - 10-IZ. ABOU NASSAR, AL ESSAWI & ABOU SAEDA | *Manholes with internal diameter of 1200mm Ditto, depth to invert between 2.51 m and 3.00 m | ECH | 24 | 15000 | 360000 | EGP | SC_Supply/Apply
Abo Shanab El Agamien _0195 |  | RFQ-00088 | Mostafa Ramadan | Operation | 2024-08-06 | Sewerage Network-Infrastructure | Approved | 7 - 7-Iz. Raslan & Iz. Mokhtar Eiss.7-Iz. Raslan & Iz. Mokhtar Eissa-BILL NO. 1: SEWAGE NETWORK-5-1.2-b.2 | *Manholes with internal diameter of 1200mm Ditto, depth to invert between 2.01 m and 2.50 m | NO | 16 | 16 | 8920.57 | 142729.12 | SC_Supply/Apply | محمد عاطف محمد مراد | 7 - 7-Iz. Raslan & Iz. Mokhtar Eiss.7-Iz. Raslan & Iz. Mokhtar Eissa-BILL NO. 1: SEWAGE NETWORK-5-1.2-b.2 | *Manholes with internal diameter of 1200mm Ditto, depth to invert between 2.01 m and 2.50 m | NO | 16 | 13500 | 216000 | EGP | SC_Supply/Apply
Abo Shanab El Agamien _0195 |  | RFQ-00088 | Mostafa Ramadan | Operation | 2024-08-06 | Sewerage Network-Infrastructure | Approved | 10 - "10 - ABOU .10 - ABOU NASSAR, AL ESSAWI & ABOU SAEDA-BILL NO. 1: SEWAGE NETWORK-5-1.2-b.9 | *Manholes with internal diameter of 1200mm Ditto, depth to invert between 5.51 m and 6.00 m | ECH | 1 | 1 | 19457.43 | 19457.43 | SC_Supply/Apply | محمد عاطف محمد مراد | 10 - "10 - ABOU .10 - ABOU NASSAR, AL ESSAWI & ABOU SAEDA-BILL NO. 1: SEWAGE NETWORK-5-1.2-b.9 | *Manholes with internal diameter of 1200mm Ditto, depth to invert between 5.51 m and 6.00 m | ECH | 1 | 31583 | 31583 | EGP | SC_Supply/Apply
Abo Shanab El Agamien _0195 |  | RFQ-00088 | Mostafa Ramadan | Operation | 2024-08-06 | Sewerage Network-Infrastructure | Approved | 3 - 3- Iz.Junaidi Wisa & Iz. Zaki W.3- Iz.Junaidi Wisa & Iz. Zaki Wisa-BILL NO. 1: SEWAGE NETWORK-5-1.2-b.4 | *Manholes with internal diameter of 1200mm Ditto, depth to invert between 3.01 m and 3.50 m | ECH | 14 | 12 | 11831.63 | 141979.56 | SC_Supply/Apply | محمد عاطف محمد مراد | 3 - 3- Iz.Junaidi Wisa & Iz. Zaki W.3- Iz.Junaidi Wisa & Iz. Zaki Wisa-BILL NO. 1: SEWAGE NETWORK-5-1.2-b.4 | *Manholes with internal diameter of 1200mm Ditto, depth to invert between 3.01 m and 3.50 m | ECH | 12 | 17500 | 210000 | EGP | SC_Supply/Apply
Abo Shanab El Agamien _0195 |  | RFQ-00088 | Mostafa Ramadan | Operation | 2024-08-06 | Sewerage Network-Infrastructure | Approved | 8 - 8-Iz. Abd Al-Qawy Salem & Iz. Z.8-Iz. Abd Al-Qawy Salem & Iz. Zaraby-BILL NO. 1: SEWAGE NETWORK-5-1.2-b.6 | *Manholes with internal diameter of 1200mm Ditto, depth to invert between 4.01 m and 4.5 m | NO | 5 | 5 | 15349.12 | 76745.6 | SC_Supply/Apply | محمد عاطف محمد مراد | 8 - 8-Iz. Abd Al-Qawy Salem & Iz. Z.8-Iz. Abd Al-Qawy Salem & Iz. Zaraby-BILL NO. 1: SEWAGE NETWORK-5-1.2-b.6 | *Manholes with internal diameter of 1200mm Ditto, depth to invert between 4.01 m and 4.5 m | NO | 5 | 28000 | 140000 | EGP | SC_Supply/Apply
Abo Shanab El Agamien _0195 |  | RFQ-00088 | Mostafa Ramadan | Operation | 2024-08-06 | Sewerage Network-Infrastructure | Approved | 1 - Sharaf Al Deen-BILL NO. 1: SEWAGE NETWORK-9-1.1.1-b.2 | *DN/ID 200 mm sewer dia pipes (SN 8) Ditto, depth to invert between 1.51 m and 2.50 m | MTR | 800 | 428 | 258.08 | 110458.24 | SC_Supply/Apply | محمد عاطف محمد مراد | 1 - Sharaf Al Deen-BILL NO. 1: SEWAGE NETWORK-9-1.1.1-b.2 | *DN/ID 200 mm sewer dia pipes (SN 8) Ditto, depth to invert between 1.51 m and 2.50 m | MTR | 428 | 710 | 303880 | EGP | SC_Supply/Apply
Abo Shanab El Agamien _0195 |  | RFQ-00088 | Mostafa Ramadan | Operation | 2024-08-06 | Sewerage Network-Infrastructure | Approved | 1 - Sharaf Al Deen-BILL NO. 1: SEWAGE NETWORK-9-1.1.1-b.3 | *DN/ID 200 mm sewer dia pipes (SN 8) Ditto, depth to invert between 2.51 m and 3.50 m | MTR | 100 | 100 | 329.08 | 32908 | SC_Supply/Apply | محمد عاطف محمد مراد | 1 - Sharaf Al Deen-BILL NO. 1: SEWAGE NETWORK-9-1.1.1-b.3 | *DN/ID 200 mm sewer dia pipes (SN 8) Ditto, depth to invert between 2.51 m and 3.50 m | MTR | 100 | 968 | 96800 | EGP | SC_Supply/Apply
Abo Shanab El Agamien _0195 |  | RFQ-00088 | Mostafa Ramadan | Operation | 2024-08-06 | Sewerage Network-Infrastructure | Approved | 1 - Sharaf Al Deen-BILL NO. 1: SEWAGE NETWORK-9-1.1.1-c.3 | *DN/ID 250 mm dia sewer pipes (SN 8) Ditto, depth to invert between 2.51 m and 3.50 m | MTR | 300 | 277 | 385.53 | 106791.81 | SC_Supply/Apply | محمد عاطف محمد مراد | 1 - Sharaf Al Deen-BILL NO. 1: SEWAGE NETWORK-9-1.1.1-c.3 | *DN/ID 250 mm dia sewer pipes (SN 8) Ditto, depth to invert between 2.51 m and 3.50 m | MTR | 277 | 1034 | 286418 | EGP | SC_Supply/Apply
Abo Shanab El Agamien _0195 |  | RFQ-00088 | Mostafa Ramadan | Operation | 2024-08-06 | Sewerage Network-Infrastructure | Approved | 10 - "10 - ABOU .10 - ABOU NASSAR, AL ESSAWI & ABOU SAEDA-BILL NO. 1: SEWAGE NETWORK-4-1.1.1-b.2 | *DN/ID 200 mm sewer dia pipes (SN 8) Ditto, depth to invert between 1.51 m and 2.50 m | MTR | 2440 | 428 | 258.08 | 110458.24 | SC_Supply/Apply | محمد عاطف محمد مراد | 10 - "10 - ABOU .10 - ABOU NASSAR, AL ESSAWI & ABOU SAEDA-BILL NO. 1: SEWAGE NETWORK-4-1.1.1-b.2 | *DN/ID 200 mm sewer dia pipes (SN 8) Ditto, depth to invert between 1.51 m and 2.50 m | MTR | 428 | 710 | 303880 | EGP | SC_Supply/Apply
Abo Shanab El Agamien _0195 |  | RFQ-00088 | Mostafa Ramadan | Operation | 2024-08-06 | Sewerage Network-Infrastructure | Approved | 2 - 2- Iz. Kariman Sednaoui.2- Iz. Kariman Sednaoui-BILL NO. 1: SEWAGE NETWORK-4-1.1.1-b.1 | *DN/ID 250 mm dia sewer pipes (SN 8) Depth to invert not exceeding 1.5 m | MTR | 100 | 100 | 241.53 | 24153 | SC_Supply/Apply | محمد عاطف محمد مراد | 2 - 2- Iz. Kariman Sednaoui.2- Iz. Kariman Sednaoui-BILL NO. 1: SEWAGE NETWORK-4-1.1.1-b.1 | *DN/ID 250 mm dia sewer pipes (SN 8) Depth to invert not exceeding 1.5 m | MTR | 100 | 562 | 56200 | EGP | SC_Supply/Apply
Abo Shanab El Agamien _0195 |  | RFQ-00088 | Mostafa Ramadan | Operation | 2024-08-06 | Sewerage Network-Infrastructure | Approved | 3 - 3- Iz.Junaidi Wisa & Iz. Zaki W.3- Iz.Junaidi Wisa & Iz. Zaki Wisa-BILL NO. 1: SEWAGE NETWORK-4-1.1.1-c.2 | *DN/ID 250 mm dia sewer pipes (SN 8) Depth to invert between 1.51 m and 2.50 m | MTR | 50 | 50 | 310.53 | 15526.5 | SC_Supply/Apply | محمد عاطف محمد مراد | 3 - 3- Iz.Junaidi Wisa & Iz. Zaki W.3- Iz.Junaidi Wisa & Iz. Zaki Wisa-BILL NO. 1: SEWAGE NETWORK-4-1.1.1-c.2 | *DN/ID 250 mm dia sewer pipes (SN 8) Depth to invert between 1.51 m and 2.50 m | MTR | 50 | 804 | 40200 | EGP | SC_Supply/Apply
Abo Shanab El Agamien _0195 |  | RFQ-00088 | Mostafa Ramadan | Operation | 2024-08-06 | Sewerage Network-Infrastructure | Approved | 4 - 4-Iz. Al Biltaji.4-Iz. Al Biltaji-BILL NO. 1: SEWAGE NETWORK-4-1.1.1-b.2 | *DN/ID 200 mm sewer dia pipes (SN 8) Ditto, depth to invert between 1.51 m and 2.50 m | MTR | 850 | 432 | 258.08 | 111490.56 | SC_Supply/Apply | محمد عاطف محمد مراد | 4 - 4-Iz. Al Biltaji.4-Iz. Al Biltaji-BILL NO. 1: SEWAGE NETWORK-4-1.1.1-b.2 | *DN/ID 200 mm sewer dia pipes (SN 8) Ditto, depth to invert between 1.51 m and 2.50 m | MTR | 432 | 710 | 306720 | EGP | SC_Supply/Apply
Rabigh CCPP-Civil _K0006 |  | RFQ-00021 | Mohamed Amr | Procurement | 2024-07-22 | Steel RFT | Approved | 11.11 - Baseline BOQ- Power Block+Balance of Plant-03 21 00 TFD-0004 | Supplying; transporting Straight bar 12m, Grade 60, (ITTEFAQ) black steel, ASTM A-615 & C2- 10mm | TON | 27 | 27 | 2574 | 69498 | MAT_Raw | AL FAISAL STEEL PRODUCTS CO. | 11.11 - Baseline BOQ- Power Block+Balance of Plant-03 21 00 TFD-0004 | Supplying; transporting Straight bar 12m, Grade 60, (ITTEFAQ) black steel, ASTM A-615 & C2- 10mm | TON | 27 | 2440 | 65880 | SAR | MAT_Raw
Rabigh CCPP-Civil _K0006 |  | RFQ-00021 | Mohamed Amr | Procurement | 2024-07-22 | Steel RFT | Approved | 11.11 - Baseline BOQ- Power Block+Balance of Plant-03 21 00 TFD-0004 | Supplying; transporting Straight bar 12m, Grade 60, (ITTEFAQ) black steel, ASTM A-615 & C2- 12mm | TON | 12 | 12 | 2574 | 30888 | MAT_Raw | AL FAISAL STEEL PRODUCTS CO. | 11.11 - Baseline BOQ- Power Block+Balance of Plant-03 21 00 TFD-0004 | Supplying; transporting Straight bar 12m, Grade 60, (ITTEFAQ) black steel, ASTM A-615 & C2- 12mm | TON | 12 | 2340 | 28080 | SAR | MAT_Raw
Rabigh CCPP-Civil _K0006 |  | RFQ-00021 | Mohamed Amr | Procurement | 2024-07-22 | Steel RFT | Approved | 11.11 - Baseline BOQ- Power Block+Balance of Plant-03 21 00 TFD-0004 | Supplying; transporting Straight bar 12m, Grade 60, (ITTEFAQ) black steel, ASTM A-615 & C2- 14mm | TON | 8 | 8 | 2574 | 20592 | MAT_Raw | AL FAISAL STEEL PRODUCTS CO. | 11.11 - Baseline BOQ- Power Block+Balance of Plant-03 21 00 TFD-0004 | Supplying; transporting Straight bar 12m, Grade 60, (ITTEFAQ) black steel, ASTM A-615 & C2- 14mm | TON | 8 | 2340 | 18720 | SAR | MAT_Raw
Rabigh CCPP-Civil _K0006 |  | RFQ-00021 | Mohamed Amr | Procurement | 2024-07-22 | Steel RFT | Approved | 11.11 - Baseline BOQ- Power Block+Balance of Plant-03 21 00 TFD-0004 | Supplying; transporting Straight bar 12m, Grade 60, (ITTEFAQ) black steel, ASTM A-615 & C2- 16mm | TON | 76 | 76 | 2574 | 195624 | MAT_Raw | AL FAISAL STEEL PRODUCTS CO. | 11.11 - Baseline BOQ- Power Block+Balance of Plant-03 21 00 TFD-0004 | Supplying; transporting Straight bar 12m, Grade 60, (ITTEFAQ) black steel, ASTM A-615 & C2- 16mm | TON | 76 | 2340 | 177840 | SAR | MAT_Raw
Rabigh CCPP-Civil _K0006 |  | RFQ-00021 | Mohamed Amr | Procurement | 2024-07-22 | Steel RFT | Approved | 11.11 - Baseline BOQ- Power Block+Balance of Plant-03 21 00 TFD-0004 | Supplying; transporting Straight bar 12m, Grade 60, (ITTEFAQ) black steel, ASTM A-615 & C2- 20mm | TON | 24 | 24 | 2574 | 61776 | MAT_Raw | AL FAISAL STEEL PRODUCTS CO. | 11.11 - Baseline BOQ- Power Block+Balance of Plant-03 21 00 TFD-0004 | Supplying; transporting Straight bar 12m, Grade 60, (ITTEFAQ) black steel, ASTM A-615 & C2- 20mm | TON | 24 | 2340 | 56160 | SAR | MAT_Raw
Rabigh CCPP-Civil _K0006 |  | RFQ-00021 | Mohamed Amr | Procurement | 2024-07-22 | Steel RFT | Approved | 11.11 - Baseline BOQ- Power Block+Balance of Plant-03 21 00 TFD-0004 | Supplying; transporting Straight bar 12m, Grade 60, (ITTEFAQ) black steel, ASTM A-615 & C2- 25mm | TON | 3 | 3 | 2574 | 7722 | MAT_Raw | AL FAISAL STEEL PRODUCTS CO. | 11.11 - Baseline BOQ- Power Block+Balance of Plant-03 21 00 TFD-0004 | Supplying; transporting Straight bar 12m, Grade 60, (ITTEFAQ) black steel, ASTM A-615 & C2- 25mm | TON | 3 | 2340 | 7020 | SAR | MAT_Raw
Rabigh CCPP-Civil _K0006 |  | RFQ-00022 | Mohamed Amr | Procurement | 2024-07-22 | Concrete works | Approved | *11 - 11.11 - Baseline BOQ- Power Block+Balance of Plant-03 31 00 FND-0014 | Supply Ready Mix Concrete Compressive Strength 32Mpa - Cement (Type I – II) Temp 32 degree at site, with nominal max size of aggregate 20mm. Slump (200 + 20mm) Including Water, Sand, Cement and all Required Additives According to Approved Trial Mix and Specifications Including Mobile Pump Charges | CBM | 49867.97 | 49867.97 | 340 | 16955109.8 | SC_Supply | Saudi Ready Mix | *11 - 11.11 - Baseline BOQ- Power Block+Balance of Plant-03 31 00 FND-0014 | Supply Ready Mix Concrete Compressive Strength 32Mpa - Cement (Type I – II) Temp 32 degree at site, with nominal max size of aggregate 20mm. Slump (200 + 20mm) Including Water, Sand, Cement and all Required Additives According to Approved Trial Mix and Specifications Including Mobile Pump Charges | CBM | 49867.97 | 275 | 13713691.75 | SAR | SC_Supply
Rabigh CCPP-Civil _K0006 |  | RFQ-00022 | Mohamed Amr | Procurement | 2024-07-22 | Concrete works | Approved | *11 - 11.11 - Baseline BOQ- Power Block+Balance of Plant-03 31 00 COL-0014 | Supply Ready Mix Concrete Compressive Strength 28Mpa - Cement (Type I – II) Temp 32 degree at site, with nominal max size of aggregate 20mm. Slump (200 + 20mm) Including Water, Sand, Cement and all Required Additives According to Approved Trial Mix and Specifications Including Mobile Pump Charges | CBM | 3814.99 | 3814.99 | 300 | 1144497 | SC_Supply | Saudi Ready Mix | *11 - 11.11 - Baseline BOQ- Power Block+Balance of Plant-03 31 00 COL-0014 | Supply Ready Mix Concrete Compressive Strength 28Mpa - Cement (Type I – II) Temp 32 degree at site, with nominal max size of aggregate 20mm. Slump (200 + 20mm) Including Water, Sand, Cement and all Required Additives According to Approved Trial Mix and Specifications Including Mobile Pump Charges | CBM | 3814.99 | 265 | 1010972.35 | SAR | SC_Supply
Rabigh CCPP-Civil _K0006 |  | RFQ-00022 | Mohamed Amr | Procurement | 2024-07-22 | Concrete works | Approved | *11 - 11.11 - Baseline BOQ- Power Block+Balance of Plant-03 31 00 TFD-0008 | Supply Ready Mix Concrete Compressive Strength 32Mpa - Cement (Type I – II) Temp 32 degree at site, with nominal max size of aggregate 20mm. Slump (200 + 20mm) Including Water, Sand, Cement and all Required Additives According to Approved Trial Mix and Specifications Including Mobile Pump Charges | CBM | 3945.41 | 3945.41 | 365 | 1440074.65 | SC_Supply | Saudi Ready Mix | *11 - 11.11 - Baseline BOQ- Power Block+Balance of Plant-03 31 00 TFD-0008 | Supply Ready Mix Concrete Compressive Strength 32Mpa - Cement (Type I – II) Temp 32 degree at site, with nominal max size of aggregate 20mm. Slump (200 + 20mm) Including Water, Sand, Cement and all Required Additives According to Approved Trial Mix and Specifications Including Mobile Pump Charges | CBM | 3945.41 | 360 | 1420347.6 | SAR | SC_Supply
ORA ZED-Ph 2-Pkgs A&D |  | RFQ-00055 | Mohamed Selim | Procurement | 2024-08-12 | Metal Fabrication | Approved | All areas | Metal mesh bronze , Code 01 including items mentioned in"Method of Measurements". Refer to Detail 05 70 00 02. | SQM | 2909 | 2909 | 907.5 | 2639917.5 | SC_Supply/Apply | A One Construction | All areas | Metal mesh bronze , Code 01 including items mentioned in"Method of Measurements". Refer to Detail 05 70 00 02. | SQM | 2909 | 2500 | 7272500 | EGP | SC_Supply/Apply
ORA ZED-Ph 2-Pkgs A&D |  | RFQ-00055 | Mohamed Selim | Procurement | 2024-08-12 | Metal Fabrication | Approved | All areas | Stainless Steel Strip Divider Refer to Details 05 75 00 02 & 05 75 00 03 | LM | 3134 | 3134 | 795 | 2491530 | SC_Supply/Apply | A One Construction | All areas | Stainless Steel Strip Divider Refer to Details 05 75 00 02 & 05 75 00 03 | LM | 3134 | 600 | 1880400 | EGP | SC_Supply/Apply
ORA ZED-Ph 2-Pkgs A&D |  | RFQ-00055 | Mohamed Selim | Procurement | 2024-08-12 | Metal Fabrication | Approved | All areas | Size 300 x 600 mm fire rated (1.5hr). | NO | 88 | 88 | 4645 | 408760 | SC_Supply/Apply | A One Construction | All areas | Size 300 x 600 mm fire rated (1.5hr). | NO | 88 | 1500 | 132000 | EGP | SC_Supply/Apply
ORA ZED-Ph 2-Pkgs A&D |  | RFQ-00055 | Mohamed Selim | Procurement | 2024-08-12 | Metal Fabrication | Approved | All areas | Metal Fabrication (Contract Amendment) | LS | 1 | 1 | 18000000 | 18000000 | SC_Supply/Apply | A One Construction | All areas | Metal Fabrication (Contract Amendment) | LS | 1 | 0 | 0 | EGP | SC_Supply/Apply
Abo Shanab El Agamien _0195 |  | RFQ-00086 | Mostafa Shourbagi | MEP (Electro Mechanical) | 2024-07-24 | DI Pipes | Approved | 9 - 9-Iz. Seror.9-Iz. Seror-BILL NO. 1: SEWAGE NETWORK-6-1.5.2-a | DN 250mm, DI pipe, K9 | ECH | 16 | 6 | 1569.75 | 9418.5 | MAT_Raw | جى سى بى لصناعة مواسير الزهر المرن | 9 - 9-Iz. Seror.9-Iz. Seror-BILL NO. 1: SEWAGE NETWORK-6-1.5.2-a | DN 250mm, DI pipe, K9 | ECH | 6 | 2675 | 16050 | EGP | MAT_Raw
Abo Shanab El Agamien _0195 |  | RFQ-00086 | Mostafa Shourbagi | MEP (Electro Mechanical) | 2024-07-24 | DI Pipes | Approved | Total | DI Socket Spigot Pipes with Rubbers Class K9 , DN200 - PN10 - L = 6000mm ماسورة زهر مرن رأس و ذيل | ECH | 1 | 1 | 0 | 0 | MAT_Raw | جى سى بى لصناعة مواسير الزهر المرن | Total | DI Socket Spigot Pipes with Rubbers Class K9 , DN200 - PN10 - L = 6000mm ماسورة زهر مرن رأس و ذيل | ECH | 1 | 12000 | 12000 | EGP | MAT_Raw
Abo Shanab El Agamien _0195 |  | RFQ-00086 | Mostafa Shourbagi | MEP (Electro Mechanical) | 2024-07-24 | DI Pipes | Approved | Total | Supplying, installing, connecting and testing of ductile iron pipes with diameter 150 mm for wash-out chamber and inlet pipe (in the case of chamber Type-A) , the item includes all pipes, fittings, gaskets, flexible joint, bolts, nut, washers, non-shrink mortar and all required works for completion and performance of the work item in accordance with the Contract Drawings, Specifications, the Ministerial Decree No. (277 / 2000) and its annexes No. 14 /2002) and the Engineer's instructions. | ECH | 6 | 6 | 3277.5 | 19665 | MAT_Misc | جى سى بى لصناعة مواسير الزهر المرن | Total | Supplying, installing, connecting and testing of ductile iron pipes with diameter 150 mm for wash-out chamber and inlet pipe (in the case of chamber Type-A) , the item includes all pipes, fittings, gaskets, flexible joint, bolts, nut, washers, non-shrink mortar and all required works for completion and performance of the work item in accordance with the Contract Drawings, Specifications, the Ministerial Decree No. (277 / 2000) and its annexes No. 14 /2002) and the Engineer's instructions. | ECH | 6 | 9000 | 54000 | EGP | MAT_Misc
Abo Shanab El Agamien _0195 |  | RFQ-00086 | Mostafa Shourbagi | MEP (Electro Mechanical) | 2024-07-24 | DI Pipes | Approved | Seror Village | DI Socket Spigot Pipes with Rubbers Class K9 , DN150 - PN10 - L = 6000mm ماسورة زهر مرن رأس و ذيل | ECH | 1 | 1 | 0 | 0 | MAT_Raw | جى سى بى لصناعة مواسير الزهر المرن | Seror Village | DI Socket Spigot Pipes with Rubbers Class K9 , DN150 - PN10 - L = 6000mm ماسورة زهر مرن رأس و ذيل | ECH | 1 | 9000 | 9000 | EGP | MAT_Raw
Abo Shanab El Agamien _0195 |  | RFQ-00088 | Mostafa Ramadan | Operation | 2024-08-06 | Sewerage Network-Infrastructure | Approved | 3 - 3- Iz.Junaidi Wisa & Iz. Zaki W.3- Iz.Junaidi Wisa & Iz. Zaki Wisa-BILL NO. 1: SEWAGE NETWORK-4-1.1.1-b.5 | *DN/ID 200 mm sewer dia pipes (SN 8) Ditto, depth to invert between 4.51 m and 5.50 m | MTR | 90 | 0 | 441 | 0.44 | SC_Supply/Apply | محمد عاطف محمد مراد | 3 - 3- Iz.Junaidi Wisa & Iz. Zaki W.3- Iz.Junaidi Wisa & Iz. Zaki Wisa-BILL NO. 1: SEWAGE NETWORK-4-1.1.1-b.5 | *DN/ID 200 mm sewer dia pipes (SN 8) Ditto, depth to invert between 4.51 m and 5.50 m | MTR | 0 | 1610 | 0 | EGP | SC_Supply/Apply
Abo Shanab El Agamien _0195 |  | RFQ-00088 | Mostafa Ramadan | Operation | 2024-08-06 | Sewerage Network-Infrastructure | Approved | 10 - "10 - ABOU .10 - ABOU NASSAR, AL ESSAWI & ABOU SAEDA-BILL NO. 1: SEWAGE NETWORK-4-1.1.1-b.5 | *DN/ID 200 mm sewer dia pipes (SN 8) Ditto, depth to invert between 4.51 m and 5.50 m | MTR | 125 | 0 | 441 | 0.44 | SC_Supply/Apply | محمد عاطف محمد مراد | 10 - "10 - ABOU .10 - ABOU NASSAR, AL ESSAWI & ABOU SAEDA-BILL NO. 1: SEWAGE NETWORK-4-1.1.1-b.5 | *DN/ID 200 mm sewer dia pipes (SN 8) Ditto, depth to invert between 4.51 m and 5.50 m | MTR | 0 | 1610 | 0 | EGP | SC_Supply/Apply
Abo Shanab El Agamien _0195 |  | RFQ-00088 | Mostafa Ramadan | Operation | 2024-08-06 | Sewerage Network-Infrastructure | Approved | 10 - "10 - ABOU .10 - ABOU NASSAR, AL ESSAWI & ABOU SAEDA-BILL NO. 1: SEWAGE NETWORK-4-1.1.1-e.1 | DN/ID 400 mm dia sewer pipes (SN 8) Ditto, depth to invert between 3.51 m and 4.50 m | MTR | 30 | 30 | 547.39 | 16421.7 | SC_Supply/Apply | محمد عاطف محمد مراد | 10 - "10 - ABOU .10 - ABOU NASSAR, AL ESSAWI & ABOU SAEDA-BILL NO. 1: SEWAGE NETWORK-4-1.1.1-e.1 | DN/ID 400 mm dia sewer pipes (SN 8) Ditto, depth to invert between 3.51 m and 4.50 m | MTR | 30 | 1692 | 50760 | EGP | SC_Supply/Apply
Abo Shanab El Agamien _0195 |  | RFQ-00088 | Mostafa Ramadan | Operation | 2024-08-06 | Sewerage Network-Infrastructure | Approved | 10 - "10 - ABOU .10 - ABOU NASSAR, AL ESSAWI & ABOU SAEDA-BILL NO. 1: SEWAGE NETWORK-4-1.1.1-b.3 | *DN/ID 200 mm sewer dia pipes (SN 8) Ditto, depth to invert between 2.51 m and 3.50 m | MTR | 235 | 138 | 329.08 | 45413.04 | SC_Supply/Apply | محمد عاطف محمد مراد | 10 - "10 - ABOU .10 - ABOU NASSAR, AL ESSAWI & ABOU SAEDA-BILL NO. 1: SEWAGE NETWORK-4-1.1.1-b.3 | *DN/ID 200 mm sewer dia pipes (SN 8) Ditto, depth to invert between 2.51 m and 3.50 m | MTR | 138 | 968 | 133584 | EGP | SC_Supply/Apply
Abo Shanab El Agamien _0195 |  | RFQ-00088 | Mostafa Ramadan | Operation | 2024-08-06 | Sewerage Network-Infrastructure | Approved | 10 - "10 - ABOU .10 - ABOU NASSAR, AL ESSAWI & ABOU SAEDA-BILL NO. 1: SEWAGE NETWORK-4-1.1.1-d.4 | *DN/ID 300 mm dia sewer pipes (SN 8) Ditto, depth to invert between 4.51 m and 5.50 m | MTR | 340 | 321 | 551.5 | 177031.5 | SC_Supply/Apply | محمد عاطف محمد مراد | 10 - "10 - ABOU .10 - ABOU NASSAR, AL ESSAWI & ABOU SAEDA-BILL NO. 1: SEWAGE NETWORK-4-1.1.1-d.4 | *DN/ID 300 mm dia sewer pipes (SN 8) Ditto, depth to invert between 4.51 m and 5.50 m | MTR | 321 | 1792 | 575232 | EGP | SC_Supply/Apply
Abo Shanab El Agamien _0195 |  | RFQ-00088 | Mostafa Ramadan | Operation | 2024-08-06 | Sewerage Network-Infrastructure | Approved | 3 - 3- Iz.Junaidi Wisa & Iz. Zaki W.3- Iz.Junaidi Wisa & Iz. Zaki Wisa-BILL NO. 1: SEWAGE NETWORK-4-1.1.1-c.1 | *DN/ID 250 mm dia sewer pipes (SN 8) Depth to invert not exceeding 1.5 m | MTR | 50 | 50 | 241.53 | 12076.5 | SC_Supply/Apply | محمد عاطف محمد مراد | 3 - 3- Iz.Junaidi Wisa & Iz. Zaki W.3- Iz.Junaidi Wisa & Iz. Zaki Wisa-BILL NO. 1: SEWAGE NETWORK-4-1.1.1-c.1 | *DN/ID 250 mm dia sewer pipes (SN 8) Depth to invert not exceeding 1.5 m | MTR | 50 | 562 | 28100 | EGP | SC_Supply/Apply
Abo Shanab El Agamien _0195 |  | RFQ-00088 | Mostafa Ramadan | Operation | 2024-08-06 | Sewerage Network-Infrastructure | Approved | 9 - 9-Iz. Seror.9-Iz. Seror-BILL NO. 1: SEWAGE NETWORK-4-1.1.1-c.1 | *DN/ID 250 mm dia sewer pipes (SN 8) Depth to invert not exceeding 1.5 m | MTR | 300 | 300 | 241.53 | 72459 | SC_Supply/Apply | محمد عاطف محمد مراد | 9 - 9-Iz. Seror.9-Iz. Seror-BILL NO. 1: SEWAGE NETWORK-4-1.1.1-c.1 | *DN/ID 250 mm dia sewer pipes (SN 8) Depth to invert not exceeding 1.5 m | MTR | 300 | 562 | 168600 | EGP | SC_Supply/Apply
Abo Shanab El Agamien _0195 |  | RFQ-00088 | Mostafa Ramadan | Operation | 2024-08-06 | Sewerage Network-Infrastructure | Approved | 6 - 6-Huwaydi Village.6-Huwaydi Village-BILL NO. 1: SEWAGE NETWORK-4-1.1.1-e.3 | DN/ID 400 mm dia sewer pipes (SN 8) Ditto, depth to invert between 4.51 m and 5.50 m | MTR | 125 | 94 | 674.47 | 63400.18 | SC_Supply/Apply | محمد عاطف محمد مراد | 6 - 6-Huwaydi Village.6-Huwaydi Village-BILL NO. 1: SEWAGE NETWORK-4-1.1.1-e.3 | DN/ID 400 mm dia sewer pipes (SN 8) Ditto, depth to invert between 4.51 m and 5.50 m | MTR | 94 | 1864 | 175216 | EGP | SC_Supply/Apply
Abo Shanab El Agamien _0195 |  | RFQ-00088 | Mostafa Ramadan | Operation | 2024-08-06 | Sewerage Network-Infrastructure | Approved | 4 - 4-Iz. Al Biltaji.4-Iz. Al Biltaji-BILL NO. 1: SEWAGE NETWORK-4-1.1.1-d.1 | *DN/ID 300 mm dia sewer pipes (SN 8) Ditto, depth to invert between 1.51 m and 2.50 m | MTR | 50 | 50 | 311.5 | 15575 | SC_Supply/Apply | محمد عاطف محمد مراد | 4 - 4-Iz. Al Biltaji.4-Iz. Al Biltaji-BILL NO. 1: SEWAGE NETWORK-4-1.1.1-d.1 | *DN/ID 300 mm dia sewer pipes (SN 8) Ditto, depth to invert between 1.51 m and 2.50 m | MTR | 50 | 987 | 49350 | EGP | SC_Supply/Apply
Abo Shanab El Agamien _0195 |  | RFQ-00088 | Mostafa Ramadan | Operation | 2024-08-06 | Sewerage Network-Infrastructure | Approved | 6 - 6-Huwaydi Village.6-Huwaydi Village-BILL NO. 1: SEWAGE NETWORK-4-1.1.1-e.2 | DN/ID 400 mm dia sewer pipes (SN 8) Ditto, depth to invert between 3.51 m and 4.50 m | MTR | 250 | 238 | 547.39 | 130278.82 | SC_Supply/Apply | محمد عاطف محمد مراد | 6 - 6-Huwaydi Village.6-Huwaydi Village-BILL NO. 1: SEWAGE NETWORK-4-1.1.1-e.2 | DN/ID 400 mm dia sewer pipes (SN 8) Ditto, depth to invert between 3.51 m and 4.50 m | MTR | 238 | 1692 | 402696 | EGP | SC_Supply/Apply
Abo Shanab El Agamien _0195 |  | RFQ-00088 | Mostafa Ramadan | Operation | 2024-08-06 | Sewerage Network-Infrastructure | Approved | 4 - 4-Iz. Al Biltaji.4-Iz. Al Biltaji-BILL NO. 1: SEWAGE NETWORK-4-1.1.1-c.1 | *DN/ID 250 mm dia sewer pipes (SN 8) Depth to invert not exceeding 1.5 m | MTR | 200 | 161 | 241.53 | 38886.33 | SC_Supply/Apply | محمد عاطف محمد مراد | 4 - 4-Iz. Al Biltaji.4-Iz. Al Biltaji-BILL NO. 1: SEWAGE NETWORK-4-1.1.1-c.1 | *DN/ID 250 mm dia sewer pipes (SN 8) Depth to invert not exceeding 1.5 m | MTR | 161 | 562 | 90482 | EGP | SC_Supply/Apply
Abo Shanab El Agamien _0195 |  | RFQ-00088 | Mostafa Ramadan | Operation | 2024-08-06 | Sewerage Network-Infrastructure | Approved | 10 - "10 - ABOU .10 - ABOU NASSAR, AL ESSAWI & ABOU SAEDA-BILL NO. 1: SEWAGE NETWORK-4-1.1.1-a.1 | *DN/ID 150 mm dia sewer pipes (SN 4) Depth to invert not exceeding 1.2 m | MTR | 215 | 207 | 157.43 | 32588.01 | SC_Supply/Apply | محمد عاطف محمد مراد | 10 - "10 - ABOU .10 - ABOU NASSAR, AL ESSAWI & ABOU SAEDA-BILL NO. 1: SEWAGE NETWORK-4-1.1.1-a.1 | *DN/ID 150 mm dia sewer pipes (SN 4) Depth to invert not exceeding 1.2 m | MTR | 207 | 388 | 80316 | EGP | SC_Supply/Apply
Abo Shanab El Agamien _0195 |  | RFQ-00088 | Mostafa Ramadan | Operation | 2024-08-06 | Sewerage Network-Infrastructure | Approved | 6 - 6-Huwaydi Village.6-Huwaydi Village-BILL NO. 1: SEWAGE NETWORK-4-1.1.1-a.1 | *DN/ID 150 mm dia sewer pipes (SN 4) Depth to invert not exceeding 1.2 m | MTR | 350 | 207 | 157.43 | 32588.01 | SC_Supply/Apply | محمد عاطف محمد مراد | 6 - 6-Huwaydi Village.6-Huwaydi Village-BILL NO. 1: SEWAGE NETWORK-4-1.1.1-a.1 | *DN/ID 150 mm dia sewer pipes (SN 4) Depth to invert not exceeding 1.2 m | MTR | 207 | 388 | 80316 | EGP | SC_Supply/Apply
Abo Shanab El Agamien _0195 |  | RFQ-00088 | Mostafa Ramadan | Operation | 2024-08-06 | Sewerage Network-Infrastructure | Approved | 1 - Sharaf Al Deen-BILL NO. 1: SEWAGE NETWORK-9-1.1.1-c.2 | *DN/ID 250 mm dia sewer pipes (SN 8) Depth to invert between 1.51 m and 2.50 m | MTR | 650 | 312.5 | 310.53 | 97040.63 | SC_Supply/Apply | محمد عاطف محمد مراد | 1 - Sharaf Al Deen-BILL NO. 1: SEWAGE NETWORK-9-1.1.1-c.2 | *DN/ID 250 mm dia sewer pipes (SN 8) Depth to invert between 1.51 m and 2.50 m | MTR | 312.5 | 804 | 251250 | EGP | SC_Supply/Apply
Abo Shanab El Agamien _0195 |  | RFQ-00088 | Mostafa Ramadan | Operation | 2024-08-06 | Sewerage Network-Infrastructure | Approved | 9 - 9-Iz. Seror.9-Iz. Seror-BILL NO. 1: SEWAGE NETWORK-4-1.1.1-c.5 | *DN/ID 250 mm dia sewer pipes (SN 8) Ditto, depth to invert between 4.51 m and 5.50 m | MTR | 5 | 5 | 559 | 2795 | SC_Supply/Apply | محمد عاطف محمد مراد | 9 - 9-Iz. Seror.9-Iz. Seror-BILL NO. 1: SEWAGE NETWORK-4-1.1.1-c.5 | *DN/ID 250 mm dia sewer pipes (SN 8) Ditto, depth to invert between 4.51 m and 5.50 m | MTR | 5 | 1668 | 8340 | EGP | SC_Supply/Apply
Abo Shanab El Agamien _0195 |  | RFQ-00088 | Mostafa Ramadan | Operation | 2024-08-06 | Sewerage Network-Infrastructure | Approved | 1 - Sharaf Al Deen-BILL NO. 1: SEWAGE NETWORK-9-1.1.1-e.2 | *DN/ID 500 mm dia sewer pipes (SN 8) Ditto, depth to invert between 3.51 m and 4.50 m | MTR | 15 | 15 | 819.1 | 12286.5 | SC_Supply/Apply | محمد عاطف محمد مراد | 1 - Sharaf Al Deen-BILL NO. 1: SEWAGE NETWORK-9-1.1.1-e.2 | *DN/ID 500 mm dia sewer pipes (SN 8) Ditto, depth to invert between 3.51 m and 4.50 m | MTR | 15 | 1840 | 27600 | EGP | SC_Supply/Apply
Abo Shanab El Agamien _0195 |  | RFQ-00088 | Mostafa Ramadan | Operation | 2024-08-06 | Sewerage Network-Infrastructure | Approved | 3 - Junaidi Wisa Iz. Zaki Wisa | Alternative Sewer Networks in which cannot be considered as Re-location of Publice Utilites and Requires Full Transfer of Pipe lines and Chambers to avoid Potential Social damages For illegal existing Networks | MTR | 0 | 0 | 0 | 0 | SC_Apply | محمد عاطف محمد مراد | 3 - Junaidi Wisa Iz. Zaki Wisa | Alternative Sewer Networks in which cannot be considered as Re-location of Publice Utilites and Requires Full Transfer of Pipe lines and Chambers to avoid Potential Social damages For illegal existing Networks | MTR | 0 | 60 | 0 | EGP | SC_Apply
Abo Shanab El Agamien _0195 |  | RFQ-00088 | Mostafa Ramadan | Operation | 2024-08-06 | Sewerage Network-Infrastructure | Approved | 4 - IZ. AL BILTAJI | Alternative Sewer Networks in which cannot be considered as Re-location of Publice Utilites and Requires Full Transfer of Pipe lines and Chambers to avoid Potential Social damages For illegal existing Networks | MTR | 0 | 0 | 0 | 0 | SC_Apply | محمد عاطف محمد مراد | 4 - IZ. AL BILTAJI | Alternative Sewer Networks in which cannot be considered as Re-location of Publice Utilites and Requires Full Transfer of Pipe lines and Chambers to avoid Potential Social damages For illegal existing Networks | MTR | 0 | 60 | 0 | EGP | SC_Apply
Abo Shanab El Agamien _0195 |  | RFQ-00077 | Hussein Nabil | MEP (Electro Mechanical) | 2024-06-05 | تركيب و اختبار الاعمال الكهربلية ( المبانى ) | Approved | 6 - Huwaydi Village-Guard Room NO. 4-25-4.3.4-b | Single Phase Switched waterproof Socket, 220V, 16A, 3 Pin Complete With Cover (IP55) | NO | 1 | 1 | 240 | 240 | SC_Apply | محمود رمضان كامل عبد الرؤوف | 6 - Huwaydi Village-Guard Room NO. 4-25-4.3.4-b | Single Phase Switched waterproof Socket, 220V, 16A, 3 Pin Complete With Cover (IP55) | NO | 1 | 400 | 400 | EGP | SC_Apply
Abo Shanab El Agamien _0195 |  | RFQ-00077 | Hussein Nabil | MEP (Electro Mechanical) | 2024-06-05 | تركيب و اختبار الاعمال الكهربلية ( المبانى ) | Approved | 9 - Seror-Pumping Station NO. 3-20-3.2.4-a | Single Phase Switched Socket 220v, 16A, 2-pin Type Complete With Earthing Contact. | NO | 2 | 2 | 240 | 480 | SC_Apply | محمود رمضان كامل عبد الرؤوف | 9 - Seror-Pumping Station NO. 3-20-3.2.4-a | Single Phase Switched Socket 220v, 16A, 2-pin Type Complete With Earthing Contact. | NO | 2 | 375 | 750 | EGP | SC_Apply
Abo Shanab El Agamien _0195 |  | RFQ-00077 | Hussein Nabil | MEP (Electro Mechanical) | 2024-06-05 | تركيب و اختبار الاعمال الكهربلية ( المبانى ) | Approved | 7 - Raslan & Mokhtar Eissa-Guard Room NO. 4-30-4.3.4-b | Single Phase Switched waterproof Socket, 220V, 16A, 3 Pin Complete With Cover (IP55) | NO | 1 | 1 | 240 | 240 | SC_Apply | محمود رمضان كامل عبد الرؤوف | 7 - Raslan & Mokhtar Eissa-Guard Room NO. 4-30-4.3.4-b | Single Phase Switched waterproof Socket, 220V, 16A, 3 Pin Complete With Cover (IP55) | NO | 1 | 400 | 400 | EGP | SC_Apply
Abo Shanab El Agamien _0195 |  | RFQ-00077 | Hussein Nabil | MEP (Electro Mechanical) | 2024-06-05 | تركيب و اختبار الاعمال الكهربلية ( المبانى ) | Approved | 4 - Al Biltaji-Admin Room NO. 6-39-6.3.4-b | Single Phase Switched waterproof Socket, 220V, 16A, 3 Pin Complete With Cover (IP55) | NO | 1 | 1 | 240 | 240 | SC_Apply | محمود رمضان كامل عبد الرؤوف | 4 - Al Biltaji-Admin Room NO. 6-39-6.3.4-b | Single Phase Switched waterproof Socket, 220V, 16A, 3 Pin Complete With Cover (IP55) | NO | 1 | 400 | 400 | EGP | SC_Apply
Abo Shanab El Agamien _0195 |  | RFQ-00077 | Hussein Nabil | MEP (Electro Mechanical) | 2024-06-05 | تركيب و اختبار الاعمال الكهربلية ( المبانى ) | Approved | 2 - Kariman Sednaoui-Main Pump Station NO. 3-17-3.2.4-a | Single Phase Switched Socket 220v, 16A, 2-pin Type Complete With Earthing Contact. | NO | 2 | 2 | 240 | 480 | SC_Apply | محمود رمضان كامل عبد الرؤوف | 2 - Kariman Sednaoui-Main Pump Station NO. 3-17-3.2.4-a | Single Phase Switched Socket 220v, 16A, 2-pin Type Complete With Earthing Contact. | NO | 2 | 375 | 750 | EGP | SC_Apply
Abo Shanab El Agamien _0195 |  | RFQ-00077 | Hussein Nabil | MEP (Electro Mechanical) | 2024-06-05 | تركيب و اختبار الاعمال الكهربلية ( المبانى ) | Approved | 7 - Raslan & Mokhtar Eissa-Guard Room NO. 4-30-4.3.4-a | Single Phase Switched Socket 220v, 16A, 2-pin Type Complete With Earthing Contact. | NO | 3 | 3 | 240 | 720 | SC_Apply | محمود رمضان كامل عبد الرؤوف | 7 - Raslan & Mokhtar Eissa-Guard Room NO. 4-30-4.3.4-a | Single Phase Switched Socket 220v, 16A, 2-pin Type Complete With Earthing Contact. | NO | 3 | 375 | 1125 | EGP | SC_Apply
Abo Shanab El Agamien _0195 |  | RFQ-00077 | Hussein Nabil | MEP (Electro Mechanical) | 2024-06-05 | تركيب و اختبار الاعمال الكهربلية ( المبانى ) | Approved | 6 - Huwaydi Village-Pumping Station NO. 3-16-3.2.4-b | Industrial Single Phase Switched Power Socket 220v, 25A, 2-pin Type Complete With Earthing Contact And Cover. | NO | 1 | 1 | 240 | 240 | SC_Apply | محمود رمضان كامل عبد الرؤوف | 6 - Huwaydi Village-Pumping Station NO. 3-16-3.2.4-b | Industrial Single Phase Switched Power Socket 220v, 25A, 2-pin Type Complete With Earthing Contact And Cover. | NO | 1 | 450 | 450 | EGP | SC_Apply
Abo Shanab El Agamien _0195 |  | RFQ-00077 | Hussein Nabil | MEP (Electro Mechanical) | 2024-06-05 | تركيب و اختبار الاعمال الكهربلية ( المبانى ) | Approved | 2 - Kariman Sednaoui-Guard room NO. 4-27-4.3.4-b | Single Phase Switched waterproof Socket, 220V, 16A, 3 Pin Complete With Cover (IP55) | NO | 1 | 1 | 240 | 240 | SC_Apply | محمود رمضان كامل عبد الرؤوف | 2 - Kariman Sednaoui-Guard room NO. 4-27-4.3.4-b | Single Phase Switched waterproof Socket, 220V, 16A, 3 Pin Complete With Cover (IP55) | NO | 1 | 400 | 400 | EGP | SC_Apply
Abo Shanab El Agamien _0195 |  | RFQ-00077 | Hussein Nabil | MEP (Electro Mechanical) | 2024-06-05 | تركيب و اختبار الاعمال الكهربلية ( المبانى ) | Approved | 4 - Al Biltaji-Guard Room NO. 4-27-4.3.4-a | Single Phase Switched Socket 220v, 16A, 2-pin Type Complete With Earthing Contact. | NO | 3 | 3 | 240 | 720 | SC_Apply | محمود رمضان كامل عبد الرؤوف | 4 - Al Biltaji-Guard Room NO. 4-27-4.3.4-a | Single Phase Switched Socket 220v, 16A, 2-pin Type Complete With Earthing Contact. | NO | 3 | 375 | 1125 | EGP | SC_Apply
Abo Shanab El Agamien _0195 |  | RFQ-00077 | Hussein Nabil | MEP (Electro Mechanical) | 2024-06-05 | تركيب و اختبار الاعمال الكهربلية ( المبانى ) | Approved | 7 - Raslan & Mokhtar Eissa-Pumping Station NO. 3-18-3.2.4-a | Single Phase Switched Socket 220v, 16A, 2-pin Type Complete With Earthing Contact. | NO | 2 | 2 | 240 | 480 | SC_Apply | محمود رمضان كامل عبد الرؤوف | 7 - Raslan & Mokhtar Eissa-Pumping Station NO. 3-18-3.2.4-a | Single Phase Switched Socket 220v, 16A, 2-pin Type Complete With Earthing Contact. | NO | 2 | 375 | 750 | EGP | SC_Apply
Abo Shanab El Agamien _0195 |  | RFQ-00077 | Hussein Nabil | MEP (Electro Mechanical) | 2024-06-05 | تركيب و اختبار الاعمال الكهربلية ( المبانى ) | Approved | 5 - Tahawi-Guard Room NO. 4-25-4.3.4-a | Single Phase Switched Socket 220v, 16A, 2-pin Type Complete With Earthing Contact. | NO | 3 | 3 | 240 | 720 | SC_Apply | محمود رمضان كامل عبد الرؤوف | 5 - Tahawi-Guard Room NO. 4-25-4.3.4-a | Single Phase Switched Socket 220v, 16A, 2-pin Type Complete With Earthing Contact. | NO | 3 | 375 | 1125 | EGP | SC_Apply
Abo Shanab El Agamien _0195 |  | RFQ-00077 | Hussein Nabil | MEP (Electro Mechanical) | 2024-06-05 | تركيب و اختبار الاعمال الكهربلية ( المبانى ) | Approved | 4 - Al Biltaji-Guard Room NO. 4-27-4.3.4-b | Single Phase Switched waterproof Socket, 220V, 16A, 3 Pin Complete With Cover (IP55) | NO | 1 | 1 | 240 | 240 | SC_Apply | محمود رمضان كامل عبد الرؤوف | 4 - Al Biltaji-Guard Room NO. 4-27-4.3.4-b | Single Phase Switched waterproof Socket, 220V, 16A, 3 Pin Complete With Cover (IP55) | NO | 1 | 400 | 400 | EGP | SC_Apply
Abo Shanab El Agamien _0195 |  | RFQ-00077 | Hussein Nabil | MEP (Electro Mechanical) | 2024-06-05 | تركيب و اختبار الاعمال الكهربلية ( المبانى ) | Approved | 9 - Seror-Store Building NO. 5-35-5.2.4-a | Single Phase Switched Socket 220v, 16A, 2-pin Type Complete With Earthing Contact. | NO | 3 | 3 | 240 | 720 | SC_Apply | محمود رمضان كامل عبد الرؤوف | 9 - Seror-Store Building NO. 5-35-5.2.4-a | Single Phase Switched Socket 220v, 16A, 2-pin Type Complete With Earthing Contact. | NO | 3 | 375 | 1125 | EGP | SC_Apply
Abo Shanab El Agamien _0195 |  | RFQ-00077 | Hussein Nabil | MEP (Electro Mechanical) | 2024-06-05 | تركيب و اختبار الاعمال الكهربلية ( المبانى ) | Approved | 6 - Huwaydi Village-Store Building NO. 5-30-5.2.4-a | Single Phase Switched Socket 220v, 16A, 2-pin Type Complete With Earthing Contact. | NO | 3 | 3 | 240 | 720 | SC_Apply | محمود رمضان كامل عبد الرؤوف | 6 - Huwaydi Village-Store Building NO. 5-30-5.2.4-a | Single Phase Switched Socket 220v, 16A, 2-pin Type Complete With Earthing Contact. | NO | 3 | 375 | 1125 | EGP | SC_Apply
Abo Shanab El Agamien _0195 |  | RFQ-00077 | Hussein Nabil | MEP (Electro Mechanical) | 2024-06-05 | تركيب و اختبار الاعمال الكهربلية ( المبانى ) | Approved | 9 - Seror-Admin Room NO. 6-42-6.3.4-a | Single Phase Switched Socket 220v, 16A, 2-pin Type Complete With Earthing Contact. | NO | 3 | 3 | 240 | 720 | SC_Apply | محمود رمضان كامل عبد الرؤوف | 9 - Seror-Admin Room NO. 6-42-6.3.4-a | Single Phase Switched Socket 220v, 16A, 2-pin Type Complete With Earthing Contact. | NO | 3 | 375 | 1125 | EGP | SC_Apply
Abo Shanab El Agamien _0195 |  | RFQ-00077 | Hussein Nabil | MEP (Electro Mechanical) | 2024-06-05 | تركيب و اختبار الاعمال الكهربلية ( المبانى ) | Approved | 8 - Abd Al-Qawy Salem&Zaraby-Admin Room NO. 6-38-6.3.4-a | Single Phase Switched Socket 220v, 16A, 2-pin Type Complete With Earthing Contact. | NO | 3 | 3 | 240 | 720 | SC_Apply | محمود رمضان كامل عبد الرؤوف | 8 - Abd Al-Qawy Salem&Zaraby-Admin Room NO. 6-38-6.3.4-a | Single Phase Switched Socket 220v, 16A, 2-pin Type Complete With Earthing Contact. | NO | 3 | 375 | 1125 | EGP | SC_Apply
Abo Shanab El Agamien _0195 |  | RFQ-00077 | Hussein Nabil | MEP (Electro Mechanical) | 2024-06-05 | تركيب و اختبار الاعمال الكهربلية ( المبانى ) | Approved | 9 - Seror-Pumping Station NO. 3-20-3.2.4-b | Industrial Single Phase Switched Power Socket 220v, 25A, 2-pin Type Complete With Earthing Contact And Cover. | NO | 1 | 1 | 240 | 240 | SC_Apply | محمود رمضان كامل عبد الرؤوف | 9 - Seror-Pumping Station NO. 3-20-3.2.4-b | Industrial Single Phase Switched Power Socket 220v, 25A, 2-pin Type Complete With Earthing Contact And Cover. | NO | 1 | 450 | 450 | EGP | SC_Apply
Abo Shanab El Agamien _0195 |  | RFQ-00077 | Hussein Nabil | MEP (Electro Mechanical) | 2024-06-05 | تركيب و اختبار الاعمال الكهربلية ( المبانى ) | Approved | 2 - Kariman Sednaoui-Store NO. 5-32-5.2.4-a | Single Phase Switched Socket 220v, 16A, 2-pin Type Complete With Earthing Contact. | NO | 3 | 3 | 240 | 720 | SC_Apply | محمود رمضان كامل عبد الرؤوف | 2 - Kariman Sednaoui-Store NO. 5-32-5.2.4-a | Single Phase Switched Socket 220v, 16A, 2-pin Type Complete With Earthing Contact. | NO | 3 | 375 | 1125 | EGP | SC_Apply
Abo Shanab El Agamien _0195 |  | RFQ-00077 | Hussein Nabil | MEP (Electro Mechanical) | 2024-06-05 | تركيب و اختبار الاعمال الكهربلية ( المبانى ) | Approved | 1 - Sharaf Al Deen-Guard room NO. 4-33-4.3.4-b | Single Phase Switched waterproof Socket, 220V, 16A, 3 Pin Complete With Cover (IP55) | NO | 1 | 1 | 240 | 240 | SC_Apply | محمود رمضان كامل عبد الرؤوف | 1 - Sharaf Al Deen-Guard room NO. 4-33-4.3.4-b | Single Phase Switched waterproof Socket, 220V, 16A, 3 Pin Complete With Cover (IP55) | NO | 1 | 400 | 400 | EGP | SC_Apply
Abo Shanab El Agamien _0195 |  | RFQ-00077 | Hussein Nabil | MEP (Electro Mechanical) | 2024-06-05 | تركيب و اختبار الاعمال الكهربلية ( المبانى ) | Approved | 2 - Kariman Sednaoui-Admin Building NO. 6 -39-6.3.4-a | Single Phase Switched Socket 220v, 16A, 2-pin Type Complete With Earthing Contact. | NO | 3 | 3 | 240 | 720 | SC_Apply | محمود رمضان كامل عبد الرؤوف | 2 - Kariman Sednaoui-Admin Building NO. 6 -39-6.3.4-a | Single Phase Switched Socket 220v, 16A, 2-pin Type Complete With Earthing Contact. | NO | 3 | 375 | 1125 | EGP | SC_Apply
Abo Shanab El Agamien _0195 |  | RFQ-00077 | Hussein Nabil | MEP (Electro Mechanical) | 2024-06-05 | تركيب و اختبار الاعمال الكهربلية ( المبانى ) | Approved | 7 - Raslan & Mokhtar Eissa-Pumping Station NO. 3-18-3.2.4-b | Industrial Single Phase Switched Power Socket 220v, 25A, 2-pin Type Complete With Earthing Contact And Cover. | NO | 1 | 1 | 240 | 240 | SC_Apply | محمود رمضان كامل عبد الرؤوف | 7 - Raslan & Mokhtar Eissa-Pumping Station NO. 3-18-3.2.4-b | Industrial Single Phase Switched Power Socket 220v, 25A, 2-pin Type Complete With Earthing Contact And Cover. | NO | 1 | 450 | 450 | EGP | SC_Apply
Abo Shanab El Agamien _0195 |  | RFQ-00077 | Hussein Nabil | MEP (Electro Mechanical) | 2024-06-05 | تركيب و اختبار الاعمال الكهربلية ( المبانى ) | Approved | 1 - Sharaf Al Deen-Store NO. 5-38-5.2.4-a | Single Phase Switched Socket 220v, 16A, 2-pin Type Complete With Earthing Contact. | NO | 3 | 3 | 240 | 720 | SC_Apply | محمود رمضان كامل عبد الرؤوف | 1 - Sharaf Al Deen-Store NO. 5-38-5.2.4-a | Single Phase Switched Socket 220v, 16A, 2-pin Type Complete With Earthing Contact. | NO | 3 | 375 | 1125 | EGP | SC_Apply
Abo Shanab El Agamien _0195 |  | RFQ-00077 | Hussein Nabil | MEP (Electro Mechanical) | 2024-06-05 | تركيب و اختبار الاعمال الكهربلية ( المبانى ) | Approved | 5 - Tahawi-Admin Room NO. 6-37-6.3.4-a | Single Phase Switched Socket 220v, 16A, 2-pin Type Complete With Earthing Contact. | NO | 3 | 3 | 240 | 720 | SC_Apply | محمود رمضان كامل عبد الرؤوف | 5 - Tahawi-Admin Room NO. 6-37-6.3.4-a | Single Phase Switched Socket 220v, 16A, 2-pin Type Complete With Earthing Contact. | NO | 3 | 375 | 1125 | EGP | SC_Apply
Abo Shanab El Agamien _0195 |  | RFQ-00077 | Hussein Nabil | MEP (Electro Mechanical) | 2024-06-05 | تركيب و اختبار الاعمال الكهربلية ( المبانى ) | Approved | 6 - Huwaydi Village- Admin Room NO. 6-37-6.3.4-b | Single Phase Switched waterproof Socket, 220V, 16A, 3 Pin Complete With Cover (IP55) | NO | 1 | 1 | 240 | 240 | SC_Apply | محمود رمضان كامل عبد الرؤوف | 6 - Huwaydi Village- Admin Room NO. 6-37-6.3.4-b | Single Phase Switched waterproof Socket, 220V, 16A, 3 Pin Complete With Cover (IP55) | NO | 1 | 400 | 400 | EGP | SC_Apply
Abo Shanab El Agamien _0195 |  | RFQ-00077 | Hussein Nabil | MEP (Electro Mechanical) | 2024-06-05 | تركيب و اختبار الاعمال الكهربلية ( المبانى ) | Approved | 1 - Sharaf Al Deen-Main Pump Station NO. 3-23-3.2.4-a | Single Phase Switched Socket 220v, 16A, 2-pin Type Complete With Earthing Contact. | NO | 3 | 3 | 240 | 720 | SC_Apply | محمود رمضان كامل عبد الرؤوف | 1 - Sharaf Al Deen-Main Pump Station NO. 3-23-3.2.4-a | Single Phase Switched Socket 220v, 16A, 2-pin Type Complete With Earthing Contact. | NO | 3 | 375 | 1125 | EGP | SC_Apply
Abo Shanab El Agamien _0195 |  | RFQ-00077 | Hussein Nabil | MEP (Electro Mechanical) | 2024-06-05 | تركيب و اختبار الاعمال الكهربلية ( المبانى ) | Approved | 6 - Huwaydi Village-Guard Room NO. 4-25-4.3.4-a | Single Phase Switched Socket 220v, 16A, 2-pin Type Complete With Earthing Contact. | NO | 3 | 3 | 240 | 720 | SC_Apply | محمود رمضان كامل عبد الرؤوف | 6 - Huwaydi Village-Guard Room NO. 4-25-4.3.4-a | Single Phase Switched Socket 220v, 16A, 2-pin Type Complete With Earthing Contact. | NO | 3 | 375 | 1125 | EGP | SC_Apply
Abo Shanab El Agamien _0195 |  | RFQ-00077 | Hussein Nabil | MEP (Electro Mechanical) | 2024-06-05 | تركيب و اختبار الاعمال الكهربلية ( المبانى ) | Approved | 8 - Abd Al-Qawy Salem&Zaraby-Admin Room NO. 6-38-6.3.4-b | Single Phase Switched waterproof Socket, 220V, 16A, 3 Pin Complete With Cover (IP55) | NO | 1 | 1 | 240 | 240 | SC_Apply | محمود رمضان كامل عبد الرؤوف | 8 - Abd Al-Qawy Salem&Zaraby-Admin Room NO. 6-38-6.3.4-b | Single Phase Switched waterproof Socket, 220V, 16A, 3 Pin Complete With Cover (IP55) | NO | 1 | 400 | 400 | EGP | SC_Apply
ORA ZED-Ph 2-Pkgs A&D |  | RFQ-00051 | Hussein Nabil | MEP (Electro Mechanical) | 2024-08-01 | Supply & Install MEP Works ( Podium & Buildings ) | Approved | EMCO scope Electrical Works Building E05 | EMCO scope Electrical Works Building E05 | LS | 1 | 1 | 9116928.33 | 9116928.33 | SC_Supply/Apply | شركة الهندسيه للاعمال الكهروميكانيكيه - EMCO | EMCO scope Electrical Works Building E05 | EMCO scope Electrical Works Building E05 | LS | 1 | 10139866 | 10139866 | EGP | SC_Supply/Apply
ORA ZED-Ph 2-Pkgs A&D |  | RFQ-00051 | Hussein Nabil | MEP (Electro Mechanical) | 2024-08-01 | Supply & Install MEP Works ( Podium & Buildings ) | Approved | EMCO scope Electrical Works Building E06 | EMCO scope Electrical Works Building E06 | LS | 1 | 1 | 9375365.14 | 9375365.14 | SC_Supply/Apply | شركة الهندسيه للاعمال الكهروميكانيكيه - EMCO | EMCO scope Electrical Works Building E06 | EMCO scope Electrical Works Building E06 | LS | 1 | 11080637 | 11080637 | EGP | SC_Supply/Apply
ORA ZED-Ph 2-Pkgs A&D |  | RFQ-00051 | Hussein Nabil | MEP (Electro Mechanical) | 2024-08-01 | Supply & Install MEP Works ( Podium & Buildings ) | Approved | EMCO scope Electrical Works Building E07 | EMCO scope Electrical Works Building E07 | LS | 1 | 1 | 8336356.61 | 8336356.61 | SC_Supply/Apply | شركة الهندسيه للاعمال الكهروميكانيكيه - EMCO | EMCO scope Electrical Works Building E07 | EMCO scope Electrical Works Building E07 | LS | 1 | 10332684 | 10332684 | EGP | SC_Supply/Apply
ORA ZED-Ph 2-Pkgs A&D |  | RFQ-00051 | Hussein Nabil | MEP (Electro Mechanical) | 2024-08-01 | Supply & Install MEP Works ( Podium & Buildings ) | Approved | EMCO scope Electrical Works Building E08 | EMCO scope Electrical Works Building E08 | LS | 1 | 1 | 8567853.72 | 8567853.72 | SC_Supply/Apply | شركة الهندسيه للاعمال الكهروميكانيكيه - EMCO | EMCO scope Electrical Works Building E08 | EMCO scope Electrical Works Building E08 | LS | 1 | 9967281 | 9967281 | EGP | SC_Supply/Apply
ORA ZED-Ph 2-Pkgs A&D |  | RFQ-00051 | Hussein Nabil | MEP (Electro Mechanical) | 2024-08-01 | Supply & Install MEP Works ( Podium & Buildings ) | Approved | EMCO scope Electrical Works PODIUM PART (D) | EMCO scope Electrical Works PODIUM PART (D) | LS | 1 | 1 | 27142512.57 | 27142512.57 | SC_Supply/Apply | شركة الهندسيه للاعمال الكهروميكانيكيه - EMCO | EMCO scope Electrical Works PODIUM PART (D) | EMCO scope Electrical Works PODIUM PART (D) | LS | 1 | 38360131 | 38360131 | EGP | SC_Supply/Apply
ORA ZED-Ph 2-Pkgs A&D |  | RFQ-00051 | Hussein Nabil | MEP (Electro Mechanical) | 2024-08-01 | Supply & Install MEP Works ( Podium & Buildings ) | Approved | EMCO scope PLUMBING Works Building E05 | EMCO scope PLUMBING Works Building E05 | LS | 1 | 1 | 4307719.14 | 4307719.14 | SC_Supply/Apply | شركة الهندسيه للاعمال الكهروميكانيكيه - EMCO | EMCO scope PLUMBING Works Building E05 | EMCO scope PLUMBING Works Building E05 | LS | 1 | 7531999.21 | 7531999.21 | EGP | SC_Supply/Apply
ORA ZED-Ph 2-Pkgs A&D |  | RFQ-00051 | Hussein Nabil | MEP (Electro Mechanical) | 2024-08-01 | Supply & Install MEP Works ( Podium & Buildings ) | Approved | EMCO scope PLUMBING Works Building E06 | EMCO scope PLUMBING Works Building E06 | LS | 1 | 1 | 4557639.28 | 4557639.28 | SC_Supply/Apply | شركة الهندسيه للاعمال الكهروميكانيكيه - EMCO | EMCO scope PLUMBING Works Building E06 | EMCO scope PLUMBING Works Building E06 | LS | 1 | 7771229.64 | 7771229.64 | EGP | SC_Supply/Apply
ORA ZED-Ph 2-Pkgs A&D |  | RFQ-00051 | Hussein Nabil | MEP (Electro Mechanical) | 2024-08-01 | Supply & Install MEP Works ( Podium & Buildings ) | Approved | EMCO scope PLUMBING Works Building E07 | EMCO scope PLUMBING Works Building E07 | LS | 1 | 1 | 4179691.72 | 4179691.72 | SC_Supply/Apply | شركة الهندسيه للاعمال الكهروميكانيكيه - EMCO | EMCO scope PLUMBING Works Building E07 | EMCO scope PLUMBING Works Building E07 | LS | 1 | 7419936.13 | 7419936.13 | EGP | SC_Supply/Apply
ORA ZED-Ph 2-Pkgs A&D |  | RFQ-00051 | Hussein Nabil | MEP (Electro Mechanical) | 2024-08-01 | Supply & Install MEP Works ( Podium & Buildings ) | Approved | EMCO scope PLUMBING Works Building E08 | EMCO scope PLUMBING Works Building E08 | LS | 1 | 1 | 4346691.12 | 4346691.12 | SC_Supply/Apply | شركة الهندسيه للاعمال الكهروميكانيكيه - EMCO | EMCO scope PLUMBING Works Building E08 | EMCO scope PLUMBING Works Building E08 | LS | 1 | 7642712.83 | 7642712.83 | EGP | SC_Supply/Apply
ORA ZED-Ph 2-Pkgs A&D |  | RFQ-00051 | Hussein Nabil | MEP (Electro Mechanical) | 2024-08-01 | Supply & Install MEP Works ( Podium & Buildings ) | Approved | EMCO scope PLUMBING Works PODIUM PART (D) | EMCO scope PLUMBING Works PODIUM PART (D) | LS | 1 | 1 | 13684862.41 | 13684862.41 | SC_Supply/Apply | شركة الهندسيه للاعمال الكهروميكانيكيه - EMCO | EMCO scope PLUMBING Works PODIUM PART (D) | EMCO scope PLUMBING Works PODIUM PART (D) | LS | 1 | 18935591.67 | 18935591.67 | EGP | SC_Supply/Apply
ORA ZED-Ph 2-Pkgs A&D |  | RFQ-00051 | Hussein Nabil | MEP (Electro Mechanical) | 2024-08-01 | Supply & Install MEP Works ( Podium & Buildings ) | Approved | EMCO scope HVAC Works Building E05 | EMCO scope HVAC Works Building E05 | LS | 1 | 1 | 1684260.65 | 1684260.65 | SC_Supply/Apply | شركة الهندسيه للاعمال الكهروميكانيكيه - EMCO | EMCO scope HVAC Works Building E05 | EMCO scope HVAC Works Building E05 | LS | 1 | 343118.17 | 343118.17 | EGP | SC_Supply/Apply
ORA ZED-Ph 2-Pkgs A&D |  | RFQ-00051 | Hussein Nabil | MEP (Electro Mechanical) | 2024-08-01 | Supply & Install MEP Works ( Podium & Buildings ) | Approved | EMCO scope HVAC Works Building E06 | EMCO scope HVAC Works Building E06 | LS | 1 | 1 | 1696894.07 | 1696894.07 | SC_Supply/Apply | شركة الهندسيه للاعمال الكهروميكانيكيه - EMCO | EMCO scope HVAC Works Building E06 | EMCO scope HVAC Works Building E06 | LS | 1 | 351033.83 | 351033.83 | EGP | SC_Supply/Apply
ORA ZED-Ph 2-Pkgs A&D |  | RFQ-00051 | Hussein Nabil | MEP (Electro Mechanical) | 2024-08-01 | Supply & Install MEP Works ( Podium & Buildings ) | Approved | EMCO scope HVAC Works Building E07 | EMCO scope HVAC Works Building E07 | LS | 1 | 1 | 1628437.77 | 1628437.77 | SC_Supply/Apply | شركة الهندسيه للاعمال الكهروميكانيكيه - EMCO | EMCO scope HVAC Works Building E07 | EMCO scope HVAC Works Building E07 | LS | 1 | 346732.63 | 346732.63 | EGP | SC_Supply/Apply
ORA ZED-Ph 2-Pkgs A&D |  | RFQ-00051 | Hussein Nabil | MEP (Electro Mechanical) | 2024-08-01 | Supply & Install MEP Works ( Podium & Buildings ) | Approved | EMCO scope HVAC Works Building E08 | EMCO scope HVAC Works Building E08 | LS | 1 | 1 | 1694645.85 | 1694645.85 | SC_Supply/Apply | شركة الهندسيه للاعمال الكهروميكانيكيه - EMCO | EMCO scope HVAC Works Building E08 | EMCO scope HVAC Works Building E08 | LS | 1 | 352118.17 | 352118.17 | EGP | SC_Supply/Apply
ORA ZED-Ph 2-Pkgs A&D |  | RFQ-00051 | Hussein Nabil | MEP (Electro Mechanical) | 2024-08-01 | Supply & Install MEP Works ( Podium & Buildings ) | Approved | EMCO scope HVAC Works PODIUM PART (D) | EMCO scope HVAC Works PODIUM PART (D) | LS | 1 | 1 | 9479115.77 | 9479115.77 | SC_Supply/Apply | شركة الهندسيه للاعمال الكهروميكانيكيه - EMCO | EMCO scope HVAC Works PODIUM PART (D) | EMCO scope HVAC Works PODIUM PART (D) | LS | 1 | 8376394.08 | 8376394.08 | EGP | SC_Supply/Apply
ORA ZED-Ph 2-Pkgs A&D |  | RFQ-00051 | Hussein Nabil | MEP (Electro Mechanical) | 2024-08-01 | Supply & Install MEP Works ( Podium & Buildings ) | Approved | EMCO scope Fire fighting Works Building E05 | EMCO scope Fire fighting Works Building E05 | LS | 1 | 1 | 721606.41 | 721606.41 | SC_Supply/Apply | شركة الهندسيه للاعمال الكهروميكانيكيه - EMCO | EMCO scope Fire fighting Works Building E05 | EMCO scope Fire fighting Works Building E05 | LS | 1 | 2084600.17 | 2084600.17 | EGP | SC_Supply/Apply
ORA ZED-Ph 2-Pkgs A&D |  | RFQ-00051 | Hussein Nabil | MEP (Electro Mechanical) | 2024-08-01 | Supply & Install MEP Works ( Podium & Buildings ) | Approved | EMCO scope Fire fighting Works Building E06 | EMCO scope Fire fighting Works Building E06 | LS | 1 | 1 | 717091.51 | 717091.51 | SC_Supply/Apply | شركة الهندسيه للاعمال الكهروميكانيكيه - EMCO | EMCO scope Fire fighting Works Building E06 | EMCO scope Fire fighting Works Building E06 | LS | 1 | 2072533.9 | 2072533.9 | EGP | SC_Supply/Apply
ORA ZED-Ph 2-Pkgs A&D |  | RFQ-00051 | Hussein Nabil | MEP (Electro Mechanical) | 2024-08-01 | Supply & Install MEP Works ( Podium & Buildings ) | Approved | EMCO scope Fire fighting Works Building E07 | EMCO scope Fire fighting Works Building E07 | LS | 1 | 1 | 716668.14 | 716668.14 | SC_Supply/Apply | شركة الهندسيه للاعمال الكهروميكانيكيه - EMCO | EMCO scope Fire fighting Works Building E07 | EMCO scope Fire fighting Works Building E07 | LS | 1 | 2071780.89 | 2071780.89 | EGP | SC_Supply/Apply
ORA ZED-Ph 2-Pkgs A&D |  | RFQ-00051 | Hussein Nabil | MEP (Electro Mechanical) | 2024-08-01 | Supply & Install MEP Works ( Podium & Buildings ) | Approved | EMCO scope Fire fighting Works Building E08 | EMCO scope Fire fighting Works Building E08 | LS | 1 | 1 | 717091.51 | 717091.51 | SC_Supply/Apply | شركة الهندسيه للاعمال الكهروميكانيكيه - EMCO | EMCO scope Fire fighting Works Building E08 | EMCO scope Fire fighting Works Building E08 | LS | 1 | 2072533.9 | 2072533.9 | EGP | SC_Supply/Apply
ORA ZED-Ph 2-Pkgs A&D |  | RFQ-00051 | Hussein Nabil | MEP (Electro Mechanical) | 2024-08-01 | Supply & Install MEP Works ( Podium & Buildings ) | Approved | EMCO scope Fire fighting Works PODIUM PART (D) | EMCO scope Fire fighting Works PODIUM PART (D) | LS | 1 | 1 | 19060389.66 | 19060389.66 | SC_Supply/Apply | شركة الهندسيه للاعمال الكهروميكانيكيه - EMCO | EMCO scope Fire fighting Works PODIUM PART (D) | EMCO scope Fire fighting Works PODIUM PART (D) | LS | 1 | 26058947.25 | 26058947.25 | EGP | SC_Supply/Apply
Qasr Rashwan - Lot B _0208 |  | RFQ-00043 | Mostafa Shourbagi | MEP (Electro Mechanical) | 2024-07-21 | Ductile Iron Materials | Approved | 11.11 - Abd Al Rahman Ibrahim-Bill No.2: Force Main Pipeline-2.5.5-a | 90º (350mm) | ECH | 16 | 16 | 6743.25 | 107892 | MAT_Raw | GCF | 11.11 - Abd Al Rahman Ibrahim-Bill No.2: Force Main Pipeline-2.5.5-a | 90º (350mm) | ECH | 16 | 6750 | 108000 | EGP | MAT_Raw
Qasr Rashwan - Lot B _0208 |  | RFQ-00043 | Mostafa Shourbagi | MEP (Electro Mechanical) | 2024-07-21 | Ductile Iron Materials | Approved | 12.11 - Suleiman Tadrus-Bill No.2: Force Main Pipeline-2.5.5-a | 90º (300mm) | ECH | 8 | 8 | 5244.75 | 41958 | MAT_Raw | GCF | 12.11 - Suleiman Tadrus-Bill No.2: Force Main Pipeline-2.5.5-a | 90º (300mm) | ECH | 8 | 6000 | 48000 | EGP | MAT_Raw
Qasr Rashwan - Lot B _0208 |  | RFQ-00043 | Mostafa Shourbagi | MEP (Electro Mechanical) | 2024-07-21 | Ductile Iron Materials | Approved | 12.11 - Suleiman Tadrus-Bill No.2: Force Main Pipeline-2.5.5-b | 90º (200mm) | ECH | 4 | 4 | 2323.35 | 9293.4 | MAT_Raw | GCF | 12.11 - Suleiman Tadrus-Bill No.2: Force Main Pipeline-2.5.5-b | 90º (200mm) | ECH | 4 | 2325 | 9300 | EGP | MAT_Raw
Qasr Rashwan - Lot B _0208 |  | RFQ-00043 | Mostafa Shourbagi | MEP (Electro Mechanical) | 2024-07-21 | Ductile Iron Materials | Approved | 11.11 - Abd Al Rahman Ibrahim-Bill No.2: Force Main Pipeline-2.5.5-d | 90º (200mm) | ECH | 4 | 4 | 2323.35 | 9293.4 | MAT_Raw | GCF | 11.11 - Abd Al Rahman Ibrahim-Bill No.2: Force Main Pipeline-2.5.5-d | 90º (200mm) | ECH | 4 | 2325 | 9300 | EGP | MAT_Raw
Qasr Rashwan - Lot B _0208 |  | RFQ-00043 | Mostafa Shourbagi | MEP (Electro Mechanical) | 2024-07-21 | Ductile Iron Materials | Approved | 15.11 - Al Burm-Bill No. 2: Force Main Pipeline-2.5.5-a | 90º (250mm) | ECH | 4 | 4 | 4371.3 | 17485.2 | MAT_Raw | GCF | 15.11 - Al Burm-Bill No. 2: Force Main Pipeline-2.5.5-a | 90º (250mm) | ECH | 4 | 3750 | 15000 | EGP | MAT_Raw
Qasr Rashwan - Lot B _0208 |  | RFQ-00043 | Mostafa Shourbagi | MEP (Electro Mechanical) | 2024-07-21 | Ductile Iron Materials | Approved | 10.11 - Abd Al Azeem Al Sofy -Bill No.2: Force Main Pipeline-2.5.5-a | 90º (400mm) | ECH | 10 | 8 | 8691.3 | 69530.4 | MAT_Raw | GCF | 10.11 - Abd Al Azeem Al Sofy -Bill No.2: Force Main Pipeline-2.5.5-a | 90º (400mm) | ECH | 8 | 8700 | 69600 | EGP | MAT_Raw
Qasr Rashwan - Lot B _0208 |  | RFQ-00043 | Mostafa Shourbagi | MEP (Electro Mechanical) | 2024-07-21 | Ductile Iron Materials | Approved | 10.11 - Abd Al Azeem Al Sofy -Bill No.2: Force Main Pipeline-2.5.5-b | 90º (250mm) | ECH | 4 | 4 | 4371.3 | 17485.2 | MAT_Raw | GCF | 10.11 - Abd Al Azeem Al Sofy -Bill No.2: Force Main Pipeline-2.5.5-b | 90º (250mm) | ECH | 4 | 3750 | 15000 | EGP | MAT_Raw
Qasr Rashwan - Lot B _0208 |  | RFQ-00043 | Mostafa Shourbagi | MEP (Electro Mechanical) | 2024-07-21 | Ductile Iron Materials | Approved | 11.11 - Abd Al Rahman Ibrahim-Bill No.2: Force Main Pipeline-2.5.5-c | 90º (300mm) | ECH | 4 | 4 | 5244.75 | 20979 | MAT_Raw | GCF | 11.11 - Abd Al Rahman Ibrahim-Bill No.2: Force Main Pipeline-2.5.5-c | 90º (300mm) | ECH | 4 | 6000 | 24000 | EGP | MAT_Raw
Qasr Rashwan - Lot B _0208 |  | RFQ-00043 | Mostafa Shourbagi | MEP (Electro Mechanical) | 2024-07-21 | Ductile Iron Materials | Approved | 13.11 - Salih Shamatah-Bill No.2: Force Main Pipeline-2.5.5-a | 90º (200mm) | ECH | 4 | 4 | 2323.35 | 9293.4 | MAT_Raw | GCF | 13.11 - Salih Shamatah-Bill No.2: Force Main Pipeline-2.5.5-a | 90º (200mm) | ECH | 4 | 2325 | 9300 | EGP | MAT_Raw
Qasr Rashwan - Lot B _0208 |  | RFQ-00043 | Mostafa Shourbagi | MEP (Electro Mechanical) | 2024-07-21 | Ductile Iron Materials | Approved | 14.11 - Abou Hussein-BILL NO.2 : Force Main Pipeline-2.5.2-a | Tee 200/150 | ECH | 1 | 1 | 3446.55 | 3446.55 | MAT_Raw | GCF | 14.11 - Abou Hussein-BILL NO.2 : Force Main Pipeline-2.5.2-a | Tee 200/150 | ECH | 1 | 3450 | 3450 | EGP | MAT_Raw
Qasr Rashwan - Lot B _0208 |  | RFQ-00043 | Mostafa Shourbagi | MEP (Electro Mechanical) | 2024-07-21 | Ductile Iron Materials | Approved | 11.11 - Abd Al Rahman Ibrahim-Bill No.2: Force Main Pipeline-2.3.2-a | Tee 350/150 | ECH | 2 | 2 | 8916.75 | 17833.5 | MAT_Raw | GCF | 11.11 - Abd Al Rahman Ibrahim-Bill No.2: Force Main Pipeline-2.3.2-a | Tee 350/150 | ECH | 2 | 10880 | 21760 | EGP | MAT_Raw
Qasr Rashwan - Lot B _0208 |  | RFQ-00043 | Mostafa Shourbagi | MEP (Electro Mechanical) | 2024-07-21 | Ductile Iron Materials | Approved | 11.11 - Abd Al Rahman Ibrahim-Bill No.2: Force Main Pipeline-2.5.2-a | Tee 350/150 | ECH | 4 | 4 | 8916.75 | 35667 | MAT_Raw | GCF | 11.11 - Abd Al Rahman Ibrahim-Bill No.2: Force Main Pipeline-2.5.2-a | Tee 350/150 | ECH | 4 | 10880 | 43520 | EGP | MAT_Raw
Qasr Rashwan - Lot B _0208 |  | RFQ-00043 | Mostafa Shourbagi | MEP (Electro Mechanical) | 2024-07-21 | Ductile Iron Materials | Approved | 13.11 - Salih Shamatah-Bill No.2: Force Main Pipeline-2.5.2-a | Tee 200/150 | ECH | 1 | 1 | 3446.55 | 3446.55 | MAT_Raw | GCF | 13.11 - Salih Shamatah-Bill No.2: Force Main Pipeline-2.5.2-a | Tee 200/150 | ECH | 1 | 3450 | 3450 | EGP | MAT_Raw
Qasr Rashwan - Lot B _0208 |  | RFQ-00043 | Mostafa Shourbagi | MEP (Electro Mechanical) | 2024-07-21 | Ductile Iron Materials | Approved | 15.11 - Al Burm-Bill No. 2: Force Main Pipeline-2.3.2-b | Tee 250/100 | ECH | 3 | 3 | 5094.9 | 15284.7 | MAT_Raw | GCF | 15.11 - Al Burm-Bill No. 2: Force Main Pipeline-2.3.2-b | Tee 250/100 | ECH | 3 | 5025 | 15075 | EGP | MAT_Raw
Qasr Rashwan - Lot B _0208 |  | RFQ-00043 | Mostafa Shourbagi | MEP (Electro Mechanical) | 2024-07-21 | Ductile Iron Materials | Approved | 13.11 - Salih Shamatah-Bill No.2: Force Main Pipeline-2.3.2-a | Tee 200/150 | ECH | 3 | 3 | 3446.55 | 10339.65 | MAT_Raw | GCF | 13.11 - Salih Shamatah-Bill No.2: Force Main Pipeline-2.3.2-a | Tee 200/150 | ECH | 3 | 3450 | 10350 | EGP | MAT_Raw
Qasr Rashwan - Lot B _0208 |  | RFQ-00043 | Mostafa Shourbagi | MEP (Electro Mechanical) | 2024-07-21 | Ductile Iron Materials | Approved | 13.11 - Salih Shamatah-Bill No.2: Force Main Pipeline-2.3.2-b | Tee 200/100 | ECH | 5 | 5 | 3222.45 | 16112.25 | MAT_Raw | GCF | 13.11 - Salih Shamatah-Bill No.2: Force Main Pipeline-2.3.2-b | Tee 200/100 | ECH | 5 | 3225 | 16125 | EGP | MAT_Raw
Qasr Rashwan - Lot B _0208 |  | RFQ-00043 | Mostafa Shourbagi | MEP (Electro Mechanical) | 2024-07-21 | Ductile Iron Materials | Approved | 10.11 - Abd Al Azeem Al Sofy -Bill No.2: Force Main Pipeline-2.3.2-a | Tee 400/150 | ECH | 2 | 2 | 11205 | 22410 | MAT_Raw | GCF | 10.11 - Abd Al Azeem Al Sofy -Bill No.2: Force Main Pipeline-2.3.2-a | Tee 400/150 | ECH | 2 | 13770 | 27540 | EGP | MAT_Raw
Qasr Rashwan - Lot B _0208 |  | RFQ-00043 | Mostafa Shourbagi | MEP (Electro Mechanical) | 2024-07-21 | Ductile Iron Materials | Approved | 10.11 - Abd Al Azeem Al Sofy -Bill No.2: Force Main Pipeline-2.3.2-b | Tee 400/100 | ECH | 4 | 4 | 10714.95 | 42859.8 | MAT_Raw | GCF | 10.11 - Abd Al Azeem Al Sofy -Bill No.2: Force Main Pipeline-2.3.2-b | Tee 400/100 | ECH | 4 | 10725 | 42900 | EGP | MAT_Raw
Qasr Rashwan - Lot B _0208 |  | RFQ-00043 | Mostafa Shourbagi | MEP (Electro Mechanical) | 2024-07-21 | Ductile Iron Materials | Approved | 10.11 - Abd Al Azeem Al Sofy -Bill No.2: Force Main Pipeline-2.3.2-c | Tee 250/150 | ECH | 1 | 1 | 5694.3 | 5694.3 | MAT_Raw | GCF | 10.11 - Abd Al Azeem Al Sofy -Bill No.2: Force Main Pipeline-2.3.2-c | Tee 250/150 | ECH | 1 | 6624 | 6624 | EGP | MAT_Raw
Qasr Rashwan - Lot B _0208 |  | RFQ-00043 | Mostafa Shourbagi | MEP (Electro Mechanical) | 2024-07-21 | Ductile Iron Materials | Approved | 12.11 - Suleiman Tadrus-Bill No.2: Force Main Pipeline-2.3.2-c | Tee 200/100 | ECH | 2 | 2 | 3222.45 | 6444.9 | MAT_Raw | GCF | 12.11 - Suleiman Tadrus-Bill No.2: Force Main Pipeline-2.3.2-c | Tee 200/100 | ECH | 2 | 3225 | 6450 | EGP | MAT_Raw
Qasr Rashwan - Lot B _0208 |  | RFQ-00043 | Mostafa Shourbagi | MEP (Electro Mechanical) | 2024-07-21 | Ductile Iron Materials | Approved | 10.11 - Abd Al Azeem Al Sofy -Bill No.2: Force Main Pipeline-2.5.2-a | Tee 400/150 | ECH | 2 | 2 | 11205 | 22410 | MAT_Raw | GCF | 10.11 - Abd Al Azeem Al Sofy -Bill No.2: Force Main Pipeline-2.5.2-a | Tee 400/150 | ECH | 2 | 13770 | 27540 | EGP | MAT_Raw
Qasr Rashwan - Lot B _0208 |  | RFQ-00043 | Mostafa Shourbagi | MEP (Electro Mechanical) | 2024-07-21 | Ductile Iron Materials | Approved | 10.11 - Abd Al Azeem Al Sofy -Bill No.2: Force Main Pipeline-2.5.2-b | Tee 250/150 | ECH | 1 | 1 | 5694.3 | 5694.3 | MAT_Raw | GCF | 10.11 - Abd Al Azeem Al Sofy -Bill No.2: Force Main Pipeline-2.5.2-b | Tee 250/150 | ECH | 1 | 6624 | 6624 | EGP | MAT_Raw
Qasr Rashwan - Lot B _0208 |  | RFQ-00043 | Mostafa Shourbagi | MEP (Electro Mechanical) | 2024-07-21 | Ductile Iron Materials | Approved | 12.11 - Suleiman Tadrus-Bill No.2: Force Main Pipeline-2.3.2-a | Tee 300/150 | ECH | 3 | 3 | 7342.65 | 22027.95 | MAT_Raw | GCF | 12.11 - Suleiman Tadrus-Bill No.2: Force Main Pipeline-2.3.2-a | Tee 300/150 | ECH | 3 | 8415 | 25245 | EGP | MAT_Raw
Qasr Rashwan - Lot B _0208 |  | RFQ-00043 | Mostafa Shourbagi | MEP (Electro Mechanical) | 2024-07-21 | Ductile Iron Materials | Approved | 12.11 - Suleiman Tadrus-Bill No.2: Force Main Pipeline-2.3.2-b | Tee 300/100 | ECH | 6 | 6 | 7042.95 | 42257.7 | MAT_Raw | GCF | 12.11 - Suleiman Tadrus-Bill No.2: Force Main Pipeline-2.3.2-b | Tee 300/100 | ECH | 6 | 7050 | 42300 | EGP | MAT_Raw
Qasr Rashwan - Lot B _0208 |  | RFQ-00043 | Mostafa Shourbagi | MEP (Electro Mechanical) | 2024-07-21 | Ductile Iron Materials | Approved | 12.11 - Suleiman Tadrus-Bill No.2: Force Main Pipeline-2.5.2-a | Tee 300/150 | ECH | 2 | 2 | 7342.65 | 14685.3 | MAT_Raw | GCF | 12.11 - Suleiman Tadrus-Bill No.2: Force Main Pipeline-2.5.2-a | Tee 300/150 | ECH | 2 | 8415 | 16830 | EGP | MAT_Raw
Qasr Rashwan - Lot B _0208 |  | RFQ-00043 | Mostafa Shourbagi | MEP (Electro Mechanical) | 2024-07-21 | Ductile Iron Materials | Approved | 12.11 - Suleiman Tadrus-Bill No.2: Force Main Pipeline-2.5.2-b | Tee 200/150 | ECH | 1 | 1 | 3446.55 | 3446.55 | MAT_Raw | GCF | 12.11 - Suleiman Tadrus-Bill No.2: Force Main Pipeline-2.5.2-b | Tee 200/150 | ECH | 1 | 3450 | 3450 | EGP | MAT_Raw
Qasr Rashwan - Lot B _0208 |  | RFQ-00043 | Mostafa Shourbagi | MEP (Electro Mechanical) | 2024-07-21 | Ductile Iron Materials | Approved | 11.11 - Abd Al Rahman Ibrahim-Bill No.2: Force Main Pipeline-2.5.2-b | Tee 300/150 | ECH | 1 | 1 | 7342.65 | 7342.65 | MAT_Raw | GCF | 11.11 - Abd Al Rahman Ibrahim-Bill No.2: Force Main Pipeline-2.5.2-b | Tee 300/150 | ECH | 1 | 8415 | 8415 | EGP | MAT_Raw
Qasr Rashwan - Lot B _0208 |  | RFQ-00043 | Mostafa Shourbagi | MEP (Electro Mechanical) | 2024-07-21 | Ductile Iron Materials | Approved | 11.11 - Abd Al Rahman Ibrahim-Bill No.2: Force Main Pipeline-2.3.2-b | Tee 350/100 | ECH | 6 | 6 | 8691.3 | 52147.8 | MAT_Raw | GCF | 11.11 - Abd Al Rahman Ibrahim-Bill No.2: Force Main Pipeline-2.3.2-b | Tee 350/100 | ECH | 6 | 8700 | 52200 | EGP | MAT_Raw
Qasr Rashwan - Lot B _0208 |  | RFQ-00043 | Mostafa Shourbagi | MEP (Electro Mechanical) | 2024-07-21 | Ductile Iron Materials | Approved | 15.11 - Al Burm-Bill No. 2: Force Main Pipeline-2.5.2-a | Tee 250/150 | ECH | 1 | 1 | 5694.3 | 5694.3 | MAT_Raw | GCF | 15.11 - Al Burm-Bill No. 2: Force Main Pipeline-2.5.2-a | Tee 250/150 | ECH | 1 | 6624 | 6624 | EGP | MAT_Raw
Qasr Rashwan - Lot B _0208 |  | RFQ-00043 | Mostafa Shourbagi | MEP (Electro Mechanical) | 2024-07-21 | Ductile Iron Materials | Approved | 15.11 - Al Burm-Bill No. 2: Force Main Pipeline-2.3.2-a | Tee 250/150 | ECH | 1 | 1 | 5694.3 | 5694.3 | MAT_Raw | GCF | 15.11 - Al Burm-Bill No. 2: Force Main Pipeline-2.3.2-a | Tee 250/150 | ECH | 1 | 6624 | 6624 | EGP | MAT_Raw
Qasr Rashwan - Lot B _0208 |  | RFQ-00043 | Mostafa Shourbagi | MEP (Electro Mechanical) | 2024-07-21 | Ductile Iron Materials | Approved | 10.11 - Abd Al Azeem Al Sofy -Bill No.2: Force Main Pipeline-2.3.2-d | Tee 250/100 | ECH | 1 | 1 | 5094.9 | 5094.9 | MAT_Raw | GCF | 10.11 - Abd Al Azeem Al Sofy -Bill No.2: Force Main Pipeline-2.3.2-d | Tee 250/100 | ECH | 1 | 5025 | 5025 | EGP | MAT_Raw
Qasr Rashwan - Lot B _0208 |  | RFQ-00043 | Mostafa Shourbagi | MEP (Electro Mechanical) | 2024-07-21 | Ductile Iron Materials | Approved | 14.11 - Abou Hussein-BILL NO.2 : Force Main Pipeline-2.3.2-b | Tee 200/100 | ECH | 1 | 1 | 3222.45 | 3222.45 | MAT_Raw | GCF | 14.11 - Abou Hussein-BILL NO.2 : Force Main Pipeline-2.3.2-b | Tee 200/100 | ECH | 1 | 3225 | 3225 | EGP | MAT_Raw
Qasr Rashwan - Lot B _0208 |  | RFQ-00043 | Mostafa Shourbagi | MEP (Electro Mechanical) | 2024-07-21 | Ductile Iron Materials | Approved | 11.11 - Abd Al Rahman Ibrahim-Bill No.2: Force Main Pipeline-2.5.2-c | Tee 200/150 | ECH | 1 | 1 | 3446.55 | 3446.55 | MAT_Raw | GCF | 11.11 - Abd Al Rahman Ibrahim-Bill No.2: Force Main Pipeline-2.5.2-c | Tee 200/150 | ECH | 1 | 3450 | 3450 | EGP | MAT_Raw
Qasr Rashwan - Lot B _0208 |  | RFQ-00043 | Mostafa Shourbagi | MEP (Electro Mechanical) | 2024-07-21 | Ductile Iron Materials | Approved | 14.11 - Abou Hussein-BILL NO.2 : Force Main Pipeline-2.3.2-a | Tee 200/150 | ECH | 2 | 2 | 3446.55 | 6893.1 | MAT_Raw | GCF | 14.11 - Abou Hussein-BILL NO.2 : Force Main Pipeline-2.3.2-a | Tee 200/150 | ECH | 2 | 3450 | 6900 | EGP | MAT_Raw
Qasr Rashwan - Lot B _0208 |  | RFQ-00043 | Mostafa Shourbagi | MEP (Electro Mechanical) | 2024-07-21 | Ductile Iron Materials | Approved | 12.11 - Suleiman Tadrus-Bill No.2: Force Main Pipeline-2.3.4-a | Dismantling joint 300mm | ECH | 3 | 3 | 6200.55 | 18601.65 | MAT_Raw | GCF | 12.11 - Suleiman Tadrus-Bill No.2: Force Main Pipeline-2.3.4-a | Dismantling joint 300mm | ECH | 3 | 10779 | 32337 | EGP | MAT_Raw
Qasr Rashwan - Lot B _0208 |  | RFQ-00043 | Mostafa Shourbagi | MEP (Electro Mechanical) | 2024-07-21 | Ductile Iron Materials | Approved | 14.15 - Abou Hussein-Bill No.3.4: Mechanical Works - Pumping Station-3.4.4-b. | Dismantling joint, dia. 200 mm. | ECH | 2 | 2 | 3873.15 | 7746.3 | MAT_Raw | GCF | 14.15 - Abou Hussein-Bill No.3.4: Mechanical Works - Pumping Station-3.4.4-b. | Dismantling joint, dia. 200 mm. | ECH | 2 | 6520 | 13040 | EGP | MAT_Raw
Qasr Rashwan - Lot B _0208 |  | RFQ-00043 | Mostafa Shourbagi | MEP (Electro Mechanical) | 2024-07-21 | Ductile Iron Materials | Approved | 12.15 - Suleiman Tadrus-Bill No.3.4: Mechanical Works - Pumping Station-3.4.4-b. | Dismantling joint, dia. 300 mm. | ECH | 2 | 2 | 6200.55 | 12401.1 | MAT_Raw | GCF | 12.15 - Suleiman Tadrus-Bill No.3.4: Mechanical Works - Pumping Station-3.4.4-b. | Dismantling joint, dia. 300 mm. | ECH | 2 | 10779 | 21558 | EGP | MAT_Raw
Qasr Rashwan - Lot B _0208 |  | RFQ-00043 | Mostafa Shourbagi | MEP (Electro Mechanical) | 2024-07-21 | Ductile Iron Materials | Approved | 14.11 - Abou Hussein-BILL NO.2 : Force Main Pipeline-2.5.4-b | Dismantling joint 150mm | ECH | 1 | 1 | 3041.55 | 3041.55 | MAT_Raw | GCF | 14.11 - Abou Hussein-BILL NO.2 : Force Main Pipeline-2.5.4-b | Dismantling joint 150mm | ECH | 1 | 5541 | 5541 | EGP | MAT_Raw
Qasr Rashwan - Lot B _0208 |  | RFQ-00043 | Mostafa Shourbagi | MEP (Electro Mechanical) | 2024-07-21 | Ductile Iron Materials | Approved | 10.11 - Abd Al Azeem Al Sofy -Bill No.2: Force Main Pipeline-2.5.4-b | Dismantling joint 250mm | ECH | 2 | 2 | 5283.9 | 10567.8 | MAT_Raw | GCF | 10.11 - Abd Al Azeem Al Sofy -Bill No.2: Force Main Pipeline-2.5.4-b | Dismantling joint 250mm | ECH | 2 | 9264 | 18528 | EGP | MAT_Raw
Qasr Rashwan - Lot B _0208 |  | RFQ-00043 | Mostafa Shourbagi | MEP (Electro Mechanical) | 2024-07-21 | Ductile Iron Materials | Approved | 13.10 - Salih Shamatah-BILL NO.1: SEWAGE NETWORK-1.5.3-b | Dismantling joints | ECH | 1 | 1 | 6200.55 | 6200.55 | MAT_Raw | GCF | 13.10 - Salih Shamatah-BILL NO.1: SEWAGE NETWORK-1.5.3-b | Dismantling joints | ECH | 1 | 10779 | 10779 | EGP | MAT_Raw
Qasr Rashwan - Lot B _0208 |  | RFQ-00043 | Mostafa Shourbagi | MEP (Electro Mechanical) | 2024-07-21 | Ductile Iron Materials | Approved | 11.11 - Abd Al Rahman Ibrahim-Bill No.2: Force Main Pipeline-2.5.4-d | Dismantling joint 150mm | ECH | 6 | 6 | 3041.55 | 18249.3 | MAT_Raw | GCF | 11.11 - Abd Al Rahman Ibrahim-Bill No.2: Force Main Pipeline-2.5.4-d | Dismantling joint 150mm | ECH | 6 | 5541 | 33246 | EGP | MAT_Raw
Qasr Rashwan - Lot B _0208 |  | RFQ-00043 | Mostafa Shourbagi | MEP (Electro Mechanical) | 2024-07-21 | Ductile Iron Materials | Approved | 10.11 - Abd Al Azeem Al Sofy -Bill No.2: Force Main Pipeline-2.3.4-b | Dismantling joint 250mm | ECH | 1 | 1 | 5283.9 | 5283.9 | MAT_Raw | GCF | 10.11 - Abd Al Azeem Al Sofy -Bill No.2: Force Main Pipeline-2.3.4-b | Dismantling joint 250mm | ECH | 1 | 9264 | 9264 | EGP | MAT_Raw
Qasr Rashwan - Lot B _0208 |  | RFQ-00043 | Mostafa Shourbagi | MEP (Electro Mechanical) | 2024-07-21 | Ductile Iron Materials | Approved | 11.11 - Abd Al Rahman Ibrahim-Bill No.2: Force Main Pipeline-2.3.4-b | Dismantling joint 150mm | ECH | 2 | 2 | 3041.55 | 6083.1 | MAT_Raw | GCF | 11.11 - Abd Al Rahman Ibrahim-Bill No.2: Force Main Pipeline-2.3.4-b | Dismantling joint 150mm | ECH | 2 | 5541 | 11082 | EGP | MAT_Raw
Qasr Rashwan - Lot B _0208 |  | RFQ-00043 | Mostafa Shourbagi | MEP (Electro Mechanical) | 2024-07-21 | Ductile Iron Materials | Approved | 14.11 - Abou Hussein-BILL NO.2 : Force Main Pipeline-2.3.4-b | Dismantling joint 150mm | ECH | 2 | 2 | 3041.55 | 6083.1 | MAT_Raw | GCF | 14.11 - Abou Hussein-BILL NO.2 : Force Main Pipeline-2.3.4-b | Dismantling joint 150mm | ECH | 2 | 5541 | 11082 | EGP | MAT_Raw
Qasr Rashwan - Lot B _0208 |  | RFQ-00043 | Mostafa Shourbagi | MEP (Electro Mechanical) | 2024-07-21 | Ductile Iron Materials | Approved | 10.11 - Abd Al Azeem Al Sofy -Bill No.2: Force Main Pipeline-2.5.4-c | Dismantling joint 150mm | ECH | 3 | 3 | 3041.55 | 9124.65 | MAT_Raw | GCF | 10.11 - Abd Al Azeem Al Sofy -Bill No.2: Force Main Pipeline-2.5.4-c | Dismantling joint 150mm | ECH | 3 | 5541 | 16623 | EGP | MAT_Raw
Qasr Rashwan - Lot B _0208 |  | RFQ-00043 | Mostafa Shourbagi | MEP (Electro Mechanical) | 2024-07-21 | Ductile Iron Materials | Approved | 13.11 - Salih Shamatah-Bill No.2: Force Main Pipeline-2.3.4-a | Dismantling joint 200mm | ECH | 3 | 3 | 3873.15 | 11619.45 | MAT_Raw | GCF | 13.11 - Salih Shamatah-Bill No.2: Force Main Pipeline-2.3.4-a | Dismantling joint 200mm | ECH | 3 | 6520 | 19560 | EGP | MAT_Raw
Qasr Rashwan - Lot B _0208 |  | RFQ-00043 | Mostafa Shourbagi | MEP (Electro Mechanical) | 2024-07-21 | Ductile Iron Materials | Approved | 13.11 - Salih Shamatah-Bill No.2: Force Main Pipeline-2.3.4-b | Dismantling joint 150mm | ECH | 3 | 3 | 3041.55 | 9124.65 | MAT_Raw | GCF | 13.11 - Salih Shamatah-Bill No.2: Force Main Pipeline-2.3.4-b | Dismantling joint 150mm | ECH | 3 | 5541 | 16623 | EGP | MAT_Raw
Qasr Rashwan - Lot B _0208 |  | RFQ-00043 | Mostafa Shourbagi | MEP (Electro Mechanical) | 2024-07-21 | Ductile Iron Materials | Approved | 13.15 - Salih Shamatah-Bill No.3.4: Mechanical Works - Pumping Station-3.4.4-b. | Dismantling joint, dia. 200 mm. | ECH | 2 | 2 | 3873.15 | 7746.3 | MAT_Raw | GCF | 13.15 - Salih Shamatah-Bill No.3.4: Mechanical Works - Pumping Station-3.4.4-b. | Dismantling joint, dia. 200 mm. | ECH | 2 | 6520 | 13040 | EGP | MAT_Raw
Qasr Rashwan - Lot B _0208 |  | RFQ-00043 | Mostafa Shourbagi | MEP (Electro Mechanical) | 2024-07-21 | Ductile Iron Materials | Approved | 12.11 - Suleiman Tadrus-Bill No.2: Force Main Pipeline-2.3.4-b | Dismantling joint 150mm | ECH | 3 | 3 | 3041.55 | 9124.65 | MAT_Raw | GCF | 12.11 - Suleiman Tadrus-Bill No.2: Force Main Pipeline-2.3.4-b | Dismantling joint 150mm | ECH | 3 | 5541 | 16623 | EGP | MAT_Raw
Qasr Rashwan - Lot B _0208 |  | RFQ-00043 | Mostafa Shourbagi | MEP (Electro Mechanical) | 2024-07-21 | Ductile Iron Materials | Approved | 12.11 - Suleiman Tadrus-Bill No.2: Force Main Pipeline-2.5.4-a | Dismantling joint 300mm | ECH | 2 | 1 | 6200.55 | 6200.55 | MAT_Raw | GCF | 12.11 - Suleiman Tadrus-Bill No.2: Force Main Pipeline-2.5.4-a | Dismantling joint 300mm | ECH | 1 | 10779 | 10779 | EGP | MAT_Raw
Qasr Rashwan - Lot B _0208 |  | RFQ-00043 | Mostafa Shourbagi | MEP (Electro Mechanical) | 2024-07-21 | Ductile Iron Materials | Approved | 13.11 - Salih Shamatah-Bill No.2: Force Main Pipeline-2.5.4-b | Dismantling joint 150mm | ECH | 1 | 1 | 3041.55 | 3041.55 | MAT_Raw | GCF | 13.11 - Salih Shamatah-Bill No.2: Force Main Pipeline-2.5.4-b | Dismantling joint 150mm | ECH | 1 | 5541 | 5541 | EGP | MAT_Raw
Qasr Rashwan - Lot B _0208 |  | RFQ-00043 | Mostafa Shourbagi | MEP (Electro Mechanical) | 2024-07-21 | Ductile Iron Materials | Approved | 14.11 - Abou Hussein-BILL NO.2 : Force Main Pipeline-2.3.4-a | Dismantling joint 200mm | ECH | 2 | 2 | 3873.15 | 7746.3 | MAT_Raw | GCF | 14.11 - Abou Hussein-BILL NO.2 : Force Main Pipeline-2.3.4-a | Dismantling joint 200mm | ECH | 2 | 6520 | 13040 | EGP | MAT_Raw
Qasr Rashwan - Lot B _0208 |  | RFQ-00043 | Mostafa Shourbagi | MEP (Electro Mechanical) | 2024-07-21 | Ductile Iron Materials | Approved | 15.11 - Al Burm-Bill No. 2: Force Main Pipeline-2.5.4-a | Dismantling joint 250mm | ECH | 1 | 1 | 5283.9 | 5283.9 | MAT_Raw | GCF | 15.11 - Al Burm-Bill No. 2: Force Main Pipeline-2.5.4-a | Dismantling joint 250mm | ECH | 1 | 9264 | 9264 | EGP | MAT_Raw
Qasr Rashwan - Lot B _0208 |  | RFQ-00043 | Mostafa Shourbagi | MEP (Electro Mechanical) | 2024-07-21 | Ductile Iron Materials | Approved | 15.11 - Al Burm-Bill No. 2: Force Main Pipeline-2.5.4-b | Dismantling joint 150mm | ECH | 1 | 1 | 3041.55 | 3041.55 | MAT_Raw | GCF | 15.11 - Al Burm-Bill No. 2: Force Main Pipeline-2.5.4-b | Dismantling joint 150mm | ECH | 1 | 5541 | 5541 | EGP | MAT_Raw
Qasr Rashwan - Lot B _0208 |  | RFQ-00043 | Mostafa Shourbagi | MEP (Electro Mechanical) | 2024-07-21 | Ductile Iron Materials | Approved | 12.11 - Suleiman Tadrus-Bill No.2: Force Main Pipeline-2.5.4-c | Dismantling joint 150mm | ECH | 3 | 3 | 3041.55 | 9124.65 | MAT_Raw | GCF | 12.11 - Suleiman Tadrus-Bill No.2: Force Main Pipeline-2.5.4-c | Dismantling joint 150mm | ECH | 3 | 5541 | 16623 | EGP | MAT_Raw
Qasr Rashwan - Lot B _0208 |  | RFQ-00043 | Mostafa Shourbagi | MEP (Electro Mechanical) | 2024-07-21 | Ductile Iron Materials | Approved | 11.11 - Abd Al Rahman Ibrahim-Bill No.2: Force Main Pipeline-2.5.4-b | Dismantling joint 300mm | ECH | 1 | 1 | 6200.55 | 6200.55 | MAT_Raw | GCF | 11.11 - Abd Al Rahman Ibrahim-Bill No.2: Force Main Pipeline-2.5.4-b | Dismantling joint 300mm | ECH | 1 | 10779 | 10779 | EGP | MAT_Raw
Qasr Rashwan - Lot B _0208 |  | RFQ-00043 | Mostafa Shourbagi | MEP (Electro Mechanical) | 2024-07-21 | Ductile Iron Materials | Approved | 11.11 - Abd Al Rahman Ibrahim-Bill No.2: Force Main Pipeline-2.5.4-c | Dismantling joint 200mm | ECH | 1 | 1 | 3873.15 | 3873.15 | MAT_Raw | GCF | 11.11 - Abd Al Rahman Ibrahim-Bill No.2: Force Main Pipeline-2.5.4-c | Dismantling joint 200mm | ECH | 1 | 6520 | 6520 | EGP | MAT_Raw
Qasr Rashwan - Lot B _0208 |  | RFQ-00043 | Mostafa Shourbagi | MEP (Electro Mechanical) | 2024-07-21 | Ductile Iron Materials | Approved | 12.11 - Suleiman Tadrus-Bill No.2: Force Main Pipeline-2.5.4-b | Dismantling joint 200mm | ECH | 1 | 1 | 3873.15 | 3873.15 | MAT_Raw | GCF | 12.11 - Suleiman Tadrus-Bill No.2: Force Main Pipeline-2.5.4-b | Dismantling joint 200mm | ECH | 1 | 6520 | 6520 | EGP | MAT_Raw
Qasr Rashwan - Lot B _0208 |  | RFQ-00043 | Mostafa Shourbagi | MEP (Electro Mechanical) | 2024-07-21 | Ductile Iron Materials | Approved | 10.11 - Abd Al Azeem Al Sofy -Bill No.2: Force Main Pipeline-2.3.4-c | Dismantling joint 150mm | ECH | 3 | 3 | 3041.55 | 9124.65 | MAT_Raw | GCF | 10.11 - Abd Al Azeem Al Sofy -Bill No.2: Force Main Pipeline-2.3.4-c | Dismantling joint 150mm | ECH | 3 | 5541 | 16623 | EGP | MAT_Raw
Qasr Rashwan - Lot B _0208 |  | RFQ-00043 | Mostafa Shourbagi | MEP (Electro Mechanical) | 2024-07-21 | Ductile Iron Materials | Approved | 15.11 - Al Burm-Bill No. 2: Force Main Pipeline-2.3.4-b | Dismantling joint 150mm | ECH | 1 | 1 | 3041.55 | 3041.55 | MAT_Raw | GCF | 15.11 - Al Burm-Bill No. 2: Force Main Pipeline-2.3.4-b | Dismantling joint 150mm | ECH | 1 | 5541 | 5541 | EGP | MAT_Raw
Qasr Rashwan - Lot B _0208 |  | RFQ-00043 | Mostafa Shourbagi | MEP (Electro Mechanical) | 2024-07-21 | Ductile Iron Materials | Approved | 15.15 - Al Burm-Bill No.3.4: Mechanical Works - Pumping Station-3.4.4-b. | Dismantling joint, dia. 250 mm. | ECH | 2 | 2 | 5283.9 | 10567.8 | MAT_Raw | GCF | 15.15 - Al Burm-Bill No.3.4: Mechanical Works - Pumping Station-3.4.4-b. | Dismantling joint, dia. 250 mm. | ECH | 2 | 9264 | 18528 | EGP | MAT_Raw
Qasr Rashwan - Lot B _0208 |  | RFQ-00043 | Mostafa Shourbagi | MEP (Electro Mechanical) | 2024-07-21 | Ductile Iron Materials | Approved | 14.10 - Abou Hussein-BILL NO.1 : SEWAGE NETWORK-1.5.3-b | Dismantling joints | ECH | 1 | 1 | 6200.55 | 6200.55 | MAT_Raw | GCF | 14.10 - Abou Hussein-BILL NO.1 : SEWAGE NETWORK-1.5.3-b | Dismantling joints | ECH | 1 | 10779 | 10779 | EGP | MAT_Raw
Qasr Rashwan - Lot B _0208 |  | RFQ-00043 | Mostafa Shourbagi | MEP (Electro Mechanical) | 2024-07-21 | Ductile Iron Materials | Approved | 11.11 - Abd Al Rahman Ibrahim-Bill No.2: Force Main Pipeline-2.3.4-a | Dismantling joint 350mm | ECH | 2 | 1 | 8640 | 8640 | MAT_Raw | GCF | 11.11 - Abd Al Rahman Ibrahim-Bill No.2: Force Main Pipeline-2.3.4-a | Dismantling joint 350mm | ECH | 1 | 14102 | 14102 | EGP | MAT_Raw
Qasr Rashwan - Lot B _0208 |  | RFQ-00043 | Mostafa Shourbagi | MEP (Electro Mechanical) | 2024-07-21 | Ductile Iron Materials | Approved | 11.11 - Abd Al Rahman Ibrahim-Bill No.2: Force Main Pipeline-2.5.4-a | Dismantling joint 350mm | ECH | 4 | 4 | 8640 | 34560 | MAT_Raw | GCF | 11.11 - Abd Al Rahman Ibrahim-Bill No.2: Force Main Pipeline-2.5.4-a | Dismantling joint 350mm | ECH | 4 | 14102 | 56408 | EGP | MAT_Raw
Qasr Rashwan - Lot B _0208 |  | RFQ-00043 | Mostafa Shourbagi | MEP (Electro Mechanical) | 2024-07-21 | Ductile Iron Materials | Approved | 11.15 - Abd Al Rahman Ibrahim-Bill No.3.4: Mechanical Works - Pumping Station-3.4.4-b. | Dismantling joint, dia. 350 mm. | ECH | 2 | 2 | 8640 | 17280 | MAT_Raw | GCF | 11.15 - Abd Al Rahman Ibrahim-Bill No.3.4: Mechanical Works - Pumping Station-3.4.4-b. | Dismantling joint, dia. 350 mm. | ECH | 2 | 14102 | 28204 | EGP | MAT_Raw
Qasr Rashwan - Lot B _0208 |  | RFQ-00043 | Mostafa Shourbagi | MEP (Electro Mechanical) | 2024-07-21 | Ductile Iron Materials | Approved | 10.15 - Abd Al Azeem Al Sofy -Bill No.3.4: Mechanical Works - Pumping Station-3.4.4-b. | Dismantling joint, dia. 400 mm. | ECH | 2 | 1 | 9383.85 | 9383.85 | MAT_Raw | GCF | 10.15 - Abd Al Azeem Al Sofy -Bill No.3.4: Mechanical Works - Pumping Station-3.4.4-b. | Dismantling joint, dia. 400 mm. | ECH | 1 | 17344 | 17344 | EGP | MAT_Raw
Qasr Rashwan - Lot B _0208 |  | RFQ-00043 | Mostafa Shourbagi | MEP (Electro Mechanical) | 2024-07-21 | Ductile Iron Materials | Approved | 10.11 - Abd Al Azeem Al Sofy -Bill No.2: Force Main Pipeline-2.5.4-a | Dismantling joint 400mm | ECH | 4 | 4 | 9383.85 | 37535.4 | MAT_Raw | GCF | 10.11 - Abd Al Azeem Al Sofy -Bill No.2: Force Main Pipeline-2.5.4-a | Dismantling joint 400mm | ECH | 4 | 17344 | 69376 | EGP | MAT_Raw
Qasr Rashwan - Lot B _0208 |  | RFQ-00043 | Mostafa Shourbagi | MEP (Electro Mechanical) | 2024-07-21 | Ductile Iron Materials | Approved | 10.11 - Abd Al Azeem Al Sofy -Bill No.2: Force Main Pipeline-2.3.4-a | Dismantling joint 400 mm | ECH | 2 | 2 | 9383.85 | 18767.7 | MAT_Raw | GCF | 10.11 - Abd Al Azeem Al Sofy -Bill No.2: Force Main Pipeline-2.3.4-a | Dismantling joint 400 mm | ECH | 2 | 17344 | 34688 | EGP | MAT_Raw
Qasr Rashwan - Lot B _0208 |  | RFQ-00043 | Mostafa Shourbagi | MEP (Electro Mechanical) | 2024-07-21 | Ductile Iron Materials | Approved | 10.10 - Abd Al Azeem Al Sofy -BILL NO.1: SEWAGE NETWORK-1.6.3-b | Dismantling joints | ECH | 1 | 1 | 28321.65 | 28321.65 | MAT_Raw | GCF | 10.10 - Abd Al Azeem Al Sofy -BILL NO.1: SEWAGE NETWORK-1.6.3-b | Dismantling joints | ECH | 1 | 45476 | 45476 | EGP | MAT_Raw
Qasr Rashwan - Lot B _0208 |  | RFQ-00043 | Mostafa Shourbagi | MEP (Electro Mechanical) | 2024-07-21 | Ductile Iron Materials | Approved | 12.10 - Suleiman Tadrus-BILL NO.1: SEWAGE NETWORK-1.6.3-b | Dismantling joints | ECH | 1 | 1 | 14683.95 | 14683.95 | MAT_Raw | GCF | 12.10 - Suleiman Tadrus-BILL NO.1: SEWAGE NETWORK-1.6.3-b | Dismantling joints | ECH | 1 | 24162 | 24162 | EGP | MAT_Raw
Qasr Rashwan - Lot B _0208 |  | RFQ-00043 | Mostafa Shourbagi | MEP (Electro Mechanical) | 2024-07-21 | Ductile Iron Materials | Approved | 11.10 - Abd Al Rahman Ibrahim-BILL NO.1: SEWAGE NETWORK-1.5.3-b | Dismantling joints | ECH | 1 | 1 | 14683.95 | 14683.95 | MAT_Raw | GCF | 11.10 - Abd Al Rahman Ibrahim-BILL NO.1: SEWAGE NETWORK-1.5.3-b | Dismantling joints | ECH | 1 | 24162 | 24162 | EGP | MAT_Raw
Qasr Rashwan - Lot B _0208 |  | RFQ-00043 | Mostafa Shourbagi | MEP (Electro Mechanical) | 2024-07-21 | Ductile Iron Materials | Approved | 15.10 - Al Burm-BILL NO. 1: SEWAGE NETWORK-1.5.3-b | Dismantling joints | ECH | 1 | 1 | 14683.95 | 14683.95 | MAT_Raw | GCF | 15.10 - Al Burm-BILL NO. 1: SEWAGE NETWORK-1.5.3-b | Dismantling joints | ECH | 1 | 24162 | 24162 | EGP | MAT_Raw
Qasr Rashwan - Lot B _0208 |  | RFQ-00043 | Mostafa Shourbagi | MEP (Electro Mechanical) | 2024-07-21 | Ductile Iron Materials | Approved | 10.11 - Abd Al Azeem Al Sofy -Bill No.2: New item | new item | ECH | 4 | 4 | 0 | 0 | MAT_Raw | GCF | 10.11 - Abd Al Azeem Al Sofy -Bill No.2: New item | new item | ECH | 4 | 2380 | 9520 | EGP | MAT_Raw
Qasr Rashwan - Lot B _0208 |  | RFQ-00043 | Mostafa Shourbagi | MEP (Electro Mechanical) | 2024-07-21 | Ductile Iron Materials | Approved | 10.11 - Abd Al Azeem Al Sofy -Bill No.2: New item | new item | ECH | 9 | 9 | 0 | 0 | MAT_Raw | GCF | 10.11 - Abd Al Azeem Al Sofy -Bill No.2: New item | new item | ECH | 9 | 4675 | 42075 | EGP | MAT_Raw
Qasr Rashwan - Lot B _0208 |  | RFQ-00043 | Mostafa Shourbagi | MEP (Electro Mechanical) | 2024-07-21 | Ductile Iron Materials | Approved | 10.11 - Abd Al Azeem Al Sofy -Bill No.2: New item | new item | ECH | 4 | 4 | 0 | 0 | MAT_Raw | GCF | 10.11 - Abd Al Azeem Al Sofy -Bill No.2: New item | new item | ECH | 4 | 2400 | 9600 | EGP | MAT_Raw
Qasr Rashwan - Lot B _0208 |  | RFQ-00043 | Mostafa Shourbagi | MEP (Electro Mechanical) | 2024-07-21 | Ductile Iron Materials | Approved | 10.11 - Abd Al Azeem Al Sofy -Bill No.2: New item | new item | ECH | 9 | 9 | 0 | 0 | MAT_Raw | GCF | 10.11 - Abd Al Azeem Al Sofy -Bill No.2: New item | new item | ECH | 9 | 4800 | 43200 | EGP | MAT_Raw
Qasr Rashwan - Lot B _0208 |  | RFQ-00043 | Mostafa Shourbagi | MEP (Electro Mechanical) | 2024-07-21 | Ductile Iron Materials | Approved | 14.11 - Abou Hussein-BILL NO.2 : New item | new item | ECH | 3 | 3 | 0 | 0 | MAT_Raw | GCF | 14.11 - Abou Hussein-BILL NO.2 : New item | new item | ECH | 3 | 1743 | 5229 | EGP | MAT_Raw
Qasr Rashwan - Lot B _0208 |  | RFQ-00043 | Mostafa Shourbagi | MEP (Electro Mechanical) | 2024-07-21 | Ductile Iron Materials | Approved | 14.11 - Abou Hussein-BILL NO.2 : New item | new item | ECH | 4 | 4 | 0 | 0 | MAT_Raw | GCF | 14.11 - Abou Hussein-BILL NO.2 : New item | new item | ECH | 4 | 1688 | 6752 | EGP | MAT_Raw
Qasr Rashwan - Lot B _0208 |  | RFQ-00043 | Mostafa Shourbagi | MEP (Electro Mechanical) | 2024-07-21 | Ductile Iron Materials | Approved | 15.11 - Al Burm-Bill No. 2: New item | new item | ECH | 4 | 4 | 0 | 0 | MAT_Raw | GCF | 15.11 - Al Burm-Bill No. 2: New item | new item | ECH | 4 | 2380 | 9520 | EGP | MAT_Raw
Qasr Rashwan - Lot B _0208 |  | RFQ-00043 | Mostafa Shourbagi | MEP (Electro Mechanical) | 2024-07-21 | Ductile Iron Materials | Approved | 15.11 - Al Burm-Bill No. 2: New item | new item | ECH | 4 | 4 | 0 | 0 | MAT_Raw | GCF | 15.11 - Al Burm-Bill No. 2: New item | new item | ECH | 4 | 2400 | 9600 | EGP | MAT_Raw
Qasr Rashwan - Lot B _0208 |  | RFQ-00043 | Mostafa Shourbagi | MEP (Electro Mechanical) | 2024-07-21 | Ductile Iron Materials | Approved | 13.11 - Salih Shamatah-Bill No.2: New item | new item | ECH | 8 | 8 | 0 | 0 | MAT_Raw | GCF | 13.11 - Salih Shamatah-Bill No.2: New item | new item | ECH | 8 | 1743 | 13944 | EGP | MAT_Raw
Qasr Rashwan - Lot B _0208 |  | RFQ-00043 | Mostafa Shourbagi | MEP (Electro Mechanical) | 2024-07-21 | Ductile Iron Materials | Approved | 13.11 - Salih Shamatah-Bill No.2: New item | new item | ECH | 9 | 9 | 0 | 0 | MAT_Raw | GCF | 13.11 - Salih Shamatah-Bill No.2: New item | new item | ECH | 9 | 1688 | 15192 | EGP | MAT_Raw
Qasr Rashwan - Lot B _0208 |  | RFQ-00043 | Mostafa Shourbagi | MEP (Electro Mechanical) | 2024-07-21 | Ductile Iron Materials | Approved | 12.11 - Suleiman Tadrus-Bill No.2: New item | new item | ECH | 4 | 4 | 0 | 0 | MAT_Raw | GCF | 12.11 - Suleiman Tadrus-Bill No.2: New item | new item | ECH | 4 | 1743 | 6972 | EGP | MAT_Raw
Qasr Rashwan - Lot B _0208 |  | RFQ-00043 | Mostafa Shourbagi | MEP (Electro Mechanical) | 2024-07-21 | Ductile Iron Materials | Approved | 12.11 - Suleiman Tadrus-Bill No.2: New item | new item | ECH | 11 | 11 | 0 | 0 | MAT_Raw | GCF | 12.11 - Suleiman Tadrus-Bill No.2: New item | new item | ECH | 11 | 3145 | 34595 | EGP | MAT_Raw
Qasr Rashwan - Lot B _0208 |  | RFQ-00043 | Mostafa Shourbagi | MEP (Electro Mechanical) | 2024-07-21 | Ductile Iron Materials | Approved | 12.11 - Suleiman Tadrus-Bill No.2: New item | new item | ECH | 4 | 4 | 0 | 0 | MAT_Raw | GCF | 12.11 - Suleiman Tadrus-Bill No.2: New item | new item | ECH | 4 | 1688 | 6752 | EGP | MAT_Raw
Qasr Rashwan - Lot B _0208 |  | RFQ-00043 | Mostafa Shourbagi | MEP (Electro Mechanical) | 2024-07-21 | Ductile Iron Materials | Approved | 12.11 - Suleiman Tadrus-Bill No.2: New item | new item | ECH | 11 | 11 | 0 | 0 | MAT_Raw | GCF | 12.11 - Suleiman Tadrus-Bill No.2: New item | new item | ECH | 11 | 3225 | 35475 | EGP | MAT_Raw
Qasr Rashwan - Lot B _0208 |  | RFQ-00043 | Mostafa Shourbagi | MEP (Electro Mechanical) | 2024-07-21 | Ductile Iron Materials | Approved | 11.11 - Abd Al Rahman Ibrahim-Bill No.2: New item | new item | ECH | 2 | 2 | 0 | 0 | MAT_Raw | GCF | 11.11 - Abd Al Rahman Ibrahim-Bill No.2: New item | new item | ECH | 2 | 1743 | 3486 | EGP | MAT_Raw
Qasr Rashwan - Lot B _0208 |  | RFQ-00043 | Mostafa Shourbagi | MEP (Electro Mechanical) | 2024-07-21 | Ductile Iron Materials | Approved | 11.11 - Abd Al Rahman Ibrahim-Bill No.2: New item | new item | ECH | 2 | 2 | 0 | 0 | MAT_Raw | GCF | 11.11 - Abd Al Rahman Ibrahim-Bill No.2: New item | new item | ECH | 2 | 3145 | 6290 | EGP | MAT_Raw
Qasr Rashwan - Lot B _0208 |  | RFQ-00043 | Mostafa Shourbagi | MEP (Electro Mechanical) | 2024-07-21 | Ductile Iron Materials | Approved | 11.11 - Abd Al Rahman Ibrahim-Bill No.2: New item | new item | ECH | 14 | 14 | 0 | 0 | MAT_Raw | GCF | 11.11 - Abd Al Rahman Ibrahim-Bill No.2: New item | new item | ECH | 14 | 3825 | 53550 | EGP | MAT_Raw
Qasr Rashwan - Lot B _0208 |  | RFQ-00043 | Mostafa Shourbagi | MEP (Electro Mechanical) | 2024-07-21 | Ductile Iron Materials | Approved | 11.11 - Abd Al Rahman Ibrahim-Bill No.2: New item | new item | ECH | 2 | 2 | 0 | 0 | MAT_Raw | GCF | 11.11 - Abd Al Rahman Ibrahim-Bill No.2: New item | new item | ECH | 2 | 1688 | 3376 | EGP | MAT_Raw
Qasr Rashwan - Lot B _0208 |  | RFQ-00043 | Mostafa Shourbagi | MEP (Electro Mechanical) | 2024-07-21 | Ductile Iron Materials | Approved | 11.11 - Abd Al Rahman Ibrahim-Bill No.2: New item | new item | ECH | 3 | 3 | 0 | 0 | MAT_Raw | GCF | 11.11 - Abd Al Rahman Ibrahim-Bill No.2: New item | new item | ECH | 3 | 3225 | 9675 | EGP | MAT_Raw
Qasr Rashwan - Lot B _0208 |  | RFQ-00043 | Mostafa Shourbagi | MEP (Electro Mechanical) | 2024-07-21 | Ductile Iron Materials | Approved | 11.11 - Abd Al Rahman Ibrahim-Bill No.2: New item | new item | ECH | 15 | 15 | 0 | 0 | MAT_Raw | GCF | 11.11 - Abd Al Rahman Ibrahim-Bill No.2: New item | new item | ECH | 15 | 3900 | 58500 | EGP | MAT_Raw
Qasr Rashwan - Lot B _0208 |  | RFQ-00043 | Mostafa Shourbagi | MEP (Electro Mechanical) | 2024-07-21 | Ductile Iron Materials | Approved | 11.11 - Abd Al Rahman Ibrahim-Bill No.2: New item | new item | ECH | 1 | 1 | 0 | 0 | MAT_Raw | GCF | 11.11 - Abd Al Rahman Ibrahim-Bill No.2: New item | new item | ECH | 1 | 9000 | 9000 | EGP | MAT_Raw
Qasr Rashwan - Lot B _0208 |  | RFQ-00043 | Mostafa Shourbagi | MEP (Electro Mechanical) | 2024-07-21 | Ductile Iron Materials | Approved | 10.11 - Abd Al Azeem Al Sofy -Bill No.2: New item | new item | ECH | 1 | 1 | 0 | 0 | MAT_Raw | GCF | 10.11 - Abd Al Azeem Al Sofy -Bill No.2: New item | new item | ECH | 1 | 11400 | 11400 | EGP | MAT_Raw
Qasr Rashwan - Lot B _0208 |  | RFQ-00043 | Mostafa Shourbagi | MEP (Electro Mechanical) | 2024-07-21 | Ductile Iron Materials | Approved | 14.11 - Abou Hussein-BILL NO.2 : New item | new item | ECH | 1 | 1 | 0 | 0 | MAT_Raw | GCF | 14.11 - Abou Hussein-BILL NO.2 : New item | new item | ECH | 1 | 2063 | 2063 | EGP | MAT_Raw
Qasr Rashwan - Lot B _0208 |  | RFQ-00043 | Mostafa Shourbagi | MEP (Electro Mechanical) | 2024-07-21 | Ductile Iron Materials | Approved | 14.11 - Abou Hussein-BILL NO.2 : New item | new item | ECH | 1 | 1 | 0 | 0 | MAT_Raw | GCF | 14.11 - Abou Hussein-BILL NO.2 : New item | new item | ECH | 1 | 3450 | 3450 | EGP | MAT_Raw
Qasr Rashwan - Lot B _0208 |  | RFQ-00043 | Mostafa Shourbagi | MEP (Electro Mechanical) | 2024-07-21 | Ductile Iron Materials | Approved | 15.11 - Al Burm-Bill No. 2: New item | new item | ECH | 1 | 1 | 0 | 0 | MAT_Raw | GCF | 15.11 - Al Burm-Bill No. 2: New item | new item | ECH | 1 | 5513 | 5513 | EGP | MAT_Raw
Qasr Rashwan - Lot B _0208 |  | RFQ-00043 | Mostafa Shourbagi | MEP (Electro Mechanical) | 2024-07-21 | Ductile Iron Materials | Approved | 13.11 - Salih Shamatah-Bill No.2: New item | new item | ECH | 1 | 1 | 0 | 0 | MAT_Raw | GCF | 13.11 - Salih Shamatah-Bill No.2: New item | new item | ECH | 1 | 3450 | 3450 | EGP | MAT_Raw
Qasr Rashwan - Lot B _0208 |  | RFQ-00043 | Mostafa Shourbagi | MEP (Electro Mechanical) | 2024-07-21 | Ductile Iron Materials | Approved | 12.11 - Suleiman Tadrus-Bill No.2: New item | new item | ECH | 1 | 1 | 0 | 0 | MAT_Raw | GCF | 12.11 - Suleiman Tadrus-Bill No.2: New item | new item | ECH | 1 | 7425 | 7425 | EGP | MAT_Raw
Qasr Rashwan - Lot B _0208 |  | RFQ-00043 | Mostafa Shourbagi | MEP (Electro Mechanical) | 2024-07-21 | Ductile Iron Materials | Approved | 10.11 - Abd Al Azeem Al Sofy -Bill No.2: Force Main Pipeline--2.3.6 | Supplying, installing, connecting and testing of ductile iron pipes with diameter 150 mm for wash-out chamber and inlet pipe (in the case of chamber Type-A) , the item includes all pipes, fittings, gaskets, flexible joint, bolts, nut, washers, non-shrink mortar and all required works for completion and performance of the work item in accordance with the Contract Drawings, Specifications, the Ministerial Decree No. (277 / 2000) and its annexes No. 14 /2002) and the Engineer's instructions. | ECH | 15 | 5 | 596.4 | 2982 | MAT_Raw | GCF | 10.11 - Abd Al Azeem Al Sofy -Bill No.2: Force Main Pipeline--2.3.6 | Supplying, installing, connecting and testing of ductile iron pipes with diameter 150 mm for wash-out chamber and inlet pipe (in the case of chamber Type-A) , the item includes all pipes, fittings, gaskets, flexible joint, bolts, nut, washers, non-shrink mortar and all required works for completion and performance of the work item in accordance with the Contract Drawings, Specifications, the Ministerial Decree No. (277 / 2000) and its annexes No. 14 /2002) and the Engineer's instructions. | ECH | 5 | 3150 | 15750 | EGP | MAT_Raw
Qasr Rashwan - Lot B _0208 |  | RFQ-00043 | Mostafa Shourbagi | MEP (Electro Mechanical) | 2024-07-21 | Ductile Iron Materials | Approved | 11.11 - Abd Al Rahman Ibrahim-Bill No.2: Force Main Pipeline--2.3.6 | Supplying, installing, connecting and testing of ductile iron pipes with diameter 150 mm for wash-out chamber and inlet pipe (in the case of chamber Type-A) , the item includes all pipes, fittings, gaskets, flexible joint, bolts, nut, washers, non-shrink mortar and all required works for completion and performance of the work item in accordance with the Contract Drawings, Specifications, the Ministerial Decree No. (277 / 2000) and its annexes No. 14 /2002) and the Engineer's instructions. | ECH | 7 | 7 | 0 | 0 | MAT_Raw | GCF | 11.11 - Abd Al Rahman Ibrahim-Bill No.2: Force Main Pipeline--2.3.6 | Supplying, installing, connecting and testing of ductile iron pipes with diameter 150 mm for wash-out chamber and inlet pipe (in the case of chamber Type-A) , the item includes all pipes, fittings, gaskets, flexible joint, bolts, nut, washers, non-shrink mortar and all required works for completion and performance of the work item in accordance with the Contract Drawings, Specifications, the Ministerial Decree No. (277 / 2000) and its annexes No. 14 /2002) and the Engineer's instructions. | ECH | 7 | 3150 | 22050 | EGP | MAT_Raw
ORA ZED-Ph 2-Pkgs A&D |  | RFQ-00053 | Mostafa Shourbagi | MEP (Electro Mechanical) | 2024-08-01 | Copper Pipes Accessories | Approved | HVAC | عزل مواسير نحاس | KGR | 600 | 600 | 71.1 | 42660 | MAT_Misc | Techno Master | HVAC | عزل مواسير نحاس | KGR | 600 | 104.88 | 62928 | EGP | MAT_Misc
ORA ZED-Ph 2-Pkgs A&D |  | RFQ-00053 | Mostafa Shourbagi | MEP (Electro Mechanical) | 2024-08-01 | Copper Pipes Accessories | Approved | HVAC | شريط لحام اللون أبيض | ECH | 500 | 500 | 14.22 | 7110 | MAT_Misc | Techno Master | HVAC | شريط لحام اللون أبيض | ECH | 500 | 32.6 | 16300 | EGP | MAT_Misc
ORA ZED-Ph 2-Pkgs A&D |  | RFQ-00053 | Mostafa Shourbagi | MEP (Electro Mechanical) | 2024-08-01 | Copper Pipes Accessories | Approved | All areas | بلف شحن | ECH | 1000 | 1000 | 14.16 | 14160 | SC_Apply | Techno Master | All areas | بلف شحن | ECH | 1000 | 16.53 | 16530 | EGP | SC_Apply
ORA ZED-Ph 2-Pkgs A&D |  | RFQ-00053 | Mostafa Shourbagi | MEP (Electro Mechanical) | 2024-08-01 | Copper Pipes Accessories | Approved | All areas | فضة لحام | KGR | 5 | 5 | 1062.04 | 5310.2 | SC_Apply | Techno Master | All areas | فضة لحام | KGR | 5 | 1271.1 | 6355.5 | EGP | SC_Apply
Qasr Rashwan - Lot B _0208 |  | RFQ-00043 | Mostafa Shourbagi | MEP (Electro Mechanical) | 2024-07-21 | Ductile Iron Materials | Approved | 14.11 - Abou Hussein-BILL NO.2 : Force Main Pipeline--2.3.6 | Supplying, installing, connecting and testing of ductile iron pipes with diameter 150 mm for wash-out chamber and inlet pipe (in the case of chamber Type-A) , the item includes all pipes, fittings, gaskets, flexible joint, bolts, nut, washers, non-shrink mortar and all required works for completion and performance of the work item in accordance with the Contract Drawings, Specifications, the Ministerial Decree No. (277 / 2000) and its annexes No. 14 /2002) and the Engineer's instructions. | ECH | 2 | 2 | 0 | 0 | MAT_Raw | GCF | 14.11 - Abou Hussein-BILL NO.2 : Force Main Pipeline--2.3.6 | Supplying, installing, connecting and testing of ductile iron pipes with diameter 150 mm for wash-out chamber and inlet pipe (in the case of chamber Type-A) , the item includes all pipes, fittings, gaskets, flexible joint, bolts, nut, washers, non-shrink mortar and all required works for completion and performance of the work item in accordance with the Contract Drawings, Specifications, the Ministerial Decree No. (277 / 2000) and its annexes No. 14 /2002) and the Engineer's instructions. | ECH | 2 | 3150 | 6300 | EGP | MAT_Raw
Qasr Rashwan - Lot B _0208 |  | RFQ-00043 | Mostafa Shourbagi | MEP (Electro Mechanical) | 2024-07-21 | Ductile Iron Materials | Approved | 15.11 - Al Burm-Bill No. 2: Force Main Pipeline--2.3.6 | Supplying, installing, connecting and testing of ductile iron pipes with diameter 150 mm for wash-out chamber and inlet pipe (in the case of chamber Type-A) , the item includes all pipes, fittings, gaskets, flexible joint, bolts, nut, washers, non-shrink mortar and all required works for completion and performance of the work item in accordance with the Contract Drawings, Specifications, the Ministerial Decree No. (277 / 2000) and its annexes No. 14 /2002) and the Engineer's instructions. | ECH | 1 | 1 | 0 | 0 | MAT_Raw | GCF | 15.11 - Al Burm-Bill No. 2: Force Main Pipeline--2.3.6 | Supplying, installing, connecting and testing of ductile iron pipes with diameter 150 mm for wash-out chamber and inlet pipe (in the case of chamber Type-A) , the item includes all pipes, fittings, gaskets, flexible joint, bolts, nut, washers, non-shrink mortar and all required works for completion and performance of the work item in accordance with the Contract Drawings, Specifications, the Ministerial Decree No. (277 / 2000) and its annexes No. 14 /2002) and the Engineer's instructions. | ECH | 1 | 3150 | 3150 | EGP | MAT_Raw
Qasr Rashwan - Lot B _0208 |  | RFQ-00043 | Mostafa Shourbagi | MEP (Electro Mechanical) | 2024-07-21 | Ductile Iron Materials | Approved | 13.11 - Salih Shamatah-Bill No.2: Force Main Pipeline--2.3.6 | Supplying, installing, connecting and testing of ductile iron pipes with diameter 150 mm for wash-out chamber and inlet pipe (in the case of chamber Type-A) , the item includes all pipes, fittings, gaskets, flexible joint, bolts, nut, washers, non-shrink mortar and all required works for completion and performance of the work item in accordance with the Contract Drawings, Specifications, the Ministerial Decree No. (277 / 2000) and its annexes No. 14 /2002) and the Engineer's instructions. | ECH | 3 | 3 | 0 | 0 | MAT_Raw | GCF | 13.11 - Salih Shamatah-Bill No.2: Force Main Pipeline--2.3.6 | Supplying, installing, connecting and testing of ductile iron pipes with diameter 150 mm for wash-out chamber and inlet pipe (in the case of chamber Type-A) , the item includes all pipes, fittings, gaskets, flexible joint, bolts, nut, washers, non-shrink mortar and all required works for completion and performance of the work item in accordance with the Contract Drawings, Specifications, the Ministerial Decree No. (277 / 2000) and its annexes No. 14 /2002) and the Engineer's instructions. | ECH | 3 | 3150 | 9450 | EGP | MAT_Raw
Qasr Rashwan - Lot B _0208 |  | RFQ-00043 | Mostafa Shourbagi | MEP (Electro Mechanical) | 2024-07-21 | Ductile Iron Materials | Approved | 12.11 - Suleiman Tadrus-Bill No.2: Force Main Pipeline--2.3.6 | Supplying, installing, connecting and testing of ductile iron pipes with diameter 150 mm for wash-out chamber and inlet pipe (in the case of chamber Type-A) , the item includes all pipes, fittings, gaskets, flexible joint, bolts, nut, washers, non-shrink mortar and all required works for completion and performance of the work item in accordance with the Contract Drawings, Specifications, the Ministerial Decree No. (277 / 2000) and its annexes No. 14 /2002) and the Engineer's instructions. | ECH | 5 | 5 | 0 | 0 | MAT_Raw | GCF | 12.11 - Suleiman Tadrus-Bill No.2: Force Main Pipeline--2.3.6 | Supplying, installing, connecting and testing of ductile iron pipes with diameter 150 mm for wash-out chamber and inlet pipe (in the case of chamber Type-A) , the item includes all pipes, fittings, gaskets, flexible joint, bolts, nut, washers, non-shrink mortar and all required works for completion and performance of the work item in accordance with the Contract Drawings, Specifications, the Ministerial Decree No. (277 / 2000) and its annexes No. 14 /2002) and the Engineer's instructions. | ECH | 5 | 3150 | 15750 | EGP | MAT_Raw
Qasr Rashwan - Lot B _0208 |  | RFQ-00043 | Mostafa Shourbagi | MEP (Electro Mechanical) | 2024-07-21 | Ductile Iron Materials | Approved | 15.11 - Al Burm-Bill No. 2: Force Main Pipeline-2.5.3-a | Flange socket with puddle flanged pieces 250mm | ECH | 2 | 2 | 0 | 0 | MAT_Raw | GCF | 15.11 - Al Burm-Bill No. 2: Force Main Pipeline-2.5.3-a | Flange socket with puddle flanged pieces 250mm | ECH | 2 | 9088 | 18176 | EGP | MAT_Raw
Qasr Rashwan - Lot B _0208 |  | RFQ-00043 | Mostafa Shourbagi | MEP (Electro Mechanical) | 2024-07-21 | Ductile Iron Materials | Approved | 14.11 - Abou Hussein-BILL NO.2 : Force Main Pipeline-2.3.3-a | Flange socket with puddle flanged pieces 200mm | ECH | 1 | 1 | 0 | 0 | MAT_Raw | GCF | 14.11 - Abou Hussein-BILL NO.2 : Force Main Pipeline-2.3.3-a | Flange socket with puddle flanged pieces 200mm | ECH | 1 | 8432 | 8432 | EGP | MAT_Raw
Qasr Rashwan - Lot B _0208 |  | RFQ-00043 | Mostafa Shourbagi | MEP (Electro Mechanical) | 2024-07-21 | Ductile Iron Materials | Approved | 13.11 - Salih Shamatah-Bill No.2: Force Main Pipeline-2.5.3-a | Flange socket with puddle flanged pieces 200mm | ECH | 4 | 4 | 0 | 0 | MAT_Raw | GCF | 13.11 - Salih Shamatah-Bill No.2: Force Main Pipeline-2.5.3-a | Flange socket with puddle flanged pieces 200mm | ECH | 4 | 7213 | 28852 | EGP | MAT_Raw
Qasr Rashwan - Lot B _0208 |  | RFQ-00043 | Mostafa Shourbagi | MEP (Electro Mechanical) | 2024-07-21 | Ductile Iron Materials | Approved | 12.11 - Suleiman Tadrus-Bill No.2: Force Main Pipeline-new item | new item | ECH | 2 | 2 | 0 | 0 | MAT_Raw | GCF | 12.11 - Suleiman Tadrus-Bill No.2: Force Main Pipeline-new item | new item | ECH | 2 | 7213 | 14426 | EGP | MAT_Raw
Qasr Rashwan - Lot B _0208 |  | RFQ-00043 | Mostafa Shourbagi | MEP (Electro Mechanical) | 2024-07-21 | Ductile Iron Materials | Approved | 12.11 - Suleiman Tadrus-Bill No.2: Force Main Pipeline-2.3.3-a | Flange socket with puddle flanged pieces 300mm | ECH | 5 | 5 | 0 | 0 | MAT_Raw | GCF | 12.11 - Suleiman Tadrus-Bill No.2: Force Main Pipeline-2.3.3-a | Flange socket with puddle flanged pieces 300mm | ECH | 5 | 12364 | 61820 | EGP | MAT_Raw
Qasr Rashwan - Lot B _0208 |  | RFQ-00043 | Mostafa Shourbagi | MEP (Electro Mechanical) | 2024-07-21 | Ductile Iron Materials | Approved | 11.11 - Abd Al Rahman Ibrahim-Bill No.2: Force Main Pipeline-2.5.3-a | Flange socket with puddle flanged pieces 350mm | ECH | 5 | 5 | 0 | 0 | MAT_Raw | GCF | 11.11 - Abd Al Rahman Ibrahim-Bill No.2: Force Main Pipeline-2.5.3-a | Flange socket with puddle flanged pieces 350mm | ECH | 5 | 12364 | 61820 | EGP | MAT_Raw
Qasr Rashwan - Lot B _0208 |  | RFQ-00043 | Mostafa Shourbagi | MEP (Electro Mechanical) | 2024-07-21 | Ductile Iron Materials | Approved | 13.11 - Salih Shamatah-Bill No.2: Force Main Pipeline-2.3.3-b | Flange spigot with puddle flanged pieces 200mm | ECH | 2 | 2 | 0 | 0 | MAT_Raw | GCF | 13.11 - Salih Shamatah-Bill No.2: Force Main Pipeline-2.3.3-b | Flange spigot with puddle flanged pieces 200mm | ECH | 2 | 8432 | 16864 | EGP | MAT_Raw
Qasr Rashwan - Lot B _0208 |  | RFQ-00043 | Mostafa Shourbagi | MEP (Electro Mechanical) | 2024-07-21 | Ductile Iron Materials | Approved | 15.11 - Al Burm-Bill No. 2: Force Main Pipeline-2.3.3-b | Flange spigot with puddle flanged pieces 250mm | ECH | 1 | 1 | 0 | 0 | MAT_Raw | GCF | 15.11 - Al Burm-Bill No. 2: Force Main Pipeline-2.3.3-b | Flange spigot with puddle flanged pieces 250mm | ECH | 1 | 10725 | 10725 | EGP | MAT_Raw
Qasr Rashwan - Lot B _0208 |  | RFQ-00043 | Mostafa Shourbagi | MEP (Electro Mechanical) | 2024-07-21 | Ductile Iron Materials | Approved | 11.11 - Abd Al Rahman Ibrahim-Bill No.2: Force Main Pipeline-2.3.3-b | Flange spigot with puddle flanged pieces 350mm | ECH | 1 | 1 | 0 | 0 | MAT_Raw | GCF | 11.11 - Abd Al Rahman Ibrahim-Bill No.2: Force Main Pipeline-2.3.3-b | Flange spigot with puddle flanged pieces 350mm | ECH | 1 | 17663 | 17663 | EGP | MAT_Raw
Qasr Rashwan - Lot B _0208 |  | RFQ-00043 | Mostafa Shourbagi | MEP (Electro Mechanical) | 2024-07-21 | Ductile Iron Materials | Approved | 12.11 - Suleiman Tadrus-Bill No.2: Force Main Pipeline-2.3.3-b | Flange spigot with puddle flanged pieces 300mm | ECH | 2 | 2 | 0 | 0 | MAT_Raw | GCF | 12.11 - Suleiman Tadrus-Bill No.2: Force Main Pipeline-2.3.3-b | Flange spigot with puddle flanged pieces 300mm | ECH | 2 | 14343 | 28686 | EGP | MAT_Raw
Qasr Rashwan - Lot B _0208 |  | RFQ-00043 | Mostafa Shourbagi | MEP (Electro Mechanical) | 2024-07-21 | Ductile Iron Materials | Approved | 12.11 - Suleiman Tadrus-Bill No.2: Force Main Pipeline--2.3.6 | Supplying, installing, connecting and testing of ductile iron pipes with diameter 150 mm for wash-out chamber and inlet pipe (in the case of chamber Type-A) , the item includes all pipes, fittings, gaskets, flexible joint, bolts, nut, washers, non-shrink mortar and all required works for completion and performance of the work item in accordance with the Contract Drawings, Specifications, the Ministerial Decree No. (277 / 2000) and its annexes No. 14 /2002) and the Engineer's instructions. | ECH | 2 | 2 | 0 | 0 | MAT_Raw | GCF | 12.11 - Suleiman Tadrus-Bill No.2: Force Main Pipeline--2.3.6 | Supplying, installing, connecting and testing of ductile iron pipes with diameter 150 mm for wash-out chamber and inlet pipe (in the case of chamber Type-A) , the item includes all pipes, fittings, gaskets, flexible joint, bolts, nut, washers, non-shrink mortar and all required works for completion and performance of the work item in accordance with the Contract Drawings, Specifications, the Ministerial Decree No. (277 / 2000) and its annexes No. 14 /2002) and the Engineer's instructions. | ECH | 2 | 5473 | 10946 | EGP | MAT_Raw
Mivida BP#189 |  | RFQ-00119 | Ahmed Saleh | MEP (Electro Mechanical) | 2024-08-05 | Basement Fire Pipes Escalation | Approved | 152105.Basement P31 | 80 mm. | LM | 2348 | 2348 | 165 | 387420 | SC_Apply | سيجاب للهندسه والتجاره | 152105.Basement P31 | 80 mm. | LM | 2348 | 210 | 493080 | EGP | SC_Apply
Mivida BP#189 |  | RFQ-00119 | Ahmed Saleh | MEP (Electro Mechanical) | 2024-08-05 | Basement Fire Pipes Escalation | Approved | 152105.Basement P31 | 150 mm. | LM | 1777 | 1777 | 316.49 | 562402.73 | SC_Apply | سيجاب للهندسه والتجاره | 152105.Basement P31 | 150 mm. | LM | 1777 | 420 | 746340 | EGP | SC_Apply
Mivida BP#189 |  | RFQ-00119 | Ahmed Saleh | MEP (Electro Mechanical) | 2024-08-05 | Basement Fire Pipes Escalation | Approved | 152105.Basement P31 | 50 mm. | LM | 841 | 841 | 110 | 92510 | SC_Apply | سيجاب للهندسه والتجاره | 152105.Basement P31 | 50 mm. | LM | 841 | 140 | 117740 | EGP | SC_Apply
Mivida BP#189 |  | RFQ-00119 | Ahmed Saleh | MEP (Electro Mechanical) | 2024-08-05 | Basement Fire Pipes Escalation | Approved | 152105.Basement P31 | 65 mm. | LM | 508 | 508 | 137.5 | 69850 | SC_Apply | سيجاب للهندسه والتجاره | 152105.Basement P31 | 65 mm. | LM | 508 | 175 | 88900 | EGP | SC_Apply
Mivida BP#189 |  | RFQ-00119 | Ahmed Saleh | MEP (Electro Mechanical) | 2024-08-05 | Basement Fire Pipes Escalation | Approved | 152105.Basement P31 | 25 mm. | LM | 2535 | 2535 | 55 | 139425 | SC_Apply | سيجاب للهندسه والتجاره | 152105.Basement P31 | 25 mm. | LM | 2535 | 70 | 177450 | EGP | SC_Apply
Mivida BP#189 |  | RFQ-00119 | Ahmed Saleh | MEP (Electro Mechanical) | 2024-08-05 | Basement Fire Pipes Escalation | Approved | 152105.Basement P31 | 32 mm. | LM | 736 | 736 | 68.75 | 50600 | SC_Apply | سيجاب للهندسه والتجاره | 152105.Basement P31 | 32 mm. | LM | 736 | 87.5 | 64400 | EGP | SC_Apply
Mivida BP#189 |  | RFQ-00119 | Ahmed Saleh | MEP (Electro Mechanical) | 2024-08-05 | Basement Fire Pipes Escalation | Approved | 152105.Basement P31 | 40 mm. | LM | 6137 | 6137 | 82.5 | 506302.5 | SC_Apply | سيجاب للهندسه والتجاره | 152105.Basement P31 | 40 mm. | LM | 6137 | 105 | 644385 | EGP | SC_Apply
Qasr Rashwan - Lot B _0208 |  | RFQ-00043 | Mostafa Shourbagi | MEP (Electro Mechanical) | 2024-07-21 | Ductile Iron Materials | Approved | 10.11 - Abd Al Azeem Al Sofy -Bill No.2: Force Main Pipeline--2.3.6 | Supplying, installing, connecting and testing of ductile iron pipes with diameter 150 mm for wash-out chamber and inlet pipe (in the case of chamber Type-A) , the item includes all pipes, fittings, gaskets, flexible joint, bolts, nut, washers, non-shrink mortar and all required works for completion and performance of the work item in accordance with the Contract Drawings, Specifications, the Ministerial Decree No. (277 / 2000) and its annexes No. 14 /2002) and the Engineer's instructions. | ECH | 15 | 1 | 310.13 | 310.13 | MAT_Raw | GCF | 10.11 - Abd Al Azeem Al Sofy -Bill No.2: Force Main Pipeline--2.3.6 | Supplying, installing, connecting and testing of ductile iron pipes with diameter 150 mm for wash-out chamber and inlet pipe (in the case of chamber Type-A) , the item includes all pipes, fittings, gaskets, flexible joint, bolts, nut, washers, non-shrink mortar and all required works for completion and performance of the work item in accordance with the Contract Drawings, Specifications, the Ministerial Decree No. (277 / 2000) and its annexes No. 14 /2002) and the Engineer's instructions. | ECH | 1 | 5473 | 5473 | EGP | MAT_Raw
Qasr Rashwan - Lot B _0208 |  | RFQ-00043 | Mostafa Shourbagi | MEP (Electro Mechanical) | 2024-07-21 | Ductile Iron Materials | Approved | 10.11 - Abd Al Azeem Al Sofy -Bill No.2: Force Main Pipeline--2.3.6 | Supplying, installing, connecting and testing of ductile iron pipes with diameter 150 mm for wash-out chamber and inlet pipe (in the case of chamber Type-A) , the item includes all pipes, fittings, gaskets, flexible joint, bolts, nut, washers, non-shrink mortar and all required works for completion and performance of the work item in accordance with the Contract Drawings, Specifications, the Ministerial Decree No. (277 / 2000) and its annexes No. 14 /2002) and the Engineer's instructions. | ECH | 15 | 1 | 286.27 | 286.27 | MAT_Raw | GCF | 10.11 - Abd Al Azeem Al Sofy -Bill No.2: Force Main Pipeline--2.3.6 | Supplying, installing, connecting and testing of ductile iron pipes with diameter 150 mm for wash-out chamber and inlet pipe (in the case of chamber Type-A) , the item includes all pipes, fittings, gaskets, flexible joint, bolts, nut, washers, non-shrink mortar and all required works for completion and performance of the work item in accordance with the Contract Drawings, Specifications, the Ministerial Decree No. (277 / 2000) and its annexes No. 14 /2002) and the Engineer's instructions. | ECH | 1 | 5473 | 5473 | EGP | MAT_Raw
Qasr Rashwan - Lot B _0208 |  | RFQ-00043 | Mostafa Shourbagi | MEP (Electro Mechanical) | 2024-07-21 | Ductile Iron Materials | Approved | 14.11 - Abou Hussein-BILL NO.2 : Force Main Pipeline--2.3.6 | Supplying, installing, connecting and testing of ductile iron pipes with diameter 150 mm for wash-out chamber and inlet pipe (in the case of chamber Type-A) , the item includes all pipes, fittings, gaskets, flexible joint, bolts, nut, washers, non-shrink mortar and all required works for completion and performance of the work item in accordance with the Contract Drawings, Specifications, the Ministerial Decree No. (277 / 2000) and its annexes No. 14 /2002) and the Engineer's instructions. | ECH | 1 | 1 | 0 | 0 | MAT_Raw | GCF | 14.11 - Abou Hussein-BILL NO.2 : Force Main Pipeline--2.3.6 | Supplying, installing, connecting and testing of ductile iron pipes with diameter 150 mm for wash-out chamber and inlet pipe (in the case of chamber Type-A) , the item includes all pipes, fittings, gaskets, flexible joint, bolts, nut, washers, non-shrink mortar and all required works for completion and performance of the work item in accordance with the Contract Drawings, Specifications, the Ministerial Decree No. (277 / 2000) and its annexes No. 14 /2002) and the Engineer's instructions. | ECH | 1 | 5473 | 5473 | EGP | MAT_Raw
Qasr Rashwan - Lot B _0208 |  | RFQ-00043 | Mostafa Shourbagi | MEP (Electro Mechanical) | 2024-07-21 | Ductile Iron Materials | Approved | 13.11 - Salih Shamatah-Bill No.2: Force Main Pipeline--2.3.6 | Supplying, installing, connecting and testing of ductile iron pipes with diameter 150 mm for wash-out chamber and inlet pipe (in the case of chamber Type-A) , the item includes all pipes, fittings, gaskets, flexible joint, bolts, nut, washers, non-shrink mortar and all required works for completion and performance of the work item in accordance with the Contract Drawings, Specifications, the Ministerial Decree No. (277 / 2000) and its annexes No. 14 /2002) and the Engineer's instructions. | ECH | 2 | 2 | 0 | 0 | MAT_Raw | GCF | 13.11 - Salih Shamatah-Bill No.2: Force Main Pipeline--2.3.6 | Supplying, installing, connecting and testing of ductile iron pipes with diameter 150 mm for wash-out chamber and inlet pipe (in the case of chamber Type-A) , the item includes all pipes, fittings, gaskets, flexible joint, bolts, nut, washers, non-shrink mortar and all required works for completion and performance of the work item in accordance with the Contract Drawings, Specifications, the Ministerial Decree No. (277 / 2000) and its annexes No. 14 /2002) and the Engineer's instructions. | ECH | 2 | 5473 | 10946 | EGP | MAT_Raw
Qasr Rashwan - Lot B _0208 |  | RFQ-00043 | Mostafa Shourbagi | MEP (Electro Mechanical) | 2024-07-21 | Ductile Iron Materials | Approved | 11.11 - Abd Al Rahman Ibrahim-Bill No.2: Force Main Pipeline--2.3.6 | Supplying, installing, connecting and testing of ductile iron pipes with diameter 150 mm for wash-out chamber and inlet pipe (in the case of chamber Type-A) , the item includes all pipes, fittings, gaskets, flexible joint, bolts, nut, washers, non-shrink mortar and all required works for completion and performance of the work item in accordance with the Contract Drawings, Specifications, the Ministerial Decree No. (277 / 2000) and its annexes No. 14 /2002) and the Engineer's instructions. | ECH | 10 | 1 | 596.4 | 596.4 | MAT_Raw | GCF | 11.11 - Abd Al Rahman Ibrahim-Bill No.2: Force Main Pipeline--2.3.6 | Supplying, installing, connecting and testing of ductile iron pipes with diameter 150 mm for wash-out chamber and inlet pipe (in the case of chamber Type-A) , the item includes all pipes, fittings, gaskets, flexible joint, bolts, nut, washers, non-shrink mortar and all required works for completion and performance of the work item in accordance with the Contract Drawings, Specifications, the Ministerial Decree No. (277 / 2000) and its annexes No. 14 /2002) and the Engineer's instructions. | ECH | 1 | 5473 | 5473 | EGP | MAT_Raw
Qasr Rashwan - Lot B _0208 |  | RFQ-00043 | Mostafa Shourbagi | MEP (Electro Mechanical) | 2024-07-21 | Ductile Iron Materials | Approved | 10.11 - Abd Al Azeem Al Sofy -Bill No.2: Force Main Pipeline-2.5.3-c | Flange socket with puddle flanged pieces 250mm | ECH | 2 | 1 | 0 | 0 | MAT_Raw | GCF | 10.11 - Abd Al Azeem Al Sofy -Bill No.2: Force Main Pipeline-2.5.3-c | Flange socket with puddle flanged pieces 250mm | ECH | 1 | 9088 | 9088 | EGP | MAT_Raw
Qasr Rashwan - Lot B _0208 |  | RFQ-00043 | Mostafa Shourbagi | MEP (Electro Mechanical) | 2024-07-21 | Ductile Iron Materials | Approved | 10.11 - Abd Al Azeem Al Sofy -Bill No.2: Force Main Pipeline-2.5.3-c | Flange socket with puddle flanged pieces 250mm | ECH | 2 | 2 | 8100 | 16200 | MAT_Raw | GCF | 10.11 - Abd Al Azeem Al Sofy -Bill No.2: Force Main Pipeline-2.5.3-c | Flange socket with puddle flanged pieces 250mm | ECH | 2 | 28206 | 56412 | EGP | MAT_Raw
Qasr Rashwan - Lot B _0208 |  | RFQ-00043 | Mostafa Shourbagi | MEP (Electro Mechanical) | 2024-07-21 | Ductile Iron Materials | Approved | 15.11 - Al Burm-Bill No. 2: Force Main Pipeline-2.3.3-a | Flange socket with puddle flanged pieces 250mm | ECH | 4 | 4 | 8100 | 32400 | MAT_Raw | GCF | 15.11 - Al Burm-Bill No. 2: Force Main Pipeline-2.3.3-a | Flange socket with puddle flanged pieces 250mm | ECH | 4 | 28206 | 112824 | EGP | MAT_Raw
Qasr Rashwan - Lot B _0208 |  | RFQ-00043 | Mostafa Shourbagi | MEP (Electro Mechanical) | 2024-07-21 | Ductile Iron Materials | Approved | 10.11 - Abd Al Azeem Al Sofy -Bill No.2: Force Main Pipeline-2.3.3-c | Flange socket with puddle flanged pieces 250mm | ECH | 2 | 2 | 8100 | 16200 | MAT_Raw | GCF | 10.11 - Abd Al Azeem Al Sofy -Bill No.2: Force Main Pipeline-2.3.3-c | Flange socket with puddle flanged pieces 250mm | ECH | 2 | 28206 | 56412 | EGP | MAT_Raw
Mivida BP#189 |  | RFQ-00110 | Mostafa Shourbagi | MEP (Electro Mechanical) | 2024-07-21 | Bolts | Approved | 152105.BAS | PR 95611 - bolts | LS | 1 | 1 | 13313.61 | 13313.61 | SC_Supply | Power Trade | 152105.BAS | PR 95611 - bolts | LS | 1 | 2736 | 2736 | EGP | SC_Supply
Mivida BP#189 |  | RFQ-00112 | Mostafa Shourbagi | MEP (Electro Mechanical) | 2024-07-22 | Duct Accessories | Approved | 152105.BAS | PR 95614 Duct acc basement | LS | 1 | 1 | 15840 | 15840 | SC_Supply | المتحدة لتصنيع مجارى الهواء (الصاج) الخاصه بالتكيف | 152105.BAS | PR 95614 Duct acc basement | LS | 1 | 95824 | 95824 | EGP | SC_Supply
Mivida BP#189 |  | RFQ-00113 | Mostafa Shourbagi | MEP (Electro Mechanical) | 2024-07-22 | Copper Cable Glands | Approved | 162600.POs | PR 95250 - cable glands | LS | 1 | 1 | 8191 | 8191 | SC_Supply | El Massalla | 162600.POs | PR 95250 - cable glands | LS | 1 | 368987.22 | 368987.22 | EGP | SC_Supply
Mivida BP#189 |  | RFQ-00115 | Mostafa Shourbagi | MEP (Electro Mechanical) | 2024-07-24 | Air Ducts | Approved | 152105.POS | P.R. 96610→Air Duct | LS | 1 | 1 | 1896048 | 1896048 | SC_Supply | المتحدة لتصنيع مجارى الهواء (الصاج) الخاصه بالتكيف | 152105.POS | P.R. 96610→Air Duct | LS | 1 | 1966200 | 1966200 | EGP | SC_Supply
Abo Shanab El Agamien _0195 |  | RFQ-00077 | Hussein Nabil | MEP (Electro Mechanical) | 2024-06-05 | تركيب و اختبار الاعمال الكهربلية ( المبانى ) | Approved | 1 - Sharaf Al Deen-Main Pump Station NO. 3-23-3.2.5-a | Wall Mounted Exhaust Fan Outlet. | NO | 2 | 2 | 300 | 600 | SC_Apply | محمود رمضان كامل عبد الرؤوف | 1 - Sharaf Al Deen-Main Pump Station NO. 3-23-3.2.5-a | Wall Mounted Exhaust Fan Outlet. | NO | 2 | 500 | 1000 | EGP | SC_Apply
Abo Shanab El Agamien _0195 |  | RFQ-00077 | Hussein Nabil | MEP (Electro Mechanical) | 2024-06-05 | تركيب و اختبار الاعمال الكهربلية ( المبانى ) | Approved | 6 - Huwaydi Village-Pumping Station NO. 3-16-3.2.5-a | Wall Mounted Exhaust Fan Outlet. | NO | 2 | 2 | 300 | 600 | SC_Apply | محمود رمضان كامل عبد الرؤوف | 6 - Huwaydi Village-Pumping Station NO. 3-16-3.2.5-a | Wall Mounted Exhaust Fan Outlet. | NO | 2 | 500 | 1000 | EGP | SC_Apply
Abo Shanab El Agamien _0195 |  | RFQ-00077 | Hussein Nabil | MEP (Electro Mechanical) | 2024-06-05 | تركيب و اختبار الاعمال الكهربلية ( المبانى ) | Approved | 5 - Tahawi-Generator Shed NO. 7 -40-7.2.4-a | Lighting outlets. | NO | 2 | 2 | 120 | 240 | SC_Apply | محمود رمضان كامل عبد الرؤوف | 5 - Tahawi-Generator Shed NO. 7 -40-7.2.4-a | Lighting outlets. | NO | 2 | 450 | 900 | EGP | SC_Apply
Abo Shanab El Agamien _0195 |  | RFQ-00077 | Hussein Nabil | MEP (Electro Mechanical) | 2024-06-05 | تركيب و اختبار الاعمال الكهربلية ( المبانى ) | Approved | 4 - Al Biltaji-Admin Room NO. 6-39-6.3.5-b | Lighting outlets. | NO | 4 | 4 | 120 | 480 | SC_Apply | محمود رمضان كامل عبد الرؤوف | 4 - Al Biltaji-Admin Room NO. 6-39-6.3.5-b | Lighting outlets. | NO | 4 | 450 | 1800 | EGP | SC_Apply
Abo Shanab El Agamien _0195 |  | RFQ-00077 | Hussein Nabil | MEP (Electro Mechanical) | 2024-06-05 | تركيب و اختبار الاعمال الكهربلية ( المبانى ) | Approved | 2 - Kariman Sednaoui-Admin Building NO. 6 -39-6.3.5-b | Lighting outlets. | NO | 4 | 4 | 120 | 480 | SC_Apply | محمود رمضان كامل عبد الرؤوف | 2 - Kariman Sednaoui-Admin Building NO. 6 -39-6.3.5-b | Lighting outlets. | NO | 4 | 450 | 1800 | EGP | SC_Apply
Abo Shanab El Agamien _0195 |  | RFQ-00077 | Hussein Nabil | MEP (Electro Mechanical) | 2024-06-05 | تركيب و اختبار الاعمال الكهربلية ( المبانى ) | Approved | 5 - Tahawi-Pumping Station NO. 3-16-3.2.5-a | Wall Mounted Exhaust Fan Outlet. | NO | 2 | 2 | 300 | 600 | SC_Apply | محمود رمضان كامل عبد الرؤوف | 5 - Tahawi-Pumping Station NO. 3-16-3.2.5-a | Wall Mounted Exhaust Fan Outlet. | NO | 2 | 500 | 1000 | EGP | SC_Apply
Abo Shanab El Agamien _0195 |  | RFQ-00077 | Hussein Nabil | MEP (Electro Mechanical) | 2024-06-05 | تركيب و اختبار الاعمال الكهربلية ( المبانى ) | Approved | 8 - Abd Al-Qawy Salem&Zaraby-Store Building NO. 5-31-5.2.5-b | Lighting outlets. | NO | 4 | 4 | 120 | 480 | SC_Apply | محمود رمضان كامل عبد الرؤوف | 8 - Abd Al-Qawy Salem&Zaraby-Store Building NO. 5-31-5.2.5-b | Lighting outlets. | NO | 4 | 450 | 1800 | EGP | SC_Apply
Abo Shanab El Agamien _0195 |  | RFQ-00077 | Hussein Nabil | MEP (Electro Mechanical) | 2024-06-05 | تركيب و اختبار الاعمال الكهربلية ( المبانى ) | Approved | 6 - Huwaydi Village-Store Building NO. 5-30-5.2.5-a | Wall Mounted Exhaust Fan Outlet. | NO | 1 | 1 | 300 | 300 | SC_Apply | محمود رمضان كامل عبد الرؤوف | 6 - Huwaydi Village-Store Building NO. 5-30-5.2.5-a | Wall Mounted Exhaust Fan Outlet. | NO | 1 | 500 | 500 | EGP | SC_Apply
Abo Shanab El Agamien _0195 |  | RFQ-00077 | Hussein Nabil | MEP (Electro Mechanical) | 2024-06-05 | تركيب و اختبار الاعمال الكهربلية ( المبانى ) | Approved | 9 - Seror-Admin Room NO. 6-42-6.3.5-b | Lighting outlets. | NO | 4 | 4 | 120 | 480 | SC_Apply | محمود رمضان كامل عبد الرؤوف | 9 - Seror-Admin Room NO. 6-42-6.3.5-b | Lighting outlets. | NO | 4 | 450 | 1800 | EGP | SC_Apply
Abo Shanab El Agamien _0195 |  | RFQ-00077 | Hussein Nabil | MEP (Electro Mechanical) | 2024-06-05 | تركيب و اختبار الاعمال الكهربلية ( المبانى ) | Approved | 2 - Kariman Sednaoui-Admin Building NO. 6 -39-6.3.5-a | Wall Mounted Exhaust Fan Outlet. | NO | 1 | 1 | 300 | 300 | SC_Apply | محمود رمضان كامل عبد الرؤوف | 2 - Kariman Sednaoui-Admin Building NO. 6 -39-6.3.5-a | Wall Mounted Exhaust Fan Outlet. | NO | 1 | 500 | 500 | EGP | SC_Apply
ORA ZED-Ph 2-Pkgs A&D |  | RFQ-00044 | Sarah Al Shaarawy | MEP (Electro Mechanical) | 2024-07-31 | Earthing and Lightning System | Approved | Podium D | Complete Integrated earthing network for power and clean including equipotential bars, cables, taps, bonding, boxes, clamps, rods, covers, cadwelds, exothermic connections, etc & all necessary earthing accessories. To verify earthing resistance according to the specification | LS | 1 | 1 | 1493386.31 | 1493386.31 | SC_Supply/Apply | power solutions | Podium D | Complete Integrated earthing network for power and clean including equipotential bars, cables, taps, bonding, boxes, clamps, rods, covers, cadwelds, exothermic connections, etc & all necessary earthing accessories. To verify earthing resistance according to the specification | LS | 1 | 16658680.82 | 16658680.82 | EGP | SC_Supply/Apply
ORA ZED-Ph 2-Pkgs A&D |  | RFQ-00044 | Sarah Al Shaarawy | MEP (Electro Mechanical) | 2024-07-31 | Earthing and Lightning System | Approved | E05 | For power network including equipotential bars, cables, taps, bonding,, boxes, clamps, covers, cadwelds, exothermic connections, etc & all necessary earthing accessories. To verify earthing resistance according to the specification. | LS | 1 | 1 | 231204.49 | 231204.49 | SC_Supply/Apply | power solutions | E05 | For power network including equipotential bars, cables, taps, bonding,, boxes, clamps, covers, cadwelds, exothermic connections, etc & all necessary earthing accessories. To verify earthing resistance according to the specification. | LS | 1 | 497052.43 | 497052.43 | EGP | SC_Supply/Apply
ORA ZED-Ph 2-Pkgs A&D |  | RFQ-00044 | Sarah Al Shaarawy | MEP (Electro Mechanical) | 2024-07-31 | Earthing and Lightning System | Approved | E06 | For power network including equipotential bars, cables, taps, bonding,, boxes, clamps, covers, cadwelds, exothermic connections, etc & all necessary earthing accessories. To verify earthing resistance according to the specification. | LS | 1 | 1 | 238710.51 | 238710.51 | SC_Supply/Apply | power solutions | E06 | For power network including equipotential bars, cables, taps, bonding,, boxes, clamps, covers, cadwelds, exothermic connections, etc & all necessary earthing accessories. To verify earthing resistance according to the specification. | LS | 1 | 520116.99 | 520116.99 | EGP | SC_Supply/Apply
ORA ZED-Ph 2-Pkgs A&D |  | RFQ-00044 | Sarah Al Shaarawy | MEP (Electro Mechanical) | 2024-07-31 | Earthing and Lightning System | Approved | E07 | For power network including equipotential bars, cables, taps, bonding,, boxes, clamps, covers, cadwelds, exothermic connections, etc & all necessary earthing accessories. To verify earthing resistance according to the specification. | LS | 1 | 1 | 242660.01 | 242660.01 | SC_Supply/Apply | power solutions | E07 | For power network including equipotential bars, cables, taps, bonding,, boxes, clamps, covers, cadwelds, exothermic connections, etc & all necessary earthing accessories. To verify earthing resistance according to the specification. | LS | 1 | 522928.76 | 522928.76 | EGP | SC_Supply/Apply
ORA ZED-Ph 2-Pkgs A&D |  | RFQ-00044 | Sarah Al Shaarawy | MEP (Electro Mechanical) | 2024-07-31 | Earthing and Lightning System | Approved | E08 | For power network including equipotential bars, cables, taps, bonding,, boxes, clamps, covers, cadwelds, exothermic connections, etc & all necessary earthing accessories. To verify earthing resistance according to the specification. | LS | 1 | 1 | 242660.01 | 242660.01 | SC_Supply/Apply | power solutions | E08 | For power network including equipotential bars, cables, taps, bonding,, boxes, clamps, covers, cadwelds, exothermic connections, etc & all necessary earthing accessories. To verify earthing resistance according to the specification. | LS | 1 | 519070.91 | 519070.91 | EGP | SC_Supply/Apply
ORA ZED-Ph 2-Pkgs A&D |  | RFQ-00044 | Sarah Al Shaarawy | MEP (Electro Mechanical) | 2024-07-31 | Earthing and Lightning System | Approved | E05 | Lightning protection system according to drawings and specifications . | LS | 1 | 1 | 154916.22 | 154916.22 | SC_Supply/Apply | power solutions | E05 | Lightning protection system according to drawings and specifications . | LS | 1 | 308927.46 | 308927.46 | EGP | SC_Supply/Apply
ORA ZED-Ph 2-Pkgs A&D |  | RFQ-00044 | Sarah Al Shaarawy | MEP (Electro Mechanical) | 2024-07-31 | Earthing and Lightning System | Approved | E06 | Lightning protection system according to drawings and specifications . | LS | 1 | 1 | 160531.69 | 160531.69 | SC_Supply/Apply | power solutions | E06 | Lightning protection system according to drawings and specifications . | LS | 1 | 306315.08 | 306315.08 | EGP | SC_Supply/Apply
ORA ZED-Ph 2-Pkgs A&D |  | RFQ-00044 | Sarah Al Shaarawy | MEP (Electro Mechanical) | 2024-07-31 | Earthing and Lightning System | Approved | E07 | Lightning protection system according to drawings and specifications . | LS | 1 | 1 | 160531.69 | 160531.69 | SC_Supply/Apply | power solutions | E07 | Lightning protection system according to drawings and specifications . | LS | 1 | 271507.44 | 271507.44 | EGP | SC_Supply/Apply
ORA ZED-Ph 2-Pkgs A&D |  | RFQ-00044 | Sarah Al Shaarawy | MEP (Electro Mechanical) | 2024-07-31 | Earthing and Lightning System | Approved | E08 | Lightning protection system according to drawings and specifications . | LS | 1 | 1 | 160531.69 | 160531.69 | SC_Supply/Apply | power solutions | E08 | Lightning protection system according to drawings and specifications . | LS | 1 | 307595.9 | 307595.9 | EGP | SC_Supply/Apply
MOC HQ at Diriyah _K0005 |  | RFQ-00018 | Rola Yasser | Procurement | 2024-08-06 | Raised Floor Installation. | Approved | 14.15 - 09 - FINISHES-9.11.1 | Installation of Any Type raised Floor With Wooden Core or calcium sulphate either type as per the approved materials submittal and shop drawings and consultant approval, the item includes but not limited to the Line Marking, installation of the pedestals as per required heights installation of the raised floor tiles with the required glue and all the Accessories and the opening of the floor boxes/cutout when required as per the supplier (Lindner Recommended Method of installation | SQM | 24898 | 24898 | 75 | 1867350 | SC_Apply | kunooz el ebdaa | 14.15 - 09 - FINISHES-9.11.1 | Installation of Any Type raised Floor With Wooden Core or calcium sulphate either type as per the approved materials submittal and shop drawings and consultant approval, the item includes but not limited to the Line Marking, installation of the pedestals as per required heights installation of the raised floor tiles with the required glue and all the Accessories and the opening of the floor boxes/cutout when required as per the supplier (Lindner Recommended Method of installation | SQM | 24898 | 25 | 622450 | SAR | SC_Apply
Red Sea Museum-Bab El-Bunt _K0003 |  | RFQ-00021 | Rola Yasser | Procurement | 2024-08-07 | Wooden Work Structure RFQ. | Approved | **10.14.11 - 061500-P1-H | Circular beams 200mm diameter - Supply | MTR | 2731 | 2731 | 1400 | 3823400 | SC_Supply | MK WOOD SOLUTIONS | **10.14.11 - 061500-P1-H | Circular beams 200mm diameter - Supply | MTR | 2731 | 892 | 2436052 | SAR | SC_Supply
Red Sea Museum-Bab El-Bunt _K0003 |  | RFQ-00021 | Rola Yasser | Procurement | 2024-08-07 | Wooden Work Structure RFQ. | Approved | **10.14.11 - 061500-P1-J | Wood planks (concrete slab measured separately) - Supply | SQM | 1231 | 1231 | 1169.36 | 1439482.16 | SC_Supply | MK WOOD SOLUTIONS | **10.14.11 - 061500-P1-J | Wood planks (concrete slab measured separately) - Supply | SQM | 1231 | 729 | 897399 | SAR | SC_Supply
Abo Shanab El Agamien _0195 |  | RFQ-00077 | Hussein Nabil | MEP (Electro Mechanical) | 2024-06-05 | تركيب و اختبار الاعمال الكهربلية ( المبانى ) | Approved | 8 - Abd Al-Qawy Salem&Zaraby-Admin Room NO. 6-38-6.3.5-a | Wall Mounted Exhaust Fan Outlet. | NO | 1 | 1 | 300 | 300 | SC_Apply | محمود رمضان كامل عبد الرؤوف | 8 - Abd Al-Qawy Salem&Zaraby-Admin Room NO. 6-38-6.3.5-a | Wall Mounted Exhaust Fan Outlet. | NO | 1 | 500 | 500 | EGP | SC_Apply
Abo Shanab El Agamien _0195 |  | RFQ-00077 | Hussein Nabil | MEP (Electro Mechanical) | 2024-06-05 | تركيب و اختبار الاعمال الكهربلية ( المبانى ) | Approved | 5 - Tahawi-Pumping Station NO. 3-16-3.2.5-b | Lighting outlets. Supply, Test, Delivery, Erection, Commissioning and putting into Operation of the following items (including all accessories) as per Contract Documents: | NO | 9 | 9 | 120 | 1080 | SC_Apply | محمود رمضان كامل عبد الرؤوف | 5 - Tahawi-Pumping Station NO. 3-16-3.2.5-b | Lighting outlets. Supply, Test, Delivery, Erection, Commissioning and putting into Operation of the following items (including all accessories) as per Contract Documents: | NO | 9 | 450 | 4050 | EGP | SC_Apply
Abo Shanab El Agamien _0195 |  | RFQ-00077 | Hussein Nabil | MEP (Electro Mechanical) | 2024-06-05 | تركيب و اختبار الاعمال الكهربلية ( المبانى ) | Approved | 5 - Tahawi-Store Building NO. 5-30-5.2.5-a | Wall Mounted Exhaust Fan Outlet. | NO | 1 | 1 | 300 | 300 | SC_Apply | محمود رمضان كامل عبد الرؤوف | 5 - Tahawi-Store Building NO. 5-30-5.2.5-a | Wall Mounted Exhaust Fan Outlet. | NO | 1 | 500 | 500 | EGP | SC_Apply
Abo Shanab El Agamien _0195 |  | RFQ-00077 | Hussein Nabil | MEP (Electro Mechanical) | 2024-06-05 | تركيب و اختبار الاعمال الكهربلية ( المبانى ) | Approved | 4 - Al Biltaji-Generator Shed NO. 7 -42-7.2.4-a | Lighting outlets. | NO | 2 | 2 | 120 | 240 | SC_Apply | محمود رمضان كامل عبد الرؤوف | 4 - Al Biltaji-Generator Shed NO. 7 -42-7.2.4-a | Lighting outlets. | NO | 2 | 450 | 900 | EGP | SC_Apply
Abo Shanab El Agamien _0195 |  | RFQ-00077 | Hussein Nabil | MEP (Electro Mechanical) | 2024-06-05 | تركيب و اختبار الاعمال الكهربلية ( المبانى ) | Approved | 6 - Huwaydi Village- Admin Room NO. 6-37-6.3.5-b | Lighting outlets. | NO | 4 | 4 | 120 | 480 | SC_Apply | محمود رمضان كامل عبد الرؤوف | 6 - Huwaydi Village- Admin Room NO. 6-37-6.3.5-b | Lighting outlets. | NO | 4 | 450 | 1800 | EGP | SC_Apply
Abo Shanab El Agamien _0195 |  | RFQ-00077 | Hussein Nabil | MEP (Electro Mechanical) | 2024-06-05 | تركيب و اختبار الاعمال الكهربلية ( المبانى ) | Approved | 5 - Tahawi-Guard Room NO. 4-25-4.3.5-a | Wall Mounted Exhaust Fan Outlet. | NO | 1 | 1 | 300 | 300 | SC_Apply | محمود رمضان كامل عبد الرؤوف | 5 - Tahawi-Guard Room NO. 4-25-4.3.5-a | Wall Mounted Exhaust Fan Outlet. | NO | 1 | 500 | 500 | EGP | SC_Apply
Abo Shanab El Agamien _0195 |  | RFQ-00077 | Hussein Nabil | MEP (Electro Mechanical) | 2024-06-05 | تركيب و اختبار الاعمال الكهربلية ( المبانى ) | Approved | 5 - Tahawi-Guard Room NO. 4-25-4.3.5-b | Lighting outlets. | NO | 5 | 5 | 120 | 600 | SC_Apply | محمود رمضان كامل عبد الرؤوف | 5 - Tahawi-Guard Room NO. 4-25-4.3.5-b | Lighting outlets. | NO | 5 | 450 | 2250 | EGP | SC_Apply
Abo Shanab El Agamien _0195 |  | RFQ-00077 | Hussein Nabil | MEP (Electro Mechanical) | 2024-06-05 | تركيب و اختبار الاعمال الكهربلية ( المبانى ) | Approved | 4 - Al Biltaji-Store Building NO. 5-32-5.2.5-a | Wall Mounted Exhaust Fan Outlet. | NO | 1 | 1 | 300 | 300 | SC_Apply | محمود رمضان كامل عبد الرؤوف | 4 - Al Biltaji-Store Building NO. 5-32-5.2.5-a | Wall Mounted Exhaust Fan Outlet. | NO | 1 | 500 | 500 | EGP | SC_Apply
Abo Shanab El Agamien _0195 |  | RFQ-00077 | Hussein Nabil | MEP (Electro Mechanical) | 2024-06-05 | تركيب و اختبار الاعمال الكهربلية ( المبانى ) | Approved | 6 - Huwaydi Village-Pumping Station NO. 3-16-3.2.5-b | Lighting outlets. | NO | 9 | 9 | 120 | 1080 | SC_Apply | محمود رمضان كامل عبد الرؤوف | 6 - Huwaydi Village-Pumping Station NO. 3-16-3.2.5-b | Lighting outlets. | NO | 9 | 450 | 4050 | EGP | SC_Apply
Abo Shanab El Agamien _0195 |  | RFQ-00077 | Hussein Nabil | MEP (Electro Mechanical) | 2024-06-05 | تركيب و اختبار الاعمال الكهربلية ( المبانى ) | Approved | 6 - Huwaydi Village-Guard Room NO. 4-25-4.3.5-a | Wall Mounted Exhaust Fan Outlet. | NO | 1 | 1 | 300 | 300 | SC_Apply | محمود رمضان كامل عبد الرؤوف | 6 - Huwaydi Village-Guard Room NO. 4-25-4.3.5-a | Wall Mounted Exhaust Fan Outlet. | NO | 1 | 500 | 500 | EGP | SC_Apply
Abo Shanab El Agamien _0195 |  | RFQ-00077 | Hussein Nabil | MEP (Electro Mechanical) | 2024-06-05 | تركيب و اختبار الاعمال الكهربلية ( المبانى ) | Approved | 6 - Huwaydi Village-Store Building NO. 5-30-5.2.5-b | Lighting outlets. | NO | 4 | 4 | 120 | 480 | SC_Apply | محمود رمضان كامل عبد الرؤوف | 6 - Huwaydi Village-Store Building NO. 5-30-5.2.5-b | Lighting outlets. | NO | 4 | 450 | 1800 | EGP | SC_Apply
Abo Shanab El Agamien _0195 |  | RFQ-00077 | Hussein Nabil | MEP (Electro Mechanical) | 2024-06-05 | تركيب و اختبار الاعمال الكهربلية ( المبانى ) | Approved | 8 - Abd Al-Qawy Salem&Zaraby-Guard Room NO. 4-26-4.3.5-a | Wall Mounted Exhaust Fan Outlet. | NO | 1 | 1 | 300 | 300 | SC_Apply | محمود رمضان كامل عبد الرؤوف | 8 - Abd Al-Qawy Salem&Zaraby-Guard Room NO. 4-26-4.3.5-a | Wall Mounted Exhaust Fan Outlet. | NO | 1 | 500 | 500 | EGP | SC_Apply
Abo Shanab El Agamien _0195 |  | RFQ-00077 | Hussein Nabil | MEP (Electro Mechanical) | 2024-06-05 | تركيب و اختبار الاعمال الكهربلية ( المبانى ) | Approved | 4 - Al Biltaji-Pumping Station NO. 3-18-3.2.5-b | Lighting outlets. | NO | 9 | 9 | 120 | 1080 | SC_Apply | محمود رمضان كامل عبد الرؤوف | 4 - Al Biltaji-Pumping Station NO. 3-18-3.2.5-b | Lighting outlets. | NO | 9 | 450 | 4050 | EGP | SC_Apply
Abo Shanab El Agamien _0195 |  | RFQ-00077 | Hussein Nabil | MEP (Electro Mechanical) | 2024-06-05 | تركيب و اختبار الاعمال الكهربلية ( المبانى ) | Approved | 1 - Sharaf Al Deen-Store NO. 5-38-5.2.5-a | Wall Mounted Exhaust Fan Outlet. | NO | 1 | 1 | 300 | 300 | SC_Apply | محمود رمضان كامل عبد الرؤوف | 1 - Sharaf Al Deen-Store NO. 5-38-5.2.5-a | Wall Mounted Exhaust Fan Outlet. | NO | 1 | 500 | 500 | EGP | SC_Apply
Abo Shanab El Agamien _0195 |  | RFQ-00077 | Hussein Nabil | MEP (Electro Mechanical) | 2024-06-05 | تركيب و اختبار الاعمال الكهربلية ( المبانى ) | Approved | 1 - Sharaf Al Deen-Store NO. 5-38-5.2.5-b | Lighting outlets. | NO | 4 | 4 | 120 | 480 | SC_Apply | محمود رمضان كامل عبد الرؤوف | 1 - Sharaf Al Deen-Store NO. 5-38-5.2.5-b | Lighting outlets. | NO | 4 | 450 | 1800 | EGP | SC_Apply
Abo Shanab El Agamien _0195 |  | RFQ-00077 | Hussein Nabil | MEP (Electro Mechanical) | 2024-06-05 | تركيب و اختبار الاعمال الكهربلية ( المبانى ) | Approved | Total | مخارج الإناره والمراوح توريد وتركيب وتوصيل واختبار وتشغيل مخرج الإنارة في سور المحطه، بشكل كامل بما في ذلك الأسلاك وتمديدات المواسير والبواطات والعلب ( كما هو محدد بالرسومات) وجميع الاكسسوارات اللازمة والأعمال الملحقة بها. | NO | 88 | 88 | 187.5 | 16500 | SC_Apply | محمود رمضان كامل عبد الرؤوف | Total | مخارج الإناره والمراوح توريد وتركيب وتوصيل واختبار وتشغيل مخرج الإنارة في سور المحطه، بشكل كامل بما في ذلك الأسلاك وتمديدات المواسير والبواطات والعلب ( كما هو محدد بالرسومات) وجميع الاكسسوارات اللازمة والأعمال الملحقة بها. | NO | 88 | 500 | 44000 | EGP | SC_Apply
Abo Shanab El Agamien _0195 |  | RFQ-00077 | Hussein Nabil | MEP (Electro Mechanical) | 2024-06-05 | تركيب و اختبار الاعمال الكهربلية ( المبانى ) | Approved | Total | مخارج إنذار الحريق تركيب مخرج انذار الحريق للحساسات والكواسر داخل مواسير UPVC والبواطات والعلب مقاومة للحريق وكابل انذار الحريق 2*1.5مم2 والبند يشمل حفر وتركيب مواسير داخل الموقع العام للمحطه لتوصيل مخارج إنذار الحريق من المبانى الملحقه (المخزن- الإدارى - الحارس) إلى لوحه التحكم FACP وفى مبنى الطلمبات وفقا للرسومات وكل مايلزم لنهو الاعمال | NO | 69 | 69 | 140 | 9660 | SC_Apply | محمود رمضان كامل عبد الرؤوف | Total | مخارج إنذار الحريق تركيب مخرج انذار الحريق للحساسات والكواسر داخل مواسير UPVC والبواطات والعلب مقاومة للحريق وكابل انذار الحريق 2*1.5مم2 والبند يشمل حفر وتركيب مواسير داخل الموقع العام للمحطه لتوصيل مخارج إنذار الحريق من المبانى الملحقه (المخزن- الإدارى - الحارس) إلى لوحه التحكم FACP وفى مبنى الطلمبات وفقا للرسومات وكل مايلزم لنهو الاعمال | NO | 69 | 500 | 34500 | EGP | SC_Apply
Abo Shanab El Agamien _0195 |  | RFQ-00077 | Hussein Nabil | MEP (Electro Mechanical) | 2024-06-05 | تركيب و اختبار الاعمال الكهربلية ( المبانى ) | Approved | Total | مخارج إنذار الحريق تركيب مخرج انذار الحريق للسرينه داخل مواسير UPVC والبواطات والعلب مقاومة للحريق وكابل انذار الحريق 2*2.5مم2 والبند يشمل حفر وتركيب مواسير داخل الموقع العام للمحطه لتوصيل مخارج إنذار الحريق من المبانى الملحقه (المخزن- الإدارى - الحارس) إلى لوحه التحكم FACP وفى مبنى الطلمبات وفقا للرسومات وكل مايلزم لنهو الاعمال | NO | 23 | 23 | 200 | 4600 | SC_Apply | محمود رمضان كامل عبد الرؤوف | Total | مخارج إنذار الحريق تركيب مخرج انذار الحريق للسرينه داخل مواسير UPVC والبواطات والعلب مقاومة للحريق وكابل انذار الحريق 2*2.5مم2 والبند يشمل حفر وتركيب مواسير داخل الموقع العام للمحطه لتوصيل مخارج إنذار الحريق من المبانى الملحقه (المخزن- الإدارى - الحارس) إلى لوحه التحكم FACP وفى مبنى الطلمبات وفقا للرسومات وكل مايلزم لنهو الاعمال | NO | 23 | 500 | 11500 | EGP | SC_Apply
Abo Shanab El Agamien _0195 |  | RFQ-00077 | Hussein Nabil | MEP (Electro Mechanical) | 2024-06-05 | تركيب و اختبار الاعمال الكهربلية ( المبانى ) | Approved | Total | مخارج إنذار الحريق تركيب وتوصيل مخرج ربط مراوح التهويه بنظام إنذار الحريق والبند يشمل تركيب ماسوره PVC او EMT والبواطات والعلب وكذلك يشمل كابل تحكم لربط لوحه انذار الحريق على مراوح التهويه ( فى نفس مبنى الطلمبات) وكل مايلزم لنهو الاعمال. | NO | 8 | 8 | 320 | 2560 | SC_Apply | محمود رمضان كامل عبد الرؤوف | Total | مخارج إنذار الحريق تركيب وتوصيل مخرج ربط مراوح التهويه بنظام إنذار الحريق والبند يشمل تركيب ماسوره PVC او EMT والبواطات والعلب وكذلك يشمل كابل تحكم لربط لوحه انذار الحريق على مراوح التهويه ( فى نفس مبنى الطلمبات) وكل مايلزم لنهو الاعمال. | NO | 8 | 500 | 4000 | EGP | SC_Apply
Abo Shanab El Agamien _0195 |  | RFQ-00077 | Hussein Nabil | MEP (Electro Mechanical) | 2024-06-05 | تركيب و اختبار الاعمال الكهربلية ( المبانى ) | Approved | Total | مخارج كاميرات المراقبه تركيب مخرج كاميره مراقبه داخل مواسير UPVC مقاومة للحريق والبواطات والعلب وكابل (Coaxial Cable) لمراقبه المداخل والمخارج على المحطه وعلى طول السور والبند يشمل حفر وتركيب مواسير داخل الموقع العام للمحطه لتوصيل مخارج الكاميرات إلى لوحه التحكم (فى مبنى الطلمبات او غرفه الحارس) وفقا للرسومات وكل مايلزم لنهو الاعمال | NO | 40 | 40 | 750 | 30000 | SC_Apply | محمود رمضان كامل عبد الرؤوف | Total | مخارج كاميرات المراقبه تركيب مخرج كاميره مراقبه داخل مواسير UPVC مقاومة للحريق والبواطات والعلب وكابل (Coaxial Cable) لمراقبه المداخل والمخارج على المحطه وعلى طول السور والبند يشمل حفر وتركيب مواسير داخل الموقع العام للمحطه لتوصيل مخارج الكاميرات إلى لوحه التحكم (فى مبنى الطلمبات او غرفه الحارس) وفقا للرسومات وكل مايلزم لنهو الاعمال | NO | 40 | 600 | 24000 | EGP | SC_Apply
Abo Shanab El Agamien _0195 |  | RFQ-00077 | Hussein Nabil | MEP (Electro Mechanical) | 2024-06-05 | تركيب و اختبار الاعمال الكهربلية ( المبانى ) | Approved | 7 - Raslan & Mokhtar Eissa-Pumping Station NO. 3-19-3.3.4- | Supply, installation, calibration, connection and testing of the electromagnetic flow meter on the main discharge line (150mm diameter) (consists of separate sensor and transmitter with digital indicator) including all necessary accessories required for installation and operation requirements. | NO | 1 | 1 | 4000 | 4000 | SC_Apply | محمود رمضان كامل عبد الرؤوف | 7 - Raslan & Mokhtar Eissa-Pumping Station NO. 3-19-3.3.4- | Supply, installation, calibration, connection and testing of the electromagnetic flow meter on the main discharge line (150mm diameter) (consists of separate sensor and transmitter with digital indicator) including all necessary accessories required for installation and operation requirements. | NO | 1 | 1000 | 1000 | EGP | SC_Apply
Abo Shanab El Agamien _0195 |  | RFQ-00077 | Hussein Nabil | MEP (Electro Mechanical) | 2024-06-05 | تركيب و اختبار الاعمال الكهربلية ( المبانى ) | Approved | 7 - Raslan & Mokhtar Eissa-Pumping Station NO. 3-19-3.3.7- | Supply, installation, calibration, connection and testing of Pressure Transmitter with a range of 0 to 10 bar including all necessary accessories required for installation and operation requirements. | NO | 1 | 1 | 500 | 500 | SC_Apply | محمود رمضان كامل عبد الرؤوف | 7 - Raslan & Mokhtar Eissa-Pumping Station NO. 3-19-3.3.7- | Supply, installation, calibration, connection and testing of Pressure Transmitter with a range of 0 to 10 bar including all necessary accessories required for installation and operation requirements. | NO | 1 | 600 | 600 | EGP | SC_Apply
Rabigh CCPP-Civil _K0006 |  | RFQ-00025 | Ahmed Atia | Operation | 2024-08-05 | Gravel Supply | Approved | 11.20 - Baseline BOQ- Power Block+Balance of Plant-31 23 23 FIL-0012 | Supply Gravel including transporation, Diesel and all Cost | CBM | 3000 | 3000 | 0 | 0 | SC_Supply/Apply | Excel | 11.20 - Baseline BOQ- Power Block+Balance of Plant-31 23 23 FIL-0012 | Supply Gravel including transporation, Diesel and all Cost | CBM | 3000 | 50 | 150000 | SAR | SC_Supply/Apply
ORA ZED-Ph 2-Pkgs A&D |  | RFQ-00043 | Ahmed Fouad | MEP (Electro Mechanical) | 2024-07-31 | Install Dx. split units | Approved | E05 | SU-01 | NO | 177 | 177 | 631.58 | 111789.66 | SC_Apply | Technical Group for Services | E05 | SU-01 | NO | 177 | 1300 | 230100 | EGP | SC_Apply
ORA ZED-Ph 2-Pkgs A&D |  | RFQ-00043 | Ahmed Fouad | MEP (Electro Mechanical) | 2024-07-31 | Install Dx. split units | Approved | E05 | SU-02 | NO | 101 | 101 | 631.58 | 63789.58 | SC_Apply | Technical Group for Services | E05 | SU-02 | NO | 101 | 1300 | 131300 | EGP | SC_Apply
ORA ZED-Ph 2-Pkgs A&D |  | RFQ-00043 | Ahmed Fouad | MEP (Electro Mechanical) | 2024-07-31 | Install Dx. split units | Approved | E05 | SU-03 | NO | 64 | 64 | 631.58 | 40421.12 | SC_Apply | Technical Group for Services | E05 | SU-03 | NO | 64 | 1300 | 83200 | EGP | SC_Apply
ORA ZED-Ph 2-Pkgs A&D |  | RFQ-00043 | Ahmed Fouad | MEP (Electro Mechanical) | 2024-07-31 | Install Dx. split units | Approved | E05 | SU-04 | NO | 4 | 4 | 631.58 | 2526.32 | SC_Apply | Technical Group for Services | E05 | SU-04 | NO | 4 | 1300 | 5200 | EGP | SC_Apply
ORA ZED-Ph 2-Pkgs A&D |  | RFQ-00043 | Ahmed Fouad | MEP (Electro Mechanical) | 2024-07-31 | Install Dx. split units | Approved | E06 | SU-01 | NO | 144 | 144 | 631.58 | 90947.52 | SC_Apply | Technical Group for Services | E06 | SU-01 | NO | 144 | 1300 | 187200 | EGP | SC_Apply
ORA ZED-Ph 2-Pkgs A&D |  | RFQ-00043 | Ahmed Fouad | MEP (Electro Mechanical) | 2024-07-31 | Install Dx. split units | Approved | E06 | SU-02 | NO | 120 | 120 | 631.58 | 75789.6 | SC_Apply | Technical Group for Services | E06 | SU-02 | NO | 120 | 1300 | 156000 | EGP | SC_Apply
ORA ZED-Ph 2-Pkgs A&D |  | RFQ-00043 | Ahmed Fouad | MEP (Electro Mechanical) | 2024-07-31 | Install Dx. split units | Approved | E06 | SU-03 | NO | 86 | 86 | 631.58 | 54315.88 | SC_Apply | Technical Group for Services | E06 | SU-03 | NO | 86 | 1300 | 111800 | EGP | SC_Apply
ORA ZED-Ph 2-Pkgs A&D |  | RFQ-00043 | Ahmed Fouad | MEP (Electro Mechanical) | 2024-07-31 | Install Dx. split units | Approved | E06 | SU-04 | NO | 4 | 4 | 631.58 | 2526.32 | SC_Apply | Technical Group for Services | E06 | SU-04 | NO | 4 | 1300 | 5200 | EGP | SC_Apply
ORA ZED-Ph 2-Pkgs A&D |  | RFQ-00043 | Ahmed Fouad | MEP (Electro Mechanical) | 2024-07-31 | Install Dx. split units | Approved | E07 | SU-01 | NO | 114 | 114 | 631.58 | 72000.12 | SC_Apply | Technical Group for Services | E07 | SU-01 | NO | 114 | 1300 | 148200 | EGP | SC_Apply
ORA ZED-Ph 2-Pkgs A&D |  | RFQ-00043 | Ahmed Fouad | MEP (Electro Mechanical) | 2024-07-31 | Install Dx. split units | Approved | E07 | SU-02 | NO | 166 | 166 | 631.58 | 104842.28 | SC_Apply | Technical Group for Services | E07 | SU-02 | NO | 166 | 1300 | 215800 | EGP | SC_Apply
ORA ZED-Ph 2-Pkgs A&D |  | RFQ-00043 | Ahmed Fouad | MEP (Electro Mechanical) | 2024-07-31 | Install Dx. split units | Approved | E07 | SU-03 | NO | 40 | 40 | 631.58 | 25263.2 | SC_Apply | Technical Group for Services | E07 | SU-03 | NO | 40 | 1300 | 52000 | EGP | SC_Apply
ORA ZED-Ph 2-Pkgs A&D |  | RFQ-00043 | Ahmed Fouad | MEP (Electro Mechanical) | 2024-07-31 | Install Dx. split units | Approved | E07 | SU-04 | NO | 8 | 8 | 631.58 | 5052.64 | SC_Apply | Technical Group for Services | E07 | SU-04 | NO | 8 | 1300 | 10400 | EGP | SC_Apply
ORA ZED-Ph 2-Pkgs A&D |  | RFQ-00043 | Ahmed Fouad | MEP (Electro Mechanical) | 2024-07-31 | Install Dx. split units | Approved | E08 | SU-01 | NO | 153 | 153 | 631.58 | 96631.74 | SC_Apply | Technical Group for Services | E08 | SU-01 | NO | 153 | 1300 | 198900 | EGP | SC_Apply
ORA ZED-Ph 2-Pkgs A&D |  | RFQ-00043 | Ahmed Fouad | MEP (Electro Mechanical) | 2024-07-31 | Install Dx. split units | Approved | E08 | SU-02 | NO | 139 | 139 | 631.58 | 87789.62 | SC_Apply | Technical Group for Services | E08 | SU-02 | NO | 139 | 1300 | 180700 | EGP | SC_Apply
ORA ZED-Ph 2-Pkgs A&D |  | RFQ-00043 | Ahmed Fouad | MEP (Electro Mechanical) | 2024-07-31 | Install Dx. split units | Approved | E08 | SU-03 | NO | 50 | 50 | 631.58 | 31579 | SC_Apply | Technical Group for Services | E08 | SU-03 | NO | 50 | 1300 | 65000 | EGP | SC_Apply
ORA ZED-Ph 2-Pkgs A&D |  | RFQ-00043 | Ahmed Fouad | MEP (Electro Mechanical) | 2024-07-31 | Install Dx. split units | Approved | E08 | SU-04 | NO | 4 | 4 | 631.58 | 2526.32 | SC_Apply | Technical Group for Services | E08 | SU-04 | NO | 4 | 1300 | 5200 | EGP | SC_Apply
ORA ZED-Ph 2-Pkgs A&D |  | RFQ-00043 | Ahmed Fouad | MEP (Electro Mechanical) | 2024-07-31 | Install Dx. split units | Approved | Podium | CSU-01 | NO | 43 | 43 | 17375.65 | 747152.95 | SC_Apply | Technical Group for Services | Podium | CSU-01 | NO | 43 | 1300 | 55900 | EGP | SC_Apply
ORA ZED-Ph 2-Pkgs A&D |  | RFQ-00043 | Ahmed Fouad | MEP (Electro Mechanical) | 2024-07-31 | Install Dx. split units | Approved | Podium | CSU-02 | NO | 24 | 24 | 27726.27 | 665430.48 | SC_Apply | Technical Group for Services | Podium | CSU-02 | NO | 24 | 1300 | 31200 | EGP | SC_Apply
ORA ZED-Ph 2-Pkgs A&D |  | RFQ-00043 | Ahmed Fouad | MEP (Electro Mechanical) | 2024-07-31 | Install Dx. split units | Approved | Podium | CSU-03 | NO | 12 | 12 | 36140.73 | 433688.76 | SC_Apply | Technical Group for Services | Podium | CSU-03 | NO | 12 | 1300 | 15600 | EGP | SC_Apply
ORA ZED-Ph 2-Pkgs A&D |  | RFQ-00043 | Ahmed Fouad | MEP (Electro Mechanical) | 2024-07-31 | Install Dx. split units | Approved | Podium | CSU-04 | NO | 41 | 41 | 38791.86 | 1590466.26 | SC_Apply | Technical Group for Services | Podium | CSU-04 | NO | 41 | 1300 | 53300 | EGP | SC_Apply
Abo Shanab El Agamien _0195 |  | RFQ-00077 | Hussein Nabil | MEP (Electro Mechanical) | 2024-06-05 | تركيب و اختبار الاعمال الكهربلية ( المبانى ) | Approved | 9 - Seror-Pumping Station NO. 3-21-3.3.8- | Supply, installation, calibration, connection and testing of Pressure Transmitter with a range of 0 to 10 bar including all necessary accessories required for installation and operation requirements. | NO | 1 | 1 | 500 | 500 | SC_Apply | محمود رمضان كامل عبد الرؤوف | 9 - Seror-Pumping Station NO. 3-21-3.3.8- | Supply, installation, calibration, connection and testing of Pressure Transmitter with a range of 0 to 10 bar including all necessary accessories required for installation and operation requirements. | NO | 1 | 600 | 600 | EGP | SC_Apply
Abo Shanab El Agamien _0195 |  | RFQ-00077 | Hussein Nabil | MEP (Electro Mechanical) | 2024-06-05 | تركيب و اختبار الاعمال الكهربلية ( المبانى ) | Approved | 6 - Huwaydi Village-Pumping Station NO. 3-18-3.3.10- | Supply, installation, calibration, connection and testing of Pressure gauge with a range of 0 to 10 bar and all necessary accessories required for installation and operation requirements. | NO | 3 | 3 | 500 | 1500 | SC_Apply | محمود رمضان كامل عبد الرؤوف | 6 - Huwaydi Village-Pumping Station NO. 3-18-3.3.10- | Supply, installation, calibration, connection and testing of Pressure gauge with a range of 0 to 10 bar and all necessary accessories required for installation and operation requirements. | NO | 3 | 600 | 1800 | EGP | SC_Apply
Abo Shanab El Agamien _0195 |  | RFQ-00077 | Hussein Nabil | MEP (Electro Mechanical) | 2024-06-05 | تركيب و اختبار الاعمال الكهربلية ( المبانى ) | Approved | 5 - Tahawi-Pumping Station NO. 3-17-3.3.5- | Supply, installation, calibration, connection and testing of the electromagnetic flow meter on the main discharge line (200mm diameter) (consists of separate sensor and transmitter with digital indicator) including all necessary accessories required for installation and operation requirements. | NO | 1 | 1 | 4000 | 4000 | SC_Apply | محمود رمضان كامل عبد الرؤوف | 5 - Tahawi-Pumping Station NO. 3-17-3.3.5- | Supply, installation, calibration, connection and testing of the electromagnetic flow meter on the main discharge line (200mm diameter) (consists of separate sensor and transmitter with digital indicator) including all necessary accessories required for installation and operation requirements. | NO | 1 | 1100 | 1100 | EGP | SC_Apply
Abo Shanab El Agamien _0195 |  | RFQ-00077 | Hussein Nabil | MEP (Electro Mechanical) | 2024-06-05 | تركيب و اختبار الاعمال الكهربلية ( المبانى ) | Approved | 9 - Seror-Pumping Station NO. 3-22-3.3.9- | Supply, installation, calibration, connection and testing of Pressure Switch with a range of 0 to 10 bar and all necessary accessories required for installation and operation requirements. | NO | 2 | 2 | 1500 | 3000 | SC_Apply | محمود رمضان كامل عبد الرؤوف | 9 - Seror-Pumping Station NO. 3-22-3.3.9- | Supply, installation, calibration, connection and testing of Pressure Switch with a range of 0 to 10 bar and all necessary accessories required for installation and operation requirements. | NO | 2 | 600 | 1200 | EGP | SC_Apply
Abo Shanab El Agamien _0195 |  | RFQ-00077 | Hussein Nabil | MEP (Electro Mechanical) | 2024-06-05 | تركيب و اختبار الاعمال الكهربلية ( المبانى ) | Approved | 4 - Al Biltaji-Pumping Station NO. 3-19-3.3.6- | Supply, installation, calibration, connection and testing of Non-contact Radar level transmitter with range from 0 to 20 meters and beem angle not more than 5 degree (consists of separate sensor and transmitter with digital indicator) including all necessary accessories required for installation and operation requirements. | NO | 1 | 1 | 1500 | 1500 | SC_Apply | محمود رمضان كامل عبد الرؤوف | 4 - Al Biltaji-Pumping Station NO. 3-19-3.3.6- | Supply, installation, calibration, connection and testing of Non-contact Radar level transmitter with range from 0 to 20 meters and beem angle not more than 5 degree (consists of separate sensor and transmitter with digital indicator) including all necessary accessories required for installation and operation requirements. | NO | 1 | 750 | 750 | EGP | SC_Apply
Abo Shanab El Agamien _0195 |  | RFQ-00077 | Hussein Nabil | MEP (Electro Mechanical) | 2024-06-05 | تركيب و اختبار الاعمال الكهربلية ( المبانى ) | Approved | 1 - Sharaf Al Deen-Main Pump Station NO. 3-25-40240- | Supply, installation, calibration, connection and testing of Pressure gauge with a range of 0 to 10 bar and all necessary accessories required for installation and operation requirements. | NO | 3 | 3 | 500 | 1500 | SC_Apply | محمود رمضان كامل عبد الرؤوف | 1 - Sharaf Al Deen-Main Pump Station NO. 3-25-40240- | Supply, installation, calibration, connection and testing of Pressure gauge with a range of 0 to 10 bar and all necessary accessories required for installation and operation requirements. | NO | 3 | 600 | 1800 | EGP | SC_Apply
Abo Shanab El Agamien _0195 |  | RFQ-00077 | Hussein Nabil | MEP (Electro Mechanical) | 2024-06-05 | تركيب و اختبار الاعمال الكهربلية ( المبانى ) | Approved | 7 - Raslan & Mokhtar Eissa-Pumping Station NO. 3-20-3.3.9- | Supply, installation, calibration, connection and testing of Pressure gauge with a range of 0 to 10 bar and all necessary accessories required for installation and operation requirements. | NO | 2 | 2 | 500 | 1000 | SC_Apply | محمود رمضان كامل عبد الرؤوف | 7 - Raslan & Mokhtar Eissa-Pumping Station NO. 3-20-3.3.9- | Supply, installation, calibration, connection and testing of Pressure gauge with a range of 0 to 10 bar and all necessary accessories required for installation and operation requirements. | NO | 2 | 600 | 1200 | EGP | SC_Apply
Abo Shanab El Agamien _0195 |  | RFQ-00077 | Hussein Nabil | MEP (Electro Mechanical) | 2024-06-05 | تركيب و اختبار الاعمال الكهربلية ( المبانى ) | Approved | 7 - Raslan & Mokhtar Eissa-Pumping Station NO. 3-19-3.3.5- | Supply, installation, calibration, connection and testing of Non-contact Radar level transmitter with range from 0 to 20 meters and beam angle not more than 5 degree (consists of separate sensor and transmitter with digital indicator) including all necessary accessories required for installation and operation requirements. | NO | 1 | 1 | 1500 | 1500 | SC_Apply | محمود رمضان كامل عبد الرؤوف | 7 - Raslan & Mokhtar Eissa-Pumping Station NO. 3-19-3.3.5- | Supply, installation, calibration, connection and testing of Non-contact Radar level transmitter with range from 0 to 20 meters and beam angle not more than 5 degree (consists of separate sensor and transmitter with digital indicator) including all necessary accessories required for installation and operation requirements. | NO | 1 | 750 | 750 | EGP | SC_Apply
Abo Shanab El Agamien _0195 |  | RFQ-00077 | Hussein Nabil | MEP (Electro Mechanical) | 2024-06-05 | تركيب و اختبار الاعمال الكهربلية ( المبانى ) | Approved | 1 - Sharaf Al Deen-Main Pump Station NO. 3-24-3.3.6- | Supply, installation, calibration, connection and testing of Non-contact Radar level transmitter with range from 0 to 20 meters and beam angle not more than 5 degree (consists of separate sensor and transmitter with digital indicator) including all necessary accessories required for installation and operation requirements. | NO | 1 | 1 | 1500 | 1500 | SC_Apply | محمود رمضان كامل عبد الرؤوف | 1 - Sharaf Al Deen-Main Pump Station NO. 3-24-3.3.6- | Supply, installation, calibration, connection and testing of Non-contact Radar level transmitter with range from 0 to 20 meters and beam angle not more than 5 degree (consists of separate sensor and transmitter with digital indicator) including all necessary accessories required for installation and operation requirements. | NO | 1 | 750 | 750 | EGP | SC_Apply
Abo Shanab El Agamien _0195 |  | RFQ-00077 | Hussein Nabil | MEP (Electro Mechanical) | 2024-06-05 | تركيب و اختبار الاعمال الكهربلية ( المبانى ) | Approved | 2 - Kariman Sednaoui-Main Pump Station NO. 3-18-3.3.7- | Supply, installation, calibration, connection and testing of level float switch with acable length 15 meter including all necessary accessories required for installation and operation requirements. | NO | 2 | 2 | 500 | 1000 | SC_Apply | محمود رمضان كامل عبد الرؤوف | 2 - Kariman Sednaoui-Main Pump Station NO. 3-18-3.3.7- | Supply, installation, calibration, connection and testing of level float switch with acable length 15 meter including all necessary accessories required for installation and operation requirements. | NO | 2 | 600 | 1200 | EGP | SC_Apply
Abo Shanab El Agamien _0195 |  | RFQ-00077 | Hussein Nabil | MEP (Electro Mechanical) | 2024-06-05 | تركيب و اختبار الاعمال الكهربلية ( المبانى ) | Approved | 6 - Huwaydi Village-Pumping Station NO. 3-18-3.3.9- | Supply, installation, calibration, connection and testing of Pressure Switch with a range of 0 to 10 bar and all necessary accessories required for installation and operation requirements. | NO | 3 | 3 | 1500 | 4500 | SC_Apply | محمود رمضان كامل عبد الرؤوف | 6 - Huwaydi Village-Pumping Station NO. 3-18-3.3.9- | Supply, installation, calibration, connection and testing of Pressure Switch with a range of 0 to 10 bar and all necessary accessories required for installation and operation requirements. | NO | 3 | 600 | 1800 | EGP | SC_Apply
Abo Shanab El Agamien _0195 |  | RFQ-00077 | Hussein Nabil | MEP (Electro Mechanical) | 2024-06-05 | تركيب و اختبار الاعمال الكهربلية ( المبانى ) | Approved | 8 - Abd Al-Qawy Salem&Zaraby-PUMP STATION NO. 3-19-3.3.9- | Supply, installation, calibration, connection and testing of Pressure Switch with a range of 0 to 10 bar and all necessary accessories required for installation and operation requirements. | NO | 2 | 2 | 500 | 1000 | OTH | محمود رمضان كامل عبد الرؤوف | 8 - Abd Al-Qawy Salem&Zaraby-PUMP STATION NO. 3-19-3.3.9- | Supply, installation, calibration, connection and testing of Pressure Switch with a range of 0 to 10 bar and all necessary accessories required for installation and operation requirements. | NO | 2 | 600 | 1200 | EGP | OTH
Abo Shanab El Agamien _0195 |  | RFQ-00077 | Hussein Nabil | MEP (Electro Mechanical) | 2024-06-05 | تركيب و اختبار الاعمال الكهربلية ( المبانى ) | Approved | 7 - Raslan & Mokhtar Eissa-Pumping Station NO. 3-20-3.3.8- | Supply, installation, calibration, connection and testing of Pressure Switch with a range of 0 to 10 bar and all necessary accessories required for installation and operation requirements. | NO | 2 | 2 | 1500 | 3000 | SC_Apply | محمود رمضان كامل عبد الرؤوف | 7 - Raslan & Mokhtar Eissa-Pumping Station NO. 3-20-3.3.8- | Supply, installation, calibration, connection and testing of Pressure Switch with a range of 0 to 10 bar and all necessary accessories required for installation and operation requirements. | NO | 2 | 600 | 1200 | EGP | SC_Apply
Abo Shanab El Agamien _0195 |  | RFQ-00077 | Hussein Nabil | MEP (Electro Mechanical) | 2024-06-05 | تركيب و اختبار الاعمال الكهربلية ( المبانى ) | Approved | 7 - Raslan & Mokhtar Eissa-Pumping Station NO. 3-20-3.3.8- | Supply, installation, calibration, connection and testing of Pressure Switch with a range of 0 to 10 bar and all necessary accessories required for installation and operation requirements. | NO | 2 | 2 | 500 | 1000 | OTH | محمود رمضان كامل عبد الرؤوف | 7 - Raslan & Mokhtar Eissa-Pumping Station NO. 3-20-3.3.8- | Supply, installation, calibration, connection and testing of Pressure Switch with a range of 0 to 10 bar and all necessary accessories required for installation and operation requirements. | NO | 2 | 600 | 1200 | EGP | OTH
Abo Shanab El Agamien _0195 |  | RFQ-00077 | Hussein Nabil | MEP (Electro Mechanical) | 2024-06-05 | تركيب و اختبار الاعمال الكهربلية ( المبانى ) | Approved | 5 - Tahawi-Pumping Station NO. 3-18-3.3.10- | Supply, installation, calibration, connection and testing of Pressure gauge with a range of 0 to 10 bar and all necessary accessories required for installation and operation requirements. | NO | 3 | 3 | 500 | 1500 | SC_Apply | محمود رمضان كامل عبد الرؤوف | 5 - Tahawi-Pumping Station NO. 3-18-3.3.10- | Supply, installation, calibration, connection and testing of Pressure gauge with a range of 0 to 10 bar and all necessary accessories required for installation and operation requirements. | NO | 3 | 600 | 1800 | EGP | SC_Apply
Abo Shanab El Agamien _0195 |  | RFQ-00077 | Hussein Nabil | MEP (Electro Mechanical) | 2024-06-05 | تركيب و اختبار الاعمال الكهربلية ( المبانى ) | Approved | 5 - Tahawi-Pumping Station NO. 3-17-3.3.7- | Supply, installation, calibration, connection and testing of level float switch with acable length 15 meter including all necessary accessories required for installation and operation requirements. | NO | 2 | 2 | 500 | 1000 | SC_Apply | محمود رمضان كامل عبد الرؤوف | 5 - Tahawi-Pumping Station NO. 3-17-3.3.7- | Supply, installation, calibration, connection and testing of level float switch with acable length 15 meter including all necessary accessories required for installation and operation requirements. | NO | 2 | 600 | 1200 | EGP | SC_Apply
Abo Shanab El Agamien _0195 |  | RFQ-00077 | Hussein Nabil | MEP (Electro Mechanical) | 2024-06-05 | تركيب و اختبار الاعمال الكهربلية ( المبانى ) | Approved | 9 - Seror-Pumping Station NO. 3-21-3.3.7- | Supply, installation, calibration, connection and testing of level float switch with acable length 15 meter including all necessary accessories required for installation and operation requirements. | NO | 2 | 2 | 500 | 1000 | SC_Apply | محمود رمضان كامل عبد الرؤوف | 9 - Seror-Pumping Station NO. 3-21-3.3.7- | Supply, installation, calibration, connection and testing of level float switch with acable length 15 meter including all necessary accessories required for installation and operation requirements. | NO | 2 | 600 | 1200 | EGP | SC_Apply
Abo Shanab El Agamien _0195 |  | RFQ-00077 | Hussein Nabil | MEP (Electro Mechanical) | 2024-06-05 | تركيب و اختبار الاعمال الكهربلية ( المبانى ) | Approved | 8 - Abd Al-Qawy Salem&Zaraby-PUMP STATION NO. 3-19-3.3.9- | Supply, installation, calibration, connection and testing of Pressure Switch with a range of 0 to 10 bar and all necessary accessories required for installation and operation requirements. | NO | 2 | 2 | 1500 | 3000 | SC_Apply | محمود رمضان كامل عبد الرؤوف | 8 - Abd Al-Qawy Salem&Zaraby-PUMP STATION NO. 3-19-3.3.9- | Supply, installation, calibration, connection and testing of Pressure Switch with a range of 0 to 10 bar and all necessary accessories required for installation and operation requirements. | NO | 2 | 600 | 1200 | EGP | SC_Apply
Abo Shanab El Agamien _0195 |  | RFQ-00077 | Hussein Nabil | MEP (Electro Mechanical) | 2024-06-05 | تركيب و اختبار الاعمال الكهربلية ( المبانى ) | Approved | 9 - Seror-Pumping Station NO. 3-22-3.3.10- | Supply, installation, calibration, connection and testing of Pressure gauge with a range of 0 to 10 bar and all necessary accessories required for installation and operation requirements. | NO | 2 | 2 | 500 | 1000 | SC_Apply | محمود رمضان كامل عبد الرؤوف | 9 - Seror-Pumping Station NO. 3-22-3.3.10- | Supply, installation, calibration, connection and testing of Pressure gauge with a range of 0 to 10 bar and all necessary accessories required for installation and operation requirements. | NO | 2 | 600 | 1200 | EGP | SC_Apply
Red Sea Museum-Bab El-Bunt _K0003 |  | RFQ-00020 | Rola Yasser | Procurement | 2024-07-22 | Aluminum Work RFQ. | Approved | 10.16.11.15 - 088000-P40-B | Type Di8A.200, single leaf, approximate dimensions 1000mm wide x 2600mm high | ECH | 1 | 1 | 5400 | 5400 | SC_Supply/Apply | AFAL Aluminum systems Co | 10.16.11.15 - 088000-P40-B | Type Di8A.200, single leaf, approximate dimensions 1000mm wide x 2600mm high | ECH | 1 | 8482 | 8482 | SAR | SC_Supply/Apply
Red Sea Museum-Bab El-Bunt _K0003 |  | RFQ-00020 | Rola Yasser | Procurement | 2024-07-22 | Aluminum Work RFQ. | Approved | 10.16.11.15 - 088000-P40-C | Type Di8B.200, double leaf, approximate dimensions 2150mm wide x 2600mm high | ECH | 1 | 1 | 10200 | 10200 | SC_Supply/Apply | AFAL Aluminum systems Co | 10.16.11.15 - 088000-P40-C | Type Di8B.200, double leaf, approximate dimensions 2150mm wide x 2600mm high | ECH | 1 | 17063 | 17063 | SAR | SC_Supply/Apply
Red Sea Museum-Bab El-Bunt _K0003 |  | RFQ-00020 | Rola Yasser | Procurement | 2024-07-22 | Aluminum Work RFQ. | Approved | 10.16.11.15 - 088000-P40-D | Type Di8B.201, double leaf, approximate dimensions 2150mm wide x 2600mm high | ECH | 1 | 1 | 10200 | 10200 | SC_Supply/Apply | AFAL Aluminum systems Co | 10.16.11.15 - 088000-P40-D | Type Di8B.201, double leaf, approximate dimensions 2150mm wide x 2600mm high | ECH | 1 | 17063 | 17063 | SAR | SC_Supply/Apply
Red Sea Museum-Bab El-Bunt _K0003 |  | RFQ-00020 | Rola Yasser | Procurement | 2024-07-22 | Aluminum Work RFQ. | Approved | 10.16.11.15 - 088000-P40-G | Partitions, at 2nd floor | SQM | 64 | 64 | 1380 | 88320 | SC_Supply/Apply | AFAL Aluminum systems Co | 10.16.11.15 - 088000-P40-G | Partitions, at 2nd floor | SQM | 64 | 1184 | 75776 | SAR | SC_Supply/Apply
Red Sea Museum-Bab El-Bunt _K0003 |  | RFQ-00020 | Rola Yasser | Procurement | 2024-07-22 | Aluminum Work RFQ. | Approved | 10.16.11.15 - 086200-P40-A | Ref. C06, 18000mm x 2150mm | ECH | 1 | 1 | 130032 | 130032 | SC_Supply/Apply | AFAL Aluminum systems Co | 10.16.11.15 - 086200-P40-A | Ref. C06, 18000mm x 2150mm | ECH | 1 | 153443 | 153443 | SAR | SC_Supply/Apply
Red Sea Museum-Bab El-Bunt _K0003 |  | RFQ-00020 | Rola Yasser | Procurement | 2024-07-22 | Aluminum Work RFQ. | Approved | 10.16.11.12 - 084413-P8-A | Arched curtain walls | SQM | 209 | 209 | 2400 | 501600 | SC_Supply/Apply | AFAL Aluminum systems Co | 10.16.11.12 - 084413-P8-A | Arched curtain walls | SQM | 209 | 1623 | 339207 | SAR | SC_Supply/Apply
Red Sea Museum-Bab El-Bunt _K0003 |  | RFQ-00020 | Rola Yasser | Procurement | 2024-07-22 | Aluminum Work RFQ. | Approved | 10.16.11.12 - 084413-P8-B | Extra-over for double leaf door 3440mm wide x 2600mm high in ditto | ECH | 2 | 2 | 24024 | 48048 | SC_Supply/Apply | AFAL Aluminum systems Co | 10.16.11.12 - 084413-P8-B | Extra-over for double leaf door 3440mm wide x 2600mm high in ditto | ECH | 2 | 27301 | 54602 | SAR | SC_Supply/Apply
Red Sea Museum-Bab El-Bunt _K0003 |  | RFQ-00020 | Rola Yasser | Procurement | 2024-07-22 | Aluminum Work RFQ. | Approved | 10.16.11.12 - 084413-P8-C | Fixed curtain wall, approximately 5300mm wide x 2935mm high | ECH | 4 | 4 | 36570 | 146280 | SC_Supply/Apply | AFAL Aluminum systems Co | 10.16.11.12 - 084413-P8-C | Fixed curtain wall, approximately 5300mm wide x 2935mm high | ECH | 4 | 20759 | 83036 | SAR | SC_Supply/Apply
Red Sea Museum-Bab El-Bunt _K0003 |  | RFQ-00020 | Rola Yasser | Procurement | 2024-07-22 | Aluminum Work RFQ. | Approved | 10.16.11.12 - 084413-P8-D | Double leaf door, approximately 5300mm wide x 2935mm high | ECH | 2 | 2 | 43884 | 87768 | SC_Supply/Apply | AFAL Aluminum systems Co | 10.16.11.12 - 084413-P8-D | Double leaf door, approximately 5300mm wide x 2935mm high | ECH | 2 | 47301 | 94602 | SAR | SC_Supply/Apply
Abo Shanab El Agamien _0195 |  | RFQ-00077 | Hussein Nabil | MEP (Electro Mechanical) | 2024-06-05 | تركيب و اختبار الاعمال الكهربلية ( المبانى ) | Approved | 4 - Al Biltaji-Pumping Station NO. 3-19-3.3.8- | Supply, installation, calibration, connection and testing of Pressure Transmitter with a range of 0 to 10 bar including all necessary accessories required for installation and operation requirements. | NO | 1 | 1 | 500 | 500 | SC_Apply | محمود رمضان كامل عبد الرؤوف | 4 - Al Biltaji-Pumping Station NO. 3-19-3.3.8- | Supply, installation, calibration, connection and testing of Pressure Transmitter with a range of 0 to 10 bar including all necessary accessories required for installation and operation requirements. | NO | 1 | 600 | 600 | EGP | SC_Apply
Abo Shanab El Agamien _0195 |  | RFQ-00077 | Hussein Nabil | MEP (Electro Mechanical) | 2024-06-05 | تركيب و اختبار الاعمال الكهربلية ( المبانى ) | Approved | 2 - Kariman Sednaoui-Main Pump Station NO. 3-19-3.3.9- | Supply, installation, calibration, connection and testing of Pressure Switch with a range of 0 to 10 bar and all necessary accessories required for installation and operation requirements. | NO | 3 | 3 | 1500 | 4500 | SC_Apply | محمود رمضان كامل عبد الرؤوف | 2 - Kariman Sednaoui-Main Pump Station NO. 3-19-3.3.9- | Supply, installation, calibration, connection and testing of Pressure Switch with a range of 0 to 10 bar and all necessary accessories required for installation and operation requirements. | NO | 3 | 600 | 1800 | EGP | SC_Apply
Abo Shanab El Agamien _0195 |  | RFQ-00077 | Hussein Nabil | MEP (Electro Mechanical) | 2024-06-05 | تركيب و اختبار الاعمال الكهربلية ( المبانى ) | Approved | 8 - Abd Al-Qawy Salem&Zaraby-PUMP STATION NO. 3-18-3.3.5- | Supply, installation, calibration, connection and testing of the electromagnetic flow meter on the main discharge line (200mm diameter) (consists of separate sensor and transmitter with digital indicator) including all necessary accessories required for installation and operation requirements. | NO | 1 | 1 | 4000 | 4000 | SC_Apply | محمود رمضان كامل عبد الرؤوف | 8 - Abd Al-Qawy Salem&Zaraby-PUMP STATION NO. 3-18-3.3.5- | Supply, installation, calibration, connection and testing of the electromagnetic flow meter on the main discharge line (200mm diameter) (consists of separate sensor and transmitter with digital indicator) including all necessary accessories required for installation and operation requirements. | NO | 1 | 1100 | 1100 | EGP | SC_Apply
Abo Shanab El Agamien _0195 |  | RFQ-00077 | Hussein Nabil | MEP (Electro Mechanical) | 2024-06-05 | تركيب و اختبار الاعمال الكهربلية ( المبانى ) | Approved | 1 - Sharaf Al Deen-Main Pump Station NO. 3-24-3.3.7- | Supply, installation, calibration, connection and testing of level float switch with acable length 15 meter including all necessary accessories required for installation and operation requirements. | NO | 2 | 2 | 500 | 1000 | SC_Apply | محمود رمضان كامل عبد الرؤوف | 1 - Sharaf Al Deen-Main Pump Station NO. 3-24-3.3.7- | Supply, installation, calibration, connection and testing of level float switch with acable length 15 meter including all necessary accessories required for installation and operation requirements. | NO | 2 | 600 | 1200 | EGP | SC_Apply
Abo Shanab El Agamien _0195 |  | RFQ-00077 | Hussein Nabil | MEP (Electro Mechanical) | 2024-06-05 | تركيب و اختبار الاعمال الكهربلية ( المبانى ) | Approved | 5 - Tahawi-Pumping Station NO. 3-18-3.3.9- | Supply, installation, calibration, connection and testing of Pressure Switch with a range of 0 to 10 bar and all necessary accessories required for installation and operation requirements. | NO | 3 | 3 | 1500 | 4500 | SC_Apply | محمود رمضان كامل عبد الرؤوف | 5 - Tahawi-Pumping Station NO. 3-18-3.3.9- | Supply, installation, calibration, connection and testing of Pressure Switch with a range of 0 to 10 bar and all necessary accessories required for installation and operation requirements. | NO | 3 | 600 | 1800 | EGP | SC_Apply
Abo Shanab El Agamien _0195 |  | RFQ-00077 | Hussein Nabil | MEP (Electro Mechanical) | 2024-06-05 | تركيب و اختبار الاعمال الكهربلية ( المبانى ) | Approved | 6 - Huwaydi Village-Pumping Station NO. 3-17-3.3.8- | Supply, installation, calibration, connection and testing of Pressure Transmitter with a range of 0 to 10 bar including all necessary accessories required for installation and operation requirements. | NO | 1 | 1 | 500 | 500 | SC_Apply | محمود رمضان كامل عبد الرؤوف | 6 - Huwaydi Village-Pumping Station NO. 3-17-3.3.8- | Supply, installation, calibration, connection and testing of Pressure Transmitter with a range of 0 to 10 bar including all necessary accessories required for installation and operation requirements. | NO | 1 | 600 | 600 | EGP | SC_Apply
Abo Shanab El Agamien _0195 |  | RFQ-00077 | Hussein Nabil | MEP (Electro Mechanical) | 2024-06-05 | تركيب و اختبار الاعمال الكهربلية ( المبانى ) | Approved | 2 - Kariman Sednaoui-Main Pump Station NO. 3-18-3.3.8- | Supply, installation, calibration, connection and testing of Pressure Transmitter with a range of 0 to 10 bar including all necessary accessories required for installation and operation requirements. | NO | 1 | 1 | 500 | 500 | SC_Apply | محمود رمضان كامل عبد الرؤوف | 2 - Kariman Sednaoui-Main Pump Station NO. 3-18-3.3.8- | Supply, installation, calibration, connection and testing of Pressure Transmitter with a range of 0 to 10 bar including all necessary accessories required for installation and operation requirements. | NO | 1 | 600 | 600 | EGP | SC_Apply
Abo Shanab El Agamien _0195 |  | RFQ-00077 | Hussein Nabil | MEP (Electro Mechanical) | 2024-06-05 | تركيب و اختبار الاعمال الكهربلية ( المبانى ) | Approved | 9 - Seror-Pumping Station NO. 3-21-3.3.5- | Supply, installation, calibration, connection and testing of the electromagnetic flow meter on the main discharge line (150mm diameter) (consists of separate sensor and transmitter with digital indicator) including all necessary accessories required for installation and operation requirements. | NO | 1 | 1 | 4000 | 4000 | SC_Apply | محمود رمضان كامل عبد الرؤوف | 9 - Seror-Pumping Station NO. 3-21-3.3.5- | Supply, installation, calibration, connection and testing of the electromagnetic flow meter on the main discharge line (150mm diameter) (consists of separate sensor and transmitter with digital indicator) including all necessary accessories required for installation and operation requirements. | NO | 1 | 1000 | 1000 | EGP | SC_Apply
Abo Shanab El Agamien _0195 |  | RFQ-00077 | Hussein Nabil | MEP (Electro Mechanical) | 2024-06-05 | تركيب و اختبار الاعمال الكهربلية ( المبانى ) | Approved | 8 - Abd Al-Qawy Salem&Zaraby-PUMP STATION NO. 3-18-3.3.6- | Supply, installation, calibration, connection and testing of Non-contact Radar level transmitter with range from 0 to 20 meters and beem angle not more than 5 degree (consists of separate sensor and transmitter with digital indicator) including all necessary accessories required for installation and operation requirements. | NO | 1 | 1 | 1500 | 1500 | SC_Apply | محمود رمضان كامل عبد الرؤوف | 8 - Abd Al-Qawy Salem&Zaraby-PUMP STATION NO. 3-18-3.3.6- | Supply, installation, calibration, connection and testing of Non-contact Radar level transmitter with range from 0 to 20 meters and beem angle not more than 5 degree (consists of separate sensor and transmitter with digital indicator) including all necessary accessories required for installation and operation requirements. | NO | 1 | 750 | 750 | EGP | SC_Apply
Abo Shanab El Agamien _0195 |  | RFQ-00077 | Hussein Nabil | MEP (Electro Mechanical) | 2024-06-05 | تركيب و اختبار الاعمال الكهربلية ( المبانى ) | Approved | 6 - Huwaydi Village-Pumping Station NO. 3-17-3.3.5- | Supply, installation, calibration, connection and testing of the electromagnetic flow meter on the main discharge line (250mm diameter) (consists of separate sensor and transmitter with digital indicator) including all necessary accessories required for installation and operation requirements. | NO | 1 | 1 | 4000 | 4000 | SC_Apply | محمود رمضان كامل عبد الرؤوف | 6 - Huwaydi Village-Pumping Station NO. 3-17-3.3.5- | Supply, installation, calibration, connection and testing of the electromagnetic flow meter on the main discharge line (250mm diameter) (consists of separate sensor and transmitter with digital indicator) including all necessary accessories required for installation and operation requirements. | NO | 1 | 1200 | 1200 | EGP | SC_Apply
Abo Shanab El Agamien _0195 |  | RFQ-00077 | Hussein Nabil | MEP (Electro Mechanical) | 2024-06-05 | تركيب و اختبار الاعمال الكهربلية ( المبانى ) | Approved | 5 - Tahawi-Pumping Station NO. 3-17-3.3.8- | Supply, installation, calibration, connection and testing of Pressure Transmitter with a range of 0 to 10 bar including all necessary accessories required for installation and operation requirements. | NO | 1 | 1 | 500 | 500 | SC_Apply | محمود رمضان كامل عبد الرؤوف | 5 - Tahawi-Pumping Station NO. 3-17-3.3.8- | Supply, installation, calibration, connection and testing of Pressure Transmitter with a range of 0 to 10 bar including all necessary accessories required for installation and operation requirements. | NO | 1 | 600 | 600 | EGP | SC_Apply
Abo Shanab El Agamien _0195 |  | RFQ-00077 | Hussein Nabil | MEP (Electro Mechanical) | 2024-06-05 | تركيب و اختبار الاعمال الكهربلية ( المبانى ) | Approved | 1 - Sharaf Al Deen-Main Pump Station NO. 3-24-3.3.8- | Supply, installation, calibration, connection and testing of Pressure Transmitter with a range of 0 to 10 bar including all necessary accessories required for installation and operation requirements. | NO | 1 | 1 | 500 | 500 | SC_Apply | محمود رمضان كامل عبد الرؤوف | 1 - Sharaf Al Deen-Main Pump Station NO. 3-24-3.3.8- | Supply, installation, calibration, connection and testing of Pressure Transmitter with a range of 0 to 10 bar including all necessary accessories required for installation and operation requirements. | NO | 1 | 600 | 600 | EGP | SC_Apply
Abo Shanab El Agamien _0195 |  | RFQ-00077 | Hussein Nabil | MEP (Electro Mechanical) | 2024-06-05 | تركيب و اختبار الاعمال الكهربلية ( المبانى ) | Approved | 6 - Huwaydi Village-Pumping Station NO. 3-17-3.3.6- | Supply, installation, calibration, connection and testing of Non-contact Radar level transmitter with range from 0 to 20 meters and beem angle not more than 5 degree (consists of separate sensor and transmitter with digital indicator) including all necessary accessories required for installation and operation requirements. | NO | 1 | 1 | 1500 | 1500 | SC_Apply | محمود رمضان كامل عبد الرؤوف | 6 - Huwaydi Village-Pumping Station NO. 3-17-3.3.6- | Supply, installation, calibration, connection and testing of Non-contact Radar level transmitter with range from 0 to 20 meters and beem angle not more than 5 degree (consists of separate sensor and transmitter with digital indicator) including all necessary accessories required for installation and operation requirements. | NO | 1 | 750 | 750 | EGP | SC_Apply
Abo Shanab El Agamien _0195 |  | RFQ-00077 | Hussein Nabil | MEP (Electro Mechanical) | 2024-06-05 | تركيب و اختبار الاعمال الكهربلية ( المبانى ) | Approved | 4 - Al Biltaji-Pumping Station NO. 3-19-3.3.7- | Supply, installation, calibration, connection and testing of level float switch with acable length 15 meter including all necessary accessories required for installation and operation requirements. | NO | 2 | 2 | 500 | 1000 | SC_Apply | محمود رمضان كامل عبد الرؤوف | 4 - Al Biltaji-Pumping Station NO. 3-19-3.3.7- | Supply, installation, calibration, connection and testing of level float switch with acable length 15 meter including all necessary accessories required for installation and operation requirements. | NO | 2 | 600 | 1200 | EGP | SC_Apply
Abo Shanab El Agamien _0195 |  | RFQ-00077 | Hussein Nabil | MEP (Electro Mechanical) | 2024-06-05 | تركيب و اختبار الاعمال الكهربلية ( المبانى ) | Approved | 4 - Al Biltaji-Pumping Station NO. 3-20-3.3.10- | Supply, installation, calibration, connection and testing of Pressure gauge with a range of 0 to 10 bar and all necessary accessories required for installation and operation requirements. | NO | 3 | 3 | 500 | 1500 | SC_Apply | محمود رمضان كامل عبد الرؤوف | 4 - Al Biltaji-Pumping Station NO. 3-20-3.3.10- | Supply, installation, calibration, connection and testing of Pressure gauge with a range of 0 to 10 bar and all necessary accessories required for installation and operation requirements. | NO | 3 | 600 | 1800 | EGP | SC_Apply
Abo Shanab El Agamien _0195 |  | RFQ-00077 | Hussein Nabil | MEP (Electro Mechanical) | 2024-06-05 | تركيب و اختبار الاعمال الكهربلية ( المبانى ) | Approved | 2 - Kariman Sednaoui-Main Pump Station NO. 3-19-3.3.10- | Supply, installation, calibration, connection and testing of Pressure gauge with a range of 0 to 10 bar and all necessary accessories required for installation and operation requirements. | NO | 3 | 3 | 500 | 1500 | SC_Apply | محمود رمضان كامل عبد الرؤوف | 2 - Kariman Sednaoui-Main Pump Station NO. 3-19-3.3.10- | Supply, installation, calibration, connection and testing of Pressure gauge with a range of 0 to 10 bar and all necessary accessories required for installation and operation requirements. | NO | 3 | 600 | 1800 | EGP | SC_Apply
Abo Shanab El Agamien _0195 |  | RFQ-00077 | Hussein Nabil | MEP (Electro Mechanical) | 2024-06-05 | تركيب و اختبار الاعمال الكهربلية ( المبانى ) | Approved | 8 - Abd Al-Qawy Salem&Zaraby-PUMP STATION NO. 3-18-3.3.8- | Supply, installation, calibration, connection and testing of Pressure Transmitter with a range of 0 to 10 bar including all necessary accessories required for installation and operation requirements. | NO | 1 | 1 | 500 | 500 | SC_Apply | محمود رمضان كامل عبد الرؤوف | 8 - Abd Al-Qawy Salem&Zaraby-PUMP STATION NO. 3-18-3.3.8- | Supply, installation, calibration, connection and testing of Pressure Transmitter with a range of 0 to 10 bar including all necessary accessories required for installation and operation requirements. | NO | 1 | 600 | 600 | EGP | SC_Apply
Abo Shanab El Agamien _0195 |  | RFQ-00077 | Hussein Nabil | MEP (Electro Mechanical) | 2024-06-05 | تركيب و اختبار الاعمال الكهربلية ( المبانى ) | Approved | 8 - Abd Al-Qawy Salem&Zaraby-PUMP STATION NO. 3-18-3.3.7- | Supply, installation, calibration, connection and testing of level float switch with acable length 15 meter including all necessary accessories required for installation and operation requirements. | NO | 2 | 2 | 500 | 1000 | SC_Apply | محمود رمضان كامل عبد الرؤوف | 8 - Abd Al-Qawy Salem&Zaraby-PUMP STATION NO. 3-18-3.3.7- | Supply, installation, calibration, connection and testing of level float switch with acable length 15 meter including all necessary accessories required for installation and operation requirements. | NO | 2 | 600 | 1200 | EGP | SC_Apply
Mivida BP#189 |  | RFQ-00116 | Mostafa Shourbagi | MEP (Electro Mechanical) | 2024-07-28 | HDPE Pipes | Approved | 152105.Bas | PR. 93249 → HDPE Pipes & Fittings | LS | 1 | 0.8 | 608562.35 | 486849.88 | SC_Supply | October for pipes | 152105.Bas | PR. 93249 → HDPE Pipes & Fittings | LS | 0.8 | 117916.98 | 94333.58 | EGP | SC_Supply
Mivida BP#189 |  | RFQ-00117 | Mostafa Shourbagi | MEP (Electro Mechanical) | 2024-07-28 | Pipe Clamps & Hangers | Approved | 152105.POS | P.R. 95948→hanger | LS | 1 | 1 | 1331.36 | 1331.36 | SC_Supply | Al Nour | 152105.POS | P.R. 95948→hanger | LS | 1 | 66690 | 66690 | EGP | SC_Supply
Mivida BP#189 |  | RFQ-00117 | Mostafa Shourbagi | MEP (Electro Mechanical) | 2024-07-28 | Pipe Clamps & Hangers | Approved | 152105.POS | P.R. 95392→ pipe clamps | LS | 1 | 1 | 5325.44 | 5325.44 | SC_Supply | Al Nour | 152105.POS | P.R. 95392→ pipe clamps | LS | 1 | 13110 | 13110 | EGP | SC_Supply
Sohag HSR Station _0210 |  | RFQ-00016 | Purchasing Engineers | Purchasing | 2024-05-30 | Ready Mix Concrete | Approved | 5.01-5.02 | Ready Mix Concrete 200 kg/cm2, OPC, CC 310 kg/m3 | CBM | 2000 | 500 | 1245 | 622500 | PC | مصر للأسمنت بيتون | 5.01-5.02 | Ready Mix Concrete 200 kg/cm2, OPC, CC 310 kg/m3 | CBM | 500 | 1210.53 | 605265 | EGP | PC
Sohag HSR Station _0210 |  | RFQ-00018 | Purchasing Engineers | Purchasing | 2024-08-04 | Ready mix concrete supply | Approved | 5.08 | Ready Mix Concrete 400 kg/cm2, OPC, CC 480 kg/m3 ( Without Cement ) | CBM | 2000 | 500 | 541.7 | 270850 | RC | فيوتشر مكس للمقاولات والخرسانة الجاهزة | 5.08 | Ready Mix Concrete 400 kg/cm2, OPC, CC 480 kg/m3 ( Without Cement ) | CBM | 500 | 950 | 475000 | EGP | RC
Sohag HSR Station _0210 |  | RFQ-00018 | Purchasing Engineers | Purchasing | 2024-08-04 | Ready mix concrete supply | Approved | 5.01-5.02 | Ready Mix Concrete 200 kg/cm2, OPC, CC 310 kg/m3 ( Without Cement ) | CBM | 2000 | 500 | 539.75 | 269875 | PC | فيوتشر مكس للمقاولات والخرسانة الجاهزة | 5.01-5.02 | Ready Mix Concrete 200 kg/cm2, OPC, CC 310 kg/m3 ( Without Cement ) | CBM | 500 | 760 | 380000 | EGP | PC
Sohag HSR Station _0210 |  | RFQ-00018 | Purchasing Engineers | Purchasing | 2024-08-04 | Ready mix concrete supply | Approved | 5.03 | Ready Mix Concrete 250 kg/cm2, OPC, CC 350 kg/m3 ( Without Cement ) | CBM | 2000 | 500 | 586.65 | 293325 | RC | فيوتشر مكس للمقاولات والخرسانة الجاهزة | 5.03 | Ready Mix Concrete 250 kg/cm2, OPC, CC 350 kg/m3 ( Without Cement ) | CBM | 500 | 805 | 402500 | EGP | RC
Sohag HSR Station _0210 |  | RFQ-00018 | Purchasing Engineers | Purchasing | 2024-08-04 | Ready mix concrete supply | Approved | 5.03 | Ready Mix Concrete 350 kg/cm2, OPC, CC 400 kg/m3 ( Without Cement ) | CBM | 2000 | 500 | 586.9 | 293450 | RC | فيوتشر مكس للمقاولات والخرسانة الجاهزة | 5.03 | Ready Mix Concrete 350 kg/cm2, OPC, CC 400 kg/m3 ( Without Cement ) | CBM | 500 | 925 | 462500 | EGP | RC
Sohag HSR Station _0210 |  | RFQ-00016 | Purchasing Engineers | Purchasing | 2024-05-30 | Ready Mix Concrete | Approved | 5.03 | Ready Mix Concrete 250 kg/cm2, OPC, CC 350 kg/m3 | CBM | 2000 | 500 | 1382.9 | 691450 | RC | مصر للأسمنت بيتون | 5.03 | Ready Mix Concrete 250 kg/cm2, OPC, CC 350 kg/m3 | CBM | 500 | 1311.4 | 655700 | EGP | RC
Sohag HSR Station _0210 |  | RFQ-00016 | Purchasing Engineers | Purchasing | 2024-05-30 | Ready Mix Concrete | Approved | 5.03 | Ready Mix Concrete 350 kg/cm2, OPC, CC 400 kg/m3 | CBM | 2000 | 500 | 1496.9 | 748450 | RC | مصر للأسمنت بيتون | 5.03 | Ready Mix Concrete 350 kg/cm2, OPC, CC 400 kg/m3 | CBM | 500 | 1517.54 | 758770 | EGP | RC
Sohag HSR Station _0210 |  | RFQ-00016 | Purchasing Engineers | Purchasing | 2024-05-30 | Ready Mix Concrete | Approved | 5.08 | Ready Mix Concrete 400 kg/cm2, OPC, CC 480 kg/m3 | CBM | 2000 | 500 | 1633.7 | 816850 | RC | مصر للأسمنت بيتون | 5.08 | Ready Mix Concrete 400 kg/cm2, OPC, CC 480 kg/m3 | CBM | 500 | 1640.35 | 820175 | EGP | RC
Sohag HSR Station _0210 |  | RFQ-00016 | Purchasing Engineers | Purchasing | 2024-05-30 | Ready Mix Concrete | Approved | 5 | Pump With Height Up To 36-42 m | CBM | 5365 | 1 | 30.7 | 30.7 | RC | مصر للأسمنت بيتون | 5 | Pump With Height Up To 36-42 m | CBM | 1 | 30.7 | 30.7 | EGP | RC
Abo Shanab El Agamien _0195 |  | RFQ-00077 | Hussein Nabil | MEP (Electro Mechanical) | 2024-06-05 | تركيب و اختبار الاعمال الكهربلية ( المبانى ) | Approved | 1 - Sharaf Al Deen-Main Pump Station NO. 3-24-3.3.5- | Supply, installation, calibration, connection and testing of the electromagnetic flow meter on the main discharge line (300mm diameter) (consists of separate sensor and transmitter with digital indicator) including all necessary accessories required for installation and operation requirements. | NO | 1 | 1 | 4000 | 4000 | SC_Apply | محمود رمضان كامل عبد الرؤوف | 1 - Sharaf Al Deen-Main Pump Station NO. 3-24-3.3.5- | Supply, installation, calibration, connection and testing of the electromagnetic flow meter on the main discharge line (300mm diameter) (consists of separate sensor and transmitter with digital indicator) including all necessary accessories required for installation and operation requirements. | NO | 1 | 1300 | 1300 | EGP | SC_Apply
Abo Shanab El Agamien _0195 |  | RFQ-00077 | Hussein Nabil | MEP (Electro Mechanical) | 2024-06-05 | تركيب و اختبار الاعمال الكهربلية ( المبانى ) | Approved | 2 - Kariman Sednaoui-Main Pump Station NO. 3-18-3.3.6- | Supply, installation, calibration, connection and testing of Non-contact Radar level transmitter with range from 0 to 20 meters and beem angle not more than 5 degree (consists of separate sensor and transmitter with digital indicator) including all necessary accessories required for installation and operation requirements. | NO | 1 | 1 | 1500 | 1500 | SC_Apply | محمود رمضان كامل عبد الرؤوف | 2 - Kariman Sednaoui-Main Pump Station NO. 3-18-3.3.6- | Supply, installation, calibration, connection and testing of Non-contact Radar level transmitter with range from 0 to 20 meters and beem angle not more than 5 degree (consists of separate sensor and transmitter with digital indicator) including all necessary accessories required for installation and operation requirements. | NO | 1 | 750 | 750 | EGP | SC_Apply
Abo Shanab El Agamien _0195 |  | RFQ-00077 | Hussein Nabil | MEP (Electro Mechanical) | 2024-06-05 | تركيب و اختبار الاعمال الكهربلية ( المبانى ) | Approved | 1 - Sharaf Al Deen-Main Pump Station NO. 3-25-3.3.9- | Supply, installation, calibration, connection and testing of Pressure Switch with a range of 0 to 10 bar and all necessary accessories required for installation and operation requirements. | NO | 3 | 3 | 1500 | 4500 | SC_Apply | محمود رمضان كامل عبد الرؤوف | 1 - Sharaf Al Deen-Main Pump Station NO. 3-25-3.3.9- | Supply, installation, calibration, connection and testing of Pressure Switch with a range of 0 to 10 bar and all necessary accessories required for installation and operation requirements. | NO | 3 | 600 | 1800 | EGP | SC_Apply
Abo Shanab El Agamien _0195 |  | RFQ-00077 | Hussein Nabil | MEP (Electro Mechanical) | 2024-06-05 | تركيب و اختبار الاعمال الكهربلية ( المبانى ) | Approved | 9 - Seror-Pumping Station NO. 3-21-3.3.6- | Supply, installation, calibration, connection and testing of Non-contact Radar level transmitter with range from 0 to 20 meters and beem angle not more than 5 degree (consists of separate sensor and transmitter with digital indicator) including all necessary accessories required for installation and operation requirements. | NO | 1 | 1 | 1500 | 1500 | SC_Apply | محمود رمضان كامل عبد الرؤوف | 9 - Seror-Pumping Station NO. 3-21-3.3.6- | Supply, installation, calibration, connection and testing of Non-contact Radar level transmitter with range from 0 to 20 meters and beem angle not more than 5 degree (consists of separate sensor and transmitter with digital indicator) including all necessary accessories required for installation and operation requirements. | NO | 1 | 750 | 750 | EGP | SC_Apply
Abo Shanab El Agamien _0195 |  | RFQ-00077 | Hussein Nabil | MEP (Electro Mechanical) | 2024-06-05 | تركيب و اختبار الاعمال الكهربلية ( المبانى ) | Approved | 5 - Tahawi-Pumping Station NO. 3-17-3.3.6- | Supply, installation, calibration, connection and testing of Non-contact Radar level transmitter with range from 0 to 20 meters and beem angle not more than 5 degree (consists of separate sensor and transmitter with digital indicator) including all necessary accessories required for installation and operation requirements. | NO | 1 | 1 | 1500 | 1500 | SC_Apply | محمود رمضان كامل عبد الرؤوف | 5 - Tahawi-Pumping Station NO. 3-17-3.3.6- | Supply, installation, calibration, connection and testing of Non-contact Radar level transmitter with range from 0 to 20 meters and beem angle not more than 5 degree (consists of separate sensor and transmitter with digital indicator) including all necessary accessories required for installation and operation requirements. | NO | 1 | 750 | 750 | EGP | SC_Apply
Abo Shanab El Agamien _0195 |  | RFQ-00077 | Hussein Nabil | MEP (Electro Mechanical) | 2024-06-05 | تركيب و اختبار الاعمال الكهربلية ( المبانى ) | Approved | 4 - Al Biltaji-Pumping Station NO. 3-19-3.3.5- | Supply, installation, calibration, connection and testing of the electromagnetic flow meter on the main discharge line (200mm diameter) (consists of separate sensor and transmitter with digital indicator) including all necessary accessories required for installation and operation requirements. | NO | 1 | 1 | 4000 | 4000 | SC_Apply | محمود رمضان كامل عبد الرؤوف | 4 - Al Biltaji-Pumping Station NO. 3-19-3.3.5- | Supply, installation, calibration, connection and testing of the electromagnetic flow meter on the main discharge line (200mm diameter) (consists of separate sensor and transmitter with digital indicator) including all necessary accessories required for installation and operation requirements. | NO | 1 | 1100 | 1100 | EGP | SC_Apply
Abo Shanab El Agamien _0195 |  | RFQ-00077 | Hussein Nabil | MEP (Electro Mechanical) | 2024-06-05 | تركيب و اختبار الاعمال الكهربلية ( المبانى ) | Approved | 8 - Abd Al-Qawy Salem&Zaraby-PUMP STATION NO. 3-19-3.3.10- | Supply, installation, calibration, connection and testing of Pressure gauge with a range of 0 to 10 bar and all necessary accessories required for installation and operation requirements. | NO | 2 | 2 | 500 | 1000 | SC_Apply | محمود رمضان كامل عبد الرؤوف | 8 - Abd Al-Qawy Salem&Zaraby-PUMP STATION NO. 3-19-3.3.10- | Supply, installation, calibration, connection and testing of Pressure gauge with a range of 0 to 10 bar and all necessary accessories required for installation and operation requirements. | NO | 2 | 600 | 1200 | EGP | SC_Apply
Abo Shanab El Agamien _0195 |  | RFQ-00077 | Hussein Nabil | MEP (Electro Mechanical) | 2024-06-05 | تركيب و اختبار الاعمال الكهربلية ( المبانى ) | Approved | 2 - Kariman Sednaoui-Main Pump Station NO. 3-18-3.3.5- | Supply, installation, calibration, connection and testing of the electromagnetic flow meter on the main discharge line (250mm diameter) (consists of separate sensor and transmitter with digital indicator) including all necessary accessories required for installation and operation requirements. | NO | 1 | 1 | 4000 | 4000 | SC_Apply | محمود رمضان كامل عبد الرؤوف | 2 - Kariman Sednaoui-Main Pump Station NO. 3-18-3.3.5- | Supply, installation, calibration, connection and testing of the electromagnetic flow meter on the main discharge line (250mm diameter) (consists of separate sensor and transmitter with digital indicator) including all necessary accessories required for installation and operation requirements. | NO | 1 | 1200 | 1200 | EGP | SC_Apply
Abo Shanab El Agamien _0195 |  | RFQ-00077 | Hussein Nabil | MEP (Electro Mechanical) | 2024-06-05 | تركيب و اختبار الاعمال الكهربلية ( المبانى ) | Approved | 6 - Huwaydi Village-Pumping Station NO. 3-17-3.3.7- | Supply, installation, calibration, connection and testing of level float switch with acable length 15 meter including all necessary accessories required for installation and operation requirements. | NO | 2 | 2 | 500 | 1000 | SC_Apply | محمود رمضان كامل عبد الرؤوف | 6 - Huwaydi Village-Pumping Station NO. 3-17-3.3.7- | Supply, installation, calibration, connection and testing of level float switch with acable length 15 meter including all necessary accessories required for installation and operation requirements. | NO | 2 | 600 | 1200 | EGP | SC_Apply
Abo Shanab El Agamien _0195 |  | RFQ-00077 | Hussein Nabil | MEP (Electro Mechanical) | 2024-06-05 | تركيب و اختبار الاعمال الكهربلية ( المبانى ) | Approved | 7 - Raslan & Mokhtar Eissa-Pumping Station NO. 3-19-3.3.6- | Supply, installation, calibration, connection and testing of level float switch with acable length 15 meter including all necessary accessories required for installation and operation requirements. | NO | 2 | 2 | 500 | 1000 | SC_Apply | محمود رمضان كامل عبد الرؤوف | 7 - Raslan & Mokhtar Eissa-Pumping Station NO. 3-19-3.3.6- | Supply, installation, calibration, connection and testing of level float switch with acable length 15 meter including all necessary accessories required for installation and operation requirements. | NO | 2 | 600 | 1200 | EGP | SC_Apply
Abo Shanab El Agamien _0195 |  | RFQ-00077 | Hussein Nabil | MEP (Electro Mechanical) | 2024-06-05 | تركيب و اختبار الاعمال الكهربلية ( المبانى ) | Approved | 4 - Al Biltaji-Pumping Station NO. 3-20-3.3.9- | Supply, installation, calibration, connection and testing of Pressure Switch with a range of 0 to 10 bar and all necessary accessories required for installation and operation requirements. | NO | 3 | 3 | 1500 | 4500 | SC_Apply | محمود رمضان كامل عبد الرؤوف | 4 - Al Biltaji-Pumping Station NO. 3-20-3.3.9- | Supply, installation, calibration, connection and testing of Pressure Switch with a range of 0 to 10 bar and all necessary accessories required for installation and operation requirements. | NO | 3 | 600 | 1800 | EGP | SC_Apply
Abo Shanab El Agamien _0195 |  | RFQ-00077 | Hussein Nabil | MEP (Electro Mechanical) | 2024-06-05 | تركيب و اختبار الاعمال الكهربلية ( المبانى ) | Approved | Total | كابلات التحكم تركيب وإنهاء واختبار الكابلات التحكم للأجهزة (2 × 1.5 أو 5x1.5 او 7x1.5 او 3x2.5 مم 2) من أجهزة التحكم والمحولات والمضخات والمولد ولوحه الضغط المنخفض والطرق المائى إلى لوحة التحكم PLC كاملة مع المواسير ، وصناديق السحب وصناديق التوصيل والملحقات ومواسير داكت بانك ... إلخ.. | MTR | 600 | 600 | 30 | 18000 | SC_Apply | محمود رمضان كامل عبد الرؤوف | Total | كابلات التحكم تركيب وإنهاء واختبار الكابلات التحكم للأجهزة (2 × 1.5 أو 5x1.5 او 7x1.5 او 3x2.5 مم 2) من أجهزة التحكم والمحولات والمضخات والمولد ولوحه الضغط المنخفض والطرق المائى إلى لوحة التحكم PLC كاملة مع المواسير ، وصناديق السحب وصناديق التوصيل والملحقات ومواسير داكت بانك ... إلخ.. | MTR | 600 | 100 | 60000 | EGP | SC_Apply
Abo Shanab El Agamien _0195 |  | RFQ-00077 | Hussein Nabil | MEP (Electro Mechanical) | 2024-06-05 | تركيب و اختبار الاعمال الكهربلية ( المبانى ) | Approved | Total | كابلات الجهد المنخفض تركيب وتوصيل وتقفيل وإختبار كابلات ضغط منخفض (3x240+120)+1x120 mm², CU, XLPE/PVC والبند يشمل تركيب وصب غرف التفتيش وتركيب المواسيربالموقع العام للمحطه او تركيب حوامل كابلات وفقا للرسومات التنفيذيه وكل ما يلزم لنهو الاعمال. | MTR | 25 | 25 | 300 | 7500 | SC_Apply | محمود رمضان كامل عبد الرؤوف | Total | كابلات الجهد المنخفض تركيب وتوصيل وتقفيل وإختبار كابلات ضغط منخفض (3x240+120)+1x120 mm², CU, XLPE/PVC والبند يشمل تركيب وصب غرف التفتيش وتركيب المواسيربالموقع العام للمحطه او تركيب حوامل كابلات وفقا للرسومات التنفيذيه وكل ما يلزم لنهو الاعمال. | MTR | 25 | 260 | 6500 | EGP | SC_Apply
Abo Shanab El Agamien _0195 |  | RFQ-00077 | Hussein Nabil | MEP (Electro Mechanical) | 2024-06-05 | تركيب و اختبار الاعمال الكهربلية ( المبانى ) | Approved | Total | كابلات الجهد المنخفض تركيب وتوصيل وتقفيل وإختبار كابلات ضغط منخفض (3x185+95)+1x95 mm², CU, XLPE/PVC والبند يشمل تركيب وصب غرف التفتيش وتركيب المواسيربالموقع العام للمحطه او تركيب حوامل كابلات وفقا للرسومات التنفيذيه وكل ما يلزم لنهو الاعمال. | MTR | 66 | 66 | 260 | 17160 | SC_Apply | محمود رمضان كامل عبد الرؤوف | Total | كابلات الجهد المنخفض تركيب وتوصيل وتقفيل وإختبار كابلات ضغط منخفض (3x185+95)+1x95 mm², CU, XLPE/PVC والبند يشمل تركيب وصب غرف التفتيش وتركيب المواسيربالموقع العام للمحطه او تركيب حوامل كابلات وفقا للرسومات التنفيذيه وكل ما يلزم لنهو الاعمال. | MTR | 66 | 240 | 15840 | EGP | SC_Apply
Abo Shanab El Agamien _0195 |  | RFQ-00077 | Hussein Nabil | MEP (Electro Mechanical) | 2024-06-05 | تركيب و اختبار الاعمال الكهربلية ( المبانى ) | Approved | Total | كابلات الجهد المنخفض تركيب وتوصيل وتقفيل وإختبار كابلات ضغط منخفض (3x120+70)+1x70 mm², CU, XLPE/PVC والبند يشمل تركيب وصب غرف التفتيش وتركيب المواسيربالموقع العام للمحطه او تركيب حوامل كابلات وفقا للرسومات التنفيذيه وكل ما يلزم لنهو الاعمال. | MTR | 10 | 10 | 200 | 2000 | SC_Apply | محمود رمضان كامل عبد الرؤوف | Total | كابلات الجهد المنخفض تركيب وتوصيل وتقفيل وإختبار كابلات ضغط منخفض (3x120+70)+1x70 mm², CU, XLPE/PVC والبند يشمل تركيب وصب غرف التفتيش وتركيب المواسيربالموقع العام للمحطه او تركيب حوامل كابلات وفقا للرسومات التنفيذيه وكل ما يلزم لنهو الاعمال. | MTR | 10 | 120 | 1200 | EGP | SC_Apply
Abo Shanab El Agamien _0195 |  | RFQ-00077 | Hussein Nabil | MEP (Electro Mechanical) | 2024-06-05 | تركيب و اختبار الاعمال الكهربلية ( المبانى ) | Approved | Total | كابلات الجهد المنخفض تركيب وتوصيل وتقفيل وإختبار كابلات ضغط منخفض (3x95+50)+1x50 mm CU/XLPE/PVC والبند يشمل تركيب وصب غرف التفتيش وتركيب المواسيربالموقع العام للمحطه او تركيب حوامل كابلات وفقا للرسومات التنفيذيه وكل ما يلزم لنهو الاعمال. | MTR | 165 | 165 | 180 | 29700 | SC_Apply | محمود رمضان كامل عبد الرؤوف | Total | كابلات الجهد المنخفض تركيب وتوصيل وتقفيل وإختبار كابلات ضغط منخفض (3x95+50)+1x50 mm CU/XLPE/PVC والبند يشمل تركيب وصب غرف التفتيش وتركيب المواسيربالموقع العام للمحطه او تركيب حوامل كابلات وفقا للرسومات التنفيذيه وكل ما يلزم لنهو الاعمال. | MTR | 165 | 200 | 33000 | EGP | SC_Apply
Abo Shanab El Agamien _0195 |  | RFQ-00077 | Hussein Nabil | MEP (Electro Mechanical) | 2024-06-05 | تركيب و اختبار الاعمال الكهربلية ( المبانى ) | Approved | Total | كابلات الجهد المنخفض تركيب وتوصيل وتقفيل وإختبار كابلات ضغط منخفض (3x70+35)+1x35 mm CU/XLPE/PVC والبند يشمل تركيب وصب غرف التفتيش وتركيب المواسيربالموقع العام للمحطه او تركيب حوامل كابلات وفقا للرسومات التنفيذيه وكل ما يلزم لنهو الاعمال. | MTR | 10 | 10 | 160 | 1600 | SC_Apply | محمود رمضان كامل عبد الرؤوف | Total | كابلات الجهد المنخفض تركيب وتوصيل وتقفيل وإختبار كابلات ضغط منخفض (3x70+35)+1x35 mm CU/XLPE/PVC والبند يشمل تركيب وصب غرف التفتيش وتركيب المواسيربالموقع العام للمحطه او تركيب حوامل كابلات وفقا للرسومات التنفيذيه وكل ما يلزم لنهو الاعمال. | MTR | 10 | 180 | 1800 | EGP | SC_Apply
Abo Shanab El Agamien _0195 |  | RFQ-00077 | Hussein Nabil | MEP (Electro Mechanical) | 2024-06-05 | تركيب و اختبار الاعمال الكهربلية ( المبانى ) | Approved | Total | كابلات الجهد المنخفض تركيب وتوصيل وتقفيل وإختبار كابلات ضغط منخفض (3x50+25)+1x25 mm CU/XLPE/PVC والبند يشمل تركيب وصب غرف التفتيش وتركيب المواسيربالموقع العام للمحطه او تركيب حوامل كابلات وفقا للرسومات التنفيذيه وكل ما يلزم لنهو الاعمال. | MTR | 190 | 190 | 140 | 26600 | SC_Apply | محمود رمضان كامل عبد الرؤوف | Total | كابلات الجهد المنخفض تركيب وتوصيل وتقفيل وإختبار كابلات ضغط منخفض (3x50+25)+1x25 mm CU/XLPE/PVC والبند يشمل تركيب وصب غرف التفتيش وتركيب المواسيربالموقع العام للمحطه او تركيب حوامل كابلات وفقا للرسومات التنفيذيه وكل ما يلزم لنهو الاعمال. | MTR | 190 | 160 | 30400 | EGP | SC_Apply
Abo Shanab El Agamien _0195 |  | RFQ-00077 | Hussein Nabil | MEP (Electro Mechanical) | 2024-06-05 | تركيب و اختبار الاعمال الكهربلية ( المبانى ) | Approved | Total | كابلات الجهد المنخفض تركيب وتوصيل وتقفيل وإختبار كابلات ضغط منخفض (4x25)+1x16 mm CU/XLPE/PVC والبند يشمل تركيب وصب غرف التفتيش وتركيب المواسيربالموقع العام للمحطه او تركيب حوامل كابلات وفقا للرسومات التنفيذيه وكل ما يلزم لنهو الاعمال. | MTR | 260 | 260 | 115 | 29900 | SC_Apply | محمود رمضان كامل عبد الرؤوف | Total | كابلات الجهد المنخفض تركيب وتوصيل وتقفيل وإختبار كابلات ضغط منخفض (4x25)+1x16 mm CU/XLPE/PVC والبند يشمل تركيب وصب غرف التفتيش وتركيب المواسيربالموقع العام للمحطه او تركيب حوامل كابلات وفقا للرسومات التنفيذيه وكل ما يلزم لنهو الاعمال. | MTR | 260 | 140 | 36400 | EGP | SC_Apply
Abo Shanab El Agamien _0195 |  | RFQ-00077 | Hussein Nabil | MEP (Electro Mechanical) | 2024-06-05 | تركيب و اختبار الاعمال الكهربلية ( المبانى ) | Approved | Total | كابلات الجهد المنخفض تركيب وتوصيل وتقفيل وإختبار كابلات ضغط منخفض (4x16)+1x10 mm CU/XLPE/PVC والبند يشمل تركيب وصب غرف التفتيش وتركيب المواسيربالموقع العام للمحطه او تركيب حوامل كابلات وفقا للرسومات التنفيذيه وكل ما يلزم لنهو الاعمال. | MTR | 10 | 10 | 95 | 950 | SC_Apply | محمود رمضان كامل عبد الرؤوف | Total | كابلات الجهد المنخفض تركيب وتوصيل وتقفيل وإختبار كابلات ضغط منخفض (4x16)+1x10 mm CU/XLPE/PVC والبند يشمل تركيب وصب غرف التفتيش وتركيب المواسيربالموقع العام للمحطه او تركيب حوامل كابلات وفقا للرسومات التنفيذيه وكل ما يلزم لنهو الاعمال. | MTR | 10 | 220 | 2200 | EGP | SC_Apply
Abo Shanab El Agamien _0195 |  | RFQ-00077 | Hussein Nabil | MEP (Electro Mechanical) | 2024-06-05 | تركيب و اختبار الاعمال الكهربلية ( المبانى ) | Approved | Total | كابلات الجهد المنخفض تركيب وتوصيل وتقفيل وإختبار كابلات ضغط منخفض (4x10)+1x10 mm CU/XLPE/PVC والبند يشمل تركيب وصب غرف التفتيش وتركيب المواسيربالموقع العام للمحطه او تركيب حوامل كابلات وفقا للرسومات التنفيذيه وكل ما يلزم لنهو الاعمال. | MTR | 275 | 275 | 85 | 23375 | SC_Apply | محمود رمضان كامل عبد الرؤوف | Total | كابلات الجهد المنخفض تركيب وتوصيل وتقفيل وإختبار كابلات ضغط منخفض (4x10)+1x10 mm CU/XLPE/PVC والبند يشمل تركيب وصب غرف التفتيش وتركيب المواسيربالموقع العام للمحطه او تركيب حوامل كابلات وفقا للرسومات التنفيذيه وكل ما يلزم لنهو الاعمال. | MTR | 275 | 100 | 27500 | EGP | SC_Apply
Abo Shanab El Agamien _0195 |  | RFQ-00077 | Hussein Nabil | MEP (Electro Mechanical) | 2024-06-05 | تركيب و اختبار الاعمال الكهربلية ( المبانى ) | Approved | Total | كابلات الجهد المنخفض تركيب وتوصيل وتقفيل وإختبار كابلات ضغط منخفض (4x6)+1x6 mm CU/XLPE/PVC والبند يشمل تركيب وصب غرف التفتيش وتركيب المواسيربالموقع العام للمحطه او تركيب حوامل كابلات وفقا للرسومات التنفيذيه وكل ما يلزم لنهو الاعمال. | MTR | 1285 | 1285 | 75 | 96375 | SC_Apply | محمود رمضان كامل عبد الرؤوف | Total | كابلات الجهد المنخفض تركيب وتوصيل وتقفيل وإختبار كابلات ضغط منخفض (4x6)+1x6 mm CU/XLPE/PVC والبند يشمل تركيب وصب غرف التفتيش وتركيب المواسيربالموقع العام للمحطه او تركيب حوامل كابلات وفقا للرسومات التنفيذيه وكل ما يلزم لنهو الاعمال. | MTR | 1285 | 100 | 128500 | EGP | SC_Apply
Abo Shanab El Agamien _0195 |  | RFQ-00077 | Hussein Nabil | MEP (Electro Mechanical) | 2024-06-05 | تركيب و اختبار الاعمال الكهربلية ( المبانى ) | Approved | Total | كابلات الجهد المنخفض تركيب وتوصيل وتقفيل وإختبار كابلات ضغط منخفض (4x4)+1x4 mm CU/XLPE/PVC والبند يشمل تركيب وصب غرف التفتيش وتركيب المواسيربالموقع العام للمحطه او تركيب حوامل كابلات وفقا للرسومات التنفيذيه وكل ما يلزم لنهو الاعمال. | MTR | 322 | 322 | 70 | 22540 | SC_Apply | محمود رمضان كامل عبد الرؤوف | Total | كابلات الجهد المنخفض تركيب وتوصيل وتقفيل وإختبار كابلات ضغط منخفض (4x4)+1x4 mm CU/XLPE/PVC والبند يشمل تركيب وصب غرف التفتيش وتركيب المواسيربالموقع العام للمحطه او تركيب حوامل كابلات وفقا للرسومات التنفيذيه وكل ما يلزم لنهو الاعمال. | MTR | 322 | 80 | 25760 | EGP | SC_Apply
Abo Shanab El Agamien _0195 |  | RFQ-00077 | Hussein Nabil | MEP (Electro Mechanical) | 2024-06-05 | تركيب و اختبار الاعمال الكهربلية ( المبانى ) | Approved | Total | كابلات الجهد المنخفض تركيب وتوصيل وتقفيل وإختبار كابلات ضغط منخفض لتغذيه المضخه والبند يشمل تركيب وصب غرف التفتيش وتركيب المواسيربالموقع العام للمحطه او تركيب حوامل كابلات وفقا للرسومات التنفيذيه وكل ما يلزم لنهو الاعمال. | MTR | 600 | 600 | 180 | 108000 | SC_Apply | محمود رمضان كامل عبد الرؤوف | Total | كابلات الجهد المنخفض تركيب وتوصيل وتقفيل وإختبار كابلات ضغط منخفض لتغذيه المضخه والبند يشمل تركيب وصب غرف التفتيش وتركيب المواسيربالموقع العام للمحطه او تركيب حوامل كابلات وفقا للرسومات التنفيذيه وكل ما يلزم لنهو الاعمال. | MTR | 600 | 230 | 138000 | EGP | SC_Apply
Abo Shanab El Agamien _0195 |  | RFQ-00077 | Hussein Nabil | MEP (Electro Mechanical) | 2024-06-05 | تركيب و اختبار الاعمال الكهربلية ( المبانى ) | Approved | 5 - Tahawi-Generator Shed NO. 7 -40-7.2.2-a | Surface mounted luminaire with 1x60 watt led lamps, With (IP54) | NO | 1 | 1 | 100 | 100 | SC_Apply | محمود رمضان كامل عبد الرؤوف | 5 - Tahawi-Generator Shed NO. 7 -40-7.2.2-a | Surface mounted luminaire with 1x60 watt led lamps, With (IP54) | NO | 1 | 175 | 175 | EGP | SC_Apply
Abo Shanab El Agamien _0195 |  | RFQ-00077 | Hussein Nabil | MEP (Electro Mechanical) | 2024-06-05 | تركيب و اختبار الاعمال الكهربلية ( المبانى ) | Approved | 6 - Huwaydi Village-Guard Room NO. 4-25-4.3.2-b | Ditto As Above But For Maintained Electricity Duration. Provided With Emergency Unit For 3 Hours | NO | 1 | 1 | 100 | 100 | SC_Apply | محمود رمضان كامل عبد الرؤوف | 6 - Huwaydi Village-Guard Room NO. 4-25-4.3.2-b | Ditto As Above But For Maintained Electricity Duration. Provided With Emergency Unit For 3 Hours | NO | 1 | 175 | 175 | EGP | SC_Apply
Abo Shanab El Agamien _0195 |  | RFQ-00077 | Hussein Nabil | MEP (Electro Mechanical) | 2024-06-05 | تركيب و اختبار الاعمال الكهربلية ( المبانى ) | Approved | 9 - Seror-Admin Room NO. 6-42-6.3.2-c | Enclosed Polycarbonate, Wall Mounting Luminaire IP65 With 20 Watt LED Lamp. | NO | 1 | 1 | 100 | 100 | SC_Apply | محمود رمضان كامل عبد الرؤوف | 9 - Seror-Admin Room NO. 6-42-6.3.2-c | Enclosed Polycarbonate, Wall Mounting Luminaire IP65 With 20 Watt LED Lamp. | NO | 1 | 175 | 175 | EGP | SC_Apply
Abo Shanab El Agamien _0195 |  | RFQ-00077 | Hussein Nabil | MEP (Electro Mechanical) | 2024-06-05 | تركيب و اختبار الاعمال الكهربلية ( المبانى ) | Approved | 5 - Tahawi-Pumping Station NO. 3-16-3.2.2-b | Ditto As Above But For Maintained Electricity Duration. Provided With Emergency Unit For 3 Hours. | NO | 1 | 1 | 100 | 100 | SC_Apply | محمود رمضان كامل عبد الرؤوف | 5 - Tahawi-Pumping Station NO. 3-16-3.2.2-b | Ditto As Above But For Maintained Electricity Duration. Provided With Emergency Unit For 3 Hours. | NO | 1 | 175 | 175 | EGP | SC_Apply
Abo Shanab El Agamien _0195 |  | RFQ-00077 | Hussein Nabil | MEP (Electro Mechanical) | 2024-06-05 | تركيب و اختبار الاعمال الكهربلية ( المبانى ) | Approved | 6 - Huwaydi Village-Store Building NO. 5-30-5.2.2-a | Surface mounted luminaire with 1x60 watt led lamps, With (IP20) | NO | 2 | 2 | 100 | 200 | SC_Apply | محمود رمضان كامل عبد الرؤوف | 6 - Huwaydi Village-Store Building NO. 5-30-5.2.2-a | Surface mounted luminaire with 1x60 watt led lamps, With (IP20) | NO | 2 | 175 | 350 | EGP | SC_Apply
Abo Shanab El Agamien _0195 |  | RFQ-00077 | Hussein Nabil | MEP (Electro Mechanical) | 2024-06-05 | تركيب و اختبار الاعمال الكهربلية ( المبانى ) | Approved | 8 - Abd Al-Qawy Salem&Zaraby-Guard Room NO. 4-26-4.3.2-c | Enclosed Polycarbonate, Wall Mounting Luminaire IP65 With 20 Watt LED Lamp. | NO | 1 | 1 | 100 | 100 | SC_Apply | محمود رمضان كامل عبد الرؤوف | 8 - Abd Al-Qawy Salem&Zaraby-Guard Room NO. 4-26-4.3.2-c | Enclosed Polycarbonate, Wall Mounting Luminaire IP65 With 20 Watt LED Lamp. | NO | 1 | 175 | 175 | EGP | SC_Apply
Abo Shanab El Agamien _0195 |  | RFQ-00077 | Hussein Nabil | MEP (Electro Mechanical) | 2024-06-05 | تركيب و اختبار الاعمال الكهربلية ( المبانى ) | Approved | 8 - Abd Al-Qawy Salem&Zaraby-Admin Room NO. 6-38-6.3.2-c | Enclosed Polycarbonate, Wall Mounting Luminaire IP65 With 20 Watt LED Lamp. | NO | 1 | 1 | 100 | 100 | SC_Apply | محمود رمضان كامل عبد الرؤوف | 8 - Abd Al-Qawy Salem&Zaraby-Admin Room NO. 6-38-6.3.2-c | Enclosed Polycarbonate, Wall Mounting Luminaire IP65 With 20 Watt LED Lamp. | NO | 1 | 175 | 175 | EGP | SC_Apply
Abo Shanab El Agamien _0195 |  | RFQ-00077 | Hussein Nabil | MEP (Electro Mechanical) | 2024-06-05 | تركيب و اختبار الاعمال الكهربلية ( المبانى ) | Approved | 5 - Tahawi-Guard Room NO. 4-25-4.3.2-a | Surface mounted luminaire with 1x60 watt led lamps, With (IP20) | NO | 1 | 1 | 100 | 100 | SC_Apply | محمود رمضان كامل عبد الرؤوف | 5 - Tahawi-Guard Room NO. 4-25-4.3.2-a | Surface mounted luminaire with 1x60 watt led lamps, With (IP20) | NO | 1 | 175 | 175 | EGP | SC_Apply
Abo Shanab El Agamien _0195 |  | RFQ-00077 | Hussein Nabil | MEP (Electro Mechanical) | 2024-06-05 | تركيب و اختبار الاعمال الكهربلية ( المبانى ) | Approved | 1 - Sharaf Al Deen-Store NO. 5-38-5.2.2-a | Surface mounted luminaire with 1x60 watt led lamps, With (IP20) | NO | 2 | 2 | 100 | 200 | SC_Apply | محمود رمضان كامل عبد الرؤوف | 1 - Sharaf Al Deen-Store NO. 5-38-5.2.2-a | Surface mounted luminaire with 1x60 watt led lamps, With (IP20) | NO | 2 | 175 | 350 | EGP | SC_Apply
Abo Shanab El Agamien _0195 |  | RFQ-00077 | Hussein Nabil | MEP (Electro Mechanical) | 2024-06-05 | تركيب و اختبار الاعمال الكهربلية ( المبانى ) | Approved | 2 - Kariman Sednaoui-Main Pump Station NO. 3-17-3.2.2-b | Ditto As Above But For Maintained Electricity Duration. Provided With Emergency Unit For 3 Hours. | NO | 1 | 1 | 100 | 100 | SC_Apply | محمود رمضان كامل عبد الرؤوف | 2 - Kariman Sednaoui-Main Pump Station NO. 3-17-3.2.2-b | Ditto As Above But For Maintained Electricity Duration. Provided With Emergency Unit For 3 Hours. | NO | 1 | 175 | 175 | EGP | SC_Apply
Abo Shanab El Agamien _0195 |  | RFQ-00077 | Hussein Nabil | MEP (Electro Mechanical) | 2024-06-05 | تركيب و اختبار الاعمال الكهربلية ( المبانى ) | Approved | 6 - Huwaydi Village- Admin Room NO. 6-37-6.3.2-b | Ditto As Above But For Maintained Electricity Duration. Provided With Emergency Unit For 3 Hours | NO | 1 | 1 | 100 | 100 | SC_Apply | محمود رمضان كامل عبد الرؤوف | 6 - Huwaydi Village- Admin Room NO. 6-37-6.3.2-b | Ditto As Above But For Maintained Electricity Duration. Provided With Emergency Unit For 3 Hours | NO | 1 | 175 | 175 | EGP | SC_Apply
Abo Shanab El Agamien _0195 |  | RFQ-00077 | Hussein Nabil | MEP (Electro Mechanical) | 2024-06-05 | تركيب و اختبار الاعمال الكهربلية ( المبانى ) | Approved | 6 - Huwaydi Village-Pumping Station NO. 3-16-3.2.2-c | Surface mounted luminaire with 1x60 watt led lamps, With (IP20) | NO | 2 | 2 | 100 | 200 | SC_Apply | محمود رمضان كامل عبد الرؤوف | 6 - Huwaydi Village-Pumping Station NO. 3-16-3.2.2-c | Surface mounted luminaire with 1x60 watt led lamps, With (IP20) | NO | 2 | 175 | 350 | EGP | SC_Apply
Abo Shanab El Agamien _0195 |  | RFQ-00077 | Hussein Nabil | MEP (Electro Mechanical) | 2024-06-05 | تركيب و اختبار الاعمال الكهربلية ( المبانى ) | Approved | 2 - Kariman Sednaoui-Generator Shed NO. 7 -42-7.2.2-b | Ditto As Above But For Maintained Electricity Duration. Provided With Emergency Unit For 3 Hours | NO | 1 | 1 | 100 | 100 | SC_Apply | محمود رمضان كامل عبد الرؤوف | 2 - Kariman Sednaoui-Generator Shed NO. 7 -42-7.2.2-b | Ditto As Above But For Maintained Electricity Duration. Provided With Emergency Unit For 3 Hours | NO | 1 | 175 | 175 | EGP | SC_Apply
Abo Shanab El Agamien _0195 |  | RFQ-00077 | Hussein Nabil | MEP (Electro Mechanical) | 2024-06-05 | تركيب و اختبار الاعمال الكهربلية ( المبانى ) | Approved | 9 - Seror-Guard Room NO. 4-29-4.3.2-d | Surface Mounted Luminaire (IP54) With 20W LED lamp. | NO | 2 | 2 | 100 | 200 | SC_Apply | محمود رمضان كامل عبد الرؤوف | 9 - Seror-Guard Room NO. 4-29-4.3.2-d | Surface Mounted Luminaire (IP54) With 20W LED lamp. | NO | 2 | 175 | 350 | EGP | SC_Apply
Abo Shanab El Agamien _0195 |  | RFQ-00077 | Hussein Nabil | MEP (Electro Mechanical) | 2024-06-05 | تركيب و اختبار الاعمال الكهربلية ( المبانى ) | Approved | 1 - Sharaf Al Deen-Store NO. 5-38-5.2.2-b | Ditto As Above But For Maintained Electricity Duration. Provided With Emergency Unit For 3 Hours | NO | 1 | 1 | 100 | 100 | SC_Apply | محمود رمضان كامل عبد الرؤوف | 1 - Sharaf Al Deen-Store NO. 5-38-5.2.2-b | Ditto As Above But For Maintained Electricity Duration. Provided With Emergency Unit For 3 Hours | NO | 1 | 175 | 175 | EGP | SC_Apply
Abo Shanab El Agamien _0195 |  | RFQ-00077 | Hussein Nabil | MEP (Electro Mechanical) | 2024-06-05 | تركيب و اختبار الاعمال الكهربلية ( المبانى ) | Approved | 9 - Seror-Pumping Station NO. 3-20-3.2.2-c | Surface mounted luminaire with 1x60 watt led lamps, With (IP20) | NO | 2 | 2 | 100 | 200 | SC_Apply | محمود رمضان كامل عبد الرؤوف | 9 - Seror-Pumping Station NO. 3-20-3.2.2-c | Surface mounted luminaire with 1x60 watt led lamps, With (IP20) | NO | 2 | 175 | 350 | EGP | SC_Apply
Abo Shanab El Agamien _0195 |  | RFQ-00077 | Hussein Nabil | MEP (Electro Mechanical) | 2024-06-05 | تركيب و اختبار الاعمال الكهربلية ( المبانى ) | Approved | 5 - Tahawi-Admin Room NO. 6-37-6.3.2-c | Enclosed Polycarbonate, Wall Mounting Luminaire IP65 With 20 Watt LED Lamp. | NO | 1 | 1 | 100 | 100 | SC_Apply | محمود رمضان كامل عبد الرؤوف | 5 - Tahawi-Admin Room NO. 6-37-6.3.2-c | Enclosed Polycarbonate, Wall Mounting Luminaire IP65 With 20 Watt LED Lamp. | NO | 1 | 175 | 175 | EGP | SC_Apply
Abo Shanab El Agamien _0195 |  | RFQ-00077 | Hussein Nabil | MEP (Electro Mechanical) | 2024-06-05 | تركيب و اختبار الاعمال الكهربلية ( المبانى ) | Approved | 4 - Al Biltaji-Pumping Station NO. 3-18-3.2.2-f | Enclosed Polycarbonate, Wall Mounting Luminaire IP65 With 20 Watt LED Lamp. | NO | 1 | 1 | 100 | 100 | SC_Apply | محمود رمضان كامل عبد الرؤوف | 4 - Al Biltaji-Pumping Station NO. 3-18-3.2.2-f | Enclosed Polycarbonate, Wall Mounting Luminaire IP65 With 20 Watt LED Lamp. | NO | 1 | 175 | 175 | EGP | SC_Apply
Abo Shanab El Agamien _0195 |  | RFQ-00077 | Hussein Nabil | MEP (Electro Mechanical) | 2024-06-05 | تركيب و اختبار الاعمال الكهربلية ( المبانى ) | Approved | 2 - Kariman Sednaoui-Store NO. 5-32-5.2.2-a | Surface mounted luminaire with 1x60 watt led lamps, With (IP20) | NO | 2 | 2 | 100 | 200 | SC_Apply | محمود رمضان كامل عبد الرؤوف | 2 - Kariman Sednaoui-Store NO. 5-32-5.2.2-a | Surface mounted luminaire with 1x60 watt led lamps, With (IP20) | NO | 2 | 175 | 350 | EGP | SC_Apply
Abo Shanab El Agamien _0195 |  | RFQ-00077 | Hussein Nabil | MEP (Electro Mechanical) | 2024-06-05 | تركيب و اختبار الاعمال الكهربلية ( المبانى ) | Approved | 8 - Abd Al-Qawy Salem&Zaraby-Store Building NO. 5-31-5.2.2-c | Enclosed Polycarbonate, Wall Mounting Luminaire IP65 With 20 Watt LED Lamp. | NO | 1 | 1 | 100 | 100 | SC_Apply | محمود رمضان كامل عبد الرؤوف | 8 - Abd Al-Qawy Salem&Zaraby-Store Building NO. 5-31-5.2.2-c | Enclosed Polycarbonate, Wall Mounting Luminaire IP65 With 20 Watt LED Lamp. | NO | 1 | 175 | 175 | EGP | SC_Apply
Abo Shanab El Agamien _0195 |  | RFQ-00077 | Hussein Nabil | MEP (Electro Mechanical) | 2024-06-05 | تركيب و اختبار الاعمال الكهربلية ( المبانى ) | Approved | 8 - Abd Al-Qawy Salem&Zaraby-Store Building NO. 5-31-5.2.2-a | Surface mounted luminaire with 1x60 watt led lamps, With (IP20) | NO | 2 | 2 | 100 | 200 | SC_Apply | محمود رمضان كامل عبد الرؤوف | 8 - Abd Al-Qawy Salem&Zaraby-Store Building NO. 5-31-5.2.2-a | Surface mounted luminaire with 1x60 watt led lamps, With (IP20) | NO | 2 | 175 | 350 | EGP | SC_Apply
Abo Shanab El Agamien _0195 |  | RFQ-00077 | Hussein Nabil | MEP (Electro Mechanical) | 2024-06-05 | تركيب و اختبار الاعمال الكهربلية ( المبانى ) | Approved | 6 - Huwaydi Village-Guard Room NO. 4-25-4.3.2-d | Surface Mounted Luminaire (IP54) With 20W LED lamp. | NO | 2 | 2 | 100 | 200 | SC_Apply | محمود رمضان كامل عبد الرؤوف | 6 - Huwaydi Village-Guard Room NO. 4-25-4.3.2-d | Surface Mounted Luminaire (IP54) With 20W LED lamp. | NO | 2 | 175 | 350 | EGP | SC_Apply
Abo Shanab El Agamien _0195 |  | RFQ-00077 | Hussein Nabil | MEP (Electro Mechanical) | 2024-06-05 | تركيب و اختبار الاعمال الكهربلية ( المبانى ) | Approved | 9 - Seror-Admin Room NO. 6-42-6.3.2-d | Surface Mounted Luminaire (IP54) With 20W LED lamp. | NO | 1 | 1 | 100 | 100 | SC_Apply | محمود رمضان كامل عبد الرؤوف | 9 - Seror-Admin Room NO. 6-42-6.3.2-d | Surface Mounted Luminaire (IP54) With 20W LED lamp. | NO | 1 | 175 | 175 | EGP | SC_Apply
Abo Shanab El Agamien _0195 |  | RFQ-00077 | Hussein Nabil | MEP (Electro Mechanical) | 2024-06-05 | تركيب و اختبار الاعمال الكهربلية ( المبانى ) | Approved | 1 - Sharaf Al Deen-Main Pump Station NO. 3-23-3.2.2-d | Ditto As Above But For Maintained Electricity Duration. Provided With Emergency Unit For 3 Hours | NO | 2 | 2 | 100 | 200 | SC_Apply | محمود رمضان كامل عبد الرؤوف | 1 - Sharaf Al Deen-Main Pump Station NO. 3-23-3.2.2-d | Ditto As Above But For Maintained Electricity Duration. Provided With Emergency Unit For 3 Hours | NO | 2 | 175 | 350 | EGP | SC_Apply
Abo Shanab El Agamien _0195 |  | RFQ-00077 | Hussein Nabil | MEP (Electro Mechanical) | 2024-06-05 | تركيب و اختبار الاعمال الكهربلية ( المبانى ) | Approved | 9 - Seror-Store Building NO. 5-35-5.2.2-a | Surface mounted luminaire with 1x60 watt led lamps, With (IP20) | NO | 2 | 2 | 100 | 200 | SC_Apply | محمود رمضان كامل عبد الرؤوف | 9 - Seror-Store Building NO. 5-35-5.2.2-a | Surface mounted luminaire with 1x60 watt led lamps, With (IP20) | NO | 2 | 175 | 350 | EGP | SC_Apply
Abo Shanab El Agamien _0195 |  | RFQ-00077 | Hussein Nabil | MEP (Electro Mechanical) | 2024-06-05 | تركيب و اختبار الاعمال الكهربلية ( المبانى ) | Approved | 8 - Abd Al-Qawy Salem&Zaraby-Admin Room NO. 6-38-6.3.2-b | Ditto As Above But For Maintained Electricity Duration. Provided With Emergency Unit For 3 Hours | NO | 1 | 1 | 100 | 100 | SC_Apply | محمود رمضان كامل عبد الرؤوف | 8 - Abd Al-Qawy Salem&Zaraby-Admin Room NO. 6-38-6.3.2-b | Ditto As Above But For Maintained Electricity Duration. Provided With Emergency Unit For 3 Hours | NO | 1 | 175 | 175 | EGP | SC_Apply
Abo Shanab El Agamien _0195 |  | RFQ-00077 | Hussein Nabil | MEP (Electro Mechanical) | 2024-06-05 | تركيب و اختبار الاعمال الكهربلية ( المبانى ) | Approved | 5 - Tahawi-Pumping Station NO. 3-16-3.2.2-d | Ditto As Above But For Maintained Electricity Duration. Provided With Emergency Unit For 3 Hours | NO | 2 | 2 | 100 | 200 | SC_Apply | محمود رمضان كامل عبد الرؤوف | 5 - Tahawi-Pumping Station NO. 3-16-3.2.2-d | Ditto As Above But For Maintained Electricity Duration. Provided With Emergency Unit For 3 Hours | NO | 2 | 175 | 350 | EGP | SC_Apply
Abo Shanab El Agamien _0195 |  | RFQ-00077 | Hussein Nabil | MEP (Electro Mechanical) | 2024-06-05 | تركيب و اختبار الاعمال الكهربلية ( المبانى ) | Approved | 2 - Kariman Sednaoui-Generator Shed NO. 7 -42-7.2.2-a | Surface mounted luminaire with 1x60 watt led lamps, With (IP54) | NO | 1 | 1 | 100 | 100 | SC_Apply | محمود رمضان كامل عبد الرؤوف | 2 - Kariman Sednaoui-Generator Shed NO. 7 -42-7.2.2-a | Surface mounted luminaire with 1x60 watt led lamps, With (IP54) | NO | 1 | 175 | 175 | EGP | SC_Apply
Abo Shanab El Agamien _0195 |  | RFQ-00077 | Hussein Nabil | MEP (Electro Mechanical) | 2024-06-05 | تركيب و اختبار الاعمال الكهربلية ( المبانى ) | Approved | 6 - Huwaydi Village-Guard Room NO. 4-25-4.3.2-a | Surface mounted luminaire with 1x60 watt led lamps, With (IP20) | NO | 1 | 1 | 100 | 100 | SC_Apply | محمود رمضان كامل عبد الرؤوف | 6 - Huwaydi Village-Guard Room NO. 4-25-4.3.2-a | Surface mounted luminaire with 1x60 watt led lamps, With (IP20) | NO | 1 | 175 | 175 | EGP | SC_Apply
Abo Shanab El Agamien _0195 |  | RFQ-00077 | Hussein Nabil | MEP (Electro Mechanical) | 2024-06-05 | تركيب و اختبار الاعمال الكهربلية ( المبانى ) | Approved | 2 - Kariman Sednaoui-Admin Building NO. 6 -39-6.3.2-c | Enclosed Polycarbonate, Wall Mounting Luminaire IP65 With 20 Watt LED Lamp. | NO | 1 | 1 | 100 | 100 | SC_Apply | محمود رمضان كامل عبد الرؤوف | 2 - Kariman Sednaoui-Admin Building NO. 6 -39-6.3.2-c | Enclosed Polycarbonate, Wall Mounting Luminaire IP65 With 20 Watt LED Lamp. | NO | 1 | 175 | 175 | EGP | SC_Apply
Abo Shanab El Agamien _0195 |  | RFQ-00077 | Hussein Nabil | MEP (Electro Mechanical) | 2024-06-05 | تركيب و اختبار الاعمال الكهربلية ( المبانى ) | Approved | 7 - Raslan & Mokhtar Eissa-Pumping Station NO. 3-18-3.2.2-b | Ditto As Above But For Maintained Electricity Duration. Provided With Emergency Unit For 3 Hours. | NO | 1 | 1 | 100 | 100 | SC_Apply | محمود رمضان كامل عبد الرؤوف | 7 - Raslan & Mokhtar Eissa-Pumping Station NO. 3-18-3.2.2-b | Ditto As Above But For Maintained Electricity Duration. Provided With Emergency Unit For 3 Hours. | NO | 1 | 175 | 175 | EGP | SC_Apply
Abo Shanab El Agamien _0195 |  | RFQ-00077 | Hussein Nabil | MEP (Electro Mechanical) | 2024-06-05 | تركيب و اختبار الاعمال الكهربلية ( المبانى ) | Approved | 2 - Kariman Sednaoui-Guard room NO. 4-27-4.3.2-b | Ditto As Above But For Maintained Electricity Duration. Provided With Emergency Unit For 3 Hours | NO | 1 | 1 | 100 | 100 | SC_Apply | محمود رمضان كامل عبد الرؤوف | 2 - Kariman Sednaoui-Guard room NO. 4-27-4.3.2-b | Ditto As Above But For Maintained Electricity Duration. Provided With Emergency Unit For 3 Hours | NO | 1 | 175 | 175 | EGP | SC_Apply
Abo Shanab El Agamien _0195 |  | RFQ-00077 | Hussein Nabil | MEP (Electro Mechanical) | 2024-06-05 | تركيب و اختبار الاعمال الكهربلية ( المبانى ) | Approved | 5 - Tahawi-Admin Room NO. 6-37-6.3.2-a | Surface mounted luminaire with 1x60 watt led lamps, With (IP20) | NO | 1 | 1 | 100 | 100 | SC_Apply | محمود رمضان كامل عبد الرؤوف | 5 - Tahawi-Admin Room NO. 6-37-6.3.2-a | Surface mounted luminaire with 1x60 watt led lamps, With (IP20) | NO | 1 | 175 | 175 | EGP | SC_Apply
Mivida BP#189 |  | RFQ-00111 | Mostafa Shourbagi | MEP (Electro Mechanical) | 2024-07-22 | Insulation Pipes & Accessories | Approved | 152105.B3 | PR. 93605 → Flexible Ducts | LS | 1 | 1 | 40974.5 | 40974.5 | SC_Supply | Al Alamia | 152105.B3 | PR. 93605 → Flexible Ducts | LS | 1 | 20370 | 20370 | EGP | SC_Supply
Mivida BP#189 |  | RFQ-00111 | Mostafa Shourbagi | MEP (Electro Mechanical) | 2024-07-22 | Insulation Pipes & Accessories | Approved | 152105.POS | P.R. 94075 → Insulation Pipes | LS | 1 | 1 | 142560 | 142560 | SC_Supply | Al Alamia | 152105.POS | P.R. 94075 → Insulation Pipes | LS | 1 | 306758.6 | 306758.6 | EGP | SC_Supply
Abu Qir Bridge _0214 |  | RFQ-00007 | Mostafa Ramadan | Operation | 2024-07-31 | Supplying excavation output soil | Approved | 2025-12-03 | بالمتر المكعب توريد تربة من ناتج الحفر وذلك لاعمال تجهيز الموقع . | CBM | 1300 | 1300 | 0 | 0 | SC_Supply | احمد صلاح الدين اسماعيل | 2025-12-03 | بالمتر المكعب توريد تربة من ناتج الحفر وذلك لاعمال تجهيز الموقع . | CBM | 1300 | 25 | 32500 | EGP | SC_Supply
ORA ZED-Ph 2-Pkgs A&D |  | RFQ-00045 | Mostafa Shourbagi | MEP (Electro Mechanical) | 2024-07-31 | Duct Accessories | Approved | All areas | Metal Duct Accessories | LS | 1 | 0.05 | 1854659.57 | 92732.98 | MAT_Misc | ZamZam | All areas | Metal Duct Accessories | LS | 0.05 | 1550400 | 77520 | EGP | MAT_Misc
ORA ZED-Ph 2-Pkgs A&D |  | RFQ-00046 | Mostafa Shourbagi | MEP (Electro Mechanical) | 2024-07-31 | Insulation Tubes | Approved | All areas | Armaflex Insulation Tube Diameter .025 K-Flex | LM | 2400 | 2400 | 21.33 | 51192 | SC_Apply | Al Alamia | All areas | Armaflex Insulation Tube Diameter .025 K-Flex | LM | 2400 | 20.2 | 48480 | EGP | SC_Apply
ORA ZED-Ph 2-Pkgs A&D |  | RFQ-00046 | Mostafa Shourbagi | MEP (Electro Mechanical) | 2024-07-31 | Insulation Tubes | Approved | All areas | Armaflex Insulation Tube Diameter 3/8" K-Flex | LM | 3096 | 3096 | 21.33 | 66037.68 | SC_Apply | Al Alamia | All areas | Armaflex Insulation Tube Diameter 3/8" K-Flex | LM | 3096 | 23.1 | 71517.6 | EGP | SC_Apply
ORA ZED-Ph 2-Pkgs A&D |  | RFQ-00046 | Mostafa Shourbagi | MEP (Electro Mechanical) | 2024-07-31 | Insulation Tubes | Approved | All areas | Armaflex Insulation Tube Diameter 1/2" , K-Flex | LM | 2592 | 2592 | 21.33 | 55287.36 | SC_Apply | Al Alamia | All areas | Armaflex Insulation Tube Diameter 1/2" , K-Flex | LM | 2592 | 24.5 | 63504 | EGP | SC_Apply
ORA ZED-Ph 2-Pkgs A&D |  | RFQ-00046 | Mostafa Shourbagi | MEP (Electro Mechanical) | 2024-07-31 | Insulation Tubes | Approved | All areas | Armaflex Insulation Tube Diameter 5/8" , K-Flex | LM | 2992 | 2992 | 21.33 | 63819.36 | SC_Apply | Al Alamia | All areas | Armaflex Insulation Tube Diameter 5/8" , K-Flex | LM | 2992 | 29.8 | 89161.6 | EGP | SC_Apply
ORA ZED-Ph 2-Pkgs A&D |  | RFQ-00046 | Mostafa Shourbagi | MEP (Electro Mechanical) | 2024-07-31 | Insulation Tubes | Approved | All areas | Armaflex Insulation Tube Diameter 3/4" , K-Flex | LM | 354 | 354 | 21.33 | 7550.82 | SC_Apply | Al Alamia | All areas | Armaflex Insulation Tube Diameter 3/4" , K-Flex | LM | 354 | 31.7 | 11221.8 | EGP | SC_Apply
ORA ZED-Ph 2-Pkgs A&D |  | RFQ-00047 | Mostafa Shourbagi | MEP (Electro Mechanical) | 2024-07-31 | Fixation Accessories for Ducts | Approved | All areas | Metal Duct Accessories | LS | 1 | 0.05 | 1854659.57 | 92732.98 | MAT_Misc | Power Trade | All areas | Metal Duct Accessories | LS | 0.05 | 906664.8 | 45333.24 | EGP | MAT_Misc
ORA ZED-Ph 2-Pkgs A&D |  | RFQ-00048 | Mostafa Shourbagi | MEP (Electro Mechanical) | 2024-08-01 | UPVC Fittings | Approved | All areas | هواية بلاستيك 110مم رمادي ايبكو | NO | 45 | 45 | 1518.71 | 68341.95 | SC_Apply | El Maadawy | All areas | هواية بلاستيك 110مم رمادي ايبكو | NO | 45 | 42.45 | 1910.25 | EGP | SC_Apply
ORA ZED-Ph 2-Pkgs A&D |  | RFQ-00048 | Mostafa Shourbagi | MEP (Electro Mechanical) | 2024-08-01 | UPVC Fittings | Approved | All areas | هواية بلاستيك 75مم رمادي ايبكو | NO | 90 | 90 | 1196.56 | 107690.4 | SC_Apply | El Maadawy | All areas | هواية بلاستيك 75مم رمادي ايبكو | NO | 90 | 21.71 | 1953.9 | EGP | SC_Apply
ORA ZED-Ph 2-Pkgs A&D |  | RFQ-00049 | Mostafa Shourbagi | MEP (Electro Mechanical) | 2024-08-01 | Copper Pipes | Approved | HVAC | Copper pipe size ¼" | LM | 2000 | 1140 | 86.87 | 99031.8 | MAT_Misc | ليمنار جلوبال ديستربيوشن اند سيرفيسز | HVAC | Copper pipe size ¼" | LM | 1140 | 137.94 | 157251.6 | EGP | MAT_Misc
ORA ZED-Ph 2-Pkgs A&D |  | RFQ-00049 | Mostafa Shourbagi | MEP (Electro Mechanical) | 2024-08-01 | Copper Pipes | Approved | HVAC | Copper pipe size 3/8" | LM | 3000 | 1500 | 131.54 | 197310 | MAT_Misc | ليمنار جلوبال ديستربيوشن اند سيرفيسز | HVAC | Copper pipe size 3/8" | LM | 1500 | 218.88 | 328320 | EGP | MAT_Misc
ORA ZED-Ph 2-Pkgs A&D |  | RFQ-00049 | Mostafa Shourbagi | MEP (Electro Mechanical) | 2024-08-01 | Copper Pipes | Approved | HVAC | Copper pipe size ½" | LM | 2000 | 1140 | 184.86 | 210740.4 | MAT_Misc | ليمنار جلوبال ديستربيوشن اند سيرفيسز | HVAC | Copper pipe size ½" | LM | 1140 | 292.6 | 333564 | EGP | MAT_Misc
ORA ZED-Ph 2-Pkgs A&D |  | RFQ-00049 | Mostafa Shourbagi | MEP (Electro Mechanical) | 2024-08-01 | Copper Pipes | Approved | HVAC | Copper pipe size 5/8" | LM | 3000 | 1500 | 255.96 | 383940 | MAT_Misc | ليمنار جلوبال ديستربيوشن اند سيرفيسز | HVAC | Copper pipe size 5/8" | LM | 1500 | 403.56 | 605340 | EGP | MAT_Misc
ORA ZED-Ph 2-Pkgs A&D |  | RFQ-00050 | Mostafa Shourbagi | MEP (Electro Mechanical) | 2024-08-01 | Copper Pipes 3/4" | Approved | HVAC | Copper pipe size ¾" | LM | 150 | 150 | 284.4 | 42660 | MAT_Misc | Techno Sail | HVAC | Copper pipe size ¾" | LM | 150 | 598.5 | 89775 | EGP | MAT_Misc
ORA ZED-Ph 2-Pkgs A&D |  | RFQ-00052 | Mostafa Shourbagi | MEP (Electro Mechanical) | 2024-08-01 | Pipe Clamps | Approved | ACC | pipe clamp size 2" | ECH | 900 | 900 | 1.42 | 1278 | SC_Supply | Al Nour | ACC | pipe clamp size 2" | ECH | 900 | 38.02 | 34218 | EGP | SC_Supply
Abo Shanab El Agamien _0195 |  | RFQ-00077 | Hussein Nabil | MEP (Electro Mechanical) | 2024-06-05 | تركيب و اختبار الاعمال الكهربلية ( المبانى ) | Approved | 6 - Huwaydi Village-Generator Shed NO. 7 -40-7.2.1-a | Supply, install, connect, test and commission of complete L.V. distribution boards (LP-GEN. SHED) the price include selectvity study, termination, Identifications, labling, glands, copper luggs as specified and as indicating drawings. System shall be lump sum complete in every respect with all necessary accessories and ancillary works. | NO | 1 | 1 | 2000 | 2000 | SC_Apply | محمود رمضان كامل عبد الرؤوف | 6 - Huwaydi Village-Generator Shed NO. 7 -40-7.2.1-a | Supply, install, connect, test and commission of complete L.V. distribution boards (LP-GEN. SHED) the price include selectvity study, termination, Identifications, labling, glands, copper luggs as specified and as indicating drawings. System shall be lump sum complete in every respect with all necessary accessories and ancillary works. | NO | 1 | 2200 | 2200 | EGP | SC_Apply
Abo Shanab El Agamien _0195 |  | RFQ-00077 | Hussein Nabil | MEP (Electro Mechanical) | 2024-06-05 | تركيب و اختبار الاعمال الكهربلية ( المبانى ) | Approved | 2 - Kariman Sednaoui-Store NO. 5-32-5.2.1- | Supply, install, connect, test and commission of complete L.V. distribution boards (LP-ST) the price include selectvity study, termination, Identifications, labling, glands, copper luggs as specified and as indicating drawings. System shall be lump sum complete in every respect with all necessary accessories and ancillary works. | NO | 1 | 1 | 2285 | 2285 | SC_Apply | محمود رمضان كامل عبد الرؤوف | 2 - Kariman Sednaoui-Store NO. 5-32-5.2.1- | Supply, install, connect, test and commission of complete L.V. distribution boards (LP-ST) the price include selectvity study, termination, Identifications, labling, glands, copper luggs as specified and as indicating drawings. System shall be lump sum complete in every respect with all necessary accessories and ancillary works. | NO | 1 | 2200 | 2200 | EGP | SC_Apply
Abo Shanab El Agamien _0195 |  | RFQ-00077 | Hussein Nabil | MEP (Electro Mechanical) | 2024-06-05 | تركيب و اختبار الاعمال الكهربلية ( المبانى ) | Approved | 4 - Al Biltaji-Pumping Station NO. 3-18-3.2.1- | Supply, install, connect, test and commission of complete L.V. distribution boards (LP-PS) the price include selectvity study, termination, Identifications, labling, glands, copper luggs as specified and as indicating drawings. System shall be lump sum complete in every respect with all necessary accessories and ancillary works. | NO | 1 | 1 | 2138 | 2138 | SC_Apply | محمود رمضان كامل عبد الرؤوف | 4 - Al Biltaji-Pumping Station NO. 3-18-3.2.1- | Supply, install, connect, test and commission of complete L.V. distribution boards (LP-PS) the price include selectvity study, termination, Identifications, labling, glands, copper luggs as specified and as indicating drawings. System shall be lump sum complete in every respect with all necessary accessories and ancillary works. | NO | 1 | 3200 | 3200 | EGP | SC_Apply
Abo Shanab El Agamien _0195 |  | RFQ-00077 | Hussein Nabil | MEP (Electro Mechanical) | 2024-06-05 | تركيب و اختبار الاعمال الكهربلية ( المبانى ) | Approved | 6 - Huwaydi Village- Admin Room NO. 6-37-6.3.1-a | Supply, install, connect, test and commission of complete L.V. distribution boards (LP-ADMIN.) the price include selectvity study, termination, Identifications, labling, glands, copper luggs as specified and as indicating drawings. System shall be lump sum complete in every respect with all necessary accessories and ancillary works. | NO | 1 | 1 | 2285 | 2285 | SC_Apply | محمود رمضان كامل عبد الرؤوف | 6 - Huwaydi Village- Admin Room NO. 6-37-6.3.1-a | Supply, install, connect, test and commission of complete L.V. distribution boards (LP-ADMIN.) the price include selectvity study, termination, Identifications, labling, glands, copper luggs as specified and as indicating drawings. System shall be lump sum complete in every respect with all necessary accessories and ancillary works. | NO | 1 | 2200 | 2200 | EGP | SC_Apply
Abo Shanab El Agamien _0195 |  | RFQ-00077 | Hussein Nabil | MEP (Electro Mechanical) | 2024-06-05 | تركيب و اختبار الاعمال الكهربلية ( المبانى ) | Approved | 8 - Abd Al-Qawy Salem&Zaraby-Store Building NO. 5-31-5.2.1- | Supply, install, connect, test and commission of complete L.V. distribution boards (LP-ST) the price include selectvity study, termination, Identifications, labling, glands, copper luggs as specified and as indicating drawings. System shall be lump sum complete in every respect with all necessary accessories and ancillary works. | NO | 1 | 1 | 2285 | 2285 | SC_Apply | محمود رمضان كامل عبد الرؤوف | 8 - Abd Al-Qawy Salem&Zaraby-Store Building NO. 5-31-5.2.1- | Supply, install, connect, test and commission of complete L.V. distribution boards (LP-ST) the price include selectvity study, termination, Identifications, labling, glands, copper luggs as specified and as indicating drawings. System shall be lump sum complete in every respect with all necessary accessories and ancillary works. | NO | 1 | 2200 | 2200 | EGP | SC_Apply
Abo Shanab El Agamien _0195 |  | RFQ-00077 | Hussein Nabil | MEP (Electro Mechanical) | 2024-06-05 | تركيب و اختبار الاعمال الكهربلية ( المبانى ) | Approved | 7 - Raslan & Mokhtar Eissa-Guard Room NO. 4-30-4.3.1-a | Supply, install, connect, test and commission of complete L.V. distribution boards (LP-GUR-EXT.) the price include circuit breakers, contactors, relays, timers , photocells, push buttons, selectvity study, termination, Identifications ,labling, glands, copper luggs as specified and as indicating drawings. System shall be lump sum complete in every respect with all necessary accessories and ancillary works. | NO | 1 | 1 | 2765 | 2765 | SC_Apply | محمود رمضان كامل عبد الرؤوف | 7 - Raslan & Mokhtar Eissa-Guard Room NO. 4-30-4.3.1-a | Supply, install, connect, test and commission of complete L.V. distribution boards (LP-GUR-EXT.) the price include circuit breakers, contactors, relays, timers , photocells, push buttons, selectvity study, termination, Identifications ,labling, glands, copper luggs as specified and as indicating drawings. System shall be lump sum complete in every respect with all necessary accessories and ancillary works. | NO | 1 | 2600 | 2600 | EGP | SC_Apply
Damietta Container Terminal-Infra & Bldgs _0216 |  | RFQ-00008 | Purchasing Engineers | Purchasing | 2024-07-28 | Steel Rebars Forming and Cutting (PR_96073) | Approved | Total | Steel Rebars Cutting | TON | 7252.97 | 36 | 5.5 | 198 | MAT_Raw | شركة السويس للصلب | Total | Steel Rebars Cutting | TON | 36 | 21.72 | 781.92 | EGP | MAT_Raw
Damietta Container Terminal-Infra & Bldgs _0216 |  | RFQ-00008 | Purchasing Engineers | Purchasing | 2024-07-28 | Steel Rebars Forming and Cutting (PR_96073) | Approved | Total | Steel Rebars Forming | TON | 7252.97 | 33 | 11 | 363 | MAT_Raw | شركة السويس للصلب | Total | Steel Rebars Forming | TON | 33 | 41.44 | 1367.52 | EGP | MAT_Raw
Abo Shanab El Agamien _0195 |  | RFQ-00077 | Hussein Nabil | MEP (Electro Mechanical) | 2024-06-05 | تركيب و اختبار الاعمال الكهربلية ( المبانى ) | Approved | 6 - Huwaydi Village-Store Building NO. 5-30-5.2.2-c | Enclosed Polycarbonate, Wall Mounting Luminaire IP65 With 20 Watt LED Lamp. | NO | 1 | 1 | 100 | 100 | SC_Apply | محمود رمضان كامل عبد الرؤوف | 6 - Huwaydi Village-Store Building NO. 5-30-5.2.2-c | Enclosed Polycarbonate, Wall Mounting Luminaire IP65 With 20 Watt LED Lamp. | NO | 1 | 175 | 175 | EGP | SC_Apply
Abo Shanab El Agamien _0195 |  | RFQ-00077 | Hussein Nabil | MEP (Electro Mechanical) | 2024-06-05 | تركيب و اختبار الاعمال الكهربلية ( المبانى ) | Approved | 2 - Kariman Sednaoui-Main Pump Station NO. 3-17-3.2.2-d | Ditto As Above But For Maintained Electricity Duration. Provided with Emergency Unit For 3 Hours | NO | 2 | 2 | 100 | 200 | SC_Apply | محمود رمضان كامل عبد الرؤوف | 2 - Kariman Sednaoui-Main Pump Station NO. 3-17-3.2.2-d | Ditto As Above But For Maintained Electricity Duration. Provided with Emergency Unit For 3 Hours | NO | 2 | 175 | 350 | EGP | SC_Apply
Abo Shanab El Agamien _0195 |  | RFQ-00077 | Hussein Nabil | MEP (Electro Mechanical) | 2024-06-05 | تركيب و اختبار الاعمال الكهربلية ( المبانى ) | Approved | 4 - Al Biltaji-Guard Room NO. 4-27-4.3.2-c | Enclosed Polycarbonate, Wall Mounting Luminaire IP65 With 20 Watt LED Lamp. | NO | 1 | 1 | 100 | 100 | SC_Apply | محمود رمضان كامل عبد الرؤوف | 4 - Al Biltaji-Guard Room NO. 4-27-4.3.2-c | Enclosed Polycarbonate, Wall Mounting Luminaire IP65 With 20 Watt LED Lamp. | NO | 1 | 175 | 175 | EGP | SC_Apply
Abo Shanab El Agamien _0195 |  | RFQ-00077 | Hussein Nabil | MEP (Electro Mechanical) | 2024-06-05 | تركيب و اختبار الاعمال الكهربلية ( المبانى ) | Approved | 1 - Sharaf Al Deen-Guard room NO. 4-33-4.3.2-a | Surface mounted luminaire with 1x60 watt led lamps, With (IP20) | NO | 1 | 1 | 100 | 100 | SC_Apply | محمود رمضان كامل عبد الرؤوف | 1 - Sharaf Al Deen-Guard room NO. 4-33-4.3.2-a | Surface mounted luminaire with 1x60 watt led lamps, With (IP20) | NO | 1 | 175 | 175 | EGP | SC_Apply
Abo Shanab El Agamien _0195 |  | RFQ-00077 | Hussein Nabil | MEP (Electro Mechanical) | 2024-06-05 | تركيب و اختبار الاعمال الكهربلية ( المبانى ) | Approved | 6 - Huwaydi Village-Generator Shed NO. 7 -40-7.2.2-b | Ditto As Above But For Maintained Electricity Duration. Provided With Emergency Unit For 3 Hours | NO | 1 | 1 | 100 | 100 | SC_Apply | محمود رمضان كامل عبد الرؤوف | 6 - Huwaydi Village-Generator Shed NO. 7 -40-7.2.2-b | Ditto As Above But For Maintained Electricity Duration. Provided With Emergency Unit For 3 Hours | NO | 1 | 175 | 175 | EGP | SC_Apply
Abo Shanab El Agamien _0195 |  | RFQ-00077 | Hussein Nabil | MEP (Electro Mechanical) | 2024-06-05 | تركيب و اختبار الاعمال الكهربلية ( المبانى ) | Approved | 4 - Al Biltaji-Pumping Station NO. 3-18-3.2.2-c | Surface mounted luminaire with 1x60 watt led lamps, With (IP20) | NO | 2 | 2 | 100 | 200 | SC_Apply | محمود رمضان كامل عبد الرؤوف | 4 - Al Biltaji-Pumping Station NO. 3-18-3.2.2-c | Surface mounted luminaire with 1x60 watt led lamps, With (IP20) | NO | 2 | 175 | 350 | EGP | SC_Apply
Abo Shanab El Agamien _0195 |  | RFQ-00077 | Hussein Nabil | MEP (Electro Mechanical) | 2024-06-05 | تركيب و اختبار الاعمال الكهربلية ( المبانى ) | Approved | 5 - Tahawi-Admin Room NO. 6-37-6.3.2-d | Surface Mounted Luminaire (IP54) With 20W LED lamp. | NO | 1 | 1 | 100 | 100 | SC_Apply | محمود رمضان كامل عبد الرؤوف | 5 - Tahawi-Admin Room NO. 6-37-6.3.2-d | Surface Mounted Luminaire (IP54) With 20W LED lamp. | NO | 1 | 175 | 175 | EGP | SC_Apply
Abo Shanab El Agamien _0195 |  | RFQ-00077 | Hussein Nabil | MEP (Electro Mechanical) | 2024-06-05 | تركيب و اختبار الاعمال الكهربلية ( المبانى ) | Approved | 5 - Tahawi-Admin Room NO. 6-37-6.3.2-b | Ditto As Above But For Maintained Electricity Duration. Provided With Emergency Unit For 3 Hours | NO | 1 | 1 | 100 | 100 | SC_Apply | محمود رمضان كامل عبد الرؤوف | 5 - Tahawi-Admin Room NO. 6-37-6.3.2-b | Ditto As Above But For Maintained Electricity Duration. Provided With Emergency Unit For 3 Hours | NO | 1 | 175 | 175 | EGP | SC_Apply
Abo Shanab El Agamien _0195 |  | RFQ-00077 | Hussein Nabil | MEP (Electro Mechanical) | 2024-06-05 | تركيب و اختبار الاعمال الكهربلية ( المبانى ) | Approved | 2 - Kariman Sednaoui-Main Pump Station NO. 3-17-3.2.2-f | Enclosed Polycarbonate, Wall Mounting Luminaire IP65 with 20-Watt LED Lamp. | NO | 1 | 1 | 100 | 100 | SC_Apply | محمود رمضان كامل عبد الرؤوف | 2 - Kariman Sednaoui-Main Pump Station NO. 3-17-3.2.2-f | Enclosed Polycarbonate, Wall Mounting Luminaire IP65 with 20-Watt LED Lamp. | NO | 1 | 175 | 175 | EGP | SC_Apply
Abo Shanab El Agamien _0195 |  | RFQ-00077 | Hussein Nabil | MEP (Electro Mechanical) | 2024-06-05 | تركيب و اختبار الاعمال الكهربلية ( المبانى ) | Approved | 9 - Seror-Pumping Station NO. 3-20-3.2.2-f | Enclosed Polycarbonate, Wall Mounting Luminaire IP65 With 20 Watt LED Lamp. | NO | 1 | 1 | 100 | 100 | SC_Apply | محمود رمضان كامل عبد الرؤوف | 9 - Seror-Pumping Station NO. 3-20-3.2.2-f | Enclosed Polycarbonate, Wall Mounting Luminaire IP65 With 20 Watt LED Lamp. | NO | 1 | 175 | 175 | EGP | SC_Apply
Abo Shanab El Agamien _0195 |  | RFQ-00077 | Hussein Nabil | MEP (Electro Mechanical) | 2024-06-05 | تركيب و اختبار الاعمال الكهربلية ( المبانى ) | Approved | 8 - Abd Al-Qawy Salem&Zaraby-Guard Room NO. 4-26-4.3.2-a | Surface mounted luminaire with 1x60 watt led lamps, With (IP20) | NO | 1 | 1 | 100 | 100 | SC_Apply | محمود رمضان كامل عبد الرؤوف | 8 - Abd Al-Qawy Salem&Zaraby-Guard Room NO. 4-26-4.3.2-a | Surface mounted luminaire with 1x60 watt led lamps, With (IP20) | NO | 1 | 175 | 175 | EGP | SC_Apply
Abo Shanab El Agamien _0195 |  | RFQ-00077 | Hussein Nabil | MEP (Electro Mechanical) | 2024-06-05 | تركيب و اختبار الاعمال الكهربلية ( المبانى ) | Approved | 1 - Sharaf Al Deen-Generator Shed No.6-41-6.2.2-a | Surface mounted luminaire with 1x60 watt led lamps, With (IP54) | NO | 1 | 1 | 100 | 100 | SC_Apply | محمود رمضان كامل عبد الرؤوف | 1 - Sharaf Al Deen-Generator Shed No.6-41-6.2.2-a | Surface mounted luminaire with 1x60 watt led lamps, With (IP54) | NO | 1 | 175 | 175 | EGP | SC_Apply
Abo Shanab El Agamien _0195 |  | RFQ-00077 | Hussein Nabil | MEP (Electro Mechanical) | 2024-06-05 | تركيب و اختبار الاعمال الكهربلية ( المبانى ) | Approved | 2 - Kariman Sednaoui-Admin Building NO. 6 -39-6.3.2-d | Surface Mounted Luminaire (IP54) With 20W LED lamp. | NO | 1 | 1 | 100 | 100 | SC_Apply | محمود رمضان كامل عبد الرؤوف | 2 - Kariman Sednaoui-Admin Building NO. 6 -39-6.3.2-d | Surface Mounted Luminaire (IP54) With 20W LED lamp. | NO | 1 | 175 | 175 | EGP | SC_Apply
Abo Shanab El Agamien _0195 |  | RFQ-00077 | Hussein Nabil | MEP (Electro Mechanical) | 2024-06-05 | تركيب و اختبار الاعمال الكهربلية ( المبانى ) | Approved | 8 - Abd Al-Qawy Salem&Zaraby-Admin Room NO. 6-38-6.3.2-d | Surface Mounted Luminaire (IP54) With 20W LED lamp. | NO | 1 | 1 | 100 | 100 | SC_Apply | محمود رمضان كامل عبد الرؤوف | 8 - Abd Al-Qawy Salem&Zaraby-Admin Room NO. 6-38-6.3.2-d | Surface Mounted Luminaire (IP54) With 20W LED lamp. | NO | 1 | 175 | 175 | EGP | SC_Apply
Abo Shanab El Agamien _0195 |  | RFQ-00077 | Hussein Nabil | MEP (Electro Mechanical) | 2024-06-05 | تركيب و اختبار الاعمال الكهربلية ( المبانى ) | Approved | 2 - Kariman Sednaoui-Admin Building NO. 6 -39-6.3.2-a | Surface mounted luminaire with 1x60 watt led lamps, With (IP20) | NO | 1 | 1 | 100 | 100 | SC_Apply | محمود رمضان كامل عبد الرؤوف | 2 - Kariman Sednaoui-Admin Building NO. 6 -39-6.3.2-a | Surface mounted luminaire with 1x60 watt led lamps, With (IP20) | NO | 1 | 175 | 175 | EGP | SC_Apply
Abo Shanab El Agamien _0195 |  | RFQ-00077 | Hussein Nabil | MEP (Electro Mechanical) | 2024-06-05 | تركيب و اختبار الاعمال الكهربلية ( المبانى ) | Approved | 8 - Abd Al-Qawy Salem&Zaraby-Guard Room NO. 4-26-4.3.2-b | Ditto As Above But For Maintained Electricity Duration. Provided With Emergency Unit For 3 Hours | NO | 1 | 1 | 100 | 100 | SC_Apply | محمود رمضان كامل عبد الرؤوف | 8 - Abd Al-Qawy Salem&Zaraby-Guard Room NO. 4-26-4.3.2-b | Ditto As Above But For Maintained Electricity Duration. Provided With Emergency Unit For 3 Hours | NO | 1 | 175 | 175 | EGP | SC_Apply
Abo Shanab El Agamien _0195 |  | RFQ-00077 | Hussein Nabil | MEP (Electro Mechanical) | 2024-06-05 | تركيب و اختبار الاعمال الكهربلية ( المبانى ) | Approved | 9 - Seror-Store Building NO. 5-35-5.2.2-c | Enclosed Polycarbonate, Wall Mounting Luminaire IP65 With 20 Watt LED Lamp. | NO | 1 | 1 | 100 | 100 | SC_Apply | محمود رمضان كامل عبد الرؤوف | 9 - Seror-Store Building NO. 5-35-5.2.2-c | Enclosed Polycarbonate, Wall Mounting Luminaire IP65 With 20 Watt LED Lamp. | NO | 1 | 175 | 175 | EGP | SC_Apply
Abo Shanab El Agamien _0195 |  | RFQ-00077 | Hussein Nabil | MEP (Electro Mechanical) | 2024-06-05 | تركيب و اختبار الاعمال الكهربلية ( المبانى ) | Approved | 5 - Tahawi-Guard Room NO. 4-25-4.3.2-c | Enclosed Polycarbonate, Wall Mounting Luminaire IP65 With 20 Watt LED Lamp. | NO | 1 | 1 | 100 | 100 | SC_Apply | محمود رمضان كامل عبد الرؤوف | 5 - Tahawi-Guard Room NO. 4-25-4.3.2-c | Enclosed Polycarbonate, Wall Mounting Luminaire IP65 With 20 Watt LED Lamp. | NO | 1 | 175 | 175 | EGP | SC_Apply
Abo Shanab El Agamien _0195 |  | RFQ-00077 | Hussein Nabil | MEP (Electro Mechanical) | 2024-06-05 | تركيب و اختبار الاعمال الكهربلية ( المبانى ) | Approved | 8 - Abd Al-Qawy Salem&Zaraby-Generator Shed NO. 7 -41-7.2.2-b | Ditto As Above But For Maintained Electricity Duration. Provided With Emergency Unit For 3 Hours | NO | 1 | 1 | 100 | 100 | SC_Apply | محمود رمضان كامل عبد الرؤوف | 8 - Abd Al-Qawy Salem&Zaraby-Generator Shed NO. 7 -41-7.2.2-b | Ditto As Above But For Maintained Electricity Duration. Provided With Emergency Unit For 3 Hours | NO | 1 | 175 | 175 | EGP | SC_Apply
Abo Shanab El Agamien _0195 |  | RFQ-00077 | Hussein Nabil | MEP (Electro Mechanical) | 2024-06-05 | تركيب و اختبار الاعمال الكهربلية ( المبانى ) | Approved | 6 - Huwaydi Village-Generator Shed NO. 7 -40-7.2.2-a | Surface mounted luminaire with 1x60 watt led lamps, With (IP54) | NO | 1 | 1 | 100 | 100 | SC_Apply | محمود رمضان كامل عبد الرؤوف | 6 - Huwaydi Village-Generator Shed NO. 7 -40-7.2.2-a | Surface mounted luminaire with 1x60 watt led lamps, With (IP54) | NO | 1 | 175 | 175 | EGP | SC_Apply
Abo Shanab El Agamien _0195 |  | RFQ-00077 | Hussein Nabil | MEP (Electro Mechanical) | 2024-06-05 | تركيب و اختبار الاعمال الكهربلية ( المبانى ) | Approved | 4 - Al Biltaji-Admin Room NO. 6-39-6.3.2-a | Surface mounted luminaire with 1x60 watt led lamps, With (IP20) | NO | 1 | 1 | 100 | 100 | SC_Apply | محمود رمضان كامل عبد الرؤوف | 4 - Al Biltaji-Admin Room NO. 6-39-6.3.2-a | Surface mounted luminaire with 1x60 watt led lamps, With (IP20) | NO | 1 | 175 | 175 | EGP | SC_Apply
Abo Shanab El Agamien _0195 |  | RFQ-00077 | Hussein Nabil | MEP (Electro Mechanical) | 2024-06-05 | تركيب و اختبار الاعمال الكهربلية ( المبانى ) | Approved | 8 - Abd Al-Qawy Salem&Zaraby-PUMP STATION NO. 3-17-3.2.2-b | Ditto As Above But For Maintained Electricity Duration. Provided With Emergency Unit For 3 Hours. | NO | 1 | 1 | 100 | 100 | SC_Apply | محمود رمضان كامل عبد الرؤوف | 8 - Abd Al-Qawy Salem&Zaraby-PUMP STATION NO. 3-17-3.2.2-b | Ditto As Above But For Maintained Electricity Duration. Provided With Emergency Unit For 3 Hours. | NO | 1 | 175 | 175 | EGP | SC_Apply
Abo Shanab El Agamien _0195 |  | RFQ-00077 | Hussein Nabil | MEP (Electro Mechanical) | 2024-06-05 | تركيب و اختبار الاعمال الكهربلية ( المبانى ) | Approved | 6 - Huwaydi Village- Admin Room NO. 6-37-6.3.2-d | Surface Mounted Luminaire (IP54) With 20W LED lamp. | NO | 1 | 1 | 100 | 100 | SC_Apply | محمود رمضان كامل عبد الرؤوف | 6 - Huwaydi Village- Admin Room NO. 6-37-6.3.2-d | Surface Mounted Luminaire (IP54) With 20W LED lamp. | NO | 1 | 175 | 175 | EGP | SC_Apply
Abo Shanab El Agamien _0195 |  | RFQ-00077 | Hussein Nabil | MEP (Electro Mechanical) | 2024-06-05 | تركيب و اختبار الاعمال الكهربلية ( المبانى ) | Approved | 4 - Al Biltaji-Store Building NO. 5-32-5.2.2-a | Surface mounted luminaire with 1x60 watt led lamps, With (IP20) | NO | 2 | 2 | 100 | 200 | SC_Apply | محمود رمضان كامل عبد الرؤوف | 4 - Al Biltaji-Store Building NO. 5-32-5.2.2-a | Surface mounted luminaire with 1x60 watt led lamps, With (IP20) | NO | 2 | 175 | 350 | EGP | SC_Apply
Abo Shanab El Agamien _0195 |  | RFQ-00077 | Hussein Nabil | MEP (Electro Mechanical) | 2024-06-05 | تركيب و اختبار الاعمال الكهربلية ( المبانى ) | Approved | 4 - Al Biltaji-Store Building NO. 5-32-5.2.2-b | Ditto As Above But For Maintained Electricity Duration. Provided With Emergency Unit For 3 Hours | NO | 1 | 1 | 100 | 100 | SC_Apply | محمود رمضان كامل عبد الرؤوف | 4 - Al Biltaji-Store Building NO. 5-32-5.2.2-b | Ditto As Above But For Maintained Electricity Duration. Provided With Emergency Unit For 3 Hours | NO | 1 | 175 | 175 | EGP | SC_Apply
Abo Shanab El Agamien _0195 |  | RFQ-00077 | Hussein Nabil | MEP (Electro Mechanical) | 2024-06-05 | تركيب و اختبار الاعمال الكهربلية ( المبانى ) | Approved | 5 - Tahawi-Pumping Station NO. 3-16-3.2.1- | Supply, install, connect, test and commission of complete L.V. distribution boards (LP-PS) the price include selectvity study, termination, Identifications, labling, glands, copper luggs as specified and as indicating drawings. System shall be lump sum complete in every respect with all necessary accessories and ancillary works. | NO | 1 | 1 | 2138 | 2138 | SC_Apply | محمود رمضان كامل عبد الرؤوف | 5 - Tahawi-Pumping Station NO. 3-16-3.2.1- | Supply, install, connect, test and commission of complete L.V. distribution boards (LP-PS) the price include selectvity study, termination, Identifications, labling, glands, copper luggs as specified and as indicating drawings. System shall be lump sum complete in every respect with all necessary accessories and ancillary works. | NO | 1 | 3200 | 3200 | EGP | SC_Apply
Abo Shanab El Agamien _0195 |  | RFQ-00077 | Hussein Nabil | MEP (Electro Mechanical) | 2024-06-05 | تركيب و اختبار الاعمال الكهربلية ( المبانى ) | Approved | 1 - Sharaf Al Deen-Store NO. 5-38-5.2.1- | Supply, install, connect, test and commission of complete L.V. distribution boards (LP-ST) the price include selectvity study, termination, Identifications, labling, glands, copper luggs as specified and as indicating drawings. System shall be lump sum complete in every respect with all necessary accessories and ancillary works. | NO | 1 | 1 | 1758 | 1758 | SC_Apply | محمود رمضان كامل عبد الرؤوف | 1 - Sharaf Al Deen-Store NO. 5-38-5.2.1- | Supply, install, connect, test and commission of complete L.V. distribution boards (LP-ST) the price include selectvity study, termination, Identifications, labling, glands, copper luggs as specified and as indicating drawings. System shall be lump sum complete in every respect with all necessary accessories and ancillary works. | NO | 1 | 2200 | 2200 | EGP | SC_Apply
Abo Shanab El Agamien _0195 |  | RFQ-00077 | Hussein Nabil | MEP (Electro Mechanical) | 2024-06-05 | تركيب و اختبار الاعمال الكهربلية ( المبانى ) | Approved | 1 - Sharaf Al Deen-Main Pump Station NO. 3-23-3.2.1- | Supply, install, connect, test and commission of complete L.V. distribution boards (LP-PS) the price include selectvity study, termination, Identifications, labling, glands, copper luggs as specified and as indicating drawings. System shall be lump sum complete in every respect with all necessary accessories and ancillary works. | NO | 1 | 1 | 2138 | 2138 | SC_Apply | محمود رمضان كامل عبد الرؤوف | 1 - Sharaf Al Deen-Main Pump Station NO. 3-23-3.2.1- | Supply, install, connect, test and commission of complete L.V. distribution boards (LP-PS) the price include selectvity study, termination, Identifications, labling, glands, copper luggs as specified and as indicating drawings. System shall be lump sum complete in every respect with all necessary accessories and ancillary works. | NO | 1 | 3200 | 3200 | EGP | SC_Apply
Abo Shanab El Agamien _0195 |  | RFQ-00077 | Hussein Nabil | MEP (Electro Mechanical) | 2024-06-05 | تركيب و اختبار الاعمال الكهربلية ( المبانى ) | Approved | 5 - Tahawi-Store Building NO. 5-30-5.2.1- | Supply, install, connect, test and commission of complete L.V. distribution boards (LP-ST) the price include selectvity study, termination, Identifications, labling, glands, copper luggs as specified and as indicating drawings. System shall be lump sum complete in every respect with all necessary accessories and ancillary works. | NO | 1 | 1 | 2285 | 2285 | SC_Apply | محمود رمضان كامل عبد الرؤوف | 5 - Tahawi-Store Building NO. 5-30-5.2.1- | Supply, install, connect, test and commission of complete L.V. distribution boards (LP-ST) the price include selectvity study, termination, Identifications, labling, glands, copper luggs as specified and as indicating drawings. System shall be lump sum complete in every respect with all necessary accessories and ancillary works. | NO | 1 | 2200 | 2200 | EGP | SC_Apply
Abo Shanab El Agamien _0195 |  | RFQ-00077 | Hussein Nabil | MEP (Electro Mechanical) | 2024-06-05 | تركيب و اختبار الاعمال الكهربلية ( المبانى ) | Approved | 5 - Tahawi-Guard Room NO. 4-25-4.3.1-a | Supply, install, connect, test and commission of complete L.V. distribution boards (LP-GUR-EXT.) the price include circuit breakers, contactors, relays, timers , photocells, push buttons, selectvity study, termination, Identifications ,labling, glands, copper luggs as specified and as indicating drawings. System shall be lump sum complete in every respect with all necessary accessories and ancillary works. | NO | 1 | 1 | 2765 | 2765 | SC_Apply | محمود رمضان كامل عبد الرؤوف | 5 - Tahawi-Guard Room NO. 4-25-4.3.1-a | Supply, install, connect, test and commission of complete L.V. distribution boards (LP-GUR-EXT.) the price include circuit breakers, contactors, relays, timers , photocells, push buttons, selectvity study, termination, Identifications ,labling, glands, copper luggs as specified and as indicating drawings. System shall be lump sum complete in every respect with all necessary accessories and ancillary works. | NO | 1 | 2600 | 2600 | EGP | SC_Apply
Abo Shanab El Agamien _0195 |  | RFQ-00077 | Hussein Nabil | MEP (Electro Mechanical) | 2024-06-05 | تركيب و اختبار الاعمال الكهربلية ( المبانى ) | Approved | 8 - Abd Al-Qawy Salem&Zaraby-PUMP STATION NO. 3-17-3.2.1- | Supply, install, connect, test and commission of complete L.V. distribution boards (LP-PS) the price include selectvity study, termination, Identifications, labling, glands, copper luggs as specified and as indicating drawings. System shall be lump sum complete in every respect with all necessary accessories and ancillary works. | NO | 1 | 1 | 2138 | 2138 | SC_Apply | محمود رمضان كامل عبد الرؤوف | 8 - Abd Al-Qawy Salem&Zaraby-PUMP STATION NO. 3-17-3.2.1- | Supply, install, connect, test and commission of complete L.V. distribution boards (LP-PS) the price include selectvity study, termination, Identifications, labling, glands, copper luggs as specified and as indicating drawings. System shall be lump sum complete in every respect with all necessary accessories and ancillary works. | NO | 1 | 3200 | 3200 | EGP | SC_Apply
Abo Shanab El Agamien _0195 |  | RFQ-00077 | Hussein Nabil | MEP (Electro Mechanical) | 2024-06-05 | تركيب و اختبار الاعمال الكهربلية ( المبانى ) | Approved | 4 - Al Biltaji-Guard Room NO. 4-27-4.3.1-a | Supply, install, connect, test and commission of complete L.V. distribution boards (LP-GUR-EXT.) the price include circuit breakers, contactors, relays, timers , photocells, push buttons, selectvity study, termination, Identifications ,labling, glands, copper luggs as specified and as indicating drawings. System shall be lump sum complete in every respect with all necessary accessories and ancillary works. | NO | 1 | 1 | 2765 | 2765 | SC_Apply | محمود رمضان كامل عبد الرؤوف | 4 - Al Biltaji-Guard Room NO. 4-27-4.3.1-a | Supply, install, connect, test and commission of complete L.V. distribution boards (LP-GUR-EXT.) the price include circuit breakers, contactors, relays, timers , photocells, push buttons, selectvity study, termination, Identifications ,labling, glands, copper luggs as specified and as indicating drawings. System shall be lump sum complete in every respect with all necessary accessories and ancillary works. | NO | 1 | 2600 | 2600 | EGP | SC_Apply
Abo Shanab El Agamien _0195 |  | RFQ-00077 | Hussein Nabil | MEP (Electro Mechanical) | 2024-06-05 | تركيب و اختبار الاعمال الكهربلية ( المبانى ) | Approved | 8 - Abd Al-Qawy Salem&Zaraby-Generator Shed NO. 7 -41-7.2.1-a | Supply, install, connect, test and commission of complete L.V. distribution boards (LP-GEN. SHED) the price include selectvity study, termination, Identifications, labling, glands, copper luggs as specified and as indicating drawings. System shall be lump sum complete in every respect with all necessary accessories and ancillary works. | NO | 1 | 1 | 2000 | 2000 | SC_Apply | محمود رمضان كامل عبد الرؤوف | 8 - Abd Al-Qawy Salem&Zaraby-Generator Shed NO. 7 -41-7.2.1-a | Supply, install, connect, test and commission of complete L.V. distribution boards (LP-GEN. SHED) the price include selectvity study, termination, Identifications, labling, glands, copper luggs as specified and as indicating drawings. System shall be lump sum complete in every respect with all necessary accessories and ancillary works. | NO | 1 | 2200 | 2200 | EGP | SC_Apply
Abo Shanab El Agamien _0195 |  | RFQ-00077 | Hussein Nabil | MEP (Electro Mechanical) | 2024-06-05 | تركيب و اختبار الاعمال الكهربلية ( المبانى ) | Approved | 9 - Seror-Store Building NO. 5-35-5.2.1- | Supply, install, connect, test and commission of complete L.V. distribution boards (LP-ST) the price include selectvity study, termination, Identifications, labling, glands, copper luggs as specified and as indicating drawings. System shall be lump sum complete in every respect with all necessary accessories and ancillary works. | NO | 1 | 1 | 2285 | 2285 | SC_Apply | محمود رمضان كامل عبد الرؤوف | 9 - Seror-Store Building NO. 5-35-5.2.1- | Supply, install, connect, test and commission of complete L.V. distribution boards (LP-ST) the price include selectvity study, termination, Identifications, labling, glands, copper luggs as specified and as indicating drawings. System shall be lump sum complete in every respect with all necessary accessories and ancillary works. | NO | 1 | 2200 | 2200 | EGP | SC_Apply
Abo Shanab El Agamien _0195 |  | RFQ-00077 | Hussein Nabil | MEP (Electro Mechanical) | 2024-06-05 | تركيب و اختبار الاعمال الكهربلية ( المبانى ) | Approved | 6 - Huwaydi Village-Pumping Station NO. 3-16-3.2.1- | Supply, install, connect, test and commission of complete L.V. distribution boards (LP-PS) the price include selectvity study, termination, Identifications, labling, glands, copper luggs as specified and as indicating drawings. System shall be lump sum complete in every respect with all necessary accessories and ancillary works. | NO | 1 | 1 | 2138 | 2138 | SC_Apply | محمود رمضان كامل عبد الرؤوف | 6 - Huwaydi Village-Pumping Station NO. 3-16-3.2.1- | Supply, install, connect, test and commission of complete L.V. distribution boards (LP-PS) the price include selectvity study, termination, Identifications, labling, glands, copper luggs as specified and as indicating drawings. System shall be lump sum complete in every respect with all necessary accessories and ancillary works. | NO | 1 | 3200 | 3200 | EGP | SC_Apply
Abo Shanab El Agamien _0195 |  | RFQ-00077 | Hussein Nabil | MEP (Electro Mechanical) | 2024-06-05 | تركيب و اختبار الاعمال الكهربلية ( المبانى ) | Approved | 2 - Kariman Sednaoui-Admin Building NO. 6 -39-6.3.1-a | Supply, install, connect, test and commission of complete L.V. distribution boards (LP-ADMIN.) the price include selectvity study, termination, Identifications, labling, glands, copper luggs as specified and as indicating drawings. System shall be lump sum complete in every respect with all necessary accessories and ancillary works. | NO | 1 | 1 | 2285 | 2285 | SC_Apply | محمود رمضان كامل عبد الرؤوف | 2 - Kariman Sednaoui-Admin Building NO. 6 -39-6.3.1-a | Supply, install, connect, test and commission of complete L.V. distribution boards (LP-ADMIN.) the price include selectvity study, termination, Identifications, labling, glands, copper luggs as specified and as indicating drawings. System shall be lump sum complete in every respect with all necessary accessories and ancillary works. | NO | 1 | 2200 | 2200 | EGP | SC_Apply
Abo Shanab El Agamien _0195 |  | RFQ-00077 | Hussein Nabil | MEP (Electro Mechanical) | 2024-06-05 | تركيب و اختبار الاعمال الكهربلية ( المبانى ) | Approved | 2 - Kariman Sednaoui-Main Pump Station NO. 3-17-3.2.1- | Supply, install, connect, test and commission of complete L.V. distribution boards (LP-PS) the price include selectivity study, termination, Identifications, labling, glands, copper luggs as specified and as indicating drawings. System shall be lump sum complete in every respect with all necessary accessories and ancillary works. | NO | 1 | 1 | 2138 | 2138 | SC_Apply | محمود رمضان كامل عبد الرؤوف | 2 - Kariman Sednaoui-Main Pump Station NO. 3-17-3.2.1- | Supply, install, connect, test and commission of complete L.V. distribution boards (LP-PS) the price include selectivity study, termination, Identifications, labling, glands, copper luggs as specified and as indicating drawings. System shall be lump sum complete in every respect with all necessary accessories and ancillary works. | NO | 1 | 3200 | 3200 | EGP | SC_Apply
Abo Shanab El Agamien _0195 |  | RFQ-00077 | Hussein Nabil | MEP (Electro Mechanical) | 2024-06-05 | تركيب و اختبار الاعمال الكهربلية ( المبانى ) | Approved | 5 - Tahawi-Generator Shed NO. 7 -40-7.2.1-a | Supply, install, connect, test and commission of complete L.V. distribution boards (LP-GEN. SHED) the price include selectvity study, termination, Identifications, labling, glands, copper luggs as specified and as indicating drawings. System shall be lump sum complete in every respect with all necessary accessories and ancillary works. | NO | 1 | 1 | 2000 | 2000 | SC_Apply | محمود رمضان كامل عبد الرؤوف | 5 - Tahawi-Generator Shed NO. 7 -40-7.2.1-a | Supply, install, connect, test and commission of complete L.V. distribution boards (LP-GEN. SHED) the price include selectvity study, termination, Identifications, labling, glands, copper luggs as specified and as indicating drawings. System shall be lump sum complete in every respect with all necessary accessories and ancillary works. | NO | 1 | 2200 | 2200 | EGP | SC_Apply
Abo Shanab El Agamien _0195 |  | RFQ-00077 | Hussein Nabil | MEP (Electro Mechanical) | 2024-06-05 | تركيب و اختبار الاعمال الكهربلية ( المبانى ) | Approved | 9 - Seror-Generator Shed NO. 7 -46-7.2.1-a | Supply, install, connect, test and commission of complete L.V. distribution boards (LP-GEN. SHED) the price include selectvity study, termination, Identifications, labling, glands, copper luggs as specified and as indicating drawings. System shall be lump sum complete in every respect with all necessary accessories and ancillary works. | NO | 1 | 1 | 2000 | 2000 | SC_Apply | محمود رمضان كامل عبد الرؤوف | 9 - Seror-Generator Shed NO. 7 -46-7.2.1-a | Supply, install, connect, test and commission of complete L.V. distribution boards (LP-GEN. SHED) the price include selectvity study, termination, Identifications, labling, glands, copper luggs as specified and as indicating drawings. System shall be lump sum complete in every respect with all necessary accessories and ancillary works. | NO | 1 | 2200 | 2200 | EGP | SC_Apply
Abo Shanab El Agamien _0195 |  | RFQ-00077 | Hussein Nabil | MEP (Electro Mechanical) | 2024-06-05 | تركيب و اختبار الاعمال الكهربلية ( المبانى ) | Approved | 1 - Sharaf Al Deen-Main Pump Station NO. 3-23-3.2.4-b | Industrial Single Phase Switched Power Socket 220v, 25A, 2-pin Type Complete With Earthing Contact And Cover. | NO | 1 | 1 | 240 | 240 | SC_Apply | محمود رمضان كامل عبد الرؤوف | 1 - Sharaf Al Deen-Main Pump Station NO. 3-23-3.2.4-b | Industrial Single Phase Switched Power Socket 220v, 25A, 2-pin Type Complete With Earthing Contact And Cover. | NO | 1 | 450 | 450 | EGP | SC_Apply
Abo Shanab El Agamien _0195 |  | RFQ-00077 | Hussein Nabil | MEP (Electro Mechanical) | 2024-06-05 | تركيب و اختبار الاعمال الكهربلية ( المبانى ) | Approved | 6 - Huwaydi Village-Pumping Station NO. 3-16-3.2.4-a | Single Phase Switched Socket 220v, 16A, 2-pin Type Complete With Earthing Contact. | NO | 2 | 2 | 240 | 480 | SC_Apply | محمود رمضان كامل عبد الرؤوف | 6 - Huwaydi Village-Pumping Station NO. 3-16-3.2.4-a | Single Phase Switched Socket 220v, 16A, 2-pin Type Complete With Earthing Contact. | NO | 2 | 375 | 750 | EGP | SC_Apply
Abo Shanab El Agamien _0195 |  | RFQ-00077 | Hussein Nabil | MEP (Electro Mechanical) | 2024-06-05 | تركيب و اختبار الاعمال الكهربلية ( المبانى ) | Approved | 2 - Kariman Sednaoui-Admin Building NO. 6 -39-6.3.4-b | Single Phase Switched waterproof Socket, 220V, 16A, 3 Pin Complete With Cover (IP55) | NO | 1 | 1 | 240 | 240 | SC_Apply | محمود رمضان كامل عبد الرؤوف | 2 - Kariman Sednaoui-Admin Building NO. 6 -39-6.3.4-b | Single Phase Switched waterproof Socket, 220V, 16A, 3 Pin Complete With Cover (IP55) | NO | 1 | 400 | 400 | EGP | SC_Apply
Abo Shanab El Agamien _0195 |  | RFQ-00077 | Hussein Nabil | MEP (Electro Mechanical) | 2024-06-05 | تركيب و اختبار الاعمال الكهربلية ( المبانى ) | Approved | 9 - Seror-Guard Room NO. 4-29-4.3.4-a | Single Phase Switched Socket 220v, 16A, 2-pin Type Complete With Earthing Contact. | NO | 3 | 3 | 240 | 720 | SC_Apply | محمود رمضان كامل عبد الرؤوف | 9 - Seror-Guard Room NO. 4-29-4.3.4-a | Single Phase Switched Socket 220v, 16A, 2-pin Type Complete With Earthing Contact. | NO | 3 | 375 | 1125 | EGP | SC_Apply
Abo Shanab El Agamien _0195 |  | RFQ-00077 | Hussein Nabil | MEP (Electro Mechanical) | 2024-06-05 | تركيب و اختبار الاعمال الكهربلية ( المبانى ) | Approved | 5 - Tahawi-Pumping Station NO. 3-16-3.2.4-b | Industrial Single Phase Switched Power Socket 220v, 25A, 2-pin Type Complete With Earthing Contact And Cover. | NO | 1 | 1 | 240 | 240 | SC_Apply | محمود رمضان كامل عبد الرؤوف | 5 - Tahawi-Pumping Station NO. 3-16-3.2.4-b | Industrial Single Phase Switched Power Socket 220v, 25A, 2-pin Type Complete With Earthing Contact And Cover. | NO | 1 | 450 | 450 | EGP | SC_Apply
Abo Shanab El Agamien _0195 |  | RFQ-00077 | Hussein Nabil | MEP (Electro Mechanical) | 2024-06-05 | تركيب و اختبار الاعمال الكهربلية ( المبانى ) | Approved | 8 - Abd Al-Qawy Salem&Zaraby-Guard Room NO. 4-26-4.3.4-a | Single Phase Switched Socket 220v, 16A, 2-pin Type Complete With Earthing Contact. | NO | 3 | 3 | 240 | 720 | SC_Apply | محمود رمضان كامل عبد الرؤوف | 8 - Abd Al-Qawy Salem&Zaraby-Guard Room NO. 4-26-4.3.4-a | Single Phase Switched Socket 220v, 16A, 2-pin Type Complete With Earthing Contact. | NO | 3 | 375 | 1125 | EGP | SC_Apply
Abo Shanab El Agamien _0195 |  | RFQ-00077 | Hussein Nabil | MEP (Electro Mechanical) | 2024-06-05 | تركيب و اختبار الاعمال الكهربلية ( المبانى ) | Approved | 4 - Al Biltaji-Store Building NO. 5-32-5.2.4-a | Single Phase Switched Socket 220v, 16A, 2-pin Type Complete With Earthing Contact. | NO | 3 | 3 | 240 | 720 | SC_Apply | محمود رمضان كامل عبد الرؤوف | 4 - Al Biltaji-Store Building NO. 5-32-5.2.4-a | Single Phase Switched Socket 220v, 16A, 2-pin Type Complete With Earthing Contact. | NO | 3 | 375 | 1125 | EGP | SC_Apply
Abo Shanab El Agamien _0195 |  | RFQ-00077 | Hussein Nabil | MEP (Electro Mechanical) | 2024-06-05 | تركيب و اختبار الاعمال الكهربلية ( المبانى ) | Approved | 8 - Abd Al-Qawy Salem&Zaraby-Store Building NO. 5-31-5.2.4-a | Single Phase Switched Socket 220v, 16A, 2-pin Type Complete With Earthing Contact. | NO | 3 | 3 | 240 | 720 | SC_Apply | محمود رمضان كامل عبد الرؤوف | 8 - Abd Al-Qawy Salem&Zaraby-Store Building NO. 5-31-5.2.4-a | Single Phase Switched Socket 220v, 16A, 2-pin Type Complete With Earthing Contact. | NO | 3 | 375 | 1125 | EGP | SC_Apply
Abo Shanab El Agamien _0195 |  | RFQ-00077 | Hussein Nabil | MEP (Electro Mechanical) | 2024-06-05 | تركيب و اختبار الاعمال الكهربلية ( المبانى ) | Approved | 9 - Seror-Guard Room NO. 4-29-4.3.4-b | Single Phase Switched waterproof Socket, 220V, 16A, 3 Pin Complete With Cover (IP55) | NO | 1 | 1 | 240 | 240 | SC_Apply | محمود رمضان كامل عبد الرؤوف | 9 - Seror-Guard Room NO. 4-29-4.3.4-b | Single Phase Switched waterproof Socket, 220V, 16A, 3 Pin Complete With Cover (IP55) | NO | 1 | 400 | 400 | EGP | SC_Apply
Abo Shanab El Agamien _0195 |  | RFQ-00077 | Hussein Nabil | MEP (Electro Mechanical) | 2024-06-05 | تركيب و اختبار الاعمال الكهربلية ( المبانى ) | Approved | 4 - Al Biltaji-Pumping Station NO. 3-18-3.2.4-a | Single Phase Switched Socket 220v, 16A, 2-pin Type Complete With Earthing Contact. | NO | 2 | 2 | 240 | 480 | SC_Apply | محمود رمضان كامل عبد الرؤوف | 4 - Al Biltaji-Pumping Station NO. 3-18-3.2.4-a | Single Phase Switched Socket 220v, 16A, 2-pin Type Complete With Earthing Contact. | NO | 2 | 375 | 750 | EGP | SC_Apply
Abo Shanab El Agamien _0195 |  | RFQ-00077 | Hussein Nabil | MEP (Electro Mechanical) | 2024-06-05 | تركيب و اختبار الاعمال الكهربلية ( المبانى ) | Approved | 8 - Abd Al-Qawy Salem&Zaraby-Guard Room NO. 4-26-4.3.4-b | Single Phase Switched waterproof Socket, 220V, 16A, 3 Pin Complete With Cover (IP55) | NO | 1 | 1 | 240 | 240 | SC_Apply | محمود رمضان كامل عبد الرؤوف | 8 - Abd Al-Qawy Salem&Zaraby-Guard Room NO. 4-26-4.3.4-b | Single Phase Switched waterproof Socket, 220V, 16A, 3 Pin Complete With Cover (IP55) | NO | 1 | 400 | 400 | EGP | SC_Apply
Abo Shanab El Agamien _0195 |  | RFQ-00077 | Hussein Nabil | MEP (Electro Mechanical) | 2024-06-05 | تركيب و اختبار الاعمال الكهربلية ( المبانى ) | Approved | 9 - Seror-Admin Room NO. 6-42-6.3.4-b | Single Phase Switched waterproof Socket, 220V, 16A, 3 Pin Complete With Cover (IP55) | NO | 1 | 1 | 240 | 240 | SC_Apply | محمود رمضان كامل عبد الرؤوف | 9 - Seror-Admin Room NO. 6-42-6.3.4-b | Single Phase Switched waterproof Socket, 220V, 16A, 3 Pin Complete With Cover (IP55) | NO | 1 | 400 | 400 | EGP | SC_Apply
Abo Shanab El Agamien _0195 |  | RFQ-00077 | Hussein Nabil | MEP (Electro Mechanical) | 2024-06-05 | تركيب و اختبار الاعمال الكهربلية ( المبانى ) | Approved | 5 - Tahawi-Guard Room NO. 4-25-4.3.4-b | Single Phase Switched waterproof Socket, 220V, 16A, 3 Pin Complete With Cover (IP55) | NO | 1 | 1 | 240 | 240 | SC_Apply | محمود رمضان كامل عبد الرؤوف | 5 - Tahawi-Guard Room NO. 4-25-4.3.4-b | Single Phase Switched waterproof Socket, 220V, 16A, 3 Pin Complete With Cover (IP55) | NO | 1 | 400 | 400 | EGP | SC_Apply
Abo Shanab El Agamien _0195 |  | RFQ-00077 | Hussein Nabil | MEP (Electro Mechanical) | 2024-06-05 | تركيب و اختبار الاعمال الكهربلية ( المبانى ) | Approved | 5 - Tahawi-Pumping Station NO. 3-16-3.2.4-a | Single Phase Switched Socket 220v, 16A, 2-pin Type Complete With Earthing Contact. | NO | 2 | 2 | 240 | 480 | SC_Apply | محمود رمضان كامل عبد الرؤوف | 5 - Tahawi-Pumping Station NO. 3-16-3.2.4-a | Single Phase Switched Socket 220v, 16A, 2-pin Type Complete With Earthing Contact. | NO | 2 | 375 | 750 | EGP | SC_Apply
Abo Shanab El Agamien _0195 |  | RFQ-00077 | Hussein Nabil | MEP (Electro Mechanical) | 2024-06-05 | تركيب و اختبار الاعمال الكهربلية ( المبانى ) | Approved | 8 - Abd Al-Qawy Salem&Zaraby-PUMP STATION NO. 3-17-3.2.4-a | Single Phase Switched Socket 220v, 16A, 2-pin Type Complete With Earthing Contact. | NO | 2 | 2 | 240 | 480 | SC_Apply | محمود رمضان كامل عبد الرؤوف | 8 - Abd Al-Qawy Salem&Zaraby-PUMP STATION NO. 3-17-3.2.4-a | Single Phase Switched Socket 220v, 16A, 2-pin Type Complete With Earthing Contact. | NO | 2 | 375 | 750 | EGP | SC_Apply
Abo Shanab El Agamien _0195 |  | RFQ-00077 | Hussein Nabil | MEP (Electro Mechanical) | 2024-06-05 | تركيب و اختبار الاعمال الكهربلية ( المبانى ) | Approved | 5 - Tahawi-Admin Room NO. 6-37-6.3.4-b | Single Phase Switched waterproof Socket, 220V, 16A, 3 Pin Complete With Cover (IP55) | NO | 1 | 1 | 240 | 240 | SC_Apply | محمود رمضان كامل عبد الرؤوف | 5 - Tahawi-Admin Room NO. 6-37-6.3.4-b | Single Phase Switched waterproof Socket, 220V, 16A, 3 Pin Complete With Cover (IP55) | NO | 1 | 400 | 400 | EGP | SC_Apply
Abo Shanab El Agamien _0195 |  | RFQ-00077 | Hussein Nabil | MEP (Electro Mechanical) | 2024-06-05 | تركيب و اختبار الاعمال الكهربلية ( المبانى ) | Approved | 4 - Al Biltaji-Pumping Station NO. 3-18-3.2.4-c | Industrial Three Phase Switched Socket 380v, 32A, 4-pin Type Complete With Earthing Contact And Plug, Totally Enclosed (IP54). | NO | 1 | 1 | 285 | 285 | SC_Apply | محمود رمضان كامل عبد الرؤوف | 4 - Al Biltaji-Pumping Station NO. 3-18-3.2.4-c | Industrial Three Phase Switched Socket 380v, 32A, 4-pin Type Complete With Earthing Contact And Plug, Totally Enclosed (IP54). | NO | 1 | 500 | 500 | EGP | SC_Apply
Abo Shanab El Agamien _0195 |  | RFQ-00077 | Hussein Nabil | MEP (Electro Mechanical) | 2024-06-05 | تركيب و اختبار الاعمال الكهربلية ( المبانى ) | Approved | 7 - Raslan & Mokhtar Eissa-Pumping Station NO. 3-18-3.2.4-c | Industrial Three Phase Switched Socket 380v, 32A, 4-pin Type Complete With Earthing Contact And Plug, Totally Enclosed (IP54). | NO | 1 | 1 | 285 | 285 | SC_Apply | محمود رمضان كامل عبد الرؤوف | 7 - Raslan & Mokhtar Eissa-Pumping Station NO. 3-18-3.2.4-c | Industrial Three Phase Switched Socket 380v, 32A, 4-pin Type Complete With Earthing Contact And Plug, Totally Enclosed (IP54). | NO | 1 | 500 | 500 | EGP | SC_Apply
Abo Shanab El Agamien _0195 |  | RFQ-00077 | Hussein Nabil | MEP (Electro Mechanical) | 2024-06-05 | تركيب و اختبار الاعمال الكهربلية ( المبانى ) | Approved | 2 - Kariman Sednaoui-Main Pump Station NO. 3-17-3.2.4-c | Industrial Three Phase Switched Socket 380v, 32A, 4-pin Type Complete With Earthing Contact And Plug, Totally Enclosed (IP54). | NO | 1 | 1 | 285 | 285 | SC_Apply | محمود رمضان كامل عبد الرؤوف | 2 - Kariman Sednaoui-Main Pump Station NO. 3-17-3.2.4-c | Industrial Three Phase Switched Socket 380v, 32A, 4-pin Type Complete With Earthing Contact And Plug, Totally Enclosed (IP54). | NO | 1 | 500 | 500 | EGP | SC_Apply
Abo Shanab El Agamien _0195 |  | RFQ-00077 | Hussein Nabil | MEP (Electro Mechanical) | 2024-06-05 | تركيب و اختبار الاعمال الكهربلية ( المبانى ) | Approved | 1 - Sharaf Al Deen-Main Pump Station NO. 3-23-3.2.4-c | Industrial Three Phase Switched Socket 380v, 32A, 4-pin Type Complete With Earthing Contact And Plug, Totally Enclosed (IP54). | NO | 1 | 1 | 285 | 285 | SC_Apply | محمود رمضان كامل عبد الرؤوف | 1 - Sharaf Al Deen-Main Pump Station NO. 3-23-3.2.4-c | Industrial Three Phase Switched Socket 380v, 32A, 4-pin Type Complete With Earthing Contact And Plug, Totally Enclosed (IP54). | NO | 1 | 500 | 500 | EGP | SC_Apply
Abo Shanab El Agamien _0195 |  | RFQ-00077 | Hussein Nabil | MEP (Electro Mechanical) | 2024-06-05 | تركيب و اختبار الاعمال الكهربلية ( المبانى ) | Approved | 5 - Tahawi-Pumping Station NO. 3-16-3.2.4-c | Industrial Three Phase Switched Socket 380v, 32A, 4-pin Type Complete With Earthing Contact And Plug, Totally Enclosed (IP54). | NO | 1 | 1 | 285 | 285 | SC_Apply | محمود رمضان كامل عبد الرؤوف | 5 - Tahawi-Pumping Station NO. 3-16-3.2.4-c | Industrial Three Phase Switched Socket 380v, 32A, 4-pin Type Complete With Earthing Contact And Plug, Totally Enclosed (IP54). | NO | 1 | 500 | 500 | EGP | SC_Apply
Abo Shanab El Agamien _0195 |  | RFQ-00077 | Hussein Nabil | MEP (Electro Mechanical) | 2024-06-05 | تركيب و اختبار الاعمال الكهربلية ( المبانى ) | Approved | 9 - Seror-Pumping Station NO. 3-20-3.2.4-c | Industrial Three Phase Switched Socket 380v, 32A, 4-pin Type Complete With Earthing Contact And Plug, Totally Enclosed (IP54). | NO | 1 | 1 | 285 | 285 | SC_Apply | محمود رمضان كامل عبد الرؤوف | 9 - Seror-Pumping Station NO. 3-20-3.2.4-c | Industrial Three Phase Switched Socket 380v, 32A, 4-pin Type Complete With Earthing Contact And Plug, Totally Enclosed (IP54). | NO | 1 | 500 | 500 | EGP | SC_Apply
Abo Shanab El Agamien _0195 |  | RFQ-00077 | Hussein Nabil | MEP (Electro Mechanical) | 2024-06-05 | تركيب و اختبار الاعمال الكهربلية ( المبانى ) | Approved | 6 - Huwaydi Village-Pumping Station NO. 3-16-3.2.4-c | Industrial Three Phase Switched Socket 380v, 32A, 4-pin Type Complete With Earthing Contact And Plug, Totally Enclosed (IP54). | NO | 1 | 1 | 285 | 285 | SC_Apply | محمود رمضان كامل عبد الرؤوف | 6 - Huwaydi Village-Pumping Station NO. 3-16-3.2.4-c | Industrial Three Phase Switched Socket 380v, 32A, 4-pin Type Complete With Earthing Contact And Plug, Totally Enclosed (IP54). | NO | 1 | 500 | 500 | EGP | SC_Apply
Abo Shanab El Agamien _0195 |  | RFQ-00077 | Hussein Nabil | MEP (Electro Mechanical) | 2024-06-05 | تركيب و اختبار الاعمال الكهربلية ( المبانى ) | Approved | 8 - Abd Al-Qawy Salem&Zaraby-PUMP STATION NO. 3-17-3.2.4-c | Industrial Three Phase Switched Socket 380v, 32A, 4-pin Type Complete With Earthing Contact And Plug, Totally Enclosed (IP54). | NO | 1 | 1 | 285 | 285 | SC_Apply | محمود رمضان كامل عبد الرؤوف | 8 - Abd Al-Qawy Salem&Zaraby-PUMP STATION NO. 3-17-3.2.4-c | Industrial Three Phase Switched Socket 380v, 32A, 4-pin Type Complete With Earthing Contact And Plug, Totally Enclosed (IP54). | NO | 1 | 500 | 500 | EGP | SC_Apply
Abo Shanab El Agamien _0195 |  | RFQ-00077 | Hussein Nabil | MEP (Electro Mechanical) | 2024-06-05 | تركيب و اختبار الاعمال الكهربلية ( المبانى ) | Approved | 2 - Kariman Sednaoui-Store NO. 5-32-5.2.5-a | Wall Mounted Exhaust Fan Outlet. | NO | 1 | 1 | 300 | 300 | SC_Apply | محمود رمضان كامل عبد الرؤوف | 2 - Kariman Sednaoui-Store NO. 5-32-5.2.5-a | Wall Mounted Exhaust Fan Outlet. | NO | 1 | 500 | 500 | EGP | SC_Apply
Abo Shanab El Agamien _0195 |  | RFQ-00077 | Hussein Nabil | MEP (Electro Mechanical) | 2024-06-05 | تركيب و اختبار الاعمال الكهربلية ( المبانى ) | Approved | 7 - Raslan & Mokhtar Eissa-Guard Room NO. 4-30-4.3.5-b | Lighting outlets. | NO | 5 | 5 | 120 | 600 | SC_Apply | محمود رمضان كامل عبد الرؤوف | 7 - Raslan & Mokhtar Eissa-Guard Room NO. 4-30-4.3.5-b | Lighting outlets. | NO | 5 | 450 | 2250 | EGP | SC_Apply
Abo Shanab El Agamien _0195 |  | RFQ-00077 | Hussein Nabil | MEP (Electro Mechanical) | 2024-06-05 | تركيب و اختبار الاعمال الكهربلية ( المبانى ) | Approved | 2 - Kariman Sednaoui-Guard room NO. 4-27-4.3.5-b | Lighting outlets. | NO | 5 | 5 | 120 | 600 | SC_Apply | محمود رمضان كامل عبد الرؤوف | 2 - Kariman Sednaoui-Guard room NO. 4-27-4.3.5-b | Lighting outlets. | NO | 5 | 450 | 2250 | EGP | SC_Apply
Abo Shanab El Agamien _0195 |  | RFQ-00077 | Hussein Nabil | MEP (Electro Mechanical) | 2024-06-05 | تركيب و اختبار الاعمال الكهربلية ( المبانى ) | Approved | 8 - Abd Al-Qawy Salem&Zaraby-PUMP STATION NO. 3-17-3.2.2-d | Ditto As Above But For Maintained Electricity Duration. Provided With Emergency Unit For 3 Hours | NO | 1 | 1 | 100 | 100 | SC_Apply | محمود رمضان كامل عبد الرؤوف | 8 - Abd Al-Qawy Salem&Zaraby-PUMP STATION NO. 3-17-3.2.2-d | Ditto As Above But For Maintained Electricity Duration. Provided With Emergency Unit For 3 Hours | NO | 1 | 175 | 175 | EGP | SC_Apply
Abo Shanab El Agamien _0195 |  | RFQ-00077 | Hussein Nabil | MEP (Electro Mechanical) | 2024-06-05 | تركيب و اختبار الاعمال الكهربلية ( المبانى ) | Approved | 8 - Abd Al-Qawy Salem&Zaraby-Guard Room NO. 4-26-4.3.2-d | Surface Mounted Luminaire (IP54) With 20W LED lamp. | NO | 2 | 2 | 100 | 200 | SC_Apply | محمود رمضان كامل عبد الرؤوف | 8 - Abd Al-Qawy Salem&Zaraby-Guard Room NO. 4-26-4.3.2-d | Surface Mounted Luminaire (IP54) With 20W LED lamp. | NO | 2 | 175 | 350 | EGP | SC_Apply
Abo Shanab El Agamien _0195 |  | RFQ-00077 | Hussein Nabil | MEP (Electro Mechanical) | 2024-06-05 | تركيب و اختبار الاعمال الكهربلية ( المبانى ) | Approved | 4 - Al Biltaji-Guard Room NO. 4-27-4.3.2-d | Surface Mounted Luminaire (IP54) With 20W LED lamp. | NO | 2 | 2 | 100 | 200 | SC_Apply | محمود رمضان كامل عبد الرؤوف | 4 - Al Biltaji-Guard Room NO. 4-27-4.3.2-d | Surface Mounted Luminaire (IP54) With 20W LED lamp. | NO | 2 | 175 | 350 | EGP | SC_Apply
Abo Shanab El Agamien _0195 |  | RFQ-00077 | Hussein Nabil | MEP (Electro Mechanical) | 2024-06-05 | تركيب و اختبار الاعمال الكهربلية ( المبانى ) | Approved | 2 - Kariman Sednaoui-Admin Building NO. 6 -39-6.3.2-b | Ditto As Above But For Maintained Electricity Duration. Provided With Emergency Unit For 3 Hours | NO | 1 | 1 | 100 | 100 | SC_Apply | محمود رمضان كامل عبد الرؤوف | 2 - Kariman Sednaoui-Admin Building NO. 6 -39-6.3.2-b | Ditto As Above But For Maintained Electricity Duration. Provided With Emergency Unit For 3 Hours | NO | 1 | 175 | 175 | EGP | SC_Apply
Abo Shanab El Agamien _0195 |  | RFQ-00077 | Hussein Nabil | MEP (Electro Mechanical) | 2024-06-05 | تركيب و اختبار الاعمال الكهربلية ( المبانى ) | Approved | 7 - Raslan & Mokhtar Eissa-Guard Room NO. 4-30-4.3.2-a | Surface mounted luminaire with 1x60 watt led lamps, With (IP20) | NO | 1 | 1 | 100 | 100 | SC_Apply | محمود رمضان كامل عبد الرؤوف | 7 - Raslan & Mokhtar Eissa-Guard Room NO. 4-30-4.3.2-a | Surface mounted luminaire with 1x60 watt led lamps, With (IP20) | NO | 1 | 175 | 175 | EGP | SC_Apply
Abo Shanab El Agamien _0195 |  | RFQ-00077 | Hussein Nabil | MEP (Electro Mechanical) | 2024-06-05 | تركيب و اختبار الاعمال الكهربلية ( المبانى ) | Approved | 2 - Kariman Sednaoui-Guard room NO. 4-27-4.3.2-d | Surface Mounted Luminaire (IP54) With 20W LED lamp. | NO | 2 | 2 | 100 | 200 | SC_Apply | محمود رمضان كامل عبد الرؤوف | 2 - Kariman Sednaoui-Guard room NO. 4-27-4.3.2-d | Surface Mounted Luminaire (IP54) With 20W LED lamp. | NO | 2 | 175 | 350 | EGP | SC_Apply
Abo Shanab El Agamien _0195 |  | RFQ-00077 | Hussein Nabil | MEP (Electro Mechanical) | 2024-06-05 | تركيب و اختبار الاعمال الكهربلية ( المبانى ) | Approved | 6 - Huwaydi Village- Admin Room NO. 6-37-6.3.2-c | Enclosed Polycarbonate, Wall Mounting Luminaire IP65 With 20 Watt LED Lamp. | NO | 1 | 1 | 100 | 100 | SC_Apply | محمود رمضان كامل عبد الرؤوف | 6 - Huwaydi Village- Admin Room NO. 6-37-6.3.2-c | Enclosed Polycarbonate, Wall Mounting Luminaire IP65 With 20 Watt LED Lamp. | NO | 1 | 175 | 175 | EGP | SC_Apply
Abo Shanab El Agamien _0195 |  | RFQ-00077 | Hussein Nabil | MEP (Electro Mechanical) | 2024-06-05 | تركيب و اختبار الاعمال الكهربلية ( المبانى ) | Approved | 1 - Sharaf Al Deen-Guard room NO. 4-33-4.3.2-d | Surface Mounted Luminaire (IP54) With 20W LED lamp. | NO | 2 | 2 | 100 | 200 | SC_Apply | محمود رمضان كامل عبد الرؤوف | 1 - Sharaf Al Deen-Guard room NO. 4-33-4.3.2-d | Surface Mounted Luminaire (IP54) With 20W LED lamp. | NO | 2 | 175 | 350 | EGP | SC_Apply
Abo Shanab El Agamien _0195 |  | RFQ-00077 | Hussein Nabil | MEP (Electro Mechanical) | 2024-06-05 | تركيب و اختبار الاعمال الكهربلية ( المبانى ) | Approved | 5 - Tahawi-Store Building NO. 5-30-5.2.2-b | Ditto As Above But For Maintained Electricity Duration. Provided With Emergency Unit For 3 Hours | NO | 1 | 1 | 100 | 100 | SC_Apply | محمود رمضان كامل عبد الرؤوف | 5 - Tahawi-Store Building NO. 5-30-5.2.2-b | Ditto As Above But For Maintained Electricity Duration. Provided With Emergency Unit For 3 Hours | NO | 1 | 175 | 175 | EGP | SC_Apply
Abo Shanab El Agamien _0195 |  | RFQ-00077 | Hussein Nabil | MEP (Electro Mechanical) | 2024-06-05 | تركيب و اختبار الاعمال الكهربلية ( المبانى ) | Approved | 8 - Abd Al-Qawy Salem&Zaraby-PUMP STATION NO. 3-17-3.2.2-f | Enclosed Polycarbonate, Wall Mounting Luminaire IP65 With 20 Watt LED Lamp. | NO | 1 | 1 | 100 | 100 | SC_Apply | محمود رمضان كامل عبد الرؤوف | 8 - Abd Al-Qawy Salem&Zaraby-PUMP STATION NO. 3-17-3.2.2-f | Enclosed Polycarbonate, Wall Mounting Luminaire IP65 With 20 Watt LED Lamp. | NO | 1 | 175 | 175 | EGP | SC_Apply
Abo Shanab El Agamien _0195 |  | RFQ-00077 | Hussein Nabil | MEP (Electro Mechanical) | 2024-06-05 | تركيب و اختبار الاعمال الكهربلية ( المبانى ) | Approved | 4 - Al Biltaji-Store Building NO. 5-32-5.2.2-c | Enclosed Polycarbonate, Wall Mounting Luminaire IP65 With 20 Watt LED Lamp. | NO | 1 | 1 | 100 | 100 | SC_Apply | محمود رمضان كامل عبد الرؤوف | 4 - Al Biltaji-Store Building NO. 5-32-5.2.2-c | Enclosed Polycarbonate, Wall Mounting Luminaire IP65 With 20 Watt LED Lamp. | NO | 1 | 175 | 175 | EGP | SC_Apply
Abo Shanab El Agamien _0195 |  | RFQ-00077 | Hussein Nabil | MEP (Electro Mechanical) | 2024-06-05 | تركيب و اختبار الاعمال الكهربلية ( المبانى ) | Approved | 4 - Al Biltaji-Admin Room NO. 6-39-6.3.2-c | Enclosed Polycarbonate, Wall Mounting Luminaire IP65 With 20 Watt LED Lamp. | NO | 1 | 1 | 100 | 100 | SC_Apply | محمود رمضان كامل عبد الرؤوف | 4 - Al Biltaji-Admin Room NO. 6-39-6.3.2-c | Enclosed Polycarbonate, Wall Mounting Luminaire IP65 With 20 Watt LED Lamp. | NO | 1 | 175 | 175 | EGP | SC_Apply
Abo Shanab El Agamien _0195 |  | RFQ-00077 | Hussein Nabil | MEP (Electro Mechanical) | 2024-06-05 | تركيب و اختبار الاعمال الكهربلية ( المبانى ) | Approved | 9 - Seror-Pumping Station NO. 3-20-3.2.2-d | Ditto As Above But For Maintained Electricity Duration. Provided With Emergency Unit For 3 Hours | NO | 1 | 1 | 100 | 100 | SC_Apply | محمود رمضان كامل عبد الرؤوف | 9 - Seror-Pumping Station NO. 3-20-3.2.2-d | Ditto As Above But For Maintained Electricity Duration. Provided With Emergency Unit For 3 Hours | NO | 1 | 175 | 175 | EGP | SC_Apply
Abo Shanab El Agamien _0195 |  | RFQ-00077 | Hussein Nabil | MEP (Electro Mechanical) | 2024-06-05 | تركيب و اختبار الاعمال الكهربلية ( المبانى ) | Approved | 1 - Sharaf Al Deen-Guard room NO. 4-33-4.3.2-c | Enclosed Polycarbonate, Wall Mounting Luminaire IP65 With 20 Watt LED Lamp. | NO | 1 | 1 | 100 | 100 | SC_Apply | محمود رمضان كامل عبد الرؤوف | 1 - Sharaf Al Deen-Guard room NO. 4-33-4.3.2-c | Enclosed Polycarbonate, Wall Mounting Luminaire IP65 With 20 Watt LED Lamp. | NO | 1 | 175 | 175 | EGP | SC_Apply
Abo Shanab El Agamien _0195 |  | RFQ-00077 | Hussein Nabil | MEP (Electro Mechanical) | 2024-06-05 | تركيب و اختبار الاعمال الكهربلية ( المبانى ) | Approved | 1 - Sharaf Al Deen-Main Pump Station NO. 3-23-3.2.2-b | Ditto As Above But For Maintained Electricity Duration. Provided With Emergency Unit For 3 Hours. | NO | 1 | 1 | 100 | 100 | SC_Apply | محمود رمضان كامل عبد الرؤوف | 1 - Sharaf Al Deen-Main Pump Station NO. 3-23-3.2.2-b | Ditto As Above But For Maintained Electricity Duration. Provided With Emergency Unit For 3 Hours. | NO | 1 | 175 | 175 | EGP | SC_Apply
Abo Shanab El Agamien _0195 |  | RFQ-00077 | Hussein Nabil | MEP (Electro Mechanical) | 2024-06-05 | تركيب و اختبار الاعمال الكهربلية ( المبانى ) | Approved | 7 - Raslan & Mokhtar Eissa-Guard Room NO. 4-30-4.3.2-d | Surface Mounted Luminaire (IP54) With 20W LED lamp. | NO | 2 | 2 | 100 | 200 | SC_Apply | محمود رمضان كامل عبد الرؤوف | 7 - Raslan & Mokhtar Eissa-Guard Room NO. 4-30-4.3.2-d | Surface Mounted Luminaire (IP54) With 20W LED lamp. | NO | 2 | 175 | 350 | EGP | SC_Apply
Abo Shanab El Agamien _0195 |  | RFQ-00077 | Hussein Nabil | MEP (Electro Mechanical) | 2024-06-05 | تركيب و اختبار الاعمال الكهربلية ( المبانى ) | Approved | 4 - Al Biltaji-Guard Room NO. 4-27-4.3.2-a | Surface mounted luminaire with 1x60 watt led lamps, With (IP20) | NO | 1 | 1 | 100 | 100 | SC_Apply | محمود رمضان كامل عبد الرؤوف | 4 - Al Biltaji-Guard Room NO. 4-27-4.3.2-a | Surface mounted luminaire with 1x60 watt led lamps, With (IP20) | NO | 1 | 175 | 175 | EGP | SC_Apply
Abo Shanab El Agamien _0195 |  | RFQ-00077 | Hussein Nabil | MEP (Electro Mechanical) | 2024-06-05 | تركيب و اختبار الاعمال الكهربلية ( المبانى ) | Approved | 7 - Raslan & Mokhtar Eissa-Pumping Station NO. 3-18-3.2.2-f | Enclosed Polycarbonate, Wall Mounting Luminaire IP65 With 20 Watt LED Lamp. | NO | 1 | 1 | 100 | 100 | SC_Apply | محمود رمضان كامل عبد الرؤوف | 7 - Raslan & Mokhtar Eissa-Pumping Station NO. 3-18-3.2.2-f | Enclosed Polycarbonate, Wall Mounting Luminaire IP65 With 20 Watt LED Lamp. | NO | 1 | 175 | 175 | EGP | SC_Apply
Abo Shanab El Agamien _0195 |  | RFQ-00077 | Hussein Nabil | MEP (Electro Mechanical) | 2024-06-05 | تركيب و اختبار الاعمال الكهربلية ( المبانى ) | Approved | 5 - Tahawi-Store Building NO. 5-30-5.2.2-a | Surface mounted luminaire with 1x60 watt led lamps, With (IP20) | NO | 2 | 2 | 100 | 200 | SC_Apply | محمود رمضان كامل عبد الرؤوف | 5 - Tahawi-Store Building NO. 5-30-5.2.2-a | Surface mounted luminaire with 1x60 watt led lamps, With (IP20) | NO | 2 | 175 | 350 | EGP | SC_Apply
Abo Shanab El Agamien _0195 |  | RFQ-00077 | Hussein Nabil | MEP (Electro Mechanical) | 2024-06-05 | تركيب و اختبار الاعمال الكهربلية ( المبانى ) | Approved | 8 - Abd Al-Qawy Salem&Zaraby-Admin Room NO. 6-38-6.3.2-a | Surface mounted luminaire with 1x60 watt led lamps, With (IP20) | NO | 1 | 1 | 100 | 100 | SC_Apply | محمود رمضان كامل عبد الرؤوف | 8 - Abd Al-Qawy Salem&Zaraby-Admin Room NO. 6-38-6.3.2-a | Surface mounted luminaire with 1x60 watt led lamps, With (IP20) | NO | 1 | 175 | 175 | EGP | SC_Apply
Abo Shanab El Agamien _0195 |  | RFQ-00077 | Hussein Nabil | MEP (Electro Mechanical) | 2024-06-05 | تركيب و اختبار الاعمال الكهربلية ( المبانى ) | Approved | 8 - Abd Al-Qawy Salem&Zaraby-PUMP STATION NO. 3-17-3.2.2-c | Surface mounted luminaire with 1x60 watt led lamps, With (IP20) | NO | 2 | 2 | 100 | 200 | SC_Apply | محمود رمضان كامل عبد الرؤوف | 8 - Abd Al-Qawy Salem&Zaraby-PUMP STATION NO. 3-17-3.2.2-c | Surface mounted luminaire with 1x60 watt led lamps, With (IP20) | NO | 2 | 175 | 350 | EGP | SC_Apply
Abo Shanab El Agamien _0195 |  | RFQ-00077 | Hussein Nabil | MEP (Electro Mechanical) | 2024-06-05 | تركيب و اختبار الاعمال الكهربلية ( المبانى ) | Approved | 5 - Tahawi-Guard Room NO. 4-25-4.3.2-b | Ditto As Above But For Maintained Electricity Duration. Provided With Emergency Unit For 3 Hours | NO | 1 | 1 | 100 | 100 | SC_Apply | محمود رمضان كامل عبد الرؤوف | 5 - Tahawi-Guard Room NO. 4-25-4.3.2-b | Ditto As Above But For Maintained Electricity Duration. Provided With Emergency Unit For 3 Hours | NO | 1 | 175 | 175 | EGP | SC_Apply
Abo Shanab El Agamien _0195 |  | RFQ-00077 | Hussein Nabil | MEP (Electro Mechanical) | 2024-06-05 | تركيب و اختبار الاعمال الكهربلية ( المبانى ) | Approved | 2 - Kariman Sednaoui-Store NO. 5-32-5.2.2-c | Enclosed Polycarbonate, Wall Mounting Luminaire IP65 With 20 Watt LED Lamp. | NO | 1 | 1 | 100 | 100 | SC_Apply | محمود رمضان كامل عبد الرؤوف | 2 - Kariman Sednaoui-Store NO. 5-32-5.2.2-c | Enclosed Polycarbonate, Wall Mounting Luminaire IP65 With 20 Watt LED Lamp. | NO | 1 | 175 | 175 | EGP | SC_Apply
Abo Shanab El Agamien _0195 |  | RFQ-00077 | Hussein Nabil | MEP (Electro Mechanical) | 2024-06-05 | تركيب و اختبار الاعمال الكهربلية ( المبانى ) | Approved | 1 - Sharaf Al Deen-Store NO. 5-38-5.2.2-c | Enclosed Polycarbonate, Wall Mounting Luminaire IP65 With 20 Watt LED Lamp. | NO | 1 | 1 | 100 | 100 | SC_Apply | محمود رمضان كامل عبد الرؤوف | 1 - Sharaf Al Deen-Store NO. 5-38-5.2.2-c | Enclosed Polycarbonate, Wall Mounting Luminaire IP65 With 20 Watt LED Lamp. | NO | 1 | 175 | 175 | EGP | SC_Apply
Abo Shanab El Agamien _0195 |  | RFQ-00077 | Hussein Nabil | MEP (Electro Mechanical) | 2024-06-05 | تركيب و اختبار الاعمال الكهربلية ( المبانى ) | Approved | 4 - Al Biltaji-Generator Shed NO. 7 -42-7.2.2-b | Ditto As Above But For Maintained Electricity Duration. Provided With Emergency Unit For 3 Hours | NO | 1 | 1 | 100 | 100 | SC_Apply | محمود رمضان كامل عبد الرؤوف | 4 - Al Biltaji-Generator Shed NO. 7 -42-7.2.2-b | Ditto As Above But For Maintained Electricity Duration. Provided With Emergency Unit For 3 Hours | NO | 1 | 175 | 175 | EGP | SC_Apply
Abo Shanab El Agamien _0195 |  | RFQ-00077 | Hussein Nabil | MEP (Electro Mechanical) | 2024-06-05 | تركيب و اختبار الاعمال الكهربلية ( المبانى ) | Approved | 7 - Raslan & Mokhtar Eissa-Pumping Station NO. 3-18-3.2.1- | Supply, install, connect, test and commission of complete L.V. distribution boards (LP-PS) the price include selectvity study, termination, Identifications, labling, glands, copper luggs as specified and as indicating drawings. System shall be lump sum complete in every respect with all necessary accessories and ancillary works. | NO | 1 | 1 | 2138 | 2138 | SC_Apply | محمود رمضان كامل عبد الرؤوف | 7 - Raslan & Mokhtar Eissa-Pumping Station NO. 3-18-3.2.1- | Supply, install, connect, test and commission of complete L.V. distribution boards (LP-PS) the price include selectvity study, termination, Identifications, labling, glands, copper luggs as specified and as indicating drawings. System shall be lump sum complete in every respect with all necessary accessories and ancillary works. | NO | 1 | 3200 | 3200 | EGP | SC_Apply
Abo Shanab El Agamien _0195 |  | RFQ-00077 | Hussein Nabil | MEP (Electro Mechanical) | 2024-06-05 | تركيب و اختبار الاعمال الكهربلية ( المبانى ) | Approved | 8 - Abd Al-Qawy Salem&Zaraby-Guard Room NO. 4-26-4.3.1-a | Supply, install, connect, test and commission of complete L.V. distribution boards (LP-GUR-EXT.) the price include circuit breakers, contactors, relays, timers , photocells, push buttons, selectvity study, termination, Identifications ,labling, glands, copper luggs as specified and as indicating drawings. System shall be lump sum complete in every respect with all necessary accessories and ancillary works. | NO | 1 | 1 | 2765 | 2765 | SC_Apply | محمود رمضان كامل عبد الرؤوف | 8 - Abd Al-Qawy Salem&Zaraby-Guard Room NO. 4-26-4.3.1-a | Supply, install, connect, test and commission of complete L.V. distribution boards (LP-GUR-EXT.) the price include circuit breakers, contactors, relays, timers , photocells, push buttons, selectvity study, termination, Identifications ,labling, glands, copper luggs as specified and as indicating drawings. System shall be lump sum complete in every respect with all necessary accessories and ancillary works. | NO | 1 | 2600 | 2600 | EGP | SC_Apply
Abo Shanab El Agamien _0195 |  | RFQ-00077 | Hussein Nabil | MEP (Electro Mechanical) | 2024-06-05 | تركيب و اختبار الاعمال الكهربلية ( المبانى ) | Approved | 1 - Sharaf Al Deen-Generator Shed No.6-41-6.2.1-a | Supply, install, connect, test and commission of complete L.V. distribution boards (LP-GEN. SHED) the price include selectvity study, termination, Identifications, labling, glands, copper luggs as specified and as indicating drawings. System shall be lump sum complete in every respect with all necessary accessories and ancillary works. | NO | 1 | 1 | 2000 | 2000 | SC_Apply | محمود رمضان كامل عبد الرؤوف | 1 - Sharaf Al Deen-Generator Shed No.6-41-6.2.1-a | Supply, install, connect, test and commission of complete L.V. distribution boards (LP-GEN. SHED) the price include selectvity study, termination, Identifications, labling, glands, copper luggs as specified and as indicating drawings. System shall be lump sum complete in every respect with all necessary accessories and ancillary works. | NO | 1 | 2200 | 2200 | EGP | SC_Apply
Abo Shanab El Agamien _0195 |  | RFQ-00077 | Hussein Nabil | MEP (Electro Mechanical) | 2024-06-05 | تركيب و اختبار الاعمال الكهربلية ( المبانى ) | Approved | 9 - Seror-Admin Room NO. 6-42-6.3.1-a | Supply, install, connect, test and commission of complete L.V. distribution boards (LP-ADMIN.) the price include selectvity study, termination, Identifications, labling, glands, copper luggs as specified and as indicating drawings. System shall be lump sum complete in every respect with all necessary accessories and ancillary works. | NO | 1 | 1 | 2285 | 2285 | SC_Apply | محمود رمضان كامل عبد الرؤوف | 9 - Seror-Admin Room NO. 6-42-6.3.1-a | Supply, install, connect, test and commission of complete L.V. distribution boards (LP-ADMIN.) the price include selectvity study, termination, Identifications, labling, glands, copper luggs as specified and as indicating drawings. System shall be lump sum complete in every respect with all necessary accessories and ancillary works. | NO | 1 | 2200 | 2200 | EGP | SC_Apply
Abo Shanab El Agamien _0195 |  | RFQ-00077 | Hussein Nabil | MEP (Electro Mechanical) | 2024-06-05 | تركيب و اختبار الاعمال الكهربلية ( المبانى ) | Approved | 2 - Kariman Sednaoui-Generator Shed NO. 7 -42-7.2.1-a | Supply, install, connect, test and commission of complete L.V. distribution boards (LP-GEN. SHED) the price include selectvity study, termination, Identifications, labling, glands, copper luggs as specified and as indicating drawings. System shall be lump sum complete in every respect with all necessary accessories and ancillary works. | NO | 1 | 1 | 2000 | 2000 | SC_Apply | محمود رمضان كامل عبد الرؤوف | 2 - Kariman Sednaoui-Generator Shed NO. 7 -42-7.2.1-a | Supply, install, connect, test and commission of complete L.V. distribution boards (LP-GEN. SHED) the price include selectvity study, termination, Identifications, labling, glands, copper luggs as specified and as indicating drawings. System shall be lump sum complete in every respect with all necessary accessories and ancillary works. | NO | 1 | 2200 | 2200 | EGP | SC_Apply
Abo Shanab El Agamien _0195 |  | RFQ-00077 | Hussein Nabil | MEP (Electro Mechanical) | 2024-06-05 | تركيب و اختبار الاعمال الكهربلية ( المبانى ) | Approved | 6 - Huwaydi Village-Store Building NO. 5-30-5.2.1- | Supply, install, connect, test and commission of complete L.V. distribution boards (LP-ST) the price include selectvity study, termination, Identifications, labling, glands, copper luggs as specified and as indicating drawings. System shall be lump sum complete in every respect with all necessary accessories and ancillary works. | NO | 1 | 1 | 2285 | 2285 | SC_Apply | محمود رمضان كامل عبد الرؤوف | 6 - Huwaydi Village-Store Building NO. 5-30-5.2.1- | Supply, install, connect, test and commission of complete L.V. distribution boards (LP-ST) the price include selectvity study, termination, Identifications, labling, glands, copper luggs as specified and as indicating drawings. System shall be lump sum complete in every respect with all necessary accessories and ancillary works. | NO | 1 | 2200 | 2200 | EGP | SC_Apply
Abo Shanab El Agamien _0195 |  | RFQ-00077 | Hussein Nabil | MEP (Electro Mechanical) | 2024-06-05 | تركيب و اختبار الاعمال الكهربلية ( المبانى ) | Approved | 9 - Seror-Pumping Station NO. 3-20-3.2.1- | Supply, install, connect, test and commission of complete L.V. distribution boards (LP-PS) the price include selectvity study, termination, Identifications, labling, glands, copper luggs as specified and as indicating drawings. System shall be lump sum complete in every respect with all necessary accessories and ancillary works. | NO | 1 | 1 | 2138 | 2138 | SC_Apply | محمود رمضان كامل عبد الرؤوف | 9 - Seror-Pumping Station NO. 3-20-3.2.1- | Supply, install, connect, test and commission of complete L.V. distribution boards (LP-PS) the price include selectvity study, termination, Identifications, labling, glands, copper luggs as specified and as indicating drawings. System shall be lump sum complete in every respect with all necessary accessories and ancillary works. | NO | 1 | 3200 | 3200 | EGP | SC_Apply
Abo Shanab El Agamien _0195 |  | RFQ-00077 | Hussein Nabil | MEP (Electro Mechanical) | 2024-06-05 | تركيب و اختبار الاعمال الكهربلية ( المبانى ) | Approved | 9 - Seror-Guard Room NO. 4-29-4.3.1-a | Supply, install, connect, test and commission of complete L.V. distribution boards (LP-GUR-EXT.) the price include circuit breakers, contactors, relays, timers , photocells, push buttons, selectvity study, termination, Identifications ,labling, glands, copper luggs as specified and as indicating drawings. System shall be lump sum complete in every respect with all necessary accessories and ancillary works. | NO | 1 | 1 | 2765 | 2765 | SC_Apply | محمود رمضان كامل عبد الرؤوف | 9 - Seror-Guard Room NO. 4-29-4.3.1-a | Supply, install, connect, test and commission of complete L.V. distribution boards (LP-GUR-EXT.) the price include circuit breakers, contactors, relays, timers , photocells, push buttons, selectvity study, termination, Identifications ,labling, glands, copper luggs as specified and as indicating drawings. System shall be lump sum complete in every respect with all necessary accessories and ancillary works. | NO | 1 | 2600 | 2600 | EGP | SC_Apply
Abo Shanab El Agamien _0195 |  | RFQ-00077 | Hussein Nabil | MEP (Electro Mechanical) | 2024-06-05 | تركيب و اختبار الاعمال الكهربلية ( المبانى ) | Approved | 8 - Abd Al-Qawy Salem&Zaraby-Admin Room NO. 6-38-6.3.1-a | Supply, install, connect, test and commission of complete L.V. distribution boards (LP-ADMIN.) the price include selectvity study, termination, Identifications, labling, glands, copper luggs as specified and as indicating drawings. System shall be lump sum complete in every respect with all necessary accessories and ancillary works. | NO | 1 | 1 | 2285 | 2285 | SC_Apply | محمود رمضان كامل عبد الرؤوف | 8 - Abd Al-Qawy Salem&Zaraby-Admin Room NO. 6-38-6.3.1-a | Supply, install, connect, test and commission of complete L.V. distribution boards (LP-ADMIN.) the price include selectvity study, termination, Identifications, labling, glands, copper luggs as specified and as indicating drawings. System shall be lump sum complete in every respect with all necessary accessories and ancillary works. | NO | 1 | 2200 | 2200 | EGP | SC_Apply
Abo Shanab El Agamien _0195 |  | RFQ-00077 | Hussein Nabil | MEP (Electro Mechanical) | 2024-06-05 | تركيب و اختبار الاعمال الكهربلية ( المبانى ) | Approved | 4 - Al Biltaji-Generator Shed NO. 7 -42-7.2.1-a | Supply, install, connect, test and commission of complete L.V. distribution boards (LP-GEN. SHED) the price include selectvity study, termination, Identifications, labling, glands, copper luggs as specified and as indicating drawings. System shall be lump sum complete in every respect with all necessary accessories and ancillary works. | NO | 1 | 1 | 2000 | 2000 | SC_Apply | محمود رمضان كامل عبد الرؤوف | 4 - Al Biltaji-Generator Shed NO. 7 -42-7.2.1-a | Supply, install, connect, test and commission of complete L.V. distribution boards (LP-GEN. SHED) the price include selectvity study, termination, Identifications, labling, glands, copper luggs as specified and as indicating drawings. System shall be lump sum complete in every respect with all necessary accessories and ancillary works. | NO | 1 | 2200 | 2200 | EGP | SC_Apply
Abo Shanab El Agamien _0195 |  | RFQ-00077 | Hussein Nabil | MEP (Electro Mechanical) | 2024-06-05 | تركيب و اختبار الاعمال الكهربلية ( المبانى ) | Approved | 6 - Huwaydi Village-Guard Room NO. 4-25-4.3.1-a | Supply, install, connect, test and commission of complete L.V. distribution boards (LP-GUR-EXT.) the price include circuit breakers, contactors, relays, timers , photocells, push buttons, selectvity study, termination, Identifications ,labling, glands, copper luggs as specified and as indicating drawings. System shall be lump sum complete in every respect with all necessary accessories and ancillary works. | NO | 1 | 1 | 2765 | 2765 | SC_Apply | محمود رمضان كامل عبد الرؤوف | 6 - Huwaydi Village-Guard Room NO. 4-25-4.3.1-a | Supply, install, connect, test and commission of complete L.V. distribution boards (LP-GUR-EXT.) the price include circuit breakers, contactors, relays, timers , photocells, push buttons, selectvity study, termination, Identifications ,labling, glands, copper luggs as specified and as indicating drawings. System shall be lump sum complete in every respect with all necessary accessories and ancillary works. | NO | 1 | 2600 | 2600 | EGP | SC_Apply
Abo Shanab El Agamien _0195 |  | RFQ-00077 | Hussein Nabil | MEP (Electro Mechanical) | 2024-06-05 | تركيب و اختبار الاعمال الكهربلية ( المبانى ) | Approved | 1 - Sharaf Al Deen-Guard room NO. 4-33-4.3.1-a | Supply, install, connect, test and commission of complete L.V. distribution boards (LP-GUR-EXT.) the price include circuit breakers, contactors, relays, timers , photocells, push buttons, selectvity study, termination, Identifications ,labling, glands, copper luggs as specified and as indicating drawings. System shall be lump sum complete in every respect with all necessary accessories and ancillary works. | NO | 1 | 1 | 2765 | 2765 | SC_Apply | محمود رمضان كامل عبد الرؤوف | 1 - Sharaf Al Deen-Guard room NO. 4-33-4.3.1-a | Supply, install, connect, test and commission of complete L.V. distribution boards (LP-GUR-EXT.) the price include circuit breakers, contactors, relays, timers , photocells, push buttons, selectvity study, termination, Identifications ,labling, glands, copper luggs as specified and as indicating drawings. System shall be lump sum complete in every respect with all necessary accessories and ancillary works. | NO | 1 | 2600 | 2600 | EGP | SC_Apply
Abo Shanab El Agamien _0195 |  | RFQ-00077 | Hussein Nabil | MEP (Electro Mechanical) | 2024-06-05 | تركيب و اختبار الاعمال الكهربلية ( المبانى ) | Approved | 2 - Kariman Sednaoui-Guard room NO. 4-27-4.3.1-a | Supply, install, connect, test and commission of complete L.V. distribution boards (LP-GUR-EXT.) the price include circuit breakers, contactors, relays, timers , photocells, push buttons, selectvity study, termination, Identifications ,labling, glands, copper luggs as specified and as indicating drawings. System shall be lump sum complete in every respect with all necessary accessories and ancillary works. | NO | 1 | 1 | 2765 | 2765 | SC_Apply | محمود رمضان كامل عبد الرؤوف | 2 - Kariman Sednaoui-Guard room NO. 4-27-4.3.1-a | Supply, install, connect, test and commission of complete L.V. distribution boards (LP-GUR-EXT.) the price include circuit breakers, contactors, relays, timers , photocells, push buttons, selectvity study, termination, Identifications ,labling, glands, copper luggs as specified and as indicating drawings. System shall be lump sum complete in every respect with all necessary accessories and ancillary works. | NO | 1 | 2600 | 2600 | EGP | SC_Apply
Abo Shanab El Agamien _0195 |  | RFQ-00077 | Hussein Nabil | MEP (Electro Mechanical) | 2024-06-05 | تركيب و اختبار الاعمال الكهربلية ( المبانى ) | Approved | 5 - Tahawi-Admin Room NO. 6-37-6.3.1-a | Supply, install, connect, test and commission of complete L.V. distribution boards (LP-ADMIN.) the price include selectvity study, termination, Identifications, labling, glands, copper luggs as specified and as indicating drawings. System shall be lump sum complete in every respect with all necessary accessories and ancillary works. | NO | 1 | 1 | 2285 | 2285 | SC_Apply | محمود رمضان كامل عبد الرؤوف | 5 - Tahawi-Admin Room NO. 6-37-6.3.1-a | Supply, install, connect, test and commission of complete L.V. distribution boards (LP-ADMIN.) the price include selectvity study, termination, Identifications, labling, glands, copper luggs as specified and as indicating drawings. System shall be lump sum complete in every respect with all necessary accessories and ancillary works. | NO | 1 | 2200 | 2200 | EGP | SC_Apply
Abo Shanab El Agamien _0195 |  | RFQ-00077 | Hussein Nabil | MEP (Electro Mechanical) | 2024-06-05 | تركيب و اختبار الاعمال الكهربلية ( المبانى ) | Approved | 4 - Al Biltaji-Store Building NO. 5-32-5.2.5-b | Lighting outlets. | NO | 4 | 4 | 120 | 480 | SC_Apply | محمود رمضان كامل عبد الرؤوف | 4 - Al Biltaji-Store Building NO. 5-32-5.2.5-b | Lighting outlets. | NO | 4 | 450 | 1800 | EGP | SC_Apply
Abo Shanab El Agamien _0195 |  | RFQ-00077 | Hussein Nabil | MEP (Electro Mechanical) | 2024-06-05 | تركيب و اختبار الاعمال الكهربلية ( المبانى ) | Approved | 6 - Huwaydi Village-Generator Shed NO. 7 -40-7.2.4-a | Lighting outlets. | NO | 2 | 2 | 120 | 240 | SC_Apply | محمود رمضان كامل عبد الرؤوف | 6 - Huwaydi Village-Generator Shed NO. 7 -40-7.2.4-a | Lighting outlets. | NO | 2 | 450 | 900 | EGP | SC_Apply
Abo Shanab El Agamien _0195 |  | RFQ-00077 | Hussein Nabil | MEP (Electro Mechanical) | 2024-06-05 | تركيب و اختبار الاعمال الكهربلية ( المبانى ) | Approved | 8 - Abd Al-Qawy Salem&Zaraby-PUMP STATION NO. 3-17-3.2.5-a | Wall Mounted Exhaust Fan Outlet. | NO | 2 | 2 | 300 | 600 | SC_Apply | محمود رمضان كامل عبد الرؤوف | 8 - Abd Al-Qawy Salem&Zaraby-PUMP STATION NO. 3-17-3.2.5-a | Wall Mounted Exhaust Fan Outlet. | NO | 2 | 500 | 1000 | EGP | SC_Apply
Abo Shanab El Agamien _0195 |  | RFQ-00077 | Hussein Nabil | MEP (Electro Mechanical) | 2024-06-05 | تركيب و اختبار الاعمال الكهربلية ( المبانى ) | Approved | 6 - Huwaydi Village-Guard Room NO. 4-25-4.3.5-b | Lighting outlets. | NO | 5 | 5 | 120 | 600 | SC_Apply | محمود رمضان كامل عبد الرؤوف | 6 - Huwaydi Village-Guard Room NO. 4-25-4.3.5-b | Lighting outlets. | NO | 5 | 450 | 2250 | EGP | SC_Apply
Abo Shanab El Agamien _0195 |  | RFQ-00077 | Hussein Nabil | MEP (Electro Mechanical) | 2024-06-05 | تركيب و اختبار الاعمال الكهربلية ( المبانى ) | Approved | 8 - Abd Al-Qawy Salem&Zaraby-Admin Room NO. 6-38-6.3.5-b | Lighting outlets. | NO | 4 | 4 | 120 | 480 | SC_Apply | محمود رمضان كامل عبد الرؤوف | 8 - Abd Al-Qawy Salem&Zaraby-Admin Room NO. 6-38-6.3.5-b | Lighting outlets. | NO | 4 | 450 | 1800 | EGP | SC_Apply
Abo Shanab El Agamien _0195 |  | RFQ-00077 | Hussein Nabil | MEP (Electro Mechanical) | 2024-06-05 | تركيب و اختبار الاعمال الكهربلية ( المبانى ) | Approved | 1 - Sharaf Al Deen-Guard room NO. 4-33-4.3.5-b | Lighting outlets. | NO | 5 | 5 | 120 | 600 | SC_Apply | محمود رمضان كامل عبد الرؤوف | 1 - Sharaf Al Deen-Guard room NO. 4-33-4.3.5-b | Lighting outlets. | NO | 5 | 450 | 2250 | EGP | SC_Apply
Abo Shanab El Agamien _0195 |  | RFQ-00077 | Hussein Nabil | MEP (Electro Mechanical) | 2024-06-05 | تركيب و اختبار الاعمال الكهربلية ( المبانى ) | Approved | 7 - Raslan & Mokhtar Eissa-Pumping Station NO. 3-18-3.2.5-b | Lighting outlets. Supply, Test, Delivery, Erection, Commissioning and putting into Operation of the following items (including all accessories) as per Contract Documents: | NO | 7 | 7 | 120 | 840 | SC_Apply | محمود رمضان كامل عبد الرؤوف | 7 - Raslan & Mokhtar Eissa-Pumping Station NO. 3-18-3.2.5-b | Lighting outlets. Supply, Test, Delivery, Erection, Commissioning and putting into Operation of the following items (including all accessories) as per Contract Documents: | NO | 7 | 450 | 3150 | EGP | SC_Apply
Abo Shanab El Agamien _0195 |  | RFQ-00077 | Hussein Nabil | MEP (Electro Mechanical) | 2024-06-05 | تركيب و اختبار الاعمال الكهربلية ( المبانى ) | Approved | 9 - Seror-Store Building NO. 5-35-5.2.5-b | Lighting outlets. | NO | 4 | 4 | 120 | 480 | SC_Apply | محمود رمضان كامل عبد الرؤوف | 9 - Seror-Store Building NO. 5-35-5.2.5-b | Lighting outlets. | NO | 4 | 450 | 1800 | EGP | SC_Apply
Abo Shanab El Agamien _0195 |  | RFQ-00077 | Hussein Nabil | MEP (Electro Mechanical) | 2024-06-05 | تركيب و اختبار الاعمال الكهربلية ( المبانى ) | Approved | 2 - Kariman Sednaoui-Generator Shed NO. 7 -42-7.2.4-a | Lighting outlets. | NO | 2 | 2 | 120 | 240 | SC_Apply | محمود رمضان كامل عبد الرؤوف | 2 - Kariman Sednaoui-Generator Shed NO. 7 -42-7.2.4-a | Lighting outlets. | NO | 2 | 450 | 900 | EGP | SC_Apply
Abo Shanab El Agamien _0195 |  | RFQ-00077 | Hussein Nabil | MEP (Electro Mechanical) | 2024-06-05 | تركيب و اختبار الاعمال الكهربلية ( المبانى ) | Approved | 6 - Huwaydi Village- Admin Room NO. 6-37-6.3.5-a | Wall Mounted Exhaust Fan Outlet. | NO | 1 | 1 | 300 | 300 | SC_Apply | محمود رمضان كامل عبد الرؤوف | 6 - Huwaydi Village- Admin Room NO. 6-37-6.3.5-a | Wall Mounted Exhaust Fan Outlet. | NO | 1 | 500 | 500 | EGP | SC_Apply
Abo Shanab El Agamien _0195 |  | RFQ-00077 | Hussein Nabil | MEP (Electro Mechanical) | 2024-06-05 | تركيب و اختبار الاعمال الكهربلية ( المبانى ) | Approved | 9 - Seror-Admin Room NO. 6-42-6.3.5-a | Wall Mounted Exhaust Fan Outlet. | NO | 1 | 1 | 300 | 300 | SC_Apply | محمود رمضان كامل عبد الرؤوف | 9 - Seror-Admin Room NO. 6-42-6.3.5-a | Wall Mounted Exhaust Fan Outlet. | NO | 1 | 500 | 500 | EGP | SC_Apply
Abo Shanab El Agamien _0195 |  | RFQ-00077 | Hussein Nabil | MEP (Electro Mechanical) | 2024-06-05 | تركيب و اختبار الاعمال الكهربلية ( المبانى ) | Approved | 4 - Al Biltaji-Pumping Station NO. 3-18-3.2.5-a | Wall Mounted Exhaust Fan Outlet. | NO | 2 | 2 | 300 | 600 | SC_Apply | محمود رمضان كامل عبد الرؤوف | 4 - Al Biltaji-Pumping Station NO. 3-18-3.2.5-a | Wall Mounted Exhaust Fan Outlet. | NO | 2 | 500 | 1000 | EGP | SC_Apply
Abo Shanab El Agamien _0195 |  | RFQ-00077 | Hussein Nabil | MEP (Electro Mechanical) | 2024-06-05 | تركيب و اختبار الاعمال الكهربلية ( المبانى ) | Approved | 9 - Seror-Guard Room NO. 4-29-4.3.5-a | Wall Mounted Exhaust Fan Outlet. | NO | 1 | 1 | 300 | 300 | SC_Apply | محمود رمضان كامل عبد الرؤوف | 9 - Seror-Guard Room NO. 4-29-4.3.5-a | Wall Mounted Exhaust Fan Outlet. | NO | 1 | 500 | 500 | EGP | SC_Apply
Abo Shanab El Agamien _0195 |  | RFQ-00077 | Hussein Nabil | MEP (Electro Mechanical) | 2024-06-05 | تركيب و اختبار الاعمال الكهربلية ( المبانى ) | Approved | 1 - Sharaf Al Deen-Generator Shed No.6-41-6.2.4-a | Lighting outlets. | NO | 2 | 2 | 120 | 240 | SC_Apply | محمود رمضان كامل عبد الرؤوف | 1 - Sharaf Al Deen-Generator Shed No.6-41-6.2.4-a | Lighting outlets. | NO | 2 | 450 | 900 | EGP | SC_Apply
Abo Shanab El Agamien _0195 |  | RFQ-00077 | Hussein Nabil | MEP (Electro Mechanical) | 2024-06-05 | تركيب و اختبار الاعمال الكهربلية ( المبانى ) | Approved | 9 - Seror-Store Building NO. 5-35-5.2.5-a | Wall Mounted Exhaust Fan Outlet. | NO | 1 | 1 | 300 | 300 | SC_Apply | محمود رمضان كامل عبد الرؤوف | 9 - Seror-Store Building NO. 5-35-5.2.5-a | Wall Mounted Exhaust Fan Outlet. | NO | 1 | 500 | 500 | EGP | SC_Apply
Abo Shanab El Agamien _0195 |  | RFQ-00077 | Hussein Nabil | MEP (Electro Mechanical) | 2024-06-05 | تركيب و اختبار الاعمال الكهربلية ( المبانى ) | Approved | 9 - Seror-Pumping Station NO. 3-20-3.2.5-a | Wall Mounted Exhaust Fan Outlet. | NO | 2 | 2 | 300 | 600 | SC_Apply | محمود رمضان كامل عبد الرؤوف | 9 - Seror-Pumping Station NO. 3-20-3.2.5-a | Wall Mounted Exhaust Fan Outlet. | NO | 2 | 500 | 1000 | EGP | SC_Apply
Abo Shanab El Agamien _0195 |  | RFQ-00077 | Hussein Nabil | MEP (Electro Mechanical) | 2024-06-05 | تركيب و اختبار الاعمال الكهربلية ( المبانى ) | Approved | 9 - Seror-Pumping Station NO. 3-20-3.2.5-b | Lighting outlets. | NO | 7 | 7 | 120 | 840 | SC_Apply | محمود رمضان كامل عبد الرؤوف | 9 - Seror-Pumping Station NO. 3-20-3.2.5-b | Lighting outlets. | NO | 7 | 450 | 3150 | EGP | SC_Apply
Abo Shanab El Agamien _0195 |  | RFQ-00077 | Hussein Nabil | MEP (Electro Mechanical) | 2024-06-05 | تركيب و اختبار الاعمال الكهربلية ( المبانى ) | Approved | 2 - Kariman Sednaoui-Store NO. 5-32-5.2.5-b | Lighting outlets. | NO | 4 | 4 | 120 | 480 | SC_Apply | محمود رمضان كامل عبد الرؤوف | 2 - Kariman Sednaoui-Store NO. 5-32-5.2.5-b | Lighting outlets. | NO | 4 | 450 | 1800 | EGP | SC_Apply
Abo Shanab El Agamien _0195 |  | RFQ-00077 | Hussein Nabil | MEP (Electro Mechanical) | 2024-06-05 | تركيب و اختبار الاعمال الكهربلية ( المبانى ) | Approved | 1 - Sharaf Al Deen-Main Pump Station NO. 3-23-3.2.6-b | Lighting outlets. Supply, Test, Delivery, Erection, Commissioning and putting into Operation of the following items (including all accessories) as per Contract Documents: | NO | 11 | 11 | 120 | 1320 | SC_Apply | محمود رمضان كامل عبد الرؤوف | 1 - Sharaf Al Deen-Main Pump Station NO. 3-23-3.2.6-b | Lighting outlets. Supply, Test, Delivery, Erection, Commissioning and putting into Operation of the following items (including all accessories) as per Contract Documents: | NO | 11 | 450 | 4950 | EGP | SC_Apply
Abo Shanab El Agamien _0195 |  | RFQ-00077 | Hussein Nabil | MEP (Electro Mechanical) | 2024-06-05 | تركيب و اختبار الاعمال الكهربلية ( المبانى ) | Approved | 8 - Abd Al-Qawy Salem&Zaraby-Guard Room NO. 4-26-4.3.5-b | Lighting outlets. | NO | 5 | 5 | 120 | 600 | SC_Apply | محمود رمضان كامل عبد الرؤوف | 8 - Abd Al-Qawy Salem&Zaraby-Guard Room NO. 4-26-4.3.5-b | Lighting outlets. | NO | 5 | 450 | 2250 | EGP | SC_Apply
Abo Shanab El Agamien _0195 |  | RFQ-00077 | Hussein Nabil | MEP (Electro Mechanical) | 2024-06-05 | تركيب و اختبار الاعمال الكهربلية ( المبانى ) | Approved | 8 - Abd Al-Qawy Salem&Zaraby-Generator Shed NO. 7 -41-7.2.4-a | Lighting outlets. | NO | 2 | 2 | 120 | 240 | SC_Apply | محمود رمضان كامل عبد الرؤوف | 8 - Abd Al-Qawy Salem&Zaraby-Generator Shed NO. 7 -41-7.2.4-a | Lighting outlets. | NO | 2 | 450 | 900 | EGP | SC_Apply
Abo Shanab El Agamien _0195 |  | RFQ-00077 | Hussein Nabil | MEP (Electro Mechanical) | 2024-06-05 | تركيب و اختبار الاعمال الكهربلية ( المبانى ) | Approved | 2 - Kariman Sednaoui-Main Pump Station NO. 3-17-3.2.5-b | Lighting outlets. | NO | 9 | 9 | 120 | 1080 | SC_Apply | محمود رمضان كامل عبد الرؤوف | 2 - Kariman Sednaoui-Main Pump Station NO. 3-17-3.2.5-b | Lighting outlets. | NO | 9 | 450 | 4050 | EGP | SC_Apply
Abo Shanab El Agamien _0195 |  | RFQ-00077 | Hussein Nabil | MEP (Electro Mechanical) | 2024-06-05 | تركيب و اختبار الاعمال الكهربلية ( المبانى ) | Approved | 1 - Sharaf Al Deen-Guard room NO. 4-33-4.3.5-a | Wall Mounted Exhaust Fan Outlet. | NO | 1 | 1 | 300 | 300 | SC_Apply | محمود رمضان كامل عبد الرؤوف | 1 - Sharaf Al Deen-Guard room NO. 4-33-4.3.5-a | Wall Mounted Exhaust Fan Outlet. | NO | 1 | 500 | 500 | EGP | SC_Apply
Abo Shanab El Agamien _0195 |  | RFQ-00077 | Hussein Nabil | MEP (Electro Mechanical) | 2024-06-05 | تركيب و اختبار الاعمال الكهربلية ( المبانى ) | Approved | 4 - Al Biltaji-Guard Room NO. 4-27-4.3.5-a | Wall Mounted Exhaust Fan Outlet. | NO | 1 | 1 | 300 | 300 | SC_Apply | محمود رمضان كامل عبد الرؤوف | 4 - Al Biltaji-Guard Room NO. 4-27-4.3.5-a | Wall Mounted Exhaust Fan Outlet. | NO | 1 | 500 | 500 | EGP | SC_Apply
Abo Shanab El Agamien _0195 |  | RFQ-00077 | Hussein Nabil | MEP (Electro Mechanical) | 2024-06-05 | تركيب و اختبار الاعمال الكهربلية ( المبانى ) | Approved | 9 - Seror-Guard Room NO. 4-29-4.3.5-b | Lighting outlets. | NO | 5 | 5 | 120 | 600 | SC_Apply | محمود رمضان كامل عبد الرؤوف | 9 - Seror-Guard Room NO. 4-29-4.3.5-b | Lighting outlets. | NO | 5 | 450 | 2250 | EGP | SC_Apply
Abo Shanab El Agamien _0195 |  | RFQ-00077 | Hussein Nabil | MEP (Electro Mechanical) | 2024-06-05 | تركيب و اختبار الاعمال الكهربلية ( المبانى ) | Approved | 8 - Abd Al-Qawy Salem&Zaraby-Store Building NO. 5-31-5.2.5-a | Wall Mounted Exhaust Fan Outlet. | NO | 1 | 1 | 300 | 300 | SC_Apply | محمود رمضان كامل عبد الرؤوف | 8 - Abd Al-Qawy Salem&Zaraby-Store Building NO. 5-31-5.2.5-a | Wall Mounted Exhaust Fan Outlet. | NO | 1 | 500 | 500 | EGP | SC_Apply
Abo Shanab El Agamien _0195 |  | RFQ-00077 | Hussein Nabil | MEP (Electro Mechanical) | 2024-06-05 | تركيب و اختبار الاعمال الكهربلية ( المبانى ) | Approved | 2 - Kariman Sednaoui-Guard room NO. 4-27-4.3.5-a | Wall Mounted Exhaust Fan Outlet. | NO | 1 | 1 | 300 | 300 | SC_Apply | محمود رمضان كامل عبد الرؤوف | 2 - Kariman Sednaoui-Guard room NO. 4-27-4.3.5-a | Wall Mounted Exhaust Fan Outlet. | NO | 1 | 500 | 500 | EGP | SC_Apply
Abo Shanab El Agamien _0195 |  | RFQ-00077 | Hussein Nabil | MEP (Electro Mechanical) | 2024-06-05 | تركيب و اختبار الاعمال الكهربلية ( المبانى ) | Approved | 9 - Seror-Generator Shed NO. 7 -46-7.2.4-a | Lighting outlets. | NO | 2 | 2 | 120 | 240 | SC_Apply | محمود رمضان كامل عبد الرؤوف | 9 - Seror-Generator Shed NO. 7 -46-7.2.4-a | Lighting outlets. | NO | 2 | 450 | 900 | EGP | SC_Apply
Abo Shanab El Agamien _0195 |  | RFQ-00077 | Hussein Nabil | MEP (Electro Mechanical) | 2024-06-05 | تركيب و اختبار الاعمال الكهربلية ( المبانى ) | Approved | 4 - Al Biltaji-Admin Room NO. 6-39-6.3.5-a | Wall Mounted Exhaust Fan Outlet. | NO | 1 | 1 | 300 | 300 | SC_Apply | محمود رمضان كامل عبد الرؤوف | 4 - Al Biltaji-Admin Room NO. 6-39-6.3.5-a | Wall Mounted Exhaust Fan Outlet. | NO | 1 | 500 | 500 | EGP | SC_Apply
Abo Shanab El Agamien _0195 |  | RFQ-00077 | Hussein Nabil | MEP (Electro Mechanical) | 2024-06-05 | تركيب و اختبار الاعمال الكهربلية ( المبانى ) | Approved | 5 - Tahawi-Admin Room NO. 6-37-6.3.5-a | Wall Mounted Exhaust Fan Outlet. | NO | 1 | 1 | 300 | 300 | SC_Apply | محمود رمضان كامل عبد الرؤوف | 5 - Tahawi-Admin Room NO. 6-37-6.3.5-a | Wall Mounted Exhaust Fan Outlet. | NO | 1 | 500 | 500 | EGP | SC_Apply
Abo Shanab El Agamien _0195 |  | RFQ-00077 | Hussein Nabil | MEP (Electro Mechanical) | 2024-06-05 | تركيب و اختبار الاعمال الكهربلية ( المبانى ) | Approved | 7 - Raslan & Mokhtar Eissa-Pumping Station NO. 3-18-3.2.5-a | Wall Mounted Exhaust Fan Outlet. | NO | 2 | 2 | 300 | 600 | SC_Apply | محمود رمضان كامل عبد الرؤوف | 7 - Raslan & Mokhtar Eissa-Pumping Station NO. 3-18-3.2.5-a | Wall Mounted Exhaust Fan Outlet. | NO | 2 | 500 | 1000 | EGP | SC_Apply
Abo Shanab El Agamien _0195 |  | RFQ-00077 | Hussein Nabil | MEP (Electro Mechanical) | 2024-06-05 | تركيب و اختبار الاعمال الكهربلية ( المبانى ) | Approved | 7 - Raslan & Mokhtar Eissa-Guard Room NO. 4-30-4.3.5-a | Wall Mounted Exhaust Fan Outlet. | NO | 1 | 1 | 300 | 300 | SC_Apply | محمود رمضان كامل عبد الرؤوف | 7 - Raslan & Mokhtar Eissa-Guard Room NO. 4-30-4.3.5-a | Wall Mounted Exhaust Fan Outlet. | NO | 1 | 500 | 500 | EGP | SC_Apply
Abo Shanab El Agamien _0195 |  | RFQ-00077 | Hussein Nabil | MEP (Electro Mechanical) | 2024-06-05 | تركيب و اختبار الاعمال الكهربلية ( المبانى ) | Approved | 8 - Abd Al-Qawy Salem&Zaraby-PUMP STATION NO. 3-17-3.2.5-b | Lighting outlets. | NO | 7 | 7 | 120 | 840 | SC_Apply | محمود رمضان كامل عبد الرؤوف | 8 - Abd Al-Qawy Salem&Zaraby-PUMP STATION NO. 3-17-3.2.5-b | Lighting outlets. | NO | 7 | 450 | 3150 | EGP | SC_Apply
Abo Shanab El Agamien _0195 |  | RFQ-00077 | Hussein Nabil | MEP (Electro Mechanical) | 2024-06-05 | تركيب و اختبار الاعمال الكهربلية ( المبانى ) | Approved | 5 - Tahawi-Admin Room NO. 6-37-6.3.5-b | Lighting outlets. | NO | 4 | 4 | 120 | 480 | SC_Apply | محمود رمضان كامل عبد الرؤوف | 5 - Tahawi-Admin Room NO. 6-37-6.3.5-b | Lighting outlets. | NO | 4 | 450 | 1800 | EGP | SC_Apply
Abo Shanab El Agamien _0195 |  | RFQ-00077 | Hussein Nabil | MEP (Electro Mechanical) | 2024-06-05 | تركيب و اختبار الاعمال الكهربلية ( المبانى ) | Approved | 5 - Tahawi-Store Building NO. 5-30-5.2.5-b | Lighting outlets. | NO | 4 | 4 | 120 | 480 | SC_Apply | محمود رمضان كامل عبد الرؤوف | 5 - Tahawi-Store Building NO. 5-30-5.2.5-b | Lighting outlets. | NO | 4 | 450 | 1800 | EGP | SC_Apply
Abo Shanab El Agamien _0195 |  | RFQ-00077 | Hussein Nabil | MEP (Electro Mechanical) | 2024-06-05 | تركيب و اختبار الاعمال الكهربلية ( المبانى ) | Approved | 4 - Al Biltaji-Guard Room NO. 4-27-4.3.5-b | Lighting outlets. | NO | 5 | 5 | 120 | 600 | SC_Apply | محمود رمضان كامل عبد الرؤوف | 4 - Al Biltaji-Guard Room NO. 4-27-4.3.5-b | Lighting outlets. | NO | 5 | 450 | 2250 | EGP | SC_Apply
Abo Shanab El Agamien _0195 |  | RFQ-00077 | Hussein Nabil | MEP (Electro Mechanical) | 2024-06-05 | تركيب و اختبار الاعمال الكهربلية ( المبانى ) | Approved | 2 - Kariman Sednaoui-Main Pump Station NO. 3-17-3.2.5-a | Wall Mounted Exhaust Fan Outlet. | NO | 2 | 2 | 300 | 600 | SC_Apply | محمود رمضان كامل عبد الرؤوف | 2 - Kariman Sednaoui-Main Pump Station NO. 3-17-3.2.5-a | Wall Mounted Exhaust Fan Outlet. | NO | 2 | 500 | 1000 | EGP | SC_Apply
Abo Shanab El Agamien _0195 |  | RFQ-00077 | Hussein Nabil | MEP (Electro Mechanical) | 2024-06-05 | تركيب و اختبار الاعمال الكهربلية ( المبانى ) | Approved | 9 - Seror-Guard Room NO. 4-29-4.3.2-c | Enclosed Polycarbonate, Wall Mounting Luminaire IP65 With 20 Watt LED Lamp. | NO | 1 | 1 | 100 | 100 | SC_Apply | محمود رمضان كامل عبد الرؤوف | 9 - Seror-Guard Room NO. 4-29-4.3.2-c | Enclosed Polycarbonate, Wall Mounting Luminaire IP65 With 20 Watt LED Lamp. | NO | 1 | 175 | 175 | EGP | SC_Apply
Abo Shanab El Agamien _0195 |  | RFQ-00077 | Hussein Nabil | MEP (Electro Mechanical) | 2024-06-05 | تركيب و اختبار الاعمال الكهربلية ( المبانى ) | Approved | 9 - Seror-Admin Room NO. 6-42-6.3.2-b | Ditto As Above But For Maintained Electricity Duration. Provided With Emergency Unit For 3 Hours | NO | 1 | 1 | 100 | 100 | SC_Apply | محمود رمضان كامل عبد الرؤوف | 9 - Seror-Admin Room NO. 6-42-6.3.2-b | Ditto As Above But For Maintained Electricity Duration. Provided With Emergency Unit For 3 Hours | NO | 1 | 175 | 175 | EGP | SC_Apply
Abo Shanab El Agamien _0195 |  | RFQ-00077 | Hussein Nabil | MEP (Electro Mechanical) | 2024-06-05 | تركيب و اختبار الاعمال الكهربلية ( المبانى ) | Approved | 5 - Tahawi-Pumping Station NO. 3-16-3.2.2-f | Enclosed Polycarbonate, Wall Mounting Luminaire IP65 With 20 Watt LED Lamp. | NO | 1 | 1 | 100 | 100 | SC_Apply | محمود رمضان كامل عبد الرؤوف | 5 - Tahawi-Pumping Station NO. 3-16-3.2.2-f | Enclosed Polycarbonate, Wall Mounting Luminaire IP65 With 20 Watt LED Lamp. | NO | 1 | 175 | 175 | EGP | SC_Apply
Abo Shanab El Agamien _0195 |  | RFQ-00077 | Hussein Nabil | MEP (Electro Mechanical) | 2024-06-05 | تركيب و اختبار الاعمال الكهربلية ( المبانى ) | Approved | 1 - Sharaf Al Deen-Guard room NO. 4-33-4.3.2-b | Ditto As Above But For Maintained Electricity Duration. Provided With Emergency Unit For 3 Hours | NO | 1 | 1 | 100 | 100 | SC_Apply | محمود رمضان كامل عبد الرؤوف | 1 - Sharaf Al Deen-Guard room NO. 4-33-4.3.2-b | Ditto As Above But For Maintained Electricity Duration. Provided With Emergency Unit For 3 Hours | NO | 1 | 175 | 175 | EGP | SC_Apply
Abo Shanab El Agamien _0195 |  | RFQ-00077 | Hussein Nabil | MEP (Electro Mechanical) | 2024-06-05 | تركيب و اختبار الاعمال الكهربلية ( المبانى ) | Approved | 4 - Al Biltaji-Pumping Station NO. 3-18-3.2.2-b | Ditto As Above But For Maintained Electricity Duration. Provided With Emergency Unit For 3 Hours. | NO | 1 | 1 | 100 | 100 | SC_Apply | محمود رمضان كامل عبد الرؤوف | 4 - Al Biltaji-Pumping Station NO. 3-18-3.2.2-b | Ditto As Above But For Maintained Electricity Duration. Provided With Emergency Unit For 3 Hours. | NO | 1 | 175 | 175 | EGP | SC_Apply
Abo Shanab El Agamien _0195 |  | RFQ-00077 | Hussein Nabil | MEP (Electro Mechanical) | 2024-06-05 | تركيب و اختبار الاعمال الكهربلية ( المبانى ) | Approved | 7 - Raslan & Mokhtar Eissa-Guard Room NO. 4-30-4.3.2-b | Ditto As Above But For Maintained Electricity Duration. Provided With Emergency Unit For 3 Hours | NO | 1 | 1 | 100 | 100 | SC_Apply | محمود رمضان كامل عبد الرؤوف | 7 - Raslan & Mokhtar Eissa-Guard Room NO. 4-30-4.3.2-b | Ditto As Above But For Maintained Electricity Duration. Provided With Emergency Unit For 3 Hours | NO | 1 | 175 | 175 | EGP | SC_Apply
Abo Shanab El Agamien _0195 |  | RFQ-00077 | Hussein Nabil | MEP (Electro Mechanical) | 2024-06-05 | تركيب و اختبار الاعمال الكهربلية ( المبانى ) | Approved | 2 - Kariman Sednaoui-Guard room NO. 4-27-4.3.2-a | Surface mounted luminaire with 1x60 watt led lamps, With (IP20) | NO | 1 | 1 | 100 | 100 | SC_Apply | محمود رمضان كامل عبد الرؤوف | 2 - Kariman Sednaoui-Guard room NO. 4-27-4.3.2-a | Surface mounted luminaire with 1x60 watt led lamps, With (IP20) | NO | 1 | 175 | 175 | EGP | SC_Apply
Abo Shanab El Agamien _0195 |  | RFQ-00077 | Hussein Nabil | MEP (Electro Mechanical) | 2024-06-05 | تركيب و اختبار الاعمال الكهربلية ( المبانى ) | Approved | 4 - Al Biltaji-Admin Room NO. 6-39-6.3.2-b | Ditto As Above But For Maintained Electricity Duration. Provided With Emergency Unit For 3 Hours | NO | 1 | 1 | 100 | 100 | SC_Apply | محمود رمضان كامل عبد الرؤوف | 4 - Al Biltaji-Admin Room NO. 6-39-6.3.2-b | Ditto As Above But For Maintained Electricity Duration. Provided With Emergency Unit For 3 Hours | NO | 1 | 175 | 175 | EGP | SC_Apply
Abo Shanab El Agamien _0195 |  | RFQ-00077 | Hussein Nabil | MEP (Electro Mechanical) | 2024-06-05 | تركيب و اختبار الاعمال الكهربلية ( المبانى ) | Approved | 9 - Seror-Guard Room NO. 4-29-4.3.2-b | Ditto As Above But For Maintained Electricity Duration. Provided With Emergency Unit For 3 Hours | NO | 1 | 1 | 100 | 100 | SC_Apply | محمود رمضان كامل عبد الرؤوف | 9 - Seror-Guard Room NO. 4-29-4.3.2-b | Ditto As Above But For Maintained Electricity Duration. Provided With Emergency Unit For 3 Hours | NO | 1 | 175 | 175 | EGP | SC_Apply
Abo Shanab El Agamien _0195 |  | RFQ-00077 | Hussein Nabil | MEP (Electro Mechanical) | 2024-06-05 | تركيب و اختبار الاعمال الكهربلية ( المبانى ) | Approved | 5 - Tahawi-Pumping Station NO. 3-16-3.2.2-c | Surface mounted luminaire with 1x60 watt led lamps, With (IP20) | NO | 2 | 2 | 100 | 200 | SC_Apply | محمود رمضان كامل عبد الرؤوف | 5 - Tahawi-Pumping Station NO. 3-16-3.2.2-c | Surface mounted luminaire with 1x60 watt led lamps, With (IP20) | NO | 2 | 175 | 350 | EGP | SC_Apply
Abo Shanab El Agamien _0195 |  | RFQ-00077 | Hussein Nabil | MEP (Electro Mechanical) | 2024-06-05 | تركيب و اختبار الاعمال الكهربلية ( المبانى ) | Approved | 5 - Tahawi-Generator Shed NO. 7 -40-7.2.2-b | Ditto As Above But For Maintained Electricity Duration. Provided With Emergency Unit For 3 Hours | NO | 1 | 1 | 100 | 100 | SC_Apply | محمود رمضان كامل عبد الرؤوف | 5 - Tahawi-Generator Shed NO. 7 -40-7.2.2-b | Ditto As Above But For Maintained Electricity Duration. Provided With Emergency Unit For 3 Hours | NO | 1 | 175 | 175 | EGP | SC_Apply
Abo Shanab El Agamien _0195 |  | RFQ-00077 | Hussein Nabil | MEP (Electro Mechanical) | 2024-06-05 | تركيب و اختبار الاعمال الكهربلية ( المبانى ) | Approved | 9 - Seror-Store Building NO. 5-35-5.2.2-b | Ditto As Above But For Maintained Electricity Duration. Provided With Emergency Unit For 3 Hours | NO | 1 | 1 | 100 | 100 | SC_Apply | محمود رمضان كامل عبد الرؤوف | 9 - Seror-Store Building NO. 5-35-5.2.2-b | Ditto As Above But For Maintained Electricity Duration. Provided With Emergency Unit For 3 Hours | NO | 1 | 175 | 175 | EGP | SC_Apply
Abo Shanab El Agamien _0195 |  | RFQ-00077 | Hussein Nabil | MEP (Electro Mechanical) | 2024-06-05 | تركيب و اختبار الاعمال الكهربلية ( المبانى ) | Approved | 6 - Huwaydi Village-Store Building NO. 5-30-5.2.2-b | Ditto As Above But For Maintained Electricity Duration. Provided With Emergency Unit For 3 Hours | NO | 1 | 1 | 100 | 100 | SC_Apply | محمود رمضان كامل عبد الرؤوف | 6 - Huwaydi Village-Store Building NO. 5-30-5.2.2-b | Ditto As Above But For Maintained Electricity Duration. Provided With Emergency Unit For 3 Hours | NO | 1 | 175 | 175 | EGP | SC_Apply
Abo Shanab El Agamien _0195 |  | RFQ-00077 | Hussein Nabil | MEP (Electro Mechanical) | 2024-06-05 | تركيب و اختبار الاعمال الكهربلية ( المبانى ) | Approved | 5 - Tahawi-Store Building NO. 5-30-5.2.2-c | Enclosed Polycarbonate, Wall Mounting Luminaire IP65 With 20 Watt LED Lamp. | NO | 1 | 1 | 100 | 100 | SC_Apply | محمود رمضان كامل عبد الرؤوف | 5 - Tahawi-Store Building NO. 5-30-5.2.2-c | Enclosed Polycarbonate, Wall Mounting Luminaire IP65 With 20 Watt LED Lamp. | NO | 1 | 175 | 175 | EGP | SC_Apply
Abo Shanab El Agamien _0195 |  | RFQ-00077 | Hussein Nabil | MEP (Electro Mechanical) | 2024-06-05 | تركيب و اختبار الاعمال الكهربلية ( المبانى ) | Approved | 7 - Raslan & Mokhtar Eissa-Pumping Station NO. 3-18-3.2.2-c | Surface mounted luminaire with 1x60 watt led lamps, With (IP20) | NO | 2 | 2 | 100 | 200 | SC_Apply | محمود رمضان كامل عبد الرؤوف | 7 - Raslan & Mokhtar Eissa-Pumping Station NO. 3-18-3.2.2-c | Surface mounted luminaire with 1x60 watt led lamps, With (IP20) | NO | 2 | 175 | 350 | EGP | SC_Apply
Abo Shanab El Agamien _0195 |  | RFQ-00077 | Hussein Nabil | MEP (Electro Mechanical) | 2024-06-05 | تركيب و اختبار الاعمال الكهربلية ( المبانى ) | Approved | 4 - Al Biltaji-Pumping Station NO. 3-18-3.2.2-d | Ditto As Above But For Maintained Electricity Duration. Provided With Emergency Unit For 3 Hours | NO | 2 | 2 | 100 | 200 | SC_Apply | محمود رمضان كامل عبد الرؤوف | 4 - Al Biltaji-Pumping Station NO. 3-18-3.2.2-d | Ditto As Above But For Maintained Electricity Duration. Provided With Emergency Unit For 3 Hours | NO | 2 | 175 | 350 | EGP | SC_Apply
Abo Shanab El Agamien _0195 |  | RFQ-00077 | Hussein Nabil | MEP (Electro Mechanical) | 2024-06-05 | تركيب و اختبار الاعمال الكهربلية ( المبانى ) | Approved | 6 - Huwaydi Village-Pumping Station NO. 3-16-3.2.2-d | Ditto As Above But For Maintained Electricity Duration. Provided With Emergency Unit For 3 Hours | NO | 2 | 2 | 100 | 200 | SC_Apply | محمود رمضان كامل عبد الرؤوف | 6 - Huwaydi Village-Pumping Station NO. 3-16-3.2.2-d | Ditto As Above But For Maintained Electricity Duration. Provided With Emergency Unit For 3 Hours | NO | 2 | 175 | 350 | EGP | SC_Apply
Abo Shanab El Agamien _0195 |  | RFQ-00077 | Hussein Nabil | MEP (Electro Mechanical) | 2024-06-05 | تركيب و اختبار الاعمال الكهربلية ( المبانى ) | Approved | 4 - Al Biltaji-Generator Shed NO. 7 -42-7.2.2-a | Surface mounted luminaire with 1x60 watt led lamps, With (IP54) | NO | 1 | 1 | 100 | 100 | SC_Apply | محمود رمضان كامل عبد الرؤوف | 4 - Al Biltaji-Generator Shed NO. 7 -42-7.2.2-a | Surface mounted luminaire with 1x60 watt led lamps, With (IP54) | NO | 1 | 175 | 175 | EGP | SC_Apply
Abo Shanab El Agamien _0195 |  | RFQ-00077 | Hussein Nabil | MEP (Electro Mechanical) | 2024-06-05 | تركيب و اختبار الاعمال الكهربلية ( المبانى ) | Approved | 8 - Abd Al-Qawy Salem&Zaraby-Store Building NO. 5-31-5.2.2-b | Ditto As Above But For Maintained Electricity Duration. Provided With Emergency Unit For 3 Hours | NO | 1 | 1 | 100 | 100 | SC_Apply | محمود رمضان كامل عبد الرؤوف | 8 - Abd Al-Qawy Salem&Zaraby-Store Building NO. 5-31-5.2.2-b | Ditto As Above But For Maintained Electricity Duration. Provided With Emergency Unit For 3 Hours | NO | 1 | 175 | 175 | EGP | SC_Apply
Abo Shanab El Agamien _0195 |  | RFQ-00077 | Hussein Nabil | MEP (Electro Mechanical) | 2024-06-05 | تركيب و اختبار الاعمال الكهربلية ( المبانى ) | Approved | 1 - Sharaf Al Deen-Generator Shed No.6-41-6.2.2-b | Ditto As Above But For Maintained Electricity Duration. Provided With Emergency Unit For 3 Hours | NO | 1 | 1 | 100 | 100 | SC_Apply | محمود رمضان كامل عبد الرؤوف | 1 - Sharaf Al Deen-Generator Shed No.6-41-6.2.2-b | Ditto As Above But For Maintained Electricity Duration. Provided With Emergency Unit For 3 Hours | NO | 1 | 175 | 175 | EGP | SC_Apply
Abo Shanab El Agamien _0195 |  | RFQ-00077 | Hussein Nabil | MEP (Electro Mechanical) | 2024-06-05 | تركيب و اختبار الاعمال الكهربلية ( المبانى ) | Approved | 2 - Kariman Sednaoui-Store NO. 5-32-5.2.2-b | Ditto As Above But For Maintained Electricity Duration. Provided With Emergency Unit For 3 Hours | NO | 1 | 1 | 100 | 100 | SC_Apply | محمود رمضان كامل عبد الرؤوف | 2 - Kariman Sednaoui-Store NO. 5-32-5.2.2-b | Ditto As Above But For Maintained Electricity Duration. Provided With Emergency Unit For 3 Hours | NO | 1 | 175 | 175 | EGP | SC_Apply
Abo Shanab El Agamien _0195 |  | RFQ-00077 | Hussein Nabil | MEP (Electro Mechanical) | 2024-06-05 | تركيب و اختبار الاعمال الكهربلية ( المبانى ) | Approved | 4 - Al Biltaji-Admin Room NO. 6-39-6.3.2-d | Surface Mounted Luminaire (IP54) With 20W LED lamp. | NO | 1 | 1 | 100 | 100 | SC_Apply | محمود رمضان كامل عبد الرؤوف | 4 - Al Biltaji-Admin Room NO. 6-39-6.3.2-d | Surface Mounted Luminaire (IP54) With 20W LED lamp. | NO | 1 | 175 | 175 | EGP | SC_Apply
Abo Shanab El Agamien _0195 |  | RFQ-00077 | Hussein Nabil | MEP (Electro Mechanical) | 2024-06-05 | تركيب و اختبار الاعمال الكهربلية ( المبانى ) | Approved | 9 - Seror-Pumping Station NO. 3-20-3.2.2-b | Ditto As Above But For Maintained Electricity Duration. Provided With Emergency Unit For 3 Hours. | NO | 1 | 1 | 100 | 100 | SC_Apply | محمود رمضان كامل عبد الرؤوف | 9 - Seror-Pumping Station NO. 3-20-3.2.2-b | Ditto As Above But For Maintained Electricity Duration. Provided With Emergency Unit For 3 Hours. | NO | 1 | 175 | 175 | EGP | SC_Apply
Abu Qir Bridge _0214 |  | RFQ-00006 | Mostafa Ramadan | Operation | 2024-07-23 | Quality Control Tests | Approved | 2025-12-03 | مهندس معمل ذو خبرة عالية - تخصص مدني او جيولوجي | MTH | 10 | 10 | 0 | 0 | Ind_Hirings | فور تكنولوجى لاب | 2025-12-03 | مهندس معمل ذو خبرة عالية - تخصص مدني او جيولوجي | MTH | 10 | 13500 | 135000 | EGP | Ind_Hirings
Abu Qir Bridge _0214 |  | RFQ-00006 | Mostafa Ramadan | Operation | 2024-07-23 | Quality Control Tests | Approved | 2025-12-03 | ساعة عمل إضافية للمهندس | HRS | 0 | 0 | 0 | 0 | Ind_HiringsDailyWages | فور تكنولوجى لاب | 2025-12-03 | ساعة عمل إضافية للمهندس | HRS | 0 | 65 | 0 | EGP | Ind_HiringsDailyWages
Abu Qir Bridge _0214 |  | RFQ-00006 | Mostafa Ramadan | Operation | 2024-07-23 | Quality Control Tests | Approved | 2025-12-03 | فني معمل ذو خبرة لا تقل عن سنتين | MTH | 10 | 10 | 0 | 0 | Ind_Hirings | فور تكنولوجى لاب | 2025-12-03 | فني معمل ذو خبرة لا تقل عن سنتين | MTH | 10 | 11500 | 115000 | EGP | Ind_Hirings
Abu Qir Bridge _0214 |  | RFQ-00006 | Mostafa Ramadan | Operation | 2024-07-23 | Quality Control Tests | Approved | 2025-12-03 | ساعة عمل إضافية للفني | HRS | 0 | 0 | 0 | 0 | Ind_HiringsDailyWages | فور تكنولوجى لاب | 2025-12-03 | ساعة عمل إضافية للفني | HRS | 0 | 65 | 0 | EGP | Ind_HiringsDailyWages
Abu Qir Bridge _0214 |  | RFQ-00006 | Mostafa Ramadan | Operation | 2024-07-23 | Quality Control Tests | Approved | 2025-12-03 | توريد وتجهيز معمل الخرسانة والتربه شامل كافة المعدات والاجهزه اللازمه والبند يشمل أعمال الصيانة والمعايرة المطلوبة لمعدات المعمل , ووفقا لتعليمات ممثلي الطرف الأول وإستشاري المشروع | MTH | 10 | 10 | 0 | 0 | Ind_Hirings | فور تكنولوجى لاب | 2025-12-03 | توريد وتجهيز معمل الخرسانة والتربه شامل كافة المعدات والاجهزه اللازمه والبند يشمل أعمال الصيانة والمعايرة المطلوبة لمعدات المعمل , ووفقا لتعليمات ممثلي الطرف الأول وإستشاري المشروع | MTH | 10 | 11500 | 115000 | EGP | Ind_Hirings
Abu Qir Bridge _0214 |  | RFQ-00006 | Mostafa Ramadan | Operation | 2024-07-23 | Quality Control Tests | Approved | 2025-12-03 | اختبار التحميل اللوحي ( لا يقل عن 4 نقاط ) النقطة الواحدة | LS | 4 | 4 | 0 | 0 | Equip_ConcreteBatchPlant | فور تكنولوجى لاب | 2025-12-03 | اختبار التحميل اللوحي ( لا يقل عن 4 نقاط ) النقطة الواحدة | LS | 4 | 1800 | 7200 | EGP | Equip_ConcreteBatchPlant
Mivida BP#189 |  | RFQ-00114 | Mostafa Shourbagi | MEP (Electro Mechanical) | 2024-07-24 | Steel Angels | Approved | 152105.POS | P.R. 96562→ERW Steel angles | LS | 1 | 1 | 316800 | 316800 | SC_Supply | Concord | 152105.POS | P.R. 96562→ERW Steel angles | LS | 1 | 578322 | 578322 | EGP | SC_Supply
Abo Shanab El Agamien _0195 |  | RFQ-00077 | Hussein Nabil | MEP (Electro Mechanical) | 2024-06-05 | تركيب و اختبار الاعمال الكهربلية ( المبانى ) | Approved | 4 - Al Biltaji-Store Building NO. 5-32-5.2.1- | Supply, install, connect, test and commission of complete L.V. distribution boards (LP-ST) the price include selectvity study, termination, Identifications, labling, glands, copper luggs as specified and as indicating drawings. System shall be lump sum complete in every respect with all necessary accessories and ancillary works. | NO | 1 | 1 | 2285 | 2285 | SC_Apply | محمود رمضان كامل عبد الرؤوف | 4 - Al Biltaji-Store Building NO. 5-32-5.2.1- | Supply, install, connect, test and commission of complete L.V. distribution boards (LP-ST) the price include selectvity study, termination, Identifications, labling, glands, copper luggs as specified and as indicating drawings. System shall be lump sum complete in every respect with all necessary accessories and ancillary works. | NO | 1 | 2200 | 2200 | EGP | SC_Apply
Abo Shanab El Agamien _0195 |  | RFQ-00077 | Hussein Nabil | MEP (Electro Mechanical) | 2024-06-05 | تركيب و اختبار الاعمال الكهربلية ( المبانى ) | Approved | 4 - Al Biltaji-Admin Room NO. 6-39-6.3.1-a | Supply, install, connect, test and commission of complete L.V. distribution boards (LP-ADMIN.) the price include selectvity study, termination, Identifications, labling, glands, copper luggs as specified and as indicating drawings. System shall be lump sum complete in every respect with all necessary accessories and ancillary works. | NO | 1 | 1 | 1164 | 1164 | SC_Apply | محمود رمضان كامل عبد الرؤوف | 4 - Al Biltaji-Admin Room NO. 6-39-6.3.1-a | Supply, install, connect, test and commission of complete L.V. distribution boards (LP-ADMIN.) the price include selectvity study, termination, Identifications, labling, glands, copper luggs as specified and as indicating drawings. System shall be lump sum complete in every respect with all necessary accessories and ancillary works. | NO | 1 | 2200 | 2200 | EGP | SC_Apply
Abo Shanab El Agamien _0195 |  | RFQ-00077 | Hussein Nabil | MEP (Electro Mechanical) | 2024-06-05 | تركيب و اختبار الاعمال الكهربلية ( المبانى ) | Approved | 1 - Sharaf Al Deen-Main Pump Station NO. 3-24-3.3.3- | Main Low tension switchboard (0.38kV) complete with all component (C.B, contactors,Electrcal and mechanical interlock, measuring and protection devices ?etc), as per Single Line Diagram and Contract Documents (to be erected in pump building). | NO | 1 | 1 | 48036 | 48036 | SC_Apply | محمود رمضان كامل عبد الرؤوف | 1 - Sharaf Al Deen-Main Pump Station NO. 3-24-3.3.3- | Main Low tension switchboard (0.38kV) complete with all component (C.B, contactors,Electrcal and mechanical interlock, measuring and protection devices ?etc), as per Single Line Diagram and Contract Documents (to be erected in pump building). | NO | 1 | 12000 | 12000 | EGP | SC_Apply
Abo Shanab El Agamien _0195 |  | RFQ-00077 | Hussein Nabil | MEP (Electro Mechanical) | 2024-06-05 | تركيب و اختبار الاعمال الكهربلية ( المبانى ) | Approved | 7 - Raslan & Mokhtar Eissa-Pumping Station NO. 3-19-3.3.3- | Main Low-tension switchboard (0.38kV) complete with all component (C.B, contactors,Electrcal and mechanical interlock, measuring and protection devices ?etc), as per Single Line Diagram and Contract Documents (to be erected in pump building). | NO | 1 | 1 | 18532 | 18532 | SC_Apply | محمود رمضان كامل عبد الرؤوف | 7 - Raslan & Mokhtar Eissa-Pumping Station NO. 3-19-3.3.3- | Main Low-tension switchboard (0.38kV) complete with all component (C.B, contactors,Electrcal and mechanical interlock, measuring and protection devices ?etc), as per Single Line Diagram and Contract Documents (to be erected in pump building). | NO | 1 | 12000 | 12000 | EGP | SC_Apply
Abo Shanab El Agamien _0195 |  | RFQ-00077 | Hussein Nabil | MEP (Electro Mechanical) | 2024-06-05 | تركيب و اختبار الاعمال الكهربلية ( المبانى ) | Approved | 4 - Al Biltaji-Pumping Station NO. 3-19-3.3.3- | Main Low tension switchboard (0.38kV) complete with all component (C.B, contactors,Electrcal and mechanical interlock, measuring and protection devices ?etc), as per Single Line Diagram and Contract Documents (to be erected in pump building). | NO | 1 | 1 | 28480 | 28480 | SC_Apply | محمود رمضان كامل عبد الرؤوف | 4 - Al Biltaji-Pumping Station NO. 3-19-3.3.3- | Main Low tension switchboard (0.38kV) complete with all component (C.B, contactors,Electrcal and mechanical interlock, measuring and protection devices ?etc), as per Single Line Diagram and Contract Documents (to be erected in pump building). | NO | 1 | 12000 | 12000 | EGP | SC_Apply
Abo Shanab El Agamien _0195 |  | RFQ-00077 | Hussein Nabil | MEP (Electro Mechanical) | 2024-06-05 | تركيب و اختبار الاعمال الكهربلية ( المبانى ) | Approved | 9 - Seror-Pumping Station NO. 3-21-3.3.3- | Main Low tension switchboard (0.38kV) complete with all component (C.B, contactors,Electrcal and mechanical interlock, measuring and protection devices ?etc), as per Single Line Diagram and Contract Documents (to be erected in pump building). | NO | 1 | 1 | 27628 | 27628 | SC_Apply | محمود رمضان كامل عبد الرؤوف | 9 - Seror-Pumping Station NO. 3-21-3.3.3- | Main Low tension switchboard (0.38kV) complete with all component (C.B, contactors,Electrcal and mechanical interlock, measuring and protection devices ?etc), as per Single Line Diagram and Contract Documents (to be erected in pump building). | NO | 1 | 12000 | 12000 | EGP | SC_Apply
Abo Shanab El Agamien _0195 |  | RFQ-00077 | Hussein Nabil | MEP (Electro Mechanical) | 2024-06-05 | تركيب و اختبار الاعمال الكهربلية ( المبانى ) | Approved | 2 - Kariman Sednaoui-Main Pump Station NO. 3-18-3.3.3- | Main Low tension switchboard (0.38kV) complete with all component (C.B, contactors,Electrcal and mechanical interlock, measuring and protection devices ?etc), as per Single Line Diagram and Contract Documents (to be erected in pump building). | NO | 1 | 1 | 33616 | 33616 | SC_Apply | محمود رمضان كامل عبد الرؤوف | 2 - Kariman Sednaoui-Main Pump Station NO. 3-18-3.3.3- | Main Low tension switchboard (0.38kV) complete with all component (C.B, contactors,Electrcal and mechanical interlock, measuring and protection devices ?etc), as per Single Line Diagram and Contract Documents (to be erected in pump building). | NO | 1 | 12000 | 12000 | EGP | SC_Apply
Abo Shanab El Agamien _0195 |  | RFQ-00077 | Hussein Nabil | MEP (Electro Mechanical) | 2024-06-05 | تركيب و اختبار الاعمال الكهربلية ( المبانى ) | Approved | 6 - Huwaydi Village-Pumping Station NO. 3-17-3.3.3- | Main Low tension switchboard (0.38kV) complete with all component (C.B, contactors,Electrcal and mechanical interlock, measuring and protection devices ?etc), as per Single Line Diagram and Contract Documents (to be erected in pump building). | NO | 1 | 1 | 33475 | 33475 | SC_Apply | محمود رمضان كامل عبد الرؤوف | 6 - Huwaydi Village-Pumping Station NO. 3-17-3.3.3- | Main Low tension switchboard (0.38kV) complete with all component (C.B, contactors,Electrcal and mechanical interlock, measuring and protection devices ?etc), as per Single Line Diagram and Contract Documents (to be erected in pump building). | NO | 1 | 12000 | 12000 | EGP | SC_Apply
Abo Shanab El Agamien _0195 |  | RFQ-00077 | Hussein Nabil | MEP (Electro Mechanical) | 2024-06-05 | تركيب و اختبار الاعمال الكهربلية ( المبانى ) | Approved | 5 - Tahawi-Pumping Station NO. 3-17-3.3.3- | Main Low tension switchboard (0.38kV) complete with all component (C.B, contactors,Electrcal and mechanical interlock, measuring and protection devices ?etc), as per Single Line Diagram and Contract Documents (to be erected in pump building). | NO | 1 | 1 | 33475 | 33475 | SC_Apply | محمود رمضان كامل عبد الرؤوف | 5 - Tahawi-Pumping Station NO. 3-17-3.3.3- | Main Low tension switchboard (0.38kV) complete with all component (C.B, contactors,Electrcal and mechanical interlock, measuring and protection devices ?etc), as per Single Line Diagram and Contract Documents (to be erected in pump building). | NO | 1 | 12000 | 12000 | EGP | SC_Apply
Abo Shanab El Agamien _0195 |  | RFQ-00077 | Hussein Nabil | MEP (Electro Mechanical) | 2024-06-05 | تركيب و اختبار الاعمال الكهربلية ( المبانى ) | Approved | 8 - Abd Al-Qawy Salem&Zaraby-PUMP STATION NO. 3-18-3.3.3- | Main Low tension switchboard (0.38kV) complete with all component (C.B, contactors,Electrcal and mechanical interlock, measuring and protection devices ?etc), as per Single Line Diagram and Contract Documents (to be erected in pump building). | NO | 1 | 1 | 30723 | 30723 | SC_Apply | محمود رمضان كامل عبد الرؤوف | 8 - Abd Al-Qawy Salem&Zaraby-PUMP STATION NO. 3-18-3.3.3- | Main Low tension switchboard (0.38kV) complete with all component (C.B, contactors,Electrcal and mechanical interlock, measuring and protection devices ?etc), as per Single Line Diagram and Contract Documents (to be erected in pump building). | NO | 1 | 12000 | 12000 | EGP | SC_Apply
Qasr Rashwan - Lot B _0208 |  | RFQ-00043 | Mostafa Shourbagi | MEP (Electro Mechanical) | 2024-07-21 | Ductile Iron Materials | Approved | 12.11 - Suleiman Tadrus-Bill No.2: Force Main Pipeline-2.3.3-c | Flange socket with puddle flanged pieces 200mm | ECH | 2 | 2 | 5670 | 11340 | MAT_Raw | GCF | 12.11 - Suleiman Tadrus-Bill No.2: Force Main Pipeline-2.3.3-c | Flange socket with puddle flanged pieces 200mm | ECH | 2 | 21462 | 42924 | EGP | MAT_Raw
Qasr Rashwan - Lot B _0208 |  | RFQ-00043 | Mostafa Shourbagi | MEP (Electro Mechanical) | 2024-07-21 | Ductile Iron Materials | Approved | 12.11 - Suleiman Tadrus-Bill No.2: Force Main Pipeline-2.5.3-c | Flange socket with puddle flanged pieces 200mm | ECH | 2 | 2 | 5670 | 11340 | MAT_Raw | GCF | 12.11 - Suleiman Tadrus-Bill No.2: Force Main Pipeline-2.5.3-c | Flange socket with puddle flanged pieces 200mm | ECH | 2 | 21462 | 42924 | EGP | MAT_Raw
Qasr Rashwan - Lot B _0208 |  | RFQ-00043 | Mostafa Shourbagi | MEP (Electro Mechanical) | 2024-07-21 | Ductile Iron Materials | Approved | 13.11 - Salih Shamatah-Bill No.2: Force Main Pipeline-2.3.3-a | Flange socket with puddle flanged pieces 200mm | ECH | 9 | 9 | 5670 | 51030 | MAT_Raw | GCF | 13.11 - Salih Shamatah-Bill No.2: Force Main Pipeline-2.3.3-a | Flange socket with puddle flanged pieces 200mm | ECH | 9 | 21462 | 193158 | EGP | MAT_Raw
Qasr Rashwan - Lot B _0208 |  | RFQ-00043 | Mostafa Shourbagi | MEP (Electro Mechanical) | 2024-07-21 | Ductile Iron Materials | Approved | 11.11 - Abd Al Rahman Ibrahim-Bill No.2: Force Main Pipeline-2.5.3-e | Flange socket with puddle flanged pieces 200mm | ECH | 2 | 2 | 5670 | 11340 | MAT_Raw | GCF | 11.11 - Abd Al Rahman Ibrahim-Bill No.2: Force Main Pipeline-2.5.3-e | Flange socket with puddle flanged pieces 200mm | ECH | 2 | 21462 | 42924 | EGP | MAT_Raw
Qasr Rashwan - Lot B _0208 |  | RFQ-00043 | Mostafa Shourbagi | MEP (Electro Mechanical) | 2024-07-21 | Ductile Iron Materials | Approved | 14.11 - Abou Hussein-BILL NO.2 : Force Main Pipeline-2.3.3-a | Flange socket with puddle flanged pieces 200mm | ECH | 4 | 4 | 5670 | 22680 | MAT_Raw | GCF | 14.11 - Abou Hussein-BILL NO.2 : Force Main Pipeline-2.3.3-a | Flange socket with puddle flanged pieces 200mm | ECH | 4 | 21462 | 85848 | EGP | MAT_Raw
Qasr Rashwan - Lot B _0208 |  | RFQ-00043 | Mostafa Shourbagi | MEP (Electro Mechanical) | 2024-07-21 | Ductile Iron Materials | Approved | 12.11 - Suleiman Tadrus-Bill No.2: Force Main Pipeline-2.5.3-a | Flange socket with puddle flanged pieces 300mm | ECH | 4 | 3 | 9801 | 29403 | MAT_Raw | GCF | 12.11 - Suleiman Tadrus-Bill No.2: Force Main Pipeline-2.5.3-a | Flange socket with puddle flanged pieces 300mm | ECH | 3 | 36765 | 110295 | EGP | MAT_Raw
Qasr Rashwan - Lot B _0208 |  | RFQ-00043 | Mostafa Shourbagi | MEP (Electro Mechanical) | 2024-07-21 | Ductile Iron Materials | Approved | 11.11 - Abd Al Rahman Ibrahim-Bill No.2: Force Main Pipeline-2.5.3-c | Flange socket with puddle flanged pieces 300mm | ECH | 2 | 2 | 9801 | 19602 | MAT_Raw | GCF | 11.11 - Abd Al Rahman Ibrahim-Bill No.2: Force Main Pipeline-2.5.3-c | Flange socket with puddle flanged pieces 300mm | ECH | 2 | 36765 | 73530 | EGP | MAT_Raw
Qasr Rashwan - Lot B _0208 |  | RFQ-00043 | Mostafa Shourbagi | MEP (Electro Mechanical) | 2024-07-21 | Ductile Iron Materials | Approved | 12.11 - Suleiman Tadrus-Bill No.2: Force Main Pipeline-2.3.3-a | Flange socket with puddle flanged pieces 300mm | ECH | 9 | 9 | 9801 | 88209 | MAT_Raw | GCF | 12.11 - Suleiman Tadrus-Bill No.2: Force Main Pipeline-2.3.3-a | Flange socket with puddle flanged pieces 300mm | ECH | 9 | 36765 | 330885 | EGP | MAT_Raw
Qasr Rashwan - Lot B _0208 |  | RFQ-00043 | Mostafa Shourbagi | MEP (Electro Mechanical) | 2024-07-21 | Ductile Iron Materials | Approved | 11.11 - Abd Al Rahman Ibrahim-Bill No.2: Force Main Pipeline-2.3.3-a | Flange socket with puddle flanged pieces 350mm | ECH | 9 | 9 | 12231 | 110079 | MAT_Raw | GCF | 11.11 - Abd Al Rahman Ibrahim-Bill No.2: Force Main Pipeline-2.3.3-a | Flange socket with puddle flanged pieces 350mm | ECH | 9 | 45915 | 413235 | EGP | MAT_Raw
Qasr Rashwan - Lot B _0208 |  | RFQ-00043 | Mostafa Shourbagi | MEP (Electro Mechanical) | 2024-07-21 | Ductile Iron Materials | Approved | 11.11 - Abd Al Rahman Ibrahim-Bill No.2: Force Main Pipeline-2.5.3-a | Flange socket with puddle flanged pieces 350mm | ECH | 8 | 6 | 12231 | 73386 | MAT_Raw | GCF | 11.11 - Abd Al Rahman Ibrahim-Bill No.2: Force Main Pipeline-2.5.3-a | Flange socket with puddle flanged pieces 350mm | ECH | 6 | 45915 | 275490 | EGP | MAT_Raw
Qasr Rashwan - Lot B _0208 |  | RFQ-00043 | Mostafa Shourbagi | MEP (Electro Mechanical) | 2024-07-21 | Ductile Iron Materials | Approved | 10.11 - Abd Al Azeem Al Sofy -Bill No.2: Force Main Pipeline-2.3.3-b | Flange spigot with puddle flanged pieces 400mm | ECH | 6 | 6 | 12231 | 73386 | MAT_Raw | GCF | 10.11 - Abd Al Azeem Al Sofy -Bill No.2: Force Main Pipeline-2.3.3-b | Flange spigot with puddle flanged pieces 400mm | ECH | 6 | 18559 | 111354 | EGP | MAT_Raw
Qasr Rashwan - Lot B _0208 |  | RFQ-00043 | Mostafa Shourbagi | MEP (Electro Mechanical) | 2024-07-21 | Ductile Iron Materials | Approved | 10.11 - Abd Al Azeem Al Sofy -Bill No.2: Force Main Pipeline-2.5.3-b | Flange spigot with puddle flanged pieces 400mm | ECH | 5 | 3 | 12231 | 36693 | MAT_Raw | GCF | 10.11 - Abd Al Azeem Al Sofy -Bill No.2: Force Main Pipeline-2.5.3-b | Flange spigot with puddle flanged pieces 400mm | ECH | 3 | 18559 | 55677 | EGP | MAT_Raw
Qasr Rashwan - Lot B _0208 |  | RFQ-00043 | Mostafa Shourbagi | MEP (Electro Mechanical) | 2024-07-21 | Ductile Iron Materials | Approved | 10.11 - Abd Al Azeem Al Sofy -Bill No.2: Force Main Pipeline-2.3.3-a | Flange socket with puddle flanged pieces 400mm | ECH | 6 | 6 | 14580 | 87480 | MAT_Raw | GCF | 10.11 - Abd Al Azeem Al Sofy -Bill No.2: Force Main Pipeline-2.3.3-a | Flange socket with puddle flanged pieces 400mm | ECH | 6 | 55677 | 334062 | EGP | MAT_Raw
Qasr Rashwan - Lot B _0208 |  | RFQ-00043 | Mostafa Shourbagi | MEP (Electro Mechanical) | 2024-07-21 | Ductile Iron Materials | Approved | 10.11 - Abd Al Azeem Al Sofy -Bill No.2: Force Main Pipeline-2.5.3-a | Flange socket with puddle flanged pieces 400mm | ECH | 5 | 3 | 14580 | 43740 | MAT_Raw | GCF | 10.11 - Abd Al Azeem Al Sofy -Bill No.2: Force Main Pipeline-2.5.3-a | Flange socket with puddle flanged pieces 400mm | ECH | 3 | 55677 | 167031 | EGP | MAT_Raw
Qasr Rashwan - Lot B _0208 |  | RFQ-00043 | Mostafa Shourbagi | MEP (Electro Mechanical) | 2024-07-21 | Ductile Iron Materials | Approved | 12.11 - Suleiman Tadrus-Bill No.2: Force Main Pipeline-2.3.3-d | Flange spigot with puddle flanged pieces 200mm | ECH | 2 | 2 | 4860 | 9720 | MAT_Raw | GCF | 12.11 - Suleiman Tadrus-Bill No.2: Force Main Pipeline-2.3.3-d | Flange spigot with puddle flanged pieces 200mm | ECH | 2 | 7154 | 14308 | EGP | MAT_Raw
Qasr Rashwan - Lot B _0208 |  | RFQ-00043 | Mostafa Shourbagi | MEP (Electro Mechanical) | 2024-07-21 | Ductile Iron Materials | Approved | 14.11 - Abou Hussein-BILL NO.2 : Force Main Pipeline-2.3.3-b | Flange spigot with puddle flanged pieces 200mm | ECH | 3 | 3 | 4860 | 14580 | MAT_Raw | GCF | 14.11 - Abou Hussein-BILL NO.2 : Force Main Pipeline-2.3.3-b | Flange spigot with puddle flanged pieces 200mm | ECH | 3 | 7154 | 21462 | EGP | MAT_Raw
Qasr Rashwan - Lot B _0208 |  | RFQ-00043 | Mostafa Shourbagi | MEP (Electro Mechanical) | 2024-07-21 | Ductile Iron Materials | Approved | 12.11 - Suleiman Tadrus-Bill No.2: Force Main Pipeline-2.5.3-d | Flange spigot with puddle flanged pieces 200mm | ECH | 2 | 2 | 4860 | 9720 | MAT_Raw | GCF | 12.11 - Suleiman Tadrus-Bill No.2: Force Main Pipeline-2.5.3-d | Flange spigot with puddle flanged pieces 200mm | ECH | 2 | 7154 | 14308 | EGP | MAT_Raw
Qasr Rashwan - Lot B _0208 |  | RFQ-00043 | Mostafa Shourbagi | MEP (Electro Mechanical) | 2024-07-21 | Ductile Iron Materials | Approved | 11.11 - Abd Al Rahman Ibrahim-Bill No.2: Force Main Pipeline-2.5.3-f. | Flange spigot with puddle flanged pieces 200mm | ECH | 2 | 2 | 4860 | 9720 | MAT_Raw | GCF | 11.11 - Abd Al Rahman Ibrahim-Bill No.2: Force Main Pipeline-2.5.3-f. | Flange spigot with puddle flanged pieces 200mm | ECH | 2 | 7154 | 14308 | EGP | MAT_Raw
Qasr Rashwan - Lot B _0208 |  | RFQ-00043 | Mostafa Shourbagi | MEP (Electro Mechanical) | 2024-07-21 | Ductile Iron Materials | Approved | 13.11 - Salih Shamatah-Bill No.2: Force Main Pipeline-2.3.3-b | Flange spigot with puddle flanged pieces 200mm | ECH | 8 | 8 | 4860 | 38880 | MAT_Raw | GCF | 13.11 - Salih Shamatah-Bill No.2: Force Main Pipeline-2.3.3-b | Flange spigot with puddle flanged pieces 200mm | ECH | 8 | 7154 | 57232 | EGP | MAT_Raw
Qasr Rashwan - Lot B _0208 |  | RFQ-00043 | Mostafa Shourbagi | MEP (Electro Mechanical) | 2024-07-21 | Ductile Iron Materials | Approved | 10.11 - Abd Al Azeem Al Sofy -Bill No.2: Force Main Pipeline-2.3.3-d | Flange spigot with puddle flanged pieces 250mm | ECH | 2 | 2 | 6480 | 12960 | MAT_Raw | GCF | 10.11 - Abd Al Azeem Al Sofy -Bill No.2: Force Main Pipeline-2.3.3-d | Flange spigot with puddle flanged pieces 250mm | ECH | 2 | 9402 | 18804 | EGP | MAT_Raw
Qasr Rashwan - Lot B _0208 |  | RFQ-00043 | Mostafa Shourbagi | MEP (Electro Mechanical) | 2024-07-21 | Ductile Iron Materials | Approved | 10.11 - Abd Al Azeem Al Sofy -Bill No.2: Force Main Pipeline-2.5.3-d | Flange spigot with puddle flanged pieces 250mm | ECH | 2 | 2 | 6480 | 12960 | MAT_Raw | GCF | 10.11 - Abd Al Azeem Al Sofy -Bill No.2: Force Main Pipeline-2.5.3-d | Flange spigot with puddle flanged pieces 250mm | ECH | 2 | 9402 | 18804 | EGP | MAT_Raw
Qasr Rashwan - Lot B _0208 |  | RFQ-00043 | Mostafa Shourbagi | MEP (Electro Mechanical) | 2024-07-21 | Ductile Iron Materials | Approved | 12.11 - Suleiman Tadrus-Bill No.2: Force Main Pipeline-2.3.3-b | Flange spigot with puddle flanged pieces 300mm | ECH | 9 | 9 | 8424 | 75816 | MAT_Raw | GCF | 12.11 - Suleiman Tadrus-Bill No.2: Force Main Pipeline-2.3.3-b | Flange spigot with puddle flanged pieces 300mm | ECH | 9 | 12255 | 110295 | EGP | MAT_Raw
Qasr Rashwan - Lot B _0208 |  | RFQ-00043 | Mostafa Shourbagi | MEP (Electro Mechanical) | 2024-07-21 | Ductile Iron Materials | Approved | 11.11 - Abd Al Rahman Ibrahim-Bill No.2: Force Main Pipeline-2.5.3-d | Flange spigot with puddle flanged pieces 300mm | ECH | 2 | 2 | 8424 | 16848 | MAT_Raw | GCF | 11.11 - Abd Al Rahman Ibrahim-Bill No.2: Force Main Pipeline-2.5.3-d | Flange spigot with puddle flanged pieces 300mm | ECH | 2 | 12255 | 24510 | EGP | MAT_Raw
Qasr Rashwan - Lot B _0208 |  | RFQ-00043 | Mostafa Shourbagi | MEP (Electro Mechanical) | 2024-07-21 | Ductile Iron Materials | Approved | 12.11 - Suleiman Tadrus-Bill No.2: Force Main Pipeline-2.5.3-b | Flange spigot with puddle flanged pieces 300mm | ECH | 4 | 2 | 8424 | 16848 | MAT_Raw | GCF | 12.11 - Suleiman Tadrus-Bill No.2: Force Main Pipeline-2.5.3-b | Flange spigot with puddle flanged pieces 300mm | ECH | 2 | 12255 | 24510 | EGP | MAT_Raw
Qasr Rashwan - Lot B _0208 |  | RFQ-00043 | Mostafa Shourbagi | MEP (Electro Mechanical) | 2024-07-21 | Ductile Iron Materials | Approved | 15.11 - Al Burm-Bill No. 2: Force Main Pipeline-2.3.3-b | Flange spigot with puddle flanged pieces 250mm | ECH | 4 | 4 | 6480 | 25920 | MAT_Raw | GCF | 15.11 - Al Burm-Bill No. 2: Force Main Pipeline-2.3.3-b | Flange spigot with puddle flanged pieces 250mm | ECH | 4 | 9402 | 37608 | EGP | MAT_Raw
Qasr Rashwan - Lot B _0208 |  | RFQ-00043 | Mostafa Shourbagi | MEP (Electro Mechanical) | 2024-07-21 | Ductile Iron Materials | Approved | 11.11 - Abd Al Rahman Ibrahim-Bill No.2: Force Main Pipeline-2.5.3-b | Flange spigot with puddle flanged pieces 350mm | ECH | 8 | 6 | 10692 | 64152 | MAT_Raw | GCF | 11.11 - Abd Al Rahman Ibrahim-Bill No.2: Force Main Pipeline-2.5.3-b | Flange spigot with puddle flanged pieces 350mm | ECH | 6 | 15305 | 91830 | EGP | MAT_Raw
Qasr Rashwan - Lot B _0208 |  | RFQ-00043 | Mostafa Shourbagi | MEP (Electro Mechanical) | 2024-07-21 | Ductile Iron Materials | Approved | 11.11 - Abd Al Rahman Ibrahim-Bill No.2: Force Main Pipeline-2.3.3-b | Flange spigot with puddle flanged pieces 350mm | ECH | 8 | 8 | 10692 | 85536 | MAT_Raw | GCF | 11.11 - Abd Al Rahman Ibrahim-Bill No.2: Force Main Pipeline-2.3.3-b | Flange spigot with puddle flanged pieces 350mm | ECH | 8 | 15305 | 122440 | EGP | MAT_Raw
Abo Shanab El Agamien _0195 |  | RFQ-00077 | Hussein Nabil | MEP (Electro Mechanical) | 2024-06-05 | تركيب و اختبار الاعمال الكهربلية ( المبانى ) | Approved | 9 - Seror-Admin Room NO. 6-42-6.3.2-a | Surface mounted luminaire with 1x60 watt led lamps, With (IP20) | NO | 1 | 1 | 100 | 100 | SC_Apply | محمود رمضان كامل عبد الرؤوف | 9 - Seror-Admin Room NO. 6-42-6.3.2-a | Surface mounted luminaire with 1x60 watt led lamps, With (IP20) | NO | 1 | 175 | 175 | EGP | SC_Apply
Abo Shanab El Agamien _0195 |  | RFQ-00077 | Hussein Nabil | MEP (Electro Mechanical) | 2024-06-05 | تركيب و اختبار الاعمال الكهربلية ( المبانى ) | Approved | 5 - Tahawi-Guard Room NO. 4-25-4.3.2-d | Surface Mounted Luminaire (IP54) With 20W LED lamp. | NO | 2 | 2 | 100 | 200 | SC_Apply | محمود رمضان كامل عبد الرؤوف | 5 - Tahawi-Guard Room NO. 4-25-4.3.2-d | Surface Mounted Luminaire (IP54) With 20W LED lamp. | NO | 2 | 175 | 350 | EGP | SC_Apply
Abo Shanab El Agamien _0195 |  | RFQ-00077 | Hussein Nabil | MEP (Electro Mechanical) | 2024-06-05 | تركيب و اختبار الاعمال الكهربلية ( المبانى ) | Approved | 9 - Seror-Generator Shed NO. 7 -46-7.2.2-a | Surface mounted luminaire with 1x60 watt led lamps, With (IP54) | NO | 1 | 1 | 100 | 100 | SC_Apply | محمود رمضان كامل عبد الرؤوف | 9 - Seror-Generator Shed NO. 7 -46-7.2.2-a | Surface mounted luminaire with 1x60 watt led lamps, With (IP54) | NO | 1 | 175 | 175 | EGP | SC_Apply
Abo Shanab El Agamien _0195 |  | RFQ-00077 | Hussein Nabil | MEP (Electro Mechanical) | 2024-06-05 | تركيب و اختبار الاعمال الكهربلية ( المبانى ) | Approved | 7 - Raslan & Mokhtar Eissa-Guard Room NO. 4-30-4.3.2-c | Enclosed Polycarbonate, Wall Mounting Luminaire IP65 With 20 Watt LED Lamp. | NO | 1 | 1 | 100 | 100 | SC_Apply | محمود رمضان كامل عبد الرؤوف | 7 - Raslan & Mokhtar Eissa-Guard Room NO. 4-30-4.3.2-c | Enclosed Polycarbonate, Wall Mounting Luminaire IP65 With 20 Watt LED Lamp. | NO | 1 | 175 | 175 | EGP | SC_Apply
Abo Shanab El Agamien _0195 |  | RFQ-00077 | Hussein Nabil | MEP (Electro Mechanical) | 2024-06-05 | تركيب و اختبار الاعمال الكهربلية ( المبانى ) | Approved | 9 - Seror-Generator Shed NO. 7 -46-7.2.2-b | Ditto As Above But For Maintained Electricity Duration. Provided With Emergency Unit For 3 Hours | NO | 1 | 1 | 100 | 100 | SC_Apply | محمود رمضان كامل عبد الرؤوف | 9 - Seror-Generator Shed NO. 7 -46-7.2.2-b | Ditto As Above But For Maintained Electricity Duration. Provided With Emergency Unit For 3 Hours | NO | 1 | 175 | 175 | EGP | SC_Apply
Abo Shanab El Agamien _0195 |  | RFQ-00077 | Hussein Nabil | MEP (Electro Mechanical) | 2024-06-05 | تركيب و اختبار الاعمال الكهربلية ( المبانى ) | Approved | 6 - Huwaydi Village-Pumping Station NO. 3-16-3.2.2-b | Ditto As Above But For Maintained Electricity Duration. Provided With Emergency Unit For 3 Hours. | NO | 1 | 1 | 100 | 100 | SC_Apply | محمود رمضان كامل عبد الرؤوف | 6 - Huwaydi Village-Pumping Station NO. 3-16-3.2.2-b | Ditto As Above But For Maintained Electricity Duration. Provided With Emergency Unit For 3 Hours. | NO | 1 | 175 | 175 | EGP | SC_Apply
Abo Shanab El Agamien _0195 |  | RFQ-00077 | Hussein Nabil | MEP (Electro Mechanical) | 2024-06-05 | تركيب و اختبار الاعمال الكهربلية ( المبانى ) | Approved | 7 - Raslan & Mokhtar Eissa-Pumping Station NO. 3-18-3.2.2-d | Ditto As Above But For Maintained Electricity Duration. Provided With Emergency Unit For 3 Hours | NO | 1 | 1 | 100 | 100 | SC_Apply | محمود رمضان كامل عبد الرؤوف | 7 - Raslan & Mokhtar Eissa-Pumping Station NO. 3-18-3.2.2-d | Ditto As Above But For Maintained Electricity Duration. Provided With Emergency Unit For 3 Hours | NO | 1 | 175 | 175 | EGP | SC_Apply
Abo Shanab El Agamien _0195 |  | RFQ-00077 | Hussein Nabil | MEP (Electro Mechanical) | 2024-06-05 | تركيب و اختبار الاعمال الكهربلية ( المبانى ) | Approved | 1 - Sharaf Al Deen-Main Pump Station NO. 3-23-3.2.2-f | Enclosed Polycarbonate, Wall Mounting Luminaire IP65 With 20 Watt LED Lamp. | NO | 1 | 1 | 100 | 100 | SC_Apply | محمود رمضان كامل عبد الرؤوف | 1 - Sharaf Al Deen-Main Pump Station NO. 3-23-3.2.2-f | Enclosed Polycarbonate, Wall Mounting Luminaire IP65 With 20 Watt LED Lamp. | NO | 1 | 175 | 175 | EGP | SC_Apply
Abo Shanab El Agamien _0195 |  | RFQ-00077 | Hussein Nabil | MEP (Electro Mechanical) | 2024-06-05 | تركيب و اختبار الاعمال الكهربلية ( المبانى ) | Approved | 6 - Huwaydi Village-Pumping Station NO. 3-16-3.2.2-f | Enclosed Polycarbonate, Wall Mounting Luminaire IP65 With 20 Watt LED Lamp. | NO | 1 | 1 | 100 | 100 | SC_Apply | محمود رمضان كامل عبد الرؤوف | 6 - Huwaydi Village-Pumping Station NO. 3-16-3.2.2-f | Enclosed Polycarbonate, Wall Mounting Luminaire IP65 With 20 Watt LED Lamp. | NO | 1 | 175 | 175 | EGP | SC_Apply
Abo Shanab El Agamien _0195 |  | RFQ-00077 | Hussein Nabil | MEP (Electro Mechanical) | 2024-06-05 | تركيب و اختبار الاعمال الكهربلية ( المبانى ) | Approved | 4 - Al Biltaji-Guard Room NO. 4-27-4.3.2-b | Ditto As Above But For Maintained Electricity Duration. Provided With Emergency Unit For 3 Hours | NO | 1 | 1 | 100 | 100 | SC_Apply | محمود رمضان كامل عبد الرؤوف | 4 - Al Biltaji-Guard Room NO. 4-27-4.3.2-b | Ditto As Above But For Maintained Electricity Duration. Provided With Emergency Unit For 3 Hours | NO | 1 | 175 | 175 | EGP | SC_Apply
Abo Shanab El Agamien _0195 |  | RFQ-00077 | Hussein Nabil | MEP (Electro Mechanical) | 2024-06-05 | تركيب و اختبار الاعمال الكهربلية ( المبانى ) | Approved | 9 - Seror-Guard Room NO. 4-29-4.3.2-a | Surface mounted luminaire with 1x60 watt led lamps, With (IP20) | NO | 1 | 1 | 100 | 100 | SC_Apply | محمود رمضان كامل عبد الرؤوف | 9 - Seror-Guard Room NO. 4-29-4.3.2-a | Surface mounted luminaire with 1x60 watt led lamps, With (IP20) | NO | 1 | 175 | 175 | EGP | SC_Apply
Abo Shanab El Agamien _0195 |  | RFQ-00077 | Hussein Nabil | MEP (Electro Mechanical) | 2024-06-05 | تركيب و اختبار الاعمال الكهربلية ( المبانى ) | Approved | 6 - Huwaydi Village- Admin Room NO. 6-37-6.3.2-a | Surface mounted luminaire with 1x60 watt led lamps, With (IP20) | NO | 1 | 1 | 100 | 100 | SC_Apply | محمود رمضان كامل عبد الرؤوف | 6 - Huwaydi Village- Admin Room NO. 6-37-6.3.2-a | Surface mounted luminaire with 1x60 watt led lamps, With (IP20) | NO | 1 | 175 | 175 | EGP | SC_Apply
Abo Shanab El Agamien _0195 |  | RFQ-00077 | Hussein Nabil | MEP (Electro Mechanical) | 2024-06-05 | تركيب و اختبار الاعمال الكهربلية ( المبانى ) | Approved | 8 - Abd Al-Qawy Salem&Zaraby-Generator Shed NO. 7 -41-7.2.2-a | Surface mounted luminaire with 1x60 watt led lamps, With (IP54) | NO | 1 | 1 | 100 | 100 | SC_Apply | محمود رمضان كامل عبد الرؤوف | 8 - Abd Al-Qawy Salem&Zaraby-Generator Shed NO. 7 -41-7.2.2-a | Surface mounted luminaire with 1x60 watt led lamps, With (IP54) | NO | 1 | 175 | 175 | EGP | SC_Apply
Abo Shanab El Agamien _0195 |  | RFQ-00077 | Hussein Nabil | MEP (Electro Mechanical) | 2024-06-05 | تركيب و اختبار الاعمال الكهربلية ( المبانى ) | Approved | 6 - Huwaydi Village-Guard Room NO. 4-25-4.3.2-c | Enclosed Polycarbonate, Wall Mounting Luminaire IP65 With 20 Watt LED Lamp. | NO | 1 | 1 | 100 | 100 | SC_Apply | محمود رمضان كامل عبد الرؤوف | 6 - Huwaydi Village-Guard Room NO. 4-25-4.3.2-c | Enclosed Polycarbonate, Wall Mounting Luminaire IP65 With 20 Watt LED Lamp. | NO | 1 | 175 | 175 | EGP | SC_Apply
Abo Shanab El Agamien _0195 |  | RFQ-00077 | Hussein Nabil | MEP (Electro Mechanical) | 2024-06-05 | تركيب و اختبار الاعمال الكهربلية ( المبانى ) | Approved | 2 - Kariman Sednaoui-Main Pump Station NO. 3-17-3.2.2-c | Surface mounted luminaire with 1x60 watt led lamps, With (IP20) | NO | 2 | 2 | 100 | 200 | SC_Apply | محمود رمضان كامل عبد الرؤوف | 2 - Kariman Sednaoui-Main Pump Station NO. 3-17-3.2.2-c | Surface mounted luminaire with 1x60 watt led lamps, With (IP20) | NO | 2 | 175 | 350 | EGP | SC_Apply
Abo Shanab El Agamien _0195 |  | RFQ-00077 | Hussein Nabil | MEP (Electro Mechanical) | 2024-06-05 | تركيب و اختبار الاعمال الكهربلية ( المبانى ) | Approved | 1 - Sharaf Al Deen-Main Pump Station NO. 3-23-3.2.2-c | Surface mounted luminaire with 1x60 watt led lamps, With (IP20) | NO | 4 | 4 | 100 | 400 | SC_Apply | محمود رمضان كامل عبد الرؤوف | 1 - Sharaf Al Deen-Main Pump Station NO. 3-23-3.2.2-c | Surface mounted luminaire with 1x60 watt led lamps, With (IP20) | NO | 4 | 175 | 700 | EGP | SC_Apply
Abo Shanab El Agamien _0195 |  | RFQ-00077 | Hussein Nabil | MEP (Electro Mechanical) | 2024-06-05 | تركيب و اختبار الاعمال الكهربلية ( المبانى ) | Approved | 2 - Kariman Sednaoui-Guard room NO. 4-27-4.3.2-c | Enclosed Polycarbonate, Wall Mounting Luminaire IP65 With 20 Watt LED Lamp. | NO | 1 | 1 | 100 | 100 | SC_Apply | محمود رمضان كامل عبد الرؤوف | 2 - Kariman Sednaoui-Guard room NO. 4-27-4.3.2-c | Enclosed Polycarbonate, Wall Mounting Luminaire IP65 With 20 Watt LED Lamp. | NO | 1 | 175 | 175 | EGP | SC_Apply
Abo Shanab El Agamien _0195 |  | RFQ-00077 | Hussein Nabil | MEP (Electro Mechanical) | 2024-06-05 | تركيب و اختبار الاعمال الكهربلية ( المبانى ) | Approved | Total | وحدات الإنارة تركيب وتوصيل وتشغيل وحدة إنارة مثبتة على سور المحطه بمصباح 20 وات ليد | NO | 88 | 88 | 150 | 13200 | SC_Apply | محمود رمضان كامل عبد الرؤوف | Total | وحدات الإنارة تركيب وتوصيل وتشغيل وحدة إنارة مثبتة على سور المحطه بمصباح 20 وات ليد | NO | 88 | 220 | 19360 | EGP | SC_Apply
Abo Shanab El Agamien _0195 |  | RFQ-00077 | Hussein Nabil | MEP (Electro Mechanical) | 2024-06-05 | تركيب و اختبار الاعمال الكهربلية ( المبانى ) | Approved | Total | وحدات الإنارة تركيب وتوصيل وتشغيل وحدة إنارة عامود 6 متر (solar ) كامل بالقاعدة الخرسانية اللازمة والجوايط لتثبيت العمود مع تركيب و توصيل الكشاف ولوحه التشغيل للخليه الشمسيه وكل ما يلزم لنهو الاعمال . | NO | 16 | 16 | 1070 | 17120 | SC_Apply | محمود رمضان كامل عبد الرؤوف | Total | وحدات الإنارة تركيب وتوصيل وتشغيل وحدة إنارة عامود 6 متر (solar ) كامل بالقاعدة الخرسانية اللازمة والجوايط لتثبيت العمود مع تركيب و توصيل الكشاف ولوحه التشغيل للخليه الشمسيه وكل ما يلزم لنهو الاعمال . | NO | 16 | 6000 | 96000 | EGP | SC_Apply
Abo Shanab El Agamien _0195 |  | RFQ-00077 | Hussein Nabil | MEP (Electro Mechanical) | 2024-06-05 | تركيب و اختبار الاعمال الكهربلية ( المبانى ) | Approved | 6 - Huwaydi Village-Store Building NO. 5-30-5.2.2-a | Surface mounted luminaire with 1x60 watt led lamps, With (IP20) | NO | 2 | 2 | 100 | 200 | SC_Apply | محمود رمضان كامل عبد الرؤوف | 6 - Huwaydi Village-Store Building NO. 5-30-5.2.2-a | Surface mounted luminaire with 1x60 watt led lamps, With (IP20) | NO | 2 | 175 | 350 | EGP | SC_Apply
Abo Shanab El Agamien _0195 |  | RFQ-00077 | Hussein Nabil | MEP (Electro Mechanical) | 2024-06-05 | تركيب و اختبار الاعمال الكهربلية ( المبانى ) | Approved | 5 - Tahawi-Guard Room NO. 4-25-4.3.2-a | Surface mounted luminaire with 1x60 watt led lamps, With (IP20) | NO | 1 | 1 | 100 | 100 | SC_Apply | محمود رمضان كامل عبد الرؤوف | 5 - Tahawi-Guard Room NO. 4-25-4.3.2-a | Surface mounted luminaire with 1x60 watt led lamps, With (IP20) | NO | 1 | 175 | 175 | EGP | SC_Apply
Abo Shanab El Agamien _0195 |  | RFQ-00077 | Hussein Nabil | MEP (Electro Mechanical) | 2024-06-05 | تركيب و اختبار الاعمال الكهربلية ( المبانى ) | Approved | 1 - Sharaf Al Deen-Store NO. 5-38-5.2.2-a | Surface mounted luminaire with 1x60 watt led lamps, With (IP20) | NO | 2 | 2 | 100 | 200 | SC_Apply | محمود رمضان كامل عبد الرؤوف | 1 - Sharaf Al Deen-Store NO. 5-38-5.2.2-a | Surface mounted luminaire with 1x60 watt led lamps, With (IP20) | NO | 2 | 175 | 350 | EGP | SC_Apply
Abo Shanab El Agamien _0195 |  | RFQ-00077 | Hussein Nabil | MEP (Electro Mechanical) | 2024-06-05 | تركيب و اختبار الاعمال الكهربلية ( المبانى ) | Approved | 6 - Huwaydi Village-Pumping Station NO. 3-16-3.2.2-c | Surface mounted luminaire with 1x60 watt led lamps, With (IP20) | NO | 2 | 2 | 100 | 200 | SC_Apply | محمود رمضان كامل عبد الرؤوف | 6 - Huwaydi Village-Pumping Station NO. 3-16-3.2.2-c | Surface mounted luminaire with 1x60 watt led lamps, With (IP20) | NO | 2 | 175 | 350 | EGP | SC_Apply
Abo Shanab El Agamien _0195 |  | RFQ-00077 | Hussein Nabil | MEP (Electro Mechanical) | 2024-06-05 | تركيب و اختبار الاعمال الكهربلية ( المبانى ) | Approved | 9 - Seror-Pumping Station NO. 3-20-3.2.2-c | Surface mounted luminaire with 1x60 watt led lamps, With (IP20) | NO | 2 | 2 | 100 | 200 | SC_Apply | محمود رمضان كامل عبد الرؤوف | 9 - Seror-Pumping Station NO. 3-20-3.2.2-c | Surface mounted luminaire with 1x60 watt led lamps, With (IP20) | NO | 2 | 175 | 350 | EGP | SC_Apply
Abo Shanab El Agamien _0195 |  | RFQ-00077 | Hussein Nabil | MEP (Electro Mechanical) | 2024-06-05 | تركيب و اختبار الاعمال الكهربلية ( المبانى ) | Approved | 2 - Kariman Sednaoui-Store NO. 5-32-5.2.2-a | Surface mounted luminaire with 1x60 watt led lamps, With (IP20) | NO | 2 | 2 | 100 | 200 | SC_Apply | محمود رمضان كامل عبد الرؤوف | 2 - Kariman Sednaoui-Store NO. 5-32-5.2.2-a | Surface mounted luminaire with 1x60 watt led lamps, With (IP20) | NO | 2 | 175 | 350 | EGP | SC_Apply
Abo Shanab El Agamien _0195 |  | RFQ-00077 | Hussein Nabil | MEP (Electro Mechanical) | 2024-06-05 | تركيب و اختبار الاعمال الكهربلية ( المبانى ) | Approved | 9 - Seror-Guard Room NO. 4-29-4.3.3-a | One Way, Two-gang Lighting Switch 10A. | NO | 2 | 2 | 125 | 250 | SC_Apply | محمود رمضان كامل عبد الرؤوف | 9 - Seror-Guard Room NO. 4-29-4.3.3-a | One Way, Two-gang Lighting Switch 10A. | NO | 2 | 175 | 350 | EGP | SC_Apply
Abo Shanab El Agamien _0195 |  | RFQ-00077 | Hussein Nabil | MEP (Electro Mechanical) | 2024-06-05 | تركيب و اختبار الاعمال الكهربلية ( المبانى ) | Approved | 1 - Sharaf Al Deen-Guard room NO. 4-33-4.3.3-a | One Way, Two-gang Lighting Switch 10A. | NO | 2 | 2 | 125 | 250 | SC_Apply | محمود رمضان كامل عبد الرؤوف | 1 - Sharaf Al Deen-Guard room NO. 4-33-4.3.3-a | One Way, Two-gang Lighting Switch 10A. | NO | 2 | 175 | 350 | EGP | SC_Apply
Abo Shanab El Agamien _0195 |  | RFQ-00077 | Hussein Nabil | MEP (Electro Mechanical) | 2024-06-05 | تركيب و اختبار الاعمال الكهربلية ( المبانى ) | Approved | 4 - Al Biltaji-Pumping Station NO. 3-18-3.2.3-a | One Way, One-gang Lighting Switch 10A. | NO | 1 | 1 | 125 | 125 | SC_Apply | محمود رمضان كامل عبد الرؤوف | 4 - Al Biltaji-Pumping Station NO. 3-18-3.2.3-a | One Way, One-gang Lighting Switch 10A. | NO | 1 | 150 | 150 | EGP | SC_Apply
Abo Shanab El Agamien _0195 |  | RFQ-00077 | Hussein Nabil | MEP (Electro Mechanical) | 2024-06-05 | تركيب و اختبار الاعمال الكهربلية ( المبانى ) | Approved | 9 - Seror-Pumping Station NO. 3-20-3.2.3-c | One Way, Two-gang Lighting Switch 10A. | NO | 1 | 1 | 125 | 125 | SC_Apply | محمود رمضان كامل عبد الرؤوف | 9 - Seror-Pumping Station NO. 3-20-3.2.3-c | One Way, Two-gang Lighting Switch 10A. | NO | 1 | 175 | 175 | EGP | SC_Apply
Abo Shanab El Agamien _0195 |  | RFQ-00077 | Hussein Nabil | MEP (Electro Mechanical) | 2024-06-05 | تركيب و اختبار الاعمال الكهربلية ( المبانى ) | Approved | 7 - Raslan & Mokhtar Eissa-Guard Room NO. 4-30-4.3.3-a | One Way, Two-gang Lighting Switch 10A. | NO | 2 | 2 | 125 | 250 | SC_Apply | محمود رمضان كامل عبد الرؤوف | 7 - Raslan & Mokhtar Eissa-Guard Room NO. 4-30-4.3.3-a | One Way, Two-gang Lighting Switch 10A. | NO | 2 | 175 | 350 | EGP | SC_Apply
Abo Shanab El Agamien _0195 |  | RFQ-00077 | Hussein Nabil | MEP (Electro Mechanical) | 2024-06-05 | تركيب و اختبار الاعمال الكهربلية ( المبانى ) | Approved | 8 - Abd Al-Qawy Salem&Zaraby-Guard Room NO. 4-26-4.3.3-a | One Way, Two-gang Lighting Switch 10A. | NO | 2 | 2 | 125 | 250 | SC_Apply | محمود رمضان كامل عبد الرؤوف | 8 - Abd Al-Qawy Salem&Zaraby-Guard Room NO. 4-26-4.3.3-a | One Way, Two-gang Lighting Switch 10A. | NO | 2 | 175 | 350 | EGP | SC_Apply
Abo Shanab El Agamien _0195 |  | RFQ-00077 | Hussein Nabil | MEP (Electro Mechanical) | 2024-06-05 | تركيب و اختبار الاعمال الكهربلية ( المبانى ) | Approved | 7 - Raslan & Mokhtar Eissa-Pumping Station NO. 3-18-3.2.3-b | Ditto As Above Item, But Of Weatherproof Type. | NO | 1 | 1 | 125 | 125 | SC_Apply | محمود رمضان كامل عبد الرؤوف | 7 - Raslan & Mokhtar Eissa-Pumping Station NO. 3-18-3.2.3-b | Ditto As Above Item, But Of Weatherproof Type. | NO | 1 | 150 | 150 | EGP | SC_Apply
Abo Shanab El Agamien _0195 |  | RFQ-00077 | Hussein Nabil | MEP (Electro Mechanical) | 2024-06-05 | تركيب و اختبار الاعمال الكهربلية ( المبانى ) | Approved | 5 - Tahawi-Pumping Station NO. 3-16-3.2.3-b | Ditto As Above Item, But Of Weatherproof Type. | NO | 1 | 1 | 125 | 125 | SC_Apply | محمود رمضان كامل عبد الرؤوف | 5 - Tahawi-Pumping Station NO. 3-16-3.2.3-b | Ditto As Above Item, But Of Weatherproof Type. | NO | 1 | 150 | 150 | EGP | SC_Apply
Abo Shanab El Agamien _0195 |  | RFQ-00077 | Hussein Nabil | MEP (Electro Mechanical) | 2024-06-05 | تركيب و اختبار الاعمال الكهربلية ( المبانى ) | Approved | 2 - Kariman Sednaoui-Store NO. 5-32-5.2.3-0 | One Way, Three-gang Lighting Switch 10A. | NO | 1 | 1 | 125 | 125 | SC_Apply | محمود رمضان كامل عبد الرؤوف | 2 - Kariman Sednaoui-Store NO. 5-32-5.2.3-0 | One Way, Three-gang Lighting Switch 10A. | NO | 1 | 200 | 200 | EGP | SC_Apply
Abo Shanab El Agamien _0195 |  | RFQ-00077 | Hussein Nabil | MEP (Electro Mechanical) | 2024-06-05 | تركيب و اختبار الاعمال الكهربلية ( المبانى ) | Approved | 1 - Sharaf Al Deen-Store NO. 5-38-5.2.3- | One Way, Three-gang Lighting Switch 10A. | NO | 1 | 1 | 125 | 125 | SC_Apply | محمود رمضان كامل عبد الرؤوف | 1 - Sharaf Al Deen-Store NO. 5-38-5.2.3- | One Way, Three-gang Lighting Switch 10A. | NO | 1 | 200 | 200 | EGP | SC_Apply
Abo Shanab El Agamien _0195 |  | RFQ-00077 | Hussein Nabil | MEP (Electro Mechanical) | 2024-06-05 | تركيب و اختبار الاعمال الكهربلية ( المبانى ) | Approved | 4 - Al Biltaji-Generator Shed NO. 7 -42-7.2.3-a | One Way, One-gang Lighting Switch 10A. | NO | 1 | 1 | 125 | 125 | SC_Apply | محمود رمضان كامل عبد الرؤوف | 4 - Al Biltaji-Generator Shed NO. 7 -42-7.2.3-a | One Way, One-gang Lighting Switch 10A. | NO | 1 | 150 | 150 | EGP | SC_Apply
Abo Shanab El Agamien _0195 |  | RFQ-00077 | Hussein Nabil | MEP (Electro Mechanical) | 2024-06-05 | تركيب و اختبار الاعمال الكهربلية ( المبانى ) | Approved | 4 - Al Biltaji-Pumping Station NO. 3-18-3.2.3-b | Ditto As Above Item, But Of Weatherproof Type. | NO | 1 | 1 | 125 | 125 | SC_Apply | محمود رمضان كامل عبد الرؤوف | 4 - Al Biltaji-Pumping Station NO. 3-18-3.2.3-b | Ditto As Above Item, But Of Weatherproof Type. | NO | 1 | 150 | 150 | EGP | SC_Apply
Abo Shanab El Agamien _0195 |  | RFQ-00077 | Hussein Nabil | MEP (Electro Mechanical) | 2024-06-05 | تركيب و اختبار الاعمال الكهربلية ( المبانى ) | Approved | 6 - Huwaydi Village-Generator Shed NO. 7 -40-7.2.3-a | One Way, One-gang Lighting Switch 10A. | NO | 1 | 1 | 125 | 125 | SC_Apply | محمود رمضان كامل عبد الرؤوف | 6 - Huwaydi Village-Generator Shed NO. 7 -40-7.2.3-a | One Way, One-gang Lighting Switch 10A. | NO | 1 | 150 | 150 | EGP | SC_Apply
Abo Shanab El Agamien _0195 |  | RFQ-00077 | Hussein Nabil | MEP (Electro Mechanical) | 2024-06-05 | تركيب و اختبار الاعمال الكهربلية ( المبانى ) | Approved | 9 - Seror-Store Building NO. 5-35-5.2.3-0 | One Way, Three-gang Lighting Switch 10A. | NO | 1 | 1 | 125 | 125 | SC_Apply | محمود رمضان كامل عبد الرؤوف | 9 - Seror-Store Building NO. 5-35-5.2.3-0 | One Way, Three-gang Lighting Switch 10A. | NO | 1 | 200 | 200 | EGP | SC_Apply
Abo Shanab El Agamien _0195 |  | RFQ-00077 | Hussein Nabil | MEP (Electro Mechanical) | 2024-06-05 | تركيب و اختبار الاعمال الكهربلية ( المبانى ) | Approved | 1 - Sharaf Al Deen-Main Pump Station NO. 3-23-3.2.3-b | Ditto As Above Item, But Of Weatherproof Type. | NO | 1 | 1 | 125 | 125 | SC_Apply | محمود رمضان كامل عبد الرؤوف | 1 - Sharaf Al Deen-Main Pump Station NO. 3-23-3.2.3-b | Ditto As Above Item, But Of Weatherproof Type. | NO | 1 | 150 | 150 | EGP | SC_Apply
Abo Shanab El Agamien _0195 |  | RFQ-00077 | Hussein Nabil | MEP (Electro Mechanical) | 2024-06-05 | تركيب و اختبار الاعمال الكهربلية ( المبانى ) | Approved | 6 - Huwaydi Village- Admin Room NO. 6-37-6.3.3-a | One Way, Two-gang Lighting Switch 10A. | NO | 2 | 2 | 125 | 250 | SC_Apply | محمود رمضان كامل عبد الرؤوف | 6 - Huwaydi Village- Admin Room NO. 6-37-6.3.3-a | One Way, Two-gang Lighting Switch 10A. | NO | 2 | 175 | 350 | EGP | SC_Apply
Abo Shanab El Agamien _0195 |  | RFQ-00077 | Hussein Nabil | MEP (Electro Mechanical) | 2024-06-05 | تركيب و اختبار الاعمال الكهربلية ( المبانى ) | Approved | 4 - Al Biltaji-Store Building NO. 5-32-5.2.3-0 | One Way, Three-gang Lighting Switch 10A. | NO | 1 | 1 | 125 | 125 | SC_Apply | محمود رمضان كامل عبد الرؤوف | 4 - Al Biltaji-Store Building NO. 5-32-5.2.3-0 | One Way, Three-gang Lighting Switch 10A. | NO | 1 | 200 | 200 | EGP | SC_Apply
Abo Shanab El Agamien _0195 |  | RFQ-00077 | Hussein Nabil | MEP (Electro Mechanical) | 2024-06-05 | تركيب و اختبار الاعمال الكهربلية ( المبانى ) | Approved | 5 - Tahawi-Store Building NO. 5-30-5.2.3-0 | One Way, Three-gang Lighting Switch 10A. | NO | 1 | 1 | 125 | 125 | SC_Apply | محمود رمضان كامل عبد الرؤوف | 5 - Tahawi-Store Building NO. 5-30-5.2.3-0 | One Way, Three-gang Lighting Switch 10A. | NO | 1 | 200 | 200 | EGP | SC_Apply
Abo Shanab El Agamien _0195 |  | RFQ-00077 | Hussein Nabil | MEP (Electro Mechanical) | 2024-06-05 | تركيب و اختبار الاعمال الكهربلية ( المبانى ) | Approved | 2 - Kariman Sednaoui-Admin Building NO. 6 -39-6.3.3-a | One Way, Two-gang Lighting Switch 10A. | NO | 2 | 2 | 125 | 250 | SC_Apply | محمود رمضان كامل عبد الرؤوف | 2 - Kariman Sednaoui-Admin Building NO. 6 -39-6.3.3-a | One Way, Two-gang Lighting Switch 10A. | NO | 2 | 175 | 350 | EGP | SC_Apply
Abo Shanab El Agamien _0195 |  | RFQ-00077 | Hussein Nabil | MEP (Electro Mechanical) | 2024-06-05 | تركيب و اختبار الاعمال الكهربلية ( المبانى ) | Approved | 8 - Abd Al-Qawy Salem&Zaraby-PUMP STATION NO. 3-17-3.2.3-b | Ditto As Above Item, But Of Weatherproof Type. | NO | 1 | 1 | 125 | 125 | SC_Apply | محمود رمضان كامل عبد الرؤوف | 8 - Abd Al-Qawy Salem&Zaraby-PUMP STATION NO. 3-17-3.2.3-b | Ditto As Above Item, But Of Weatherproof Type. | NO | 1 | 150 | 150 | EGP | SC_Apply
Abo Shanab El Agamien _0195 |  | RFQ-00077 | Hussein Nabil | MEP (Electro Mechanical) | 2024-06-05 | تركيب و اختبار الاعمال الكهربلية ( المبانى ) | Approved | 2 - Kariman Sednaoui-Guard room NO. 4-27-4.3.3-a | One Way, Two-gang Lighting Switch 10A. | NO | 2 | 2 | 125 | 250 | SC_Apply | محمود رمضان كامل عبد الرؤوف | 2 - Kariman Sednaoui-Guard room NO. 4-27-4.3.3-a | One Way, Two-gang Lighting Switch 10A. | NO | 2 | 175 | 350 | EGP | SC_Apply
Abo Shanab El Agamien _0195 |  | RFQ-00077 | Hussein Nabil | MEP (Electro Mechanical) | 2024-06-05 | تركيب و اختبار الاعمال الكهربلية ( المبانى ) | Approved | 2 - Kariman Sednaoui-Generator Shed NO. 7 -42-7.2.3-a | One Way, One-gang Lighting Switch 10A. | NO | 1 | 1 | 125 | 125 | SC_Apply | محمود رمضان كامل عبد الرؤوف | 2 - Kariman Sednaoui-Generator Shed NO. 7 -42-7.2.3-a | One Way, One-gang Lighting Switch 10A. | NO | 1 | 150 | 150 | EGP | SC_Apply
Abo Shanab El Agamien _0195 |  | RFQ-00077 | Hussein Nabil | MEP (Electro Mechanical) | 2024-06-05 | تركيب و اختبار الاعمال الكهربلية ( المبانى ) | Approved | 5 - Tahawi-Generator Shed NO. 7 -40-7.2.3-a | One Way, One-gang Lighting Switch 10A. | NO | 1 | 1 | 125 | 125 | SC_Apply | محمود رمضان كامل عبد الرؤوف | 5 - Tahawi-Generator Shed NO. 7 -40-7.2.3-a | One Way, One-gang Lighting Switch 10A. | NO | 1 | 150 | 150 | EGP | SC_Apply
Abo Shanab El Agamien _0195 |  | RFQ-00077 | Hussein Nabil | MEP (Electro Mechanical) | 2024-06-05 | تركيب و اختبار الاعمال الكهربلية ( المبانى ) | Approved | 7 - Raslan & Mokhtar Eissa-Pumping Station NO. 3-18-3.2.3-a | One Way, One-gang Lighting Switch 10A. | NO | 1 | 1 | 125 | 125 | SC_Apply | محمود رمضان كامل عبد الرؤوف | 7 - Raslan & Mokhtar Eissa-Pumping Station NO. 3-18-3.2.3-a | One Way, One-gang Lighting Switch 10A. | NO | 1 | 150 | 150 | EGP | SC_Apply
Abo Shanab El Agamien _0195 |  | RFQ-00077 | Hussein Nabil | MEP (Electro Mechanical) | 2024-06-05 | تركيب و اختبار الاعمال الكهربلية ( المبانى ) | Approved | 5 - Tahawi-Pumping Station NO. 3-16-3.2.3-c | One Way, Two-gang Lighting Switch 10A. | NO | 1 | 1 | 125 | 125 | SC_Apply | محمود رمضان كامل عبد الرؤوف | 5 - Tahawi-Pumping Station NO. 3-16-3.2.3-c | One Way, Two-gang Lighting Switch 10A. | NO | 1 | 175 | 175 | EGP | SC_Apply
Abo Shanab El Agamien _0195 |  | RFQ-00077 | Hussein Nabil | MEP (Electro Mechanical) | 2024-06-05 | تركيب و اختبار الاعمال الكهربلية ( المبانى ) | Approved | 6 - Huwaydi Village-Pumping Station NO. 3-16-3.2.3-a | One Way, One-gang Lighting Switch 10A. | NO | 1 | 1 | 125 | 125 | SC_Apply | محمود رمضان كامل عبد الرؤوف | 6 - Huwaydi Village-Pumping Station NO. 3-16-3.2.3-a | One Way, One-gang Lighting Switch 10A. | NO | 1 | 150 | 150 | EGP | SC_Apply
Abo Shanab El Agamien _0195 |  | RFQ-00077 | Hussein Nabil | MEP (Electro Mechanical) | 2024-06-05 | تركيب و اختبار الاعمال الكهربلية ( المبانى ) | Approved | 8 - Abd Al-Qawy Salem&Zaraby-Store Building NO. 5-31-5.2.3-0 | One Way, Three-gang Lighting Switch 10A. | NO | 1 | 1 | 125 | 125 | SC_Apply | محمود رمضان كامل عبد الرؤوف | 8 - Abd Al-Qawy Salem&Zaraby-Store Building NO. 5-31-5.2.3-0 | One Way, Three-gang Lighting Switch 10A. | NO | 1 | 200 | 200 | EGP | SC_Apply
Abo Shanab El Agamien _0195 |  | RFQ-00077 | Hussein Nabil | MEP (Electro Mechanical) | 2024-06-05 | تركيب و اختبار الاعمال الكهربلية ( المبانى ) | Approved | 6 - Huwaydi Village-Store Building NO. 5-30-5.2.3-0 | One Way, Three-gang Lighting Switch 10A. | NO | 1 | 1 | 125 | 125 | SC_Apply | محمود رمضان كامل عبد الرؤوف | 6 - Huwaydi Village-Store Building NO. 5-30-5.2.3-0 | One Way, Three-gang Lighting Switch 10A. | NO | 1 | 200 | 200 | EGP | SC_Apply
Abo Shanab El Agamien _0195 |  | RFQ-00077 | Hussein Nabil | MEP (Electro Mechanical) | 2024-06-05 | تركيب و اختبار الاعمال الكهربلية ( المبانى ) | Approved | 5 - Tahawi-Admin Room NO. 6-37-6.3.3-a | One Way, Two-gang Lighting Switch 10A. | NO | 2 | 2 | 125 | 250 | SC_Apply | محمود رمضان كامل عبد الرؤوف | 5 - Tahawi-Admin Room NO. 6-37-6.3.3-a | One Way, Two-gang Lighting Switch 10A. | NO | 2 | 175 | 350 | EGP | SC_Apply
Qasr Rashwan - Lot B _0208 |  | RFQ-00043 | Mostafa Shourbagi | MEP (Electro Mechanical) | 2024-07-21 | Ductile Iron Materials | Approved | 10.11 - Abd Al Azeem Al Sofy -Bill No.2: Force Main Pipeline--2.3.6 | Supplying, installing, connecting and testing of ductile iron pipes with diameter 150 mm for wash-out chamber and inlet pipe (in the case of chamber Type-A) , the item includes all pipes, fittings, gaskets, flexible joint, bolts, nut, washers, non-shrink mortar and all required works for completion and performance of the work item in accordance with the Contract Drawings, Specifications, the Ministerial Decree No. (277 / 2000) and its annexes No. 14 /2002) and the Engineer's instructions. | ECH | 5 | 5 | 200 | 1000 | OTH | GCF | 10.11 - Abd Al Azeem Al Sofy -Bill No.2: Force Main Pipeline--2.3.6 | Supplying, installing, connecting and testing of ductile iron pipes with diameter 150 mm for wash-out chamber and inlet pipe (in the case of chamber Type-A) , the item includes all pipes, fittings, gaskets, flexible joint, bolts, nut, washers, non-shrink mortar and all required works for completion and performance of the work item in accordance with the Contract Drawings, Specifications, the Ministerial Decree No. (277 / 2000) and its annexes No. 14 /2002) and the Engineer's instructions. | ECH | 5 | 540 | 2700 | EGP | OTH
Qasr Rashwan - Lot B _0208 |  | RFQ-00043 | Mostafa Shourbagi | MEP (Electro Mechanical) | 2024-07-21 | Ductile Iron Materials | Approved | 11.11 - Abd Al Rahman Ibrahim-Bill No.2: Force Main Pipeline--2.3.6 | Supplying, installing, connecting and testing of ductile iron pipes with diameter 150 mm for wash-out chamber and inlet pipe (in the case of chamber Type-A) , the item includes all pipes, fittings, gaskets, flexible joint, bolts, nut, washers, non-shrink mortar and all required works for completion and performance of the work item in accordance with the Contract Drawings, Specifications, the Ministerial Decree No. (277 / 2000) and its annexes No. 14 /2002) and the Engineer's instructions. | ECH | 15 | 7 | 200 | 1400 | OTH | GCF | 11.11 - Abd Al Rahman Ibrahim-Bill No.2: Force Main Pipeline--2.3.6 | Supplying, installing, connecting and testing of ductile iron pipes with diameter 150 mm for wash-out chamber and inlet pipe (in the case of chamber Type-A) , the item includes all pipes, fittings, gaskets, flexible joint, bolts, nut, washers, non-shrink mortar and all required works for completion and performance of the work item in accordance with the Contract Drawings, Specifications, the Ministerial Decree No. (277 / 2000) and its annexes No. 14 /2002) and the Engineer's instructions. | ECH | 7 | 540 | 3780 | EGP | OTH
Qasr Rashwan - Lot B _0208 |  | RFQ-00043 | Mostafa Shourbagi | MEP (Electro Mechanical) | 2024-07-21 | Ductile Iron Materials | Approved | 14.11 - Abou Hussein-BILL NO.2 : Force Main Pipeline--2.3.6 | Supplying, installing, connecting and testing of ductile iron pipes with diameter 150 mm for wash-out chamber and inlet pipe (in the case of chamber Type-A) , the item includes all pipes, fittings, gaskets, flexible joint, bolts, nut, washers, non-shrink mortar and all required works for completion and performance of the work item in accordance with the Contract Drawings, Specifications, the Ministerial Decree No. (277 / 2000) and its annexes No. 14 /2002) and the Engineer's instructions. | ECH | 10 | 2 | 200 | 400 | OTH | GCF | 14.11 - Abou Hussein-BILL NO.2 : Force Main Pipeline--2.3.6 | Supplying, installing, connecting and testing of ductile iron pipes with diameter 150 mm for wash-out chamber and inlet pipe (in the case of chamber Type-A) , the item includes all pipes, fittings, gaskets, flexible joint, bolts, nut, washers, non-shrink mortar and all required works for completion and performance of the work item in accordance with the Contract Drawings, Specifications, the Ministerial Decree No. (277 / 2000) and its annexes No. 14 /2002) and the Engineer's instructions. | ECH | 2 | 540 | 1080 | EGP | OTH
Qasr Rashwan - Lot B _0208 |  | RFQ-00043 | Mostafa Shourbagi | MEP (Electro Mechanical) | 2024-07-21 | Ductile Iron Materials | Approved | 15.11 - Al Burm-Bill No. 2: Force Main Pipeline--2.3.6 | Supplying, installing, connecting and testing of ductile iron pipes with diameter 150 mm for wash-out chamber and inlet pipe (in the case of chamber Type-A) , the item includes all pipes, fittings, gaskets, flexible joint, bolts, nut, washers, non-shrink mortar and all required works for completion and performance of the work item in accordance with the Contract Drawings, Specifications, the Ministerial Decree No. (277 / 2000) and its annexes No. 14 /2002) and the Engineer's instructions. | ECH | 15 | 1 | 200 | 200 | OTH | GCF | 15.11 - Al Burm-Bill No. 2: Force Main Pipeline--2.3.6 | Supplying, installing, connecting and testing of ductile iron pipes with diameter 150 mm for wash-out chamber and inlet pipe (in the case of chamber Type-A) , the item includes all pipes, fittings, gaskets, flexible joint, bolts, nut, washers, non-shrink mortar and all required works for completion and performance of the work item in accordance with the Contract Drawings, Specifications, the Ministerial Decree No. (277 / 2000) and its annexes No. 14 /2002) and the Engineer's instructions. | ECH | 1 | 540 | 540 | EGP | OTH
Qasr Rashwan - Lot B _0208 |  | RFQ-00043 | Mostafa Shourbagi | MEP (Electro Mechanical) | 2024-07-21 | Ductile Iron Materials | Approved | 13.11 - Salih Shamatah-Bill No.2: Force Main Pipeline--2.3.6 | Supplying, installing, connecting and testing of ductile iron pipes with diameter 150 mm for wash-out chamber and inlet pipe (in the case of chamber Type-A) , the item includes all pipes, fittings, gaskets, flexible joint, bolts, nut, washers, non-shrink mortar and all required works for completion and performance of the work item in accordance with the Contract Drawings, Specifications, the Ministerial Decree No. (277 / 2000) and its annexes No. 14 /2002) and the Engineer's instructions. | ECH | 15 | 3 | 200 | 600 | OTH | GCF | 13.11 - Salih Shamatah-Bill No.2: Force Main Pipeline--2.3.6 | Supplying, installing, connecting and testing of ductile iron pipes with diameter 150 mm for wash-out chamber and inlet pipe (in the case of chamber Type-A) , the item includes all pipes, fittings, gaskets, flexible joint, bolts, nut, washers, non-shrink mortar and all required works for completion and performance of the work item in accordance with the Contract Drawings, Specifications, the Ministerial Decree No. (277 / 2000) and its annexes No. 14 /2002) and the Engineer's instructions. | ECH | 3 | 540 | 1620 | EGP | OTH
Qasr Rashwan - Lot B _0208 |  | RFQ-00043 | Mostafa Shourbagi | MEP (Electro Mechanical) | 2024-07-21 | Ductile Iron Materials | Approved | 12.11 - Suleiman Tadrus-Bill No.2: Force Main Pipeline--2.3.6 | Supplying, installing, connecting and testing of ductile iron pipes with diameter 150 mm for wash-out chamber and inlet pipe (in the case of chamber Type-A) , the item includes all pipes, fittings, gaskets, flexible joint, bolts, nut, washers, non-shrink mortar and all required works for completion and performance of the work item in accordance with the Contract Drawings, Specifications, the Ministerial Decree No. (277 / 2000) and its annexes No. 14 /2002) and the Engineer's instructions. | ECH | 10 | 5 | 200 | 1000 | OTH | GCF | 12.11 - Suleiman Tadrus-Bill No.2: Force Main Pipeline--2.3.6 | Supplying, installing, connecting and testing of ductile iron pipes with diameter 150 mm for wash-out chamber and inlet pipe (in the case of chamber Type-A) , the item includes all pipes, fittings, gaskets, flexible joint, bolts, nut, washers, non-shrink mortar and all required works for completion and performance of the work item in accordance with the Contract Drawings, Specifications, the Ministerial Decree No. (277 / 2000) and its annexes No. 14 /2002) and the Engineer's instructions. | ECH | 5 | 540 | 2700 | EGP | OTH
Qasr Rashwan - Lot B _0208 |  | RFQ-00043 | Mostafa Shourbagi | MEP (Electro Mechanical) | 2024-07-21 | Ductile Iron Materials | Approved | 11.11 - Abd Al Rahman Ibrahim-Bill No.2: Force Main Pipeline-2.3.5-c | 90º (150mm) | ECH | 1 | 1 | 1498.5 | 1498.5 | MAT_Raw | GCF | 11.11 - Abd Al Rahman Ibrahim-Bill No.2: Force Main Pipeline-2.3.5-c | 90º (150mm) | ECH | 1 | 1500 | 1500 | EGP | MAT_Raw
Qasr Rashwan - Lot B _0208 |  | RFQ-00043 | Mostafa Shourbagi | MEP (Electro Mechanical) | 2024-07-21 | Ductile Iron Materials | Approved | 10.11 - Abd Al Azeem Al Sofy -Bill No.2: Force Main Pipeline-2.5.5-c | 90º (150mm) | ECH | 3 | 3 | 1498.5 | 4495.5 | MAT_Raw | GCF | 10.11 - Abd Al Azeem Al Sofy -Bill No.2: Force Main Pipeline-2.5.5-c | 90º (150mm) | ECH | 3 | 1500 | 4500 | EGP | MAT_Raw
Qasr Rashwan - Lot B _0208 |  | RFQ-00043 | Mostafa Shourbagi | MEP (Electro Mechanical) | 2024-07-21 | Ductile Iron Materials | Approved | 11.11 - Abd Al Rahman Ibrahim-Bill No.2: Force Main Pipeline-2.5.5-e | 90º (150mm) | ECH | 6 | 6 | 1498.5 | 8991 | MAT_Raw | GCF | 11.11 - Abd Al Rahman Ibrahim-Bill No.2: Force Main Pipeline-2.5.5-e | 90º (150mm) | ECH | 6 | 1500 | 9000 | EGP | MAT_Raw
Qasr Rashwan - Lot B _0208 |  | RFQ-00043 | Mostafa Shourbagi | MEP (Electro Mechanical) | 2024-07-21 | Ductile Iron Materials | Approved | 10.11 - Abd Al Azeem Al Sofy -Bill No.2: Force Main Pipeline-2.3.5-a | 90º (150mm) | ECH | 2 | 2 | 1498.5 | 2997 | MAT_Raw | GCF | 10.11 - Abd Al Azeem Al Sofy -Bill No.2: Force Main Pipeline-2.3.5-a | 90º (150mm) | ECH | 2 | 1500 | 3000 | EGP | MAT_Raw
Qasr Rashwan - Lot B _0208 |  | RFQ-00043 | Mostafa Shourbagi | MEP (Electro Mechanical) | 2024-07-21 | Ductile Iron Materials | Approved | 14.11 - Abou Hussein-BILL NO.2 : Force Main Pipeline-2.3.5-a | 90º (150mm) | ECH | 1 | 1 | 1498.5 | 1498.5 | MAT_Raw | GCF | 14.11 - Abou Hussein-BILL NO.2 : Force Main Pipeline-2.3.5-a | 90º (150mm) | ECH | 1 | 1500 | 1500 | EGP | MAT_Raw
Qasr Rashwan - Lot B _0208 |  | RFQ-00043 | Mostafa Shourbagi | MEP (Electro Mechanical) | 2024-07-21 | Ductile Iron Materials | Approved | 13.11 - Salih Shamatah-Bill No.2: Force Main Pipeline-2.5.5-b | 90º (150mm) | ECH | 1 | 1 | 1498.5 | 1498.5 | MAT_Raw | GCF | 13.11 - Salih Shamatah-Bill No.2: Force Main Pipeline-2.5.5-b | 90º (150mm) | ECH | 1 | 1500 | 1500 | EGP | MAT_Raw
Qasr Rashwan - Lot B _0208 |  | RFQ-00043 | Mostafa Shourbagi | MEP (Electro Mechanical) | 2024-07-21 | Ductile Iron Materials | Approved | 14.11 - Abou Hussein-BILL NO.2 : Force Main Pipeline-2.5.5-b | 90º (150mm) | ECH | 1 | 1 | 1498.5 | 1498.5 | MAT_Raw | GCF | 14.11 - Abou Hussein-BILL NO.2 : Force Main Pipeline-2.5.5-b | 90º (150mm) | ECH | 1 | 1500 | 1500 | EGP | MAT_Raw
Qasr Rashwan - Lot B _0208 |  | RFQ-00043 | Mostafa Shourbagi | MEP (Electro Mechanical) | 2024-07-21 | Ductile Iron Materials | Approved | 13.11 - Salih Shamatah-Bill No.2: Force Main Pipeline-2.3.5-a | 45º (200mm) | ECH | 1 | 1 | 2061.45 | 2061.45 | MAT_Raw | GCF | 13.11 - Salih Shamatah-Bill No.2: Force Main Pipeline-2.3.5-a | 45º (200mm) | ECH | 1 | 2063 | 2063 | EGP | MAT_Raw
Qasr Rashwan - Lot B _0208 |  | RFQ-00043 | Mostafa Shourbagi | MEP (Electro Mechanical) | 2024-07-21 | Ductile Iron Materials | Approved | 15.11 - Al Burm-Bill No. 2: Force Main Pipeline-2.3.5-a | 90º (150mm) | ECH | 1 | 1 | 1498.5 | 1498.5 | MAT_Raw | GCF | 15.11 - Al Burm-Bill No. 2: Force Main Pipeline-2.3.5-a | 90º (150mm) | ECH | 1 | 1500 | 1500 | EGP | MAT_Raw
Qasr Rashwan - Lot B _0208 |  | RFQ-00043 | Mostafa Shourbagi | MEP (Electro Mechanical) | 2024-07-21 | Ductile Iron Materials | Approved | 11.11 - Abd Al Rahman Ibrahim-Bill No.2: Force Main Pipeline-2.3.5-b | 45º (300mm) | ECH | 1 | 1 | 5844.15 | 5844.15 | MAT_Raw | GCF | 11.11 - Abd Al Rahman Ibrahim-Bill No.2: Force Main Pipeline-2.3.5-b | 45º (300mm) | ECH | 1 | 5700 | 5700 | EGP | MAT_Raw
Qasr Rashwan - Lot B _0208 |  | RFQ-00043 | Mostafa Shourbagi | MEP (Electro Mechanical) | 2024-07-21 | Ductile Iron Materials | Approved | 12.11 - Suleiman Tadrus-Bill No.2: Force Main Pipeline-2.3.5-a | 90º (150mm) | ECH | 3 | 3 | 1498.5 | 4495.5 | MAT_Raw | GCF | 12.11 - Suleiman Tadrus-Bill No.2: Force Main Pipeline-2.3.5-a | 90º (150mm) | ECH | 3 | 1500 | 4500 | EGP | MAT_Raw
Qasr Rashwan - Lot B _0208 |  | RFQ-00043 | Mostafa Shourbagi | MEP (Electro Mechanical) | 2024-07-21 | Ductile Iron Materials | Approved | 12.11 - Suleiman Tadrus-Bill No.2: Force Main Pipeline-2.5.5-c | 90º (150mm) | ECH | 3 | 2 | 1498.5 | 2997 | MAT_Raw | GCF | 12.11 - Suleiman Tadrus-Bill No.2: Force Main Pipeline-2.5.5-c | 90º (150mm) | ECH | 2 | 1500 | 3000 | EGP | MAT_Raw
Qasr Rashwan - Lot B _0208 |  | RFQ-00043 | Mostafa Shourbagi | MEP (Electro Mechanical) | 2024-07-21 | Ductile Iron Materials | Approved | 11.11 - Abd Al Rahman Ibrahim-Bill No.2: Force Main Pipeline-2.3.5-a | 45º (350mm) | ECH | 1 | 1 | 5694.3 | 5694.3 | MAT_Raw | GCF | 11.11 - Abd Al Rahman Ibrahim-Bill No.2: Force Main Pipeline-2.3.5-a | 45º (350mm) | ECH | 1 | 5850 | 5850 | EGP | MAT_Raw
Qasr Rashwan - Lot B _0208 |  | RFQ-00043 | Mostafa Shourbagi | MEP (Electro Mechanical) | 2024-07-21 | Ductile Iron Materials | Approved | 13.11 - Salih Shamatah-Bill No.2: Force Main Pipeline-2.3.5-b | 90º (150mm) | ECH | 2 | 2 | 1498.5 | 2997 | MAT_Raw | GCF | 13.11 - Salih Shamatah-Bill No.2: Force Main Pipeline-2.3.5-b | 90º (150mm) | ECH | 2 | 1500 | 3000 | EGP | MAT_Raw
Qasr Rashwan - Lot B _0208 |  | RFQ-00043 | Mostafa Shourbagi | MEP (Electro Mechanical) | 2024-07-21 | Ductile Iron Materials | Approved | 14.11 - Abou Hussein-BILL NO.2 : Force Main Pipeline-2.5.5-a | 90º (200mm) | ECH | 4 | 4 | 2323.35 | 9293.4 | MAT_Raw | GCF | 14.11 - Abou Hussein-BILL NO.2 : Force Main Pipeline-2.5.5-a | 90º (200mm) | ECH | 4 | 2325 | 9300 | EGP | MAT_Raw
Abo Shanab El Agamien _0195 |  | RFQ-00077 | Hussein Nabil | MEP (Electro Mechanical) | 2024-06-05 | تركيب و اختبار الاعمال الكهربلية ( المبانى ) | Approved | 8 - Abd Al-Qawy Salem&Zaraby-Store Building NO. 5-31-5.2.2-a | Surface mounted luminaire with 1x60 watt led lamps, With (IP20) | NO | 2 | 2 | 100 | 200 | SC_Apply | محمود رمضان كامل عبد الرؤوف | 8 - Abd Al-Qawy Salem&Zaraby-Store Building NO. 5-31-5.2.2-a | Surface mounted luminaire with 1x60 watt led lamps, With (IP20) | NO | 2 | 175 | 350 | EGP | SC_Apply
Abo Shanab El Agamien _0195 |  | RFQ-00077 | Hussein Nabil | MEP (Electro Mechanical) | 2024-06-05 | تركيب و اختبار الاعمال الكهربلية ( المبانى ) | Approved | 9 - Seror-Store Building NO. 5-35-5.2.2-a | Surface mounted luminaire with 1x60 watt led lamps, With (IP20) | NO | 2 | 2 | 100 | 200 | SC_Apply | محمود رمضان كامل عبد الرؤوف | 9 - Seror-Store Building NO. 5-35-5.2.2-a | Surface mounted luminaire with 1x60 watt led lamps, With (IP20) | NO | 2 | 175 | 350 | EGP | SC_Apply
Abo Shanab El Agamien _0195 |  | RFQ-00077 | Hussein Nabil | MEP (Electro Mechanical) | 2024-06-05 | تركيب و اختبار الاعمال الكهربلية ( المبانى ) | Approved | 6 - Huwaydi Village-Guard Room NO. 4-25-4.3.2-a | Surface mounted luminaire with 1x60 watt led lamps, With (IP20) | NO | 1 | 1 | 100 | 100 | SC_Apply | محمود رمضان كامل عبد الرؤوف | 6 - Huwaydi Village-Guard Room NO. 4-25-4.3.2-a | Surface mounted luminaire with 1x60 watt led lamps, With (IP20) | NO | 1 | 175 | 175 | EGP | SC_Apply
Abo Shanab El Agamien _0195 |  | RFQ-00077 | Hussein Nabil | MEP (Electro Mechanical) | 2024-06-05 | تركيب و اختبار الاعمال الكهربلية ( المبانى ) | Approved | 5 - Tahawi-Admin Room NO. 6-37-6.3.2-a | Surface mounted luminaire with 1x60 watt led lamps, With (IP20) | NO | 1 | 1 | 100 | 100 | SC_Apply | محمود رمضان كامل عبد الرؤوف | 5 - Tahawi-Admin Room NO. 6-37-6.3.2-a | Surface mounted luminaire with 1x60 watt led lamps, With (IP20) | NO | 1 | 175 | 175 | EGP | SC_Apply
Abo Shanab El Agamien _0195 |  | RFQ-00077 | Hussein Nabil | MEP (Electro Mechanical) | 2024-06-05 | تركيب و اختبار الاعمال الكهربلية ( المبانى ) | Approved | 1 - Sharaf Al Deen-Guard room NO. 4-33-4.3.2-a | Surface mounted luminaire with 1x60 watt led lamps, With (IP20) | NO | 1 | 1 | 100 | 100 | SC_Apply | محمود رمضان كامل عبد الرؤوف | 1 - Sharaf Al Deen-Guard room NO. 4-33-4.3.2-a | Surface mounted luminaire with 1x60 watt led lamps, With (IP20) | NO | 1 | 175 | 175 | EGP | SC_Apply
Abo Shanab El Agamien _0195 |  | RFQ-00077 | Hussein Nabil | MEP (Electro Mechanical) | 2024-06-05 | تركيب و اختبار الاعمال الكهربلية ( المبانى ) | Approved | 4 - Al Biltaji-Pumping Station NO. 3-18-3.2.2-c | Surface mounted luminaire with 1x60 watt led lamps, With (IP20) | NO | 2 | 2 | 100 | 200 | SC_Apply | محمود رمضان كامل عبد الرؤوف | 4 - Al Biltaji-Pumping Station NO. 3-18-3.2.2-c | Surface mounted luminaire with 1x60 watt led lamps, With (IP20) | NO | 2 | 175 | 350 | EGP | SC_Apply
Abo Shanab El Agamien _0195 |  | RFQ-00077 | Hussein Nabil | MEP (Electro Mechanical) | 2024-06-05 | تركيب و اختبار الاعمال الكهربلية ( المبانى ) | Approved | 8 - Abd Al-Qawy Salem&Zaraby-Guard Room NO. 4-26-4.3.2-a | Surface mounted luminaire with 1x60 watt led lamps, With (IP20) | NO | 1 | 1 | 100 | 100 | SC_Apply | محمود رمضان كامل عبد الرؤوف | 8 - Abd Al-Qawy Salem&Zaraby-Guard Room NO. 4-26-4.3.2-a | Surface mounted luminaire with 1x60 watt led lamps, With (IP20) | NO | 1 | 175 | 175 | EGP | SC_Apply
Abo Shanab El Agamien _0195 |  | RFQ-00077 | Hussein Nabil | MEP (Electro Mechanical) | 2024-06-05 | تركيب و اختبار الاعمال الكهربلية ( المبانى ) | Approved | 2 - Kariman Sednaoui-Admin Building NO. 6 -39-6.3.2-a | Surface mounted luminaire with 1x60 watt led lamps, With (IP20) | NO | 1 | 1 | 100 | 100 | SC_Apply | محمود رمضان كامل عبد الرؤوف | 2 - Kariman Sednaoui-Admin Building NO. 6 -39-6.3.2-a | Surface mounted luminaire with 1x60 watt led lamps, With (IP20) | NO | 1 | 175 | 175 | EGP | SC_Apply
Abo Shanab El Agamien _0195 |  | RFQ-00077 | Hussein Nabil | MEP (Electro Mechanical) | 2024-06-05 | تركيب و اختبار الاعمال الكهربلية ( المبانى ) | Approved | 4 - Al Biltaji-Admin Room NO. 6-39-6.3.2-a | Surface mounted luminaire with 1x60 watt led lamps, With (IP20) | NO | 1 | 1 | 100 | 100 | SC_Apply | محمود رمضان كامل عبد الرؤوف | 4 - Al Biltaji-Admin Room NO. 6-39-6.3.2-a | Surface mounted luminaire with 1x60 watt led lamps, With (IP20) | NO | 1 | 175 | 175 | EGP | SC_Apply
Abo Shanab El Agamien _0195 |  | RFQ-00077 | Hussein Nabil | MEP (Electro Mechanical) | 2024-06-05 | تركيب و اختبار الاعمال الكهربلية ( المبانى ) | Approved | 4 - Al Biltaji-Store Building NO. 5-32-5.2.2-a | Surface mounted luminaire with 1x60 watt led lamps, With (IP20) | NO | 2 | 2 | 100 | 200 | SC_Apply | محمود رمضان كامل عبد الرؤوف | 4 - Al Biltaji-Store Building NO. 5-32-5.2.2-a | Surface mounted luminaire with 1x60 watt led lamps, With (IP20) | NO | 2 | 175 | 350 | EGP | SC_Apply
Abo Shanab El Agamien _0195 |  | RFQ-00077 | Hussein Nabil | MEP (Electro Mechanical) | 2024-06-05 | تركيب و اختبار الاعمال الكهربلية ( المبانى ) | Approved | 7 - Raslan & Mokhtar Eissa-Guard Room NO. 4-30-4.3.2-a | Surface mounted luminaire with 1x60 watt led lamps, With (IP20) | NO | 1 | 1 | 100 | 100 | SC_Apply | محمود رمضان كامل عبد الرؤوف | 7 - Raslan & Mokhtar Eissa-Guard Room NO. 4-30-4.3.2-a | Surface mounted luminaire with 1x60 watt led lamps, With (IP20) | NO | 1 | 175 | 175 | EGP | SC_Apply
Abo Shanab El Agamien _0195 |  | RFQ-00077 | Hussein Nabil | MEP (Electro Mechanical) | 2024-06-05 | تركيب و اختبار الاعمال الكهربلية ( المبانى ) | Approved | 4 - Al Biltaji-Guard Room NO. 4-27-4.3.2-a | Surface mounted luminaire with 1x60 watt led lamps, With (IP20) | NO | 1 | 1 | 100 | 100 | SC_Apply | محمود رمضان كامل عبد الرؤوف | 4 - Al Biltaji-Guard Room NO. 4-27-4.3.2-a | Surface mounted luminaire with 1x60 watt led lamps, With (IP20) | NO | 1 | 175 | 175 | EGP | SC_Apply
Abo Shanab El Agamien _0195 |  | RFQ-00077 | Hussein Nabil | MEP (Electro Mechanical) | 2024-06-05 | تركيب و اختبار الاعمال الكهربلية ( المبانى ) | Approved | 5 - Tahawi-Store Building NO. 5-30-5.2.2-a | Surface mounted luminaire with 1x60 watt led lamps, With (IP20) | NO | 2 | 2 | 100 | 200 | SC_Apply | محمود رمضان كامل عبد الرؤوف | 5 - Tahawi-Store Building NO. 5-30-5.2.2-a | Surface mounted luminaire with 1x60 watt led lamps, With (IP20) | NO | 2 | 175 | 350 | EGP | SC_Apply
Abo Shanab El Agamien _0195 |  | RFQ-00077 | Hussein Nabil | MEP (Electro Mechanical) | 2024-06-05 | تركيب و اختبار الاعمال الكهربلية ( المبانى ) | Approved | 8 - Abd Al-Qawy Salem&Zaraby-Admin Room NO. 6-38-6.3.2-a | Surface mounted luminaire with 1x60 watt led lamps, With (IP20) | NO | 1 | 1 | 100 | 100 | SC_Apply | محمود رمضان كامل عبد الرؤوف | 8 - Abd Al-Qawy Salem&Zaraby-Admin Room NO. 6-38-6.3.2-a | Surface mounted luminaire with 1x60 watt led lamps, With (IP20) | NO | 1 | 175 | 175 | EGP | SC_Apply
Abo Shanab El Agamien _0195 |  | RFQ-00077 | Hussein Nabil | MEP (Electro Mechanical) | 2024-06-05 | تركيب و اختبار الاعمال الكهربلية ( المبانى ) | Approved | 8 - Abd Al-Qawy Salem&Zaraby-PUMP STATION NO. 3-17-3.2.2-c | Surface mounted luminaire with 1x60 watt led lamps, With (IP20) | NO | 2 | 2 | 100 | 200 | SC_Apply | محمود رمضان كامل عبد الرؤوف | 8 - Abd Al-Qawy Salem&Zaraby-PUMP STATION NO. 3-17-3.2.2-c | Surface mounted luminaire with 1x60 watt led lamps, With (IP20) | NO | 2 | 175 | 350 | EGP | SC_Apply
Abo Shanab El Agamien _0195 |  | RFQ-00077 | Hussein Nabil | MEP (Electro Mechanical) | 2024-06-05 | تركيب و اختبار الاعمال الكهربلية ( المبانى ) | Approved | 2 - Kariman Sednaoui-Guard room NO. 4-27-4.3.2-a | Surface mounted luminaire with 1x60 watt led lamps, With (IP20) | NO | 1 | 1 | 100 | 100 | SC_Apply | محمود رمضان كامل عبد الرؤوف | 2 - Kariman Sednaoui-Guard room NO. 4-27-4.3.2-a | Surface mounted luminaire with 1x60 watt led lamps, With (IP20) | NO | 1 | 175 | 175 | EGP | SC_Apply
Abo Shanab El Agamien _0195 |  | RFQ-00077 | Hussein Nabil | MEP (Electro Mechanical) | 2024-06-05 | تركيب و اختبار الاعمال الكهربلية ( المبانى ) | Approved | 5 - Tahawi-Pumping Station NO. 3-16-3.2.2-c | Surface mounted luminaire with 1x60 watt led lamps, With (IP20) | NO | 2 | 2 | 100 | 200 | SC_Apply | محمود رمضان كامل عبد الرؤوف | 5 - Tahawi-Pumping Station NO. 3-16-3.2.2-c | Surface mounted luminaire with 1x60 watt led lamps, With (IP20) | NO | 2 | 175 | 350 | EGP | SC_Apply
Abo Shanab El Agamien _0195 |  | RFQ-00077 | Hussein Nabil | MEP (Electro Mechanical) | 2024-06-05 | تركيب و اختبار الاعمال الكهربلية ( المبانى ) | Approved | 7 - Raslan & Mokhtar Eissa-Pumping Station NO. 3-18-3.2.2-c | Surface mounted luminaire with 1x60 watt led lamps, With (IP20) | NO | 2 | 2 | 100 | 200 | SC_Apply | محمود رمضان كامل عبد الرؤوف | 7 - Raslan & Mokhtar Eissa-Pumping Station NO. 3-18-3.2.2-c | Surface mounted luminaire with 1x60 watt led lamps, With (IP20) | NO | 2 | 175 | 350 | EGP | SC_Apply
Abo Shanab El Agamien _0195 |  | RFQ-00077 | Hussein Nabil | MEP (Electro Mechanical) | 2024-06-05 | تركيب و اختبار الاعمال الكهربلية ( المبانى ) | Approved | 9 - Seror-Admin Room NO. 6-42-6.3.2-a | Surface mounted luminaire with 1x60 watt led lamps, With (IP20) | NO | 1 | 1 | 100 | 100 | SC_Apply | محمود رمضان كامل عبد الرؤوف | 9 - Seror-Admin Room NO. 6-42-6.3.2-a | Surface mounted luminaire with 1x60 watt led lamps, With (IP20) | NO | 1 | 175 | 175 | EGP | SC_Apply
Abo Shanab El Agamien _0195 |  | RFQ-00077 | Hussein Nabil | MEP (Electro Mechanical) | 2024-06-05 | تركيب و اختبار الاعمال الكهربلية ( المبانى ) | Approved | 9 - Seror-Guard Room NO. 4-29-4.3.2-a | Surface mounted luminaire with 1x60 watt led lamps, With (IP20) | NO | 1 | 1 | 100 | 100 | SC_Apply | محمود رمضان كامل عبد الرؤوف | 9 - Seror-Guard Room NO. 4-29-4.3.2-a | Surface mounted luminaire with 1x60 watt led lamps, With (IP20) | NO | 1 | 175 | 175 | EGP | SC_Apply
Abo Shanab El Agamien _0195 |  | RFQ-00077 | Hussein Nabil | MEP (Electro Mechanical) | 2024-06-05 | تركيب و اختبار الاعمال الكهربلية ( المبانى ) | Approved | 6 - Huwaydi Village- Admin Room NO. 6-37-6.3.2-a | Surface mounted luminaire with 1x60 watt led lamps, With (IP20) | NO | 1 | 1 | 100 | 100 | SC_Apply | محمود رمضان كامل عبد الرؤوف | 6 - Huwaydi Village- Admin Room NO. 6-37-6.3.2-a | Surface mounted luminaire with 1x60 watt led lamps, With (IP20) | NO | 1 | 175 | 175 | EGP | SC_Apply
Abo Shanab El Agamien _0195 |  | RFQ-00077 | Hussein Nabil | MEP (Electro Mechanical) | 2024-06-05 | تركيب و اختبار الاعمال الكهربلية ( المبانى ) | Approved | 2 - Kariman Sednaoui-Main Pump Station NO. 3-17-3.2.2-c | Surface mounted luminaire with 1x60 watt led lamps, With (IP20) | NO | 2 | 2 | 100 | 200 | SC_Apply | محمود رمضان كامل عبد الرؤوف | 2 - Kariman Sednaoui-Main Pump Station NO. 3-17-3.2.2-c | Surface mounted luminaire with 1x60 watt led lamps, With (IP20) | NO | 2 | 175 | 350 | EGP | SC_Apply
Abo Shanab El Agamien _0195 |  | RFQ-00077 | Hussein Nabil | MEP (Electro Mechanical) | 2024-06-05 | تركيب و اختبار الاعمال الكهربلية ( المبانى ) | Approved | 1 - Sharaf Al Deen-Main Pump Station NO. 3-23-3.2.2-c | Surface mounted luminaire with 1x60 watt led lamps, With (IP20) | NO | 4 | 4 | 100 | 400 | SC_Apply | محمود رمضان كامل عبد الرؤوف | 1 - Sharaf Al Deen-Main Pump Station NO. 3-23-3.2.2-c | Surface mounted luminaire with 1x60 watt led lamps, With (IP20) | NO | 4 | 175 | 700 | EGP | SC_Apply
Abo Shanab El Agamien _0195 |  | RFQ-00077 | Hussein Nabil | MEP (Electro Mechanical) | 2024-06-05 | تركيب و اختبار الاعمال الكهربلية ( المبانى ) | Approved | 1 - Sharaf Al Deen-Main Pump Station NO. 3-23-3.2.3-a | One Way, One-gang Lighting Switch 10A. | NO | 1 | 1 | 125 | 125 | SC_Apply | محمود رمضان كامل عبد الرؤوف | 1 - Sharaf Al Deen-Main Pump Station NO. 3-23-3.2.3-a | One Way, One-gang Lighting Switch 10A. | NO | 1 | 150 | 150 | EGP | SC_Apply
Abo Shanab El Agamien _0195 |  | RFQ-00077 | Hussein Nabil | MEP (Electro Mechanical) | 2024-06-05 | تركيب و اختبار الاعمال الكهربلية ( المبانى ) | Approved | 8 - Abd Al-Qawy Salem&Zaraby-PUMP STATION NO. 3-17-3.2.3-c | One Way, Two-gang Lighting Switch 10A. | NO | 1 | 1 | 125 | 125 | SC_Apply | محمود رمضان كامل عبد الرؤوف | 8 - Abd Al-Qawy Salem&Zaraby-PUMP STATION NO. 3-17-3.2.3-c | One Way, Two-gang Lighting Switch 10A. | NO | 1 | 175 | 175 | EGP | SC_Apply
Abo Shanab El Agamien _0195 |  | RFQ-00077 | Hussein Nabil | MEP (Electro Mechanical) | 2024-06-05 | تركيب و اختبار الاعمال الكهربلية ( المبانى ) | Approved | 5 - Tahawi-Guard Room NO. 4-25-4.3.3-a | One Way, Two-gang Lighting Switch 10A. | NO | 2 | 2 | 125 | 250 | SC_Apply | محمود رمضان كامل عبد الرؤوف | 5 - Tahawi-Guard Room NO. 4-25-4.3.3-a | One Way, Two-gang Lighting Switch 10A. | NO | 2 | 175 | 350 | EGP | SC_Apply
Abo Shanab El Agamien _0195 |  | RFQ-00077 | Hussein Nabil | MEP (Electro Mechanical) | 2024-06-05 | تركيب و اختبار الاعمال الكهربلية ( المبانى ) | Approved | 6 - Huwaydi Village-Pumping Station NO. 3-16-3.2.3-c | One Way, Two-gang Lighting Switch 10A. | NO | 1 | 1 | 125 | 125 | SC_Apply | محمود رمضان كامل عبد الرؤوف | 6 - Huwaydi Village-Pumping Station NO. 3-16-3.2.3-c | One Way, Two-gang Lighting Switch 10A. | NO | 1 | 175 | 175 | EGP | SC_Apply
Abo Shanab El Agamien _0195 |  | RFQ-00077 | Hussein Nabil | MEP (Electro Mechanical) | 2024-06-05 | تركيب و اختبار الاعمال الكهربلية ( المبانى ) | Approved | 9 - Seror-Pumping Station NO. 3-20-3.2.3-b | Ditto As Above Item, But Of Weatherproof Type. | NO | 1 | 1 | 125 | 125 | SC_Apply | محمود رمضان كامل عبد الرؤوف | 9 - Seror-Pumping Station NO. 3-20-3.2.3-b | Ditto As Above Item, But Of Weatherproof Type. | NO | 1 | 150 | 150 | EGP | SC_Apply
Abo Shanab El Agamien _0195 |  | RFQ-00077 | Hussein Nabil | MEP (Electro Mechanical) | 2024-06-05 | تركيب و اختبار الاعمال الكهربلية ( المبانى ) | Approved | 5 - Tahawi-Pumping Station NO. 3-16-3.2.3-a | One Way, One-gang Lighting Switch 10A. | NO | 1 | 1 | 125 | 125 | SC_Apply | محمود رمضان كامل عبد الرؤوف | 5 - Tahawi-Pumping Station NO. 3-16-3.2.3-a | One Way, One-gang Lighting Switch 10A. | NO | 1 | 150 | 150 | EGP | SC_Apply
Abo Shanab El Agamien _0195 |  | RFQ-00077 | Hussein Nabil | MEP (Electro Mechanical) | 2024-06-05 | تركيب و اختبار الاعمال الكهربلية ( المبانى ) | Approved | 7 - Raslan & Mokhtar Eissa-Pumping Station NO. 3-18-3.2.3-c | One Way, Two-gang Lighting Switch 10A. | NO | 1 | 1 | 125 | 125 | SC_Apply | محمود رمضان كامل عبد الرؤوف | 7 - Raslan & Mokhtar Eissa-Pumping Station NO. 3-18-3.2.3-c | One Way, Two-gang Lighting Switch 10A. | NO | 1 | 175 | 175 | EGP | SC_Apply
Abo Shanab El Agamien _0195 |  | RFQ-00077 | Hussein Nabil | MEP (Electro Mechanical) | 2024-06-05 | تركيب و اختبار الاعمال الكهربلية ( المبانى ) | Approved | 1 - Sharaf Al Deen-Main Pump Station NO. 3-23-3.2.3-c | One Way, Two-gang Lighting Switch 10A. | NO | 1 | 1 | 125 | 125 | SC_Apply | محمود رمضان كامل عبد الرؤوف | 1 - Sharaf Al Deen-Main Pump Station NO. 3-23-3.2.3-c | One Way, Two-gang Lighting Switch 10A. | NO | 1 | 175 | 175 | EGP | SC_Apply
Abo Shanab El Agamien _0195 |  | RFQ-00077 | Hussein Nabil | MEP (Electro Mechanical) | 2024-06-05 | تركيب و اختبار الاعمال الكهربلية ( المبانى ) | Approved | 1 - Sharaf Al Deen-Generator Shed No.6-41-6.2.3-a | One Way, One-gang Lighting Switch 10A. | NO | 1 | 1 | 125 | 125 | SC_Apply | محمود رمضان كامل عبد الرؤوف | 1 - Sharaf Al Deen-Generator Shed No.6-41-6.2.3-a | One Way, One-gang Lighting Switch 10A. | NO | 1 | 150 | 150 | EGP | SC_Apply
Abo Shanab El Agamien _0195 |  | RFQ-00077 | Hussein Nabil | MEP (Electro Mechanical) | 2024-06-05 | تركيب و اختبار الاعمال الكهربلية ( المبانى ) | Approved | 2 - Kariman Sednaoui-Main Pump Station NO. 3-17-3.2.3-a | One Way, One-gang Lighting Switch 10A. | NO | 1 | 1 | 125 | 125 | SC_Apply | محمود رمضان كامل عبد الرؤوف | 2 - Kariman Sednaoui-Main Pump Station NO. 3-17-3.2.3-a | One Way, One-gang Lighting Switch 10A. | NO | 1 | 150 | 150 | EGP | SC_Apply
Abo Shanab El Agamien _0195 |  | RFQ-00077 | Hussein Nabil | MEP (Electro Mechanical) | 2024-06-05 | تركيب و اختبار الاعمال الكهربلية ( المبانى ) | Approved | 8 - Abd Al-Qawy Salem&Zaraby-Admin Room NO. 6-38-6.3.3-a | One Way, Two-gang Lighting Switch 10A. | NO | 2 | 2 | 125 | 250 | SC_Apply | محمود رمضان كامل عبد الرؤوف | 8 - Abd Al-Qawy Salem&Zaraby-Admin Room NO. 6-38-6.3.3-a | One Way, Two-gang Lighting Switch 10A. | NO | 2 | 175 | 350 | EGP | SC_Apply
Abo Shanab El Agamien _0195 |  | RFQ-00077 | Hussein Nabil | MEP (Electro Mechanical) | 2024-06-05 | تركيب و اختبار الاعمال الكهربلية ( المبانى ) | Approved | 4 - Al Biltaji-Guard Room NO. 4-27-4.3.3-a | One Way, Two-gang Lighting Switch 10A. | NO | 2 | 2 | 125 | 250 | SC_Apply | محمود رمضان كامل عبد الرؤوف | 4 - Al Biltaji-Guard Room NO. 4-27-4.3.3-a | One Way, Two-gang Lighting Switch 10A. | NO | 2 | 175 | 350 | EGP | SC_Apply
Abo Shanab El Agamien _0195 |  | RFQ-00077 | Hussein Nabil | MEP (Electro Mechanical) | 2024-06-05 | تركيب و اختبار الاعمال الكهربلية ( المبانى ) | Approved | 8 - Abd Al-Qawy Salem&Zaraby-Generator Shed NO. 7 -41-7.2.3-a | One Way, One-gang Lighting Switch 10A. | NO | 1 | 1 | 125 | 125 | SC_Apply | محمود رمضان كامل عبد الرؤوف | 8 - Abd Al-Qawy Salem&Zaraby-Generator Shed NO. 7 -41-7.2.3-a | One Way, One-gang Lighting Switch 10A. | NO | 1 | 150 | 150 | EGP | SC_Apply
Abo Shanab El Agamien _0195 |  | RFQ-00077 | Hussein Nabil | MEP (Electro Mechanical) | 2024-06-05 | تركيب و اختبار الاعمال الكهربلية ( المبانى ) | Approved | 9 - Seror-Generator Shed NO. 7 -46-7.2.3-a | One Way, One-gang Lighting Switch 10A. | NO | 1 | 1 | 125 | 125 | SC_Apply | محمود رمضان كامل عبد الرؤوف | 9 - Seror-Generator Shed NO. 7 -46-7.2.3-a | One Way, One-gang Lighting Switch 10A. | NO | 1 | 150 | 150 | EGP | SC_Apply
Abo Shanab El Agamien _0195 |  | RFQ-00077 | Hussein Nabil | MEP (Electro Mechanical) | 2024-06-05 | تركيب و اختبار الاعمال الكهربلية ( المبانى ) | Approved | 2 - Kariman Sednaoui-Main Pump Station NO. 3-17-3.2.3-b | Ditto As Above Item, But Of Weatherproof Type. | NO | 1 | 1 | 125 | 125 | SC_Apply | محمود رمضان كامل عبد الرؤوف | 2 - Kariman Sednaoui-Main Pump Station NO. 3-17-3.2.3-b | Ditto As Above Item, But Of Weatherproof Type. | NO | 1 | 150 | 150 | EGP | SC_Apply
Abo Shanab El Agamien _0195 |  | RFQ-00077 | Hussein Nabil | MEP (Electro Mechanical) | 2024-06-05 | تركيب و اختبار الاعمال الكهربلية ( المبانى ) | Approved | 4 - Al Biltaji-Pumping Station NO. 3-18-3.2.3-c | One Way, Two-gang Lighting Switch 10A. | NO | 1 | 1 | 125 | 125 | SC_Apply | محمود رمضان كامل عبد الرؤوف | 4 - Al Biltaji-Pumping Station NO. 3-18-3.2.3-c | One Way, Two-gang Lighting Switch 10A. | NO | 1 | 175 | 175 | EGP | SC_Apply
Abo Shanab El Agamien _0195 |  | RFQ-00077 | Hussein Nabil | MEP (Electro Mechanical) | 2024-06-05 | تركيب و اختبار الاعمال الكهربلية ( المبانى ) | Approved | 8 - Abd Al-Qawy Salem&Zaraby-PUMP STATION NO. 3-17-3.2.3-a | One Way, One-gang Lighting Switch 10A. | NO | 1 | 1 | 125 | 125 | SC_Apply | محمود رمضان كامل عبد الرؤوف | 8 - Abd Al-Qawy Salem&Zaraby-PUMP STATION NO. 3-17-3.2.3-a | One Way, One-gang Lighting Switch 10A. | NO | 1 | 150 | 150 | EGP | SC_Apply
Abo Shanab El Agamien _0195 |  | RFQ-00077 | Hussein Nabil | MEP (Electro Mechanical) | 2024-06-05 | تركيب و اختبار الاعمال الكهربلية ( المبانى ) | Approved | 9 - Seror-Pumping Station NO. 3-20-3.2.3-a | One Way, One-gang Lighting Switch 10A. | NO | 1 | 1 | 125 | 125 | SC_Apply | محمود رمضان كامل عبد الرؤوف | 9 - Seror-Pumping Station NO. 3-20-3.2.3-a | One Way, One-gang Lighting Switch 10A. | NO | 1 | 150 | 150 | EGP | SC_Apply
Abo Shanab El Agamien _0195 |  | RFQ-00077 | Hussein Nabil | MEP (Electro Mechanical) | 2024-06-05 | تركيب و اختبار الاعمال الكهربلية ( المبانى ) | Approved | 2 - Kariman Sednaoui-Main Pump Station NO. 3-17-3.2.3-c | One Way, Two-gang Lighting Switch 10A. | NO | 1 | 1 | 125 | 125 | SC_Apply | محمود رمضان كامل عبد الرؤوف | 2 - Kariman Sednaoui-Main Pump Station NO. 3-17-3.2.3-c | One Way, Two-gang Lighting Switch 10A. | NO | 1 | 175 | 175 | EGP | SC_Apply
Abo Shanab El Agamien _0195 |  | RFQ-00077 | Hussein Nabil | MEP (Electro Mechanical) | 2024-06-05 | تركيب و اختبار الاعمال الكهربلية ( المبانى ) | Approved | 6 - Huwaydi Village-Guard Room NO. 4-25-4.3.3-a | One Way, Two-gang Lighting Switch 10A. | NO | 2 | 2 | 125 | 250 | SC_Apply | محمود رمضان كامل عبد الرؤوف | 6 - Huwaydi Village-Guard Room NO. 4-25-4.3.3-a | One Way, Two-gang Lighting Switch 10A. | NO | 2 | 175 | 350 | EGP | SC_Apply
Abo Shanab El Agamien _0195 |  | RFQ-00077 | Hussein Nabil | MEP (Electro Mechanical) | 2024-06-05 | تركيب و اختبار الاعمال الكهربلية ( المبانى ) | Approved | 6 - Huwaydi Village-Pumping Station NO. 3-16-3.2.3-b | Ditto As Above Item, But Of Weatherproof Type. | NO | 1 | 1 | 125 | 125 | SC_Apply | محمود رمضان كامل عبد الرؤوف | 6 - Huwaydi Village-Pumping Station NO. 3-16-3.2.3-b | Ditto As Above Item, But Of Weatherproof Type. | NO | 1 | 150 | 150 | EGP | SC_Apply
Abo Shanab El Agamien _0195 |  | RFQ-00077 | Hussein Nabil | MEP (Electro Mechanical) | 2024-06-05 | تركيب و اختبار الاعمال الكهربلية ( المبانى ) | Approved | 9 - Seror-Admin Room NO. 6-42-6.3.3-a | One Way, Two-gang Lighting Switch 10A. | NO | 2 | 2 | 125 | 250 | SC_Apply | محمود رمضان كامل عبد الرؤوف | 9 - Seror-Admin Room NO. 6-42-6.3.3-a | One Way, Two-gang Lighting Switch 10A. | NO | 2 | 175 | 350 | EGP | SC_Apply
Abo Shanab El Agamien _0195 |  | RFQ-00077 | Hussein Nabil | MEP (Electro Mechanical) | 2024-06-05 | تركيب و اختبار الاعمال الكهربلية ( المبانى ) | Approved | 4 - Al Biltaji-Admin Room NO. 6-39-6.3.3-a | One Way, Two-gang Lighting Switch 10A. | NO | 2 | 2 | 125 | 250 | SC_Apply | محمود رمضان كامل عبد الرؤوف | 4 - Al Biltaji-Admin Room NO. 6-39-6.3.3-a | One Way, Two-gang Lighting Switch 10A. | NO | 2 | 175 | 350 | EGP | SC_Apply
Abo Shanab El Agamien _0195 |  | RFQ-00077 | Hussein Nabil | MEP (Electro Mechanical) | 2024-06-05 | تركيب و اختبار الاعمال الكهربلية ( المبانى ) | Approved | 8 - Abd Al-Qawy Salem&Zaraby-PUMP STATION NO. 3-17-3.2.4-b | Industrial Single Phase Switched Power Socket 220v, 25A, 2-pin Type Complete With Earthing Contact And Cover. | NO | 1 | 1 | 240 | 240 | SC_Apply | محمود رمضان كامل عبد الرؤوف | 8 - Abd Al-Qawy Salem&Zaraby-PUMP STATION NO. 3-17-3.2.4-b | Industrial Single Phase Switched Power Socket 220v, 25A, 2-pin Type Complete With Earthing Contact And Cover. | NO | 1 | 450 | 450 | EGP | SC_Apply
Abo Shanab El Agamien _0195 |  | RFQ-00077 | Hussein Nabil | MEP (Electro Mechanical) | 2024-06-05 | تركيب و اختبار الاعمال الكهربلية ( المبانى ) | Approved | 2 - Kariman Sednaoui-Main Pump Station NO. 3-17-3.2.4-b | Industrial Single Phase Switched Power Socket 220v, 25A, 2-pin Type Complete With Earthing Contact And Cover. | NO | 1 | 1 | 240 | 240 | SC_Apply | محمود رمضان كامل عبد الرؤوف | 2 - Kariman Sednaoui-Main Pump Station NO. 3-17-3.2.4-b | Industrial Single Phase Switched Power Socket 220v, 25A, 2-pin Type Complete With Earthing Contact And Cover. | NO | 1 | 450 | 450 | EGP | SC_Apply
Abo Shanab El Agamien _0195 |  | RFQ-00077 | Hussein Nabil | MEP (Electro Mechanical) | 2024-06-05 | تركيب و اختبار الاعمال الكهربلية ( المبانى ) | Approved | 2 - Kariman Sednaoui-Guard room NO. 4-27-4.3.4-a | Single Phase Switched Socket 220v, 16A, 2-pin Type Complete With Earthing Contact. | NO | 3 | 3 | 240 | 720 | SC_Apply | محمود رمضان كامل عبد الرؤوف | 2 - Kariman Sednaoui-Guard room NO. 4-27-4.3.4-a | Single Phase Switched Socket 220v, 16A, 2-pin Type Complete With Earthing Contact. | NO | 3 | 375 | 1125 | EGP | SC_Apply
Abo Shanab El Agamien _0195 |  | RFQ-00077 | Hussein Nabil | MEP (Electro Mechanical) | 2024-06-05 | تركيب و اختبار الاعمال الكهربلية ( المبانى ) | Approved | 4 - Al Biltaji-Pumping Station NO. 3-18-3.2.4-b | Industrial Single Phase Switched Power Socket 220v, 25A, 2-pin Type Complete With Earthing Contact And Cover. | NO | 1 | 1 | 240 | 240 | SC_Apply | محمود رمضان كامل عبد الرؤوف | 4 - Al Biltaji-Pumping Station NO. 3-18-3.2.4-b | Industrial Single Phase Switched Power Socket 220v, 25A, 2-pin Type Complete With Earthing Contact And Cover. | NO | 1 | 450 | 450 | EGP | SC_Apply
Abo Shanab El Agamien _0195 |  | RFQ-00077 | Hussein Nabil | MEP (Electro Mechanical) | 2024-06-05 | تركيب و اختبار الاعمال الكهربلية ( المبانى ) | Approved | 6 - Huwaydi Village- Admin Room NO. 6-37-6.3.4-a | Single Phase Switched Socket 220v, 16A, 2-pin Type Complete With Earthing Contact. | NO | 3 | 3 | 240 | 720 | SC_Apply | محمود رمضان كامل عبد الرؤوف | 6 - Huwaydi Village- Admin Room NO. 6-37-6.3.4-a | Single Phase Switched Socket 220v, 16A, 2-pin Type Complete With Earthing Contact. | NO | 3 | 375 | 1125 | EGP | SC_Apply
Abo Shanab El Agamien _0195 |  | RFQ-00077 | Hussein Nabil | MEP (Electro Mechanical) | 2024-06-05 | تركيب و اختبار الاعمال الكهربلية ( المبانى ) | Approved | 4 - Al Biltaji-Admin Room NO. 6-39-6.3.4-a | Single Phase Switched Socket 220v, 16A, 2-pin Type Complete With Earthing Contact. | NO | 3 | 3 | 240 | 720 | SC_Apply | محمود رمضان كامل عبد الرؤوف | 4 - Al Biltaji-Admin Room NO. 6-39-6.3.4-a | Single Phase Switched Socket 220v, 16A, 2-pin Type Complete With Earthing Contact. | NO | 3 | 375 | 1125 | EGP | SC_Apply
Abo Shanab El Agamien _0195 |  | RFQ-00077 | Hussein Nabil | MEP (Electro Mechanical) | 2024-06-05 | تركيب و اختبار الاعمال الكهربلية ( المبانى ) | Approved | 1 - Sharaf Al Deen-Guard room NO. 4-33-4.3.4-a | Single Phase Switched Socket 220v, 16A, 2-pin Type Complete With Earthing Contact. | NO | 3 | 3 | 240 | 720 | SC_Apply | محمود رمضان كامل عبد الرؤوف | 1 - Sharaf Al Deen-Guard room NO. 4-33-4.3.4-a | Single Phase Switched Socket 220v, 16A, 2-pin Type Complete With Earthing Contact. | NO | 3 | 375 | 1125 | EGP | SC_Apply
Abo Shanab El Agamien _0195 |  | RFQ-00077 | Hussein Nabil | MEP (Electro Mechanical) | 2024-06-05 | تركيب و اختبار الاعمال الكهربلية ( المبانى ) | Approved | 5 - Tahawi-Store Building NO. 5-30-5.2.4-a | Single Phase Switched Socket 220v, 16A, 2-pin Type Complete With Earthing Contact. | NO | 3 | 3 | 240 | 720 | SC_Apply | محمود رمضان كامل عبد الرؤوف | 5 - Tahawi-Store Building NO. 5-30-5.2.4-a | Single Phase Switched Socket 220v, 16A, 2-pin Type Complete With Earthing Contact. | NO | 3 | 375 | 1125 | EGP | SC_Apply
Jawhara Palace Restoration _0200 |  | RFQ-00011 | Rola Yasser | Procurement | 2024-02-08 | Marble RFQ | Approved | 11.11 | بالمتر المسطح فك ارضيات رخام اثرية بغاية الحرص على ان يتم الترقيم والتصوير قبل البدء فى الاعمال لاعادة الاستخدام فى مكان مع مراعاة كافة الاحتياطات للمحافظة علي السقف السفلي واستعمال كافة العدد والادوات ونقل المخلفات الى المقالب العمومية . مماجميعه بالمتر المسطح . بأستخدام العمالة اليدوية المدربة والبند يشمل إزالة كافة الطبقات تحت الارضيات حتى الوصول للمنسوب المطلوب علي ان يتم الفك يحرص والفرز والرص والتشوين الجيد داخل صناديق خشبية بأطوال مناسبة . والبند يشمل استخدام فواصل من الفوم بين طبقات الحجر وعمل التوثيقات اللازمة والتكويد قبل الفك وكافة العدد والادوات اللازمة واعتماد خطة العمل قبل البدء في التنفيذ وكل ما يلزم لنهو الاعمال حسب اصول الصناعه وتعليمات جهاز الاشراف . | SQM | 350 | 350 | 862.3 | 301805 | SC_Supply/Apply | الابراهمية للمقاولات | 11.11 | بالمتر المسطح فك ارضيات رخام اثرية بغاية الحرص على ان يتم الترقيم والتصوير قبل البدء فى الاعمال لاعادة الاستخدام فى مكان مع مراعاة كافة الاحتياطات للمحافظة علي السقف السفلي واستعمال كافة العدد والادوات ونقل المخلفات الى المقالب العمومية . مماجميعه بالمتر المسطح . بأستخدام العمالة اليدوية المدربة والبند يشمل إزالة كافة الطبقات تحت الارضيات حتى الوصول للمنسوب المطلوب علي ان يتم الفك يحرص والفرز والرص والتشوين الجيد داخل صناديق خشبية بأطوال مناسبة . والبند يشمل استخدام فواصل من الفوم بين طبقات الحجر وعمل التوثيقات اللازمة والتكويد قبل الفك وكافة العدد والادوات اللازمة واعتماد خطة العمل قبل البدء في التنفيذ وكل ما يلزم لنهو الاعمال حسب اصول الصناعه وتعليمات جهاز الاشراف . | SQM | 350 | 550 | 192500 | EGP | SC_Supply/Apply
Jawhara Palace Restoration _0200 |  | RFQ-00011 | Rola Yasser | Procurement | 2024-02-08 | Marble RFQ | Approved | 11.12 | بالمتر المسطح إعادة تركيب الصالح من الارضيات رخام اثرية الصالحة التي تم فكها وذلك بعد المعالجة و التنظيف المعالجة تجهيز للتركيب والفئة تشمل استكمال التالف والمفقود وذلك بنفس القطاعات والنوعية الموجودة في الموقع وعمل الاختبارات بمركز معتمد بالنسبة لاجهاد الكسر الجاف و المبلل والكثافة و المسميات الظاهرية ومعدل البرى والنسبة المئوية للامتصاص والنسبة المئوية لكلوريد الصوديوم ويكون الرخام من التسوس والبقع الطرية والعروق الطفلية والمواد العضوية والغربية وبسمك من 3 سم الي 4 سم ومربعة علي الزاوية وبمقاس حسب الرسومات تلصق بمونة عجينة الجير المخمر والجبس والرمل بنسبة 1:1:1 مع الخلط بماء الجير الرائق ويشمل الثمن وتوريد وعمل فرشة الارضيات وسقية اللحامات بالجبس المعجون بماء الجير الرائق واستعمال كافة العدد والالات والادوات وعمل كل ما يلزم لنهو العمل طبقا لاصول الفن و الصناعة وحسب تعليمات المهندس الاستشاري | SQM | 250 | 250 | 1673.55 | 418387.5 | SC_Supply/Apply | الابراهمية للمقاولات | 11.12 | بالمتر المسطح إعادة تركيب الصالح من الارضيات رخام اثرية الصالحة التي تم فكها وذلك بعد المعالجة و التنظيف المعالجة تجهيز للتركيب والفئة تشمل استكمال التالف والمفقود وذلك بنفس القطاعات والنوعية الموجودة في الموقع وعمل الاختبارات بمركز معتمد بالنسبة لاجهاد الكسر الجاف و المبلل والكثافة و المسميات الظاهرية ومعدل البرى والنسبة المئوية للامتصاص والنسبة المئوية لكلوريد الصوديوم ويكون الرخام من التسوس والبقع الطرية والعروق الطفلية والمواد العضوية والغربية وبسمك من 3 سم الي 4 سم ومربعة علي الزاوية وبمقاس حسب الرسومات تلصق بمونة عجينة الجير المخمر والجبس والرمل بنسبة 1:1:1 مع الخلط بماء الجير الرائق ويشمل الثمن وتوريد وعمل فرشة الارضيات وسقية اللحامات بالجبس المعجون بماء الجير الرائق واستعمال كافة العدد والالات والادوات وعمل كل ما يلزم لنهو العمل طبقا لاصول الفن و الصناعة وحسب تعليمات المهندس الاستشاري | SQM | 250 | 400 | 100000 | EGP | SC_Supply/Apply
Jawhara Palace Restoration _0200 |  | RFQ-00011 | Rola Yasser | Procurement | 2024-02-08 | Marble RFQ | Approved | 11.32 | رخام سماحة لارضيات الغرف | SQM | 1 | 1 | 0 | 0 | SC_Supply/Apply | الابراهمية للمقاولات | 11.32 | رخام سماحة لارضيات الغرف | SQM | 1 | 550 | 550 | EGP | SC_Supply/Apply
Jawhara Palace Restoration _0200 |  | RFQ-00011 | Rola Yasser | Procurement | 2024-02-08 | Marble RFQ | Approved | 11.33 | رخام فلتو لارضيات الغرف | SQM | 1 | 1 | 0 | 0 | SC_Supply/Apply | الابراهمية للمقاولات | 11.33 | رخام فلتو لارضيات الغرف | SQM | 1 | 1250 | 1250 | EGP | SC_Supply/Apply
Jawhara Palace Restoration _0200 |  | RFQ-00011 | Rola Yasser | Procurement | 2024-02-08 | Marble RFQ | Approved | 11.34 | رخام الاباستر | SQM | 1 | 1 | 0 | 0 | SC_Supply/Apply | الابراهمية للمقاولات | 11.34 | رخام الاباستر | SQM | 1 | 3250 | 3250 | EGP | SC_Supply/Apply
BIOLOGICALS AND BIOSIMILARS MANUFACTURING FACILITY EIPICO 3 _0187 |  | RFQ-00120 | Mohamed Nader | Procurement | 2024-01-18 | Roller Window Shade | Approved | 1 - B01(ADMIN BUILDING)-122413-1 | 2000mm Height, Manual white semi-transparencey roller blind, Code (WT-01). | MTR | 118 | 118 | 630 | 74340 | SC_Supply/Apply | Sedar - Blind & Shutter | 1 - B01(ADMIN BUILDING)-122413-1 | 2000mm Height, Manual white semi-transparencey roller blind, Code (WT-01). | MTR | 118 | 1231.2 | 145281.6 | EGP | SC_Supply/Apply
BIOLOGICALS AND BIOSIMILARS MANUFACTURING FACILITY EIPICO 3 _0187 |  | RFQ-00121 | Mahmoud Nasr | MEP (Electro Mechanical) | 2024-02-06 | Industrial Compressed Air System | Approved | 10.4 - Process-Compressed Air System -1.1.1.1 | Do=15 mm | ECH | 30 | 30 | 526.28 | 15788.4 | SC_Supply/Apply | اكواتك للتوريدات | 10.4 - Process-Compressed Air System -1.1.1.1 | Do=15 mm | ECH | 30 | 75 | 2250 | USD | SC_Supply/Apply
BIOLOGICALS AND BIOSIMILARS MANUFACTURING FACILITY EIPICO 3 _0187 |  | RFQ-00121 | Mahmoud Nasr | MEP (Electro Mechanical) | 2024-02-06 | Industrial Compressed Air System | Approved | 10.4 - Process-Compressed Air System -1.2.1.1 | Do=40 mm | ECH | 230 | 230 | 1555.42 | 357746.6 | SC_Supply/Apply | اكواتك للتوريدات | 10.4 - Process-Compressed Air System -1.2.1.1 | Do=40 mm | ECH | 230 | 178 | 40940 | USD | SC_Supply/Apply
BIOLOGICALS AND BIOSIMILARS MANUFACTURING FACILITY EIPICO 3 _0187 |  | RFQ-00121 | Mahmoud Nasr | MEP (Electro Mechanical) | 2024-02-06 | Industrial Compressed Air System | Approved | 10.4 - Process-Compressed Air System -1.3.1.1 | Do=75 mm | ECH | 288 | 288 | 3054.79 | 879779.52 | SC_Supply/Apply | اكواتك للتوريدات | 10.4 - Process-Compressed Air System -1.3.1.1 | Do=75 mm | ECH | 288 | 497 | 143136 | USD | SC_Supply/Apply
BIOLOGICALS AND BIOSIMILARS MANUFACTURING FACILITY EIPICO 3 _0187 |  | RFQ-00121 | Mahmoud Nasr | MEP (Electro Mechanical) | 2024-02-06 | Industrial Compressed Air System | Approved | 10.4 - Process-Compressed Air System -2.1.1.1 | Do=40 mm | ECH | 42 | 42 | 3723.6 | 156391.2 | SC_Supply/Apply | اكواتك للتوريدات | 10.4 - Process-Compressed Air System -2.1.1.1 | Do=40 mm | ECH | 42 | 175 | 7350 | USD | SC_Supply/Apply
BIOLOGICALS AND BIOSIMILARS MANUFACTURING FACILITY EIPICO 3 _0187 |  | RFQ-00121 | Mahmoud Nasr | MEP (Electro Mechanical) | 2024-02-06 | Industrial Compressed Air System | Approved | 10.4 - Process-Compressed Air System -2.1.2.1 | Do=75 mm for network | ECH | 4 | 4 | 17598.9 | 70395.6 | SC_Supply/Apply | اكواتك للتوريدات | 10.4 - Process-Compressed Air System -2.1.2.1 | Do=75 mm for network | ECH | 4 | 620 | 2480 | USD | SC_Supply/Apply
BIOLOGICALS AND BIOSIMILARS MANUFACTURING FACILITY EIPICO 3 _0187 |  | RFQ-00121 | Mahmoud Nasr | MEP (Electro Mechanical) | 2024-02-06 | Industrial Compressed Air System | Approved | 10.4 - Process-Compressed Air System -2.3.1.1 | Do=40 mm | ECH | 21 | 21 | 1771.35 | 37198.35 | SC_Supply/Apply | اكواتك للتوريدات | 10.4 - Process-Compressed Air System -2.3.1.1 | Do=40 mm | ECH | 21 | 690 | 14490 | USD | SC_Supply/Apply
Red Sea Museum-Bab El-Bunt _K0003 |  | RFQ-00022 | Marwa Mounir | Operation | 2024-09-03 | Geotechnical Design | Approved | 10.19.11 - 312000-P1-C | 10** Geotechnical Works Consultancy including: Soil analysis report Shoring & Dewatering Report Design Dwg for shoring Method Statements for shoring and dewatering Design of Dewatering | ECH | 1 | 1 | 26000 | 26000 | SC_Supply/Apply | مكتب ايه اند ايه | 10.19.11 - 312000-P1-C | 10** Geotechnical Works Consultancy including: Soil analysis report Shoring & Dewatering Report Design Dwg for shoring Method Statements for shoring and dewatering Design of Dewatering | ECH | 1 | 300000 | 300000 | EGP | SC_Supply/Apply
Koumassi Flyover _CD0001 |  | RFQ-00026 | Youssef El Sakka | Procurement | 2024-08-30 | MSE WALLS | Approved | 10.14.13 - Famille E5 SEMELLES - SOUTENEMENTS - APPUIS - MURS- 540.00 | *MURS EN REMBLAI RENFORCÉ | SQM | 170 | 170 | 785.7 | 133569 | SC_Supply/Apply | GTEK | 10.14.13 - Famille E5 SEMELLES - SOUTENEMENTS - APPUIS - MURS- 540.00 | *MURS EN REMBLAI RENFORCÉ | SQM | 170 | 342352.95 | 58200001.5 | CFA | SC_Supply/Apply
Rabigh CCPP-Civil _K0006 |  | RFQ-00038 | Mahmoud El Nady | MEP (Electro Mechanical) | 2024-09-12 | MEP Installation Work | Approved | 22 13 16 FWDN-0004 | Sypplying;Installing;testing;High density polyethylene (HDPE);pipePE100;as per ISO 4427;to drainage network;inner Dia. 4";in buildings; | MTR | 80 | 80 | 92 | 7360 | SC_Apply | شركة اضواء الخليل للمقاولات | 22 13 16 FWDN-0004 | Sypplying;Installing;testing;High density polyethylene (HDPE);pipePE100;as per ISO 4427;to drainage network;inner Dia. 4";in buildings; | MTR | 80 | 174.38 | 13950.4 | SAR | SC_Apply
Rabigh CCPP-Civil _K0006 |  | RFQ-00038 | Mahmoud El Nady | MEP (Electro Mechanical) | 2024-09-12 | MEP Installation Work | Approved | 33 31 00 SWNT-0038 | Supplying; installing; testing; pressurized; PN16 bar; High density polyethylene (HDPE) pipes; outer Dia. 100mm; installed under ground; depth range 2m<D≤3m; on sand bedding; for sewage network. | MTR | 102 | 102 | 311 | 31722 | SC_Apply | شركة اضواء الخليل للمقاولات | 33 31 00 SWNT-0038 | Supplying; installing; testing; pressurized; PN16 bar; High density polyethylene (HDPE) pipes; outer Dia. 100mm; installed under ground; depth range 2m<D≤3m; on sand bedding; for sewage network. | MTR | 102 | 193 | 19686 | SAR | SC_Apply
Rabigh CCPP-Civil _K0006 |  | RFQ-00038 | Mahmoud El Nady | MEP (Electro Mechanical) | 2024-09-12 | MEP Installation Work | Approved | 33 42 11 SNT-0015 | Supplying; installing; testing; gravity; PN6 bar; thermoplastic (UPVC) pipes; outer Dia. 250mm; installed under ground; depth range 1m<D≤2m; buried; for storm network. | MTR | 327 | 327 | 274 | 89598 | SC_Apply | شركة اضواء الخليل للمقاولات | 33 42 11 SNT-0015 | Supplying; installing; testing; gravity; PN6 bar; thermoplastic (UPVC) pipes; outer Dia. 250mm; installed under ground; depth range 1m<D≤2m; buried; for storm network. | MTR | 327 | 385.02 | 125901.54 | SAR | SC_Apply
Rabigh CCPP-Civil _K0006 |  | RFQ-00038 | Mahmoud El Nady | MEP (Electro Mechanical) | 2024-09-12 | MEP Installation Work | Approved | 22 13 16 FWDN-0003 | Sypplying;Installing;testing;thermoplastic (UPVC);pipeas per BS3505;to drainage network;inner Dia. 4";installed above ground; | MTR | 776 | 776 | 92 | 71392 | SC_Apply | شركة اضواء الخليل للمقاولات | 22 13 16 FWDN-0003 | Sypplying;Installing;testing;thermoplastic (UPVC);pipeas per BS3505;to drainage network;inner Dia. 4";installed above ground; | MTR | 776 | 174.38 | 135318.88 | SAR | SC_Apply
Rabigh CCPP-Civil _K0006 |  | RFQ-00038 | Mahmoud El Nady | MEP (Electro Mechanical) | 2024-09-12 | MEP Installation Work | Approved | 33 42 11 SNT-0046 | Supplying; installing; testing; gravity; PN6 bar; fiberglass-reinforced plastic (GRP) pipes; outer Dia. 800mm; installed under ground; depth range 2m<D≤3m; on sand bedding; for storm network. | MTR | 109 | 109 | 1416 | 154344 | SC_Apply | شركة اضواء الخليل للمقاولات | 33 42 11 SNT-0046 | Supplying; installing; testing; gravity; PN6 bar; fiberglass-reinforced plastic (GRP) pipes; outer Dia. 800mm; installed under ground; depth range 2m<D≤3m; on sand bedding; for storm network. | MTR | 109 | 936.98 | 102130.82 | SAR | SC_Apply
Rabigh CCPP-Civil _K0006 |  | RFQ-00038 | Mahmoud El Nady | MEP (Electro Mechanical) | 2024-09-12 | MEP Installation Work | Approved | 22 13 16 FWDN-0006 | Sypplying;Installing;testing;High density polyethylene (HDPE);pipePE100;as per ISO 4427;to drainage network;inner Dia. 6";in buildings; | MTR | 40 | 40 | 123 | 4920 | SC_Apply | شركة اضواء الخليل للمقاولات | 22 13 16 FWDN-0006 | Sypplying;Installing;testing;High density polyethylene (HDPE);pipePE100;as per ISO 4427;to drainage network;inner Dia. 6";in buildings; | MTR | 40 | 188.33 | 7533.2 | SAR | SC_Apply
Rabigh CCPP-Civil _K0006 |  | RFQ-00038 | Mahmoud El Nady | MEP (Electro Mechanical) | 2024-09-12 | MEP Installation Work | Approved | 33 31 00 SWNT-0018 | Supplying; installing; testing; gravity; PN6 bar; High density polyethylene (HDPE) pipes; outer Dia. 250mm; installed under ground; depth range D≤1m; buried; for chemical network. | ECH | 22 | 22 | 364 | 8008 | SC_Apply | شركة اضواء الخليل للمقاولات | 33 31 00 SWNT-0018 | Supplying; installing; testing; gravity; PN6 bar; High density polyethylene (HDPE) pipes; outer Dia. 250mm; installed under ground; depth range D≤1m; buried; for chemical network. | ECH | 22 | 385.02 | 8470.44 | SAR | SC_Apply
Rabigh CCPP-Civil _K0006 |  | RFQ-00038 | Mahmoud El Nady | MEP (Electro Mechanical) | 2024-09-12 | MEP Installation Work | Approved | 33 31 00 SWNT-0020 | Supplying; installing; testing; gravity; PN6 bar; thermoplastic (UPVC) pipes; outer Dia. 200mm; installed under ground; depth range D≤1m; buried; for sewage network | MTR | 306 | 306 | 332 | 101592 | SC_Apply | شركة اضواء الخليل للمقاولات | 33 31 00 SWNT-0020 | Supplying; installing; testing; gravity; PN6 bar; thermoplastic (UPVC) pipes; outer Dia. 200mm; installed under ground; depth range D≤1m; buried; for sewage network | MTR | 306 | 213.9 | 65453.4 | SAR | SC_Apply
Rabigh CCPP-Civil _K0006 |  | RFQ-00038 | Mahmoud El Nady | MEP (Electro Mechanical) | 2024-09-12 | MEP Installation Work | Approved | 33 14 16 WNT-0019 | Supplying; installing; testing; pressurized; PN10 bar; polyethylene (PE) pipes; outer Dia. 90mm; installed under ground; depth range D≤1m; buried; for irrigation network | MTR | 51 | 51 | 172 | 8772 | SC_Apply | شركة اضواء الخليل للمقاولات | 33 14 16 WNT-0019 | Supplying; installing; testing; pressurized; PN10 bar; polyethylene (PE) pipes; outer Dia. 90mm; installed under ground; depth range D≤1m; buried; for irrigation network | MTR | 51 | 160.43 | 8181.93 | SAR | SC_Apply
Rabigh CCPP-Civil _K0006 |  | RFQ-00038 | Mahmoud El Nady | MEP (Electro Mechanical) | 2024-09-12 | MEP Installation Work | Approved | 33 42 11 SNT-0039 | Supplying; installing; testing; gravity; PN6 bar; fiberglass-reinforced plastic (GRP) pipes; outer Dia. 1400mm; installed under ground; depth range 2m<D≤3m; on sand bedding; for storm network. | MTR | 36.36 | 36.36 | 2438 | 88645.68 | SC_Apply | شركة اضواء الخليل للمقاولات | 33 42 11 SNT-0039 | Supplying; installing; testing; gravity; PN6 bar; fiberglass-reinforced plastic (GRP) pipes; outer Dia. 1400mm; installed under ground; depth range 2m<D≤3m; on sand bedding; for storm network. | MTR | 36.36 | 2620.28 | 95273.38 | SAR | SC_Apply
Rabigh CCPP-Civil _K0006 |  | RFQ-00038 | Mahmoud El Nady | MEP (Electro Mechanical) | 2024-09-12 | MEP Installation Work | Approved | 33 14 16 WNT-0014 | Supplying; installing; testing; pressurized; PN10 bar; polyethylene (PE) pipes; outer Dia. 32mm; installed under ground; depth range D≤1m; buried; for irrigation network | MTR | 204 | 204 | 136 | 27744 | SC_Apply | شركة اضواء الخليل للمقاولات | 33 14 16 WNT-0014 | Supplying; installing; testing; pressurized; PN10 bar; polyethylene (PE) pipes; outer Dia. 32mm; installed under ground; depth range D≤1m; buried; for irrigation network | MTR | 204 | 85 | 17340 | SAR | SC_Apply
Rabigh CCPP-Civil _K0006 |  | RFQ-00038 | Mahmoud El Nady | MEP (Electro Mechanical) | 2024-09-12 | MEP Installation Work | Approved | 33 14 19 WNT-0020 | Supplying; installing; testing; manual; non-return; quick coupler valve; PN16 bar; Dia. 75mm; installed under ground; depth range 1m<D≤2m; installed in valve chamber; for irrigation network. | ECH | 3 | 3 | 287 | 861 | SC_Apply | شركة اضواء الخليل للمقاولات | 33 14 19 WNT-0020 | Supplying; installing; testing; manual; non-return; quick coupler valve; PN16 bar; Dia. 75mm; installed under ground; depth range 1m<D≤2m; installed in valve chamber; for irrigation network. | ECH | 3 | 535.68 | 1607.04 | SAR | SC_Apply
Rabigh CCPP-Civil _K0006 |  | RFQ-00038 | Mahmoud El Nady | MEP (Electro Mechanical) | 2024-09-12 | MEP Installation Work | Approved | 33 42 11 SNT-0021 | Supplying; installing; testing; gravity; PN6 bar; fiberglass-reinforced plastic (GRP) pipes; outer Dia. 800mm; installed under ground; depth range 1m<D≤2m; buried; for storm network. | MTR | 73 | 73 | 1208 | 88184 | SC_Apply | شركة اضواء الخليل للمقاولات | 33 42 11 SNT-0021 | Supplying; installing; testing; gravity; PN6 bar; fiberglass-reinforced plastic (GRP) pipes; outer Dia. 800mm; installed under ground; depth range 1m<D≤2m; buried; for storm network. | MTR | 73 | 1124.37 | 82079.01 | SAR | SC_Apply
Rabigh CCPP-Civil _K0006 |  | RFQ-00038 | Mahmoud El Nady | MEP (Electro Mechanical) | 2024-09-12 | MEP Installation Work | Approved | 33 42 11 SNT-0022 | Supplying; installing; testing; gravity; PN6 bar; fiberglass-reinforced plastic (GRP) pipes; outer Dia. 900mm; installed under ground; depth range 1m<D≤2m; buried; for storm network. | MTR | 37 | 37 | 1326 | 49062 | SC_Apply | شركة اضواء الخليل للمقاولات | 33 42 11 SNT-0022 | Supplying; installing; testing; gravity; PN6 bar; fiberglass-reinforced plastic (GRP) pipes; outer Dia. 900mm; installed under ground; depth range 1m<D≤2m; buried; for storm network. | MTR | 37 | 1155.06 | 42737.22 | SAR | SC_Apply
Rabigh CCPP-Civil _K0006 |  | RFQ-00038 | Mahmoud El Nady | MEP (Electro Mechanical) | 2024-09-12 | MEP Installation Work | Approved | New Item | Installting; testing; site grounding network concrete earth pit; including earthing bar, earthing rod, lugs, rod clamb, concrete lid,equipments and all necessary to complete works. | ECH | 62 | 62 | 0 | 0 | SC_Apply | شركة اضواء الخليل للمقاولات | New Item | Installting; testing; site grounding network concrete earth pit; including earthing bar, earthing rod, lugs, rod clamb, concrete lid,equipments and all necessary to complete works. | ECH | 62 | 300 | 18600 | SAR | SC_Apply
Mivida BP#189 |  | RFQ-00132 | Mohamed Amr | Procurement | 2024-09-04 | Screed Flooring | Approved | 303.Basement P31 | SCREED Flooring – 10 cm With an average 100 mm thickness with concrete strength 200 kg/cm2 | SQM | 35000 | 35000 | 147.83 | 5174050 | SC_Supply/Apply | Cemex | 303.Basement P31 | SCREED Flooring – 10 cm With an average 100 mm thickness with concrete strength 200 kg/cm2 | SQM | 35000 | 315 | 11025000 | EGP | SC_Supply/Apply
Qasr Rashwan Lot A _0207 |  | RFQ-00058 | Mostafa Shourbagi | MEP (Electro Mechanical) | 2024-09-08 | Ductile Iron Materials | Approved | 12.11 - 3. Manshya fanous.Mansheya Fanous-Bill No. 2 - Forcemain (Main)-2.1.3.5-a | 45º (250mm) | ECH | 1 | 1 | 4121.55 | 4121.55 | MAT_Raw | El Tawakol | 12.11 - 3. Manshya fanous.Mansheya Fanous-Bill No. 2 - Forcemain (Main)-2.1.3.5-a | 45º (250mm) | ECH | 1 | 4598 | 4598 | EGP | MAT_Raw
Qasr Rashwan Lot A _0207 |  | RFQ-00058 | Mostafa Shourbagi | MEP (Electro Mechanical) | 2024-09-08 | Ductile Iron Materials | Approved | 11.11 - 2. Murad Al Gendy.Murad Al Gendy W Al Sanahra-Bill No. 2 - Forcemain-2.3.2-b | Tee 300/100 | ECH | 4 | 4 | 7042.95 | 28171.8 | MAT_Raw | El Tawakol | 11.11 - 2. Murad Al Gendy.Murad Al Gendy W Al Sanahra-Bill No. 2 - Forcemain-2.3.2-b | Tee 300/100 | ECH | 4 | 7858.4 | 31433.6 | EGP | MAT_Raw
Qasr Rashwan Lot A _0207 |  | RFQ-00058 | Mostafa Shourbagi | MEP (Electro Mechanical) | 2024-09-08 | Ductile Iron Materials | Approved | 12.12 - 3. Manshya fanous.Mansheya Fanous-Bill No. 2 - Forcemain (Secondary)-2.2.3.5-a | 45º (150mm) | ECH | 1 | 1 | 1386.45 | 1386.45 | MAT_Raw | El Tawakol | 12.12 - 3. Manshya fanous.Mansheya Fanous-Bill No. 2 - Forcemain (Secondary)-2.2.3.5-a | 45º (150mm) | ECH | 1 | 1546.6 | 1546.6 | EGP | MAT_Raw
Qasr Rashwan Lot A _0207 |  | RFQ-00058 | Mostafa Shourbagi | MEP (Electro Mechanical) | 2024-09-08 | Ductile Iron Materials | Approved | 13.11 - 4. Khulusi.Khulusi-Bill No. 2 - Forcemain-2.3.5-b | 45º (200mm) | ECH | 1 | 1 | 2061.45 | 2061.45 | MAT_Raw | El Tawakol | 13.11 - 4. Khulusi.Khulusi-Bill No. 2 - Forcemain-2.3.5-b | 45º (200mm) | ECH | 1 | 2299 | 2299 | EGP | MAT_Raw
Qasr Rashwan Lot A _0207 |  | RFQ-00058 | Mostafa Shourbagi | MEP (Electro Mechanical) | 2024-09-08 | Ductile Iron Materials | Approved | 13.15 - 4. Khulusi.Khulusi-Bill - Khulusi Pump Station-3.4.4-c. | Tee, 200/150 mm. | ECH | 3 | 2 | 3446.55 | 6893.1 | MAT_Raw | El Tawakol | 13.15 - 4. Khulusi.Khulusi-Bill - Khulusi Pump Station-3.4.4-c. | Tee, 200/150 mm. | ECH | 2 | 3845.6 | 7691.2 | EGP | MAT_Raw
Qasr Rashwan Lot A _0207 |  | RFQ-00058 | Mostafa Shourbagi | MEP (Electro Mechanical) | 2024-09-08 | Ductile Iron Materials | Approved | 12.11 - 3. Manshya fanous.Mansheya Fanous-Bill No. 2 - Forcemain (Main)-2.1.5.5-a | 90º (250mm) | ECH | 8 | 8 | 4371.3 | 34970.4 | MAT_Raw | El Tawakol | 12.11 - 3. Manshya fanous.Mansheya Fanous-Bill No. 2 - Forcemain (Main)-2.1.5.5-a | 90º (250mm) | ECH | 8 | 4180 | 33440 | EGP | MAT_Raw
Qasr Rashwan Lot A _0207 |  | RFQ-00058 | Mostafa Shourbagi | MEP (Electro Mechanical) | 2024-09-08 | Ductile Iron Materials | Approved | 11.11 - 2. Murad Al Gendy.Murad Al Gendy W Al Sanahra-Bill No. 2 - Forcemain-2.3.3-b | Flange spigot with puddle flanged pieces 300mm | ECH | 7 | 7 | 8424 | 58968 | MAT_Raw | El Tawakol | 11.11 - 2. Murad Al Gendy.Murad Al Gendy W Al Sanahra-Bill No. 2 - Forcemain-2.3.3-b | Flange spigot with puddle flanged pieces 300mm | ECH | 7 | 9266.4 | 64864.8 | EGP | MAT_Raw
Qasr Rashwan Lot A _0207 |  | RFQ-00058 | Mostafa Shourbagi | MEP (Electro Mechanical) | 2024-09-08 | Ductile Iron Materials | Approved | 12.11 - 3. Manshya fanous.Mansheya Fanous-Bill No. 2 - Forcemain (Main)-2.1.3.2-c | Tee 250/100 | ECH | 6 | 6 | 5094.9 | 30569.4 | MAT_Raw | El Tawakol | 12.11 - 3. Manshya fanous.Mansheya Fanous-Bill No. 2 - Forcemain (Main)-2.1.3.2-c | Tee 250/100 | ECH | 6 | 5684.8 | 34108.8 | EGP | MAT_Raw
Qasr Rashwan Lot A _0207 |  | RFQ-00058 | Mostafa Shourbagi | MEP (Electro Mechanical) | 2024-09-08 | Ductile Iron Materials | Approved | 12.11 - 3. Manshya fanous.Mansheya Fanous-Bill No. 2 - Forcemain (Main)-2.1.3.5-b | 45º (150mm) | ECH | 1 | 1 | 1386.45 | 1386.45 | MAT_Raw | El Tawakol | 12.11 - 3. Manshya fanous.Mansheya Fanous-Bill No. 2 - Forcemain (Main)-2.1.3.5-b | 45º (150mm) | ECH | 1 | 1546.6 | 1546.6 | EGP | MAT_Raw
Qasr Rashwan Lot A _0207 |  | RFQ-00058 | Mostafa Shourbagi | MEP (Electro Mechanical) | 2024-09-08 | Ductile Iron Materials | Approved | 10.11 - 1. Saad Al Rouby.Saad Al Rouby-Bill No. 2 - Forcemain-2.5.5-a | 90º (350mm) | ECH | 4 | 4 | 6743.25 | 26973 | MAT_Raw | El Tawakol | 10.11 - 1. Saad Al Rouby.Saad Al Rouby-Bill No. 2 - Forcemain-2.5.5-a | 90º (350mm) | ECH | 4 | 7524 | 30096 | EGP | MAT_Raw
Qasr Rashwan Lot A _0207 |  | RFQ-00058 | Mostafa Shourbagi | MEP (Electro Mechanical) | 2024-09-08 | Ductile Iron Materials | Approved | 10.10 - 1. Saad Al Rouby.Saad Al Rouby-BILL NO. 1: SEWAGE NETWORK-1.5.3-b | Dismantling joints | ECH | 1 | 1 | 19307.7 | 19307.7 | MAT_Raw | El Tawakol | 10.10 - 1. Saad Al Rouby.Saad Al Rouby-BILL NO. 1: SEWAGE NETWORK-1.5.3-b | Dismantling joints | ECH | 1 | 21379.6 | 21379.6 | EGP | MAT_Raw
Qasr Rashwan Lot A _0207 |  | RFQ-00058 | Mostafa Shourbagi | MEP (Electro Mechanical) | 2024-09-08 | Ductile Iron Materials | Approved | 11.11 - 2. Murad Al Gendy.Murad Al Gendy W Al Sanahra-Bill No. 2 - Forcemain-2.3.5-a | 45º (300mm) | ECH | 1 | 1 | 5844.15 | 5844.15 | MAT_Raw | El Tawakol | 11.11 - 2. Murad Al Gendy.Murad Al Gendy W Al Sanahra-Bill No. 2 - Forcemain-2.3.5-a | 45º (300mm) | ECH | 1 | 6520.8 | 6520.8 | EGP | MAT_Raw
Qasr Rashwan Lot A _0207 |  | RFQ-00058 | Mostafa Shourbagi | MEP (Electro Mechanical) | 2024-09-08 | Ductile Iron Materials | Approved | 10.11 - 1. Saad Al Rouby.Saad Al Rouby-Bill No. 2 - Forcemain-2.3.3-a | Flange socket with puddle flanged pieces 350mm | ECH | 16 | 16 | 12231 | 195696 | MAT_Raw | El Tawakol | 10.11 - 1. Saad Al Rouby.Saad Al Rouby-Bill No. 2 - Forcemain-2.3.3-a | Flange socket with puddle flanged pieces 350mm | ECH | 16 | 13454.1 | 215265.6 | EGP | MAT_Raw
Qasr Rashwan Lot A _0207 |  | RFQ-00058 | Mostafa Shourbagi | MEP (Electro Mechanical) | 2024-09-08 | Ductile Iron Materials | Approved | Total | Supplying, installing, connecting and testing of ductile iron pipes with diameter 150 mm for wash-out chamber and inlet pipe (in the case of chamber Type-A) , the item includes all pipes, fittings, gaskets, flexible joint, bolts, nut, washers, non-shrink mortar and all required works for completion and performance of the work item in accordance with the Contract Drawings, Specifications, the Ministerial Decree No. (277 / 2000) and its annexes No. 14 /2002) and the Engineer's instructions. | ECH | 20 | 20 | 168 | 3360 | MAT_Misc | El Tawakol | Total | Supplying, installing, connecting and testing of ductile iron pipes with diameter 150 mm for wash-out chamber and inlet pipe (in the case of chamber Type-A) , the item includes all pipes, fittings, gaskets, flexible joint, bolts, nut, washers, non-shrink mortar and all required works for completion and performance of the work item in accordance with the Contract Drawings, Specifications, the Ministerial Decree No. (277 / 2000) and its annexes No. 14 /2002) and the Engineer's instructions. | ECH | 20 | 602.8 | 12056 | EGP | MAT_Misc
Qasr Rashwan Lot A _0207 |  | RFQ-00058 | Mostafa Shourbagi | MEP (Electro Mechanical) | 2024-09-08 | Ductile Iron Materials | Approved | Total | Supplying, installing, connecting and testing of ductile iron pipes with diamter 150 mm for wash-out chamber and inlet pipe (in the case of chamber Type-A) , the item includes all pipes, fittings, gaskets,flexible joint, bolts, nut, washers, non-shrink mortar and all required works for completion and performance of the work item in accordance with the Contract Drawings, Specifications, the Ministerial Decree No. (277 / 2000) and its annexes No. 14 /2002) and the Engineer's instructions. | ECH | 20 | 20 | 2520 | 50400 | MAT_Raw | El Tawakol | Total | Supplying, installing, connecting and testing of ductile iron pipes with diamter 150 mm for wash-out chamber and inlet pipe (in the case of chamber Type-A) , the item includes all pipes, fittings, gaskets,flexible joint, bolts, nut, washers, non-shrink mortar and all required works for completion and performance of the work item in accordance with the Contract Drawings, Specifications, the Ministerial Decree No. (277 / 2000) and its annexes No. 14 /2002) and the Engineer's instructions. | ECH | 20 | 3553 | 71060 | EGP | MAT_Raw
Qasr Rashwan - Lot B _0208 |  | RFQ-00058 | Mostafa Shourbagi | MEP (Electro Mechanical) | 2024-09-08 | Ductile Iron Materials | Approved | 12.11 - Suleiman Tadrus-Bill No.2: Force Main Pipeline-2.3.3-c | Flange socket with puddle flanged pieces 200mm | ECH | 2 | 2 | 5670 | 11340 | MAT_Raw | El Tawakol | 12.11 - Suleiman Tadrus-Bill No.2: Force Main Pipeline-2.3.3-c | Flange socket with puddle flanged pieces 200mm | ECH | 2 | 6237 | 12474 | EGP | MAT_Raw
Qasr Rashwan - Lot B _0208 |  | RFQ-00058 | Mostafa Shourbagi | MEP (Electro Mechanical) | 2024-09-08 | Ductile Iron Materials | Approved | 12.11 - Suleiman Tadrus-Bill No.2: Force Main Pipeline-2.5.3-c | Flange socket with puddle flanged pieces 200mm | ECH | 2 | 2 | 5670 | 11340 | MAT_Raw | El Tawakol | 12.11 - Suleiman Tadrus-Bill No.2: Force Main Pipeline-2.5.3-c | Flange socket with puddle flanged pieces 200mm | ECH | 2 | 6237 | 12474 | EGP | MAT_Raw
Qasr Rashwan - Lot B _0208 |  | RFQ-00058 | Mostafa Shourbagi | MEP (Electro Mechanical) | 2024-09-08 | Ductile Iron Materials | Approved | 13.11 - Salih Shamatah-Bill No.2: Force Main Pipeline-2.3.3-a | Flange socket with puddle flanged pieces 200mm | ECH | 9 | 9 | 5670 | 51030 | MAT_Raw | El Tawakol | 13.11 - Salih Shamatah-Bill No.2: Force Main Pipeline-2.3.3-a | Flange socket with puddle flanged pieces 200mm | ECH | 9 | 6237 | 56133 | EGP | MAT_Raw
Qasr Rashwan - Lot B _0208 |  | RFQ-00058 | Mostafa Shourbagi | MEP (Electro Mechanical) | 2024-09-08 | Ductile Iron Materials | Approved | 11.11 - Abd Al Rahman Ibrahim-Bill No.2: Force Main Pipeline-2.5.3-e | Flange socket with puddle flanged pieces 200mm | ECH | 2 | 2 | 5670 | 11340 | MAT_Raw | El Tawakol | 11.11 - Abd Al Rahman Ibrahim-Bill No.2: Force Main Pipeline-2.5.3-e | Flange socket with puddle flanged pieces 200mm | ECH | 2 | 6237 | 12474 | EGP | MAT_Raw
Qasr Rashwan - Lot B _0208 |  | RFQ-00058 | Mostafa Shourbagi | MEP (Electro Mechanical) | 2024-09-08 | Ductile Iron Materials | Approved | 14.11 - Abou Hussein-BILL NO.2 : Force Main Pipeline-2.3.3-a | Flange socket with puddle flanged pieces 200mm | ECH | 4 | 4 | 5670 | 22680 | MAT_Raw | El Tawakol | 14.11 - Abou Hussein-BILL NO.2 : Force Main Pipeline-2.3.3-a | Flange socket with puddle flanged pieces 200mm | ECH | 4 | 6237 | 24948 | EGP | MAT_Raw
Qasr Rashwan - Lot B _0208 |  | RFQ-00058 | Mostafa Shourbagi | MEP (Electro Mechanical) | 2024-09-08 | Ductile Iron Materials | Approved | 12.11 - Suleiman Tadrus-Bill No.2: Force Main Pipeline-2.5.3-a | Flange socket with puddle flanged pieces 300mm | ECH | 4 | 3 | 9801 | 29403 | MAT_Raw | El Tawakol | 12.11 - Suleiman Tadrus-Bill No.2: Force Main Pipeline-2.5.3-a | Flange socket with puddle flanged pieces 300mm | ECH | 3 | 10781.1 | 32343.3 | EGP | MAT_Raw
Rabigh CCPP-Civil _K0006 |  | RFQ-00033 | Mohamed Amr | Procurement | 2024-08-25 | Asphalt | Approved | 32 15 40 AGS-0012 | Supplying; placing; of aggregate layer; gravel type; 300mm thk | SQM | 1054.19 | 1054.19 | 29 | 30571.51 | SC_Supply/Apply | نايف عبدالله فرج العتيبي | 32 15 40 AGS-0012 | Supplying; placing; of aggregate layer; gravel type; 300mm thk | SQM | 1054.19 | 27 | 28463.13 | SAR | SC_Supply/Apply
Rabigh CCPP-Civil _K0006 |  | RFQ-00033 | Mohamed Amr | Procurement | 2024-08-25 | Asphalt | Approved | 32 15 40 AGS-0013 | Supplying; placing; of aggregate layer; crushed stone; aggregate size 50mm; layer 100mm avg.thk. | SQM | 91230 | 91230 | 16.7 | 1523541 | SC_Supply/Apply | نايف عبدالله فرج العتيبي | 32 15 40 AGS-0013 | Supplying; placing; of aggregate layer; crushed stone; aggregate size 50mm; layer 100mm avg.thk. | SQM | 91230 | 9 | 821070 | SAR | SC_Supply/Apply
Rabigh CCPP-Civil _K0006 |  | RFQ-00033 | Mohamed Amr | Procurement | 2024-08-25 | Asphalt | Approved | 32 12 00 FP-0020 | Supplying; applying; of preparatory coats; asphaltic prime coats; medium curing (MC); MC-30; spray rate 1.5 kg/m2; on 2 coats; . | SQM | 39901.25 | 39901.25 | 10.2 | 406992.75 | SC_Supply/Apply | نايف عبدالله فرج العتيبي | 32 12 00 FP-0020 | Supplying; applying; of preparatory coats; asphaltic prime coats; medium curing (MC); MC-30; spray rate 1.5 kg/m2; on 2 coats; . | SQM | 39901.25 | 2 | 79802.5 | SAR | SC_Supply/Apply
Rabigh CCPP-Civil _K0006 |  | RFQ-00033 | Mohamed Amr | Procurement | 2024-08-25 | Asphalt | Approved | 32 12 00 FP-0011 | Supplying; applying; of preparatory coats; asphaltic tack coats; rapid curing (RC); RC-3000; spray rate 0.5 kg/m2; on 2 coats; . | SQM | 39901.25 | 39901.25 | 3.22 | 128482.03 | SC_Supply/Apply | نايف عبدالله فرج العتيبي | 32 12 00 FP-0011 | Supplying; applying; of preparatory coats; asphaltic tack coats; rapid curing (RC); RC-3000; spray rate 0.5 kg/m2; on 2 coats; . | SQM | 39901.25 | 2 | 79802.5 | SAR | SC_Supply/Apply
Rabigh CCPP-Civil _K0006 |  | RFQ-00033 | Mohamed Amr | Procurement | 2024-08-25 | Asphalt | Approved | 32 12 00 FP-0014 | Supplying; applying; of asphalt paving wearing courses (surface course); road-mix asphalt paving wearing courses; 60mm thk. | SQM | 39901.25 | 39901.25 | 63.4 | 2529739.25 | SC_Supply/Apply | نايف عبدالله فرج العتيبي | 32 12 00 FP-0014 | Supplying; applying; of asphalt paving wearing courses (surface course); road-mix asphalt paving wearing courses; 60mm thk. | SQM | 39901.25 | 30 | 1197037.5 | SAR | SC_Supply/Apply
Rabigh CCPP-Civil _K0006 |  | RFQ-00033 | Mohamed Amr | Procurement | 2024-08-25 | Asphalt | Approved | 32 12 00 FP-0015 | Supplying; applying; of binder course; bitumen bound aggregate; 60mm thk | SQM | 39901.25 | 39901.25 | 35.7 | 1424474.63 | SC_Supply/Apply | نايف عبدالله فرج العتيبي | 32 12 00 FP-0015 | Supplying; applying; of binder course; bitumen bound aggregate; 60mm thk | SQM | 39901.25 | 30 | 1197037.5 | SAR | SC_Supply/Apply
Rabigh CCPP-Civil _K0006 |  | RFQ-00033 | Mohamed Amr | Procurement | 2024-08-25 | Asphalt | Approved | 32 01 00 RHB-0001 | Rehabilitation of road including all necessary demolishing works , milling , repairs and improvements to restore the road an acceptable condition according to the required levels and apply a new asphalt overlay the rehabilitated section and perform necessary stabilization to subbase and base layers such as soil improvement or recompaction. | SQM | 3100 | 3100 | 147.1 | 456010 | SC_Supply/Apply | نايف عبدالله فرج العتيبي | 32 01 00 RHB-0001 | Rehabilitation of road including all necessary demolishing works , milling , repairs and improvements to restore the road an acceptable condition according to the required levels and apply a new asphalt overlay the rehabilitated section and perform necessary stabilization to subbase and base layers such as soil improvement or recompaction. | SQM | 3100 | 6 | 18600 | SAR | SC_Supply/Apply
Rabigh CCPP-Civil _K0006 |  | RFQ-00033 | Mohamed Amr | Procurement | 2024-08-25 | Asphalt | Approved | 32 11 00 BC-0012 | Supplying; placing; of base course; aggregate; 230mm thk; CBR 100%. | SQM | 39901.25 | 39901.25 | 35.7 | 1424474.63 | SC_Supply/Apply | نايف عبدالله فرج العتيبي | 32 11 00 BC-0012 | Supplying; placing; of base course; aggregate; 230mm thk; CBR 100%. | SQM | 39901.25 | 17 | 678321.25 | SAR | SC_Supply/Apply
Rabigh CCPP-Civil _K0006 |  | RFQ-00033 | Mohamed Amr | Procurement | 2024-08-25 | Asphalt | Approved | 32 11 00 BC-0013 | Supplying; placing; of subbase course; aggregate; 120mm thk; CBR 50%. | SQM | 53341.25 | 53341.25 | 17.27 | 921203.39 | SC_Supply/Apply | نايف عبدالله فرج العتيبي | 32 11 00 BC-0013 | Supplying; placing; of subbase course; aggregate; 120mm thk; CBR 50%. | SQM | 53341.25 | 6 | 320047.5 | SAR | SC_Supply/Apply
Rabigh CCPP-Civil _K0006 |  | RFQ-00033 | Mohamed Amr | Procurement | 2024-08-25 | Asphalt | Approved | 32 11 00 BC-0014 | Supplying; placing; of subgrade course; aggregate; 300mm thk; CBR 30%. | SQM | 56077.5 | 56077.5 | 43.18 | 2421426.45 | SC_Supply/Apply | نايف عبدالله فرج العتيبي | 32 11 00 BC-0014 | Supplying; placing; of subgrade course; aggregate; 300mm thk; CBR 30%. | SQM | 56077.5 | 10 | 560775 | SAR | SC_Supply/Apply
ORA ZED-Ph 2-Pkgs A&D |  | RFQ-00058 | Mohamed Selim | Procurement | 2024-09-02 | Epoxy and Traffic coating | Approved | All areas | Parking area | SQM | 5943 | 5943 | 399.32 | 2373158.76 | SC_Supply/Apply | Troy | All areas | Parking area | SQM | 5943 | 325 | 1931475 | EGP | SC_Supply/Apply
ORA ZED-Ph 2-Pkgs A&D |  | RFQ-00058 | Mohamed Selim | Procurement | 2024-09-02 | Epoxy and Traffic coating | Approved | All areas | Pedestrian area | SQM | 1232 | 1232 | 399.32 | 491962.24 | SC_Supply/Apply | Troy | All areas | Pedestrian area | SQM | 1232 | 325 | 400400 | EGP | SC_Supply/Apply
ORA ZED-Ph 2-Pkgs A&D |  | RFQ-00058 | Mohamed Selim | Procurement | 2024-09-02 | Epoxy and Traffic coating | Approved | All areas | Pavement area. | SQM | 2000 | 2000 | 399.32 | 798640 | SC_Supply/Apply | Troy | All areas | Pavement area. | SQM | 2000 | 325 | 650000 | EGP | SC_Supply/Apply
ORA ZED-Ph 2-Pkgs A&D |  | RFQ-00058 | Mohamed Selim | Procurement | 2024-09-02 | Epoxy and Traffic coating | Approved | All areas | Driveway. | SQM | 7940 | 7940 | 434.82 | 3452470.8 | SC_Supply/Apply | Troy | All areas | Driveway. | SQM | 7940 | 420 | 3334800 | EGP | SC_Supply/Apply
ORA ZED-Ph 2-Pkgs A&D |  | RFQ-00058 | Mohamed Selim | Procurement | 2024-09-02 | Epoxy and Traffic coating | Approved | All areas | Skirting 100mm height | LM | 752 | 752 | 168.6 | 126787.2 | SC_Supply/Apply | Troy | All areas | Skirting 100mm height | LM | 752 | 70 | 52640 | EGP | SC_Supply/Apply
ORA ZED-Ph 2-Pkgs A&D |  | RFQ-00058 | Mohamed Selim | Procurement | 2024-09-02 | Epoxy and Traffic coating | Approved | Podium D 5 - Ramps | Ramps | SQM | 161 | 161 | 523.55 | 84291.55 | SC_Supply/Apply | Troy | Podium D 5 - Ramps | Ramps | SQM | 161 | 890 | 143290 | EGP | SC_Supply/Apply
ORA ZED-Ph 2-Pkgs A&D |  | RFQ-00058 | Mohamed Selim | Procurement | 2024-09-02 | Epoxy and Traffic coating | Approved | All areas | Straight | NO | 0 | 0 | 880.28 | 0 | SC_Supply/Apply | Troy | All areas | Straight | NO | 0 | 600 | 0 | EGP | SC_Supply/Apply
ORA ZED-Ph 2-Pkgs A&D |  | RFQ-00058 | Mohamed Selim | Procurement | 2024-09-02 | Epoxy and Traffic coating | Approved | All areas | StraightTurn | NO | 0 | 0 | 880.28 | 0 | SC_Supply/Apply | Troy | All areas | StraightTurn | NO | 0 | 775 | 0 | EGP | SC_Supply/Apply
ORA ZED-Ph 2-Pkgs A&D |  | RFQ-00058 | Mohamed Selim | Procurement | 2024-09-02 | Epoxy and Traffic coating | Approved | All areas | Turn | NO | 0 | 0 | 880.28 | 0 | SC_Supply/Apply | Troy | All areas | Turn | NO | 0 | 650 | 0 | EGP | SC_Supply/Apply
ORA ZED-Ph 2-Pkgs A&D |  | RFQ-00058 | Mohamed Selim | Procurement | 2024-09-02 | Epoxy and Traffic coating | Approved | All areas | 2 Turn | NO | 0 | 0 | 880.28 | 0 | SC_Supply/Apply | Troy | All areas | 2 Turn | NO | 0 | 775 | 0 | EGP | SC_Supply/Apply
ORA ZED-Ph 2-Pkgs A&D |  | RFQ-00058 | Mohamed Selim | Procurement | 2024-09-02 | Epoxy and Traffic coating | Approved | All areas | Disabled parking area | NO | 0 | 0 | 3748.3 | 0 | SC_Supply/Apply | Troy | All areas | Disabled parking area | NO | 0 | 725 | 0 | EGP | SC_Supply/Apply
ORA ZED-Ph 2-Pkgs A&D |  | RFQ-00058 | Mohamed Selim | Procurement | 2024-09-02 | Epoxy and Traffic coating | Approved | Podium A 1 - Ramps. | Ramps | SQM | 56 | 56 | 434.82 | 24349.92 | SC_Supply/Apply | Troy | Podium A 1 - Ramps. | Ramps | SQM | 56 | 890 | 49840 | EGP | SC_Supply/Apply
Qasr Rashwan - Lot B _0208 |  | RFQ-00058 | Mostafa Shourbagi | MEP (Electro Mechanical) | 2024-09-08 | Ductile Iron Materials | Approved | 11.11 - Abd Al Rahman Ibrahim-Bill No.2: Force Main Pipeline-2.5.3-c | Flange socket with puddle flanged pieces 300mm | ECH | 2 | 2 | 9801 | 19602 | MAT_Raw | El Tawakol | 11.11 - Abd Al Rahman Ibrahim-Bill No.2: Force Main Pipeline-2.5.3-c | Flange socket with puddle flanged pieces 300mm | ECH | 2 | 10781.1 | 21562.2 | EGP | MAT_Raw
Qasr Rashwan - Lot B _0208 |  | RFQ-00058 | Mostafa Shourbagi | MEP (Electro Mechanical) | 2024-09-08 | Ductile Iron Materials | Approved | 12.11 - Suleiman Tadrus-Bill No.2: Force Main Pipeline-2.3.3-a | Flange socket with puddle flanged pieces 300mm | ECH | 9 | 9 | 9801 | 88209 | MAT_Raw | El Tawakol | 12.11 - Suleiman Tadrus-Bill No.2: Force Main Pipeline-2.3.3-a | Flange socket with puddle flanged pieces 300mm | ECH | 9 | 10781.1 | 97029.9 | EGP | MAT_Raw
Qasr Rashwan - Lot B _0208 |  | RFQ-00058 | Mostafa Shourbagi | MEP (Electro Mechanical) | 2024-09-08 | Ductile Iron Materials | Approved | 11.11 - Abd Al Rahman Ibrahim-Bill No.2: Force Main Pipeline-2.3.3-a | Flange socket with puddle flanged pieces 350mm | ECH | 9 | 9 | 12231 | 110079 | MAT_Raw | El Tawakol | 11.11 - Abd Al Rahman Ibrahim-Bill No.2: Force Main Pipeline-2.3.3-a | Flange socket with puddle flanged pieces 350mm | ECH | 9 | 13454.1 | 121086.9 | EGP | MAT_Raw
Qasr Rashwan - Lot B _0208 |  | RFQ-00058 | Mostafa Shourbagi | MEP (Electro Mechanical) | 2024-09-08 | Ductile Iron Materials | Approved | 11.11 - Abd Al Rahman Ibrahim-Bill No.2: Force Main Pipeline-2.5.3-a | Flange socket with puddle flanged pieces 350mm | ECH | 8 | 6 | 12231 | 73386 | MAT_Raw | El Tawakol | 11.11 - Abd Al Rahman Ibrahim-Bill No.2: Force Main Pipeline-2.5.3-a | Flange socket with puddle flanged pieces 350mm | ECH | 6 | 13454.1 | 80724.6 | EGP | MAT_Raw
Qasr Rashwan - Lot B _0208 |  | RFQ-00058 | Mostafa Shourbagi | MEP (Electro Mechanical) | 2024-09-08 | Ductile Iron Materials | Approved | 10.11 - Abd Al Azeem Al Sofy -Bill No.2: Force Main Pipeline-2.3.3-b | Flange spigot with puddle flanged pieces 400mm | ECH | 6 | 6 | 12231 | 73386 | MAT_Raw | El Tawakol | 10.11 - Abd Al Azeem Al Sofy -Bill No.2: Force Main Pipeline-2.3.3-b | Flange spigot with puddle flanged pieces 400mm | ECH | 6 | 13454.1 | 80724.6 | EGP | MAT_Raw
Qasr Rashwan - Lot B _0208 |  | RFQ-00058 | Mostafa Shourbagi | MEP (Electro Mechanical) | 2024-09-08 | Ductile Iron Materials | Approved | 10.11 - Abd Al Azeem Al Sofy -Bill No.2: Force Main Pipeline-2.5.3-b | Flange spigot with puddle flanged pieces 400mm | ECH | 5 | 3 | 12231 | 36693 | MAT_Raw | El Tawakol | 10.11 - Abd Al Azeem Al Sofy -Bill No.2: Force Main Pipeline-2.5.3-b | Flange spigot with puddle flanged pieces 400mm | ECH | 3 | 13454.1 | 40362.3 | EGP | MAT_Raw
Qasr Rashwan - Lot B _0208 |  | RFQ-00058 | Mostafa Shourbagi | MEP (Electro Mechanical) | 2024-09-08 | Ductile Iron Materials | Approved | 10.11 - Abd Al Azeem Al Sofy -Bill No.2: Force Main Pipeline-2.3.3-a | Flange socket with puddle flanged pieces 400mm | ECH | 6 | 6 | 14580 | 87480 | MAT_Raw | El Tawakol | 10.11 - Abd Al Azeem Al Sofy -Bill No.2: Force Main Pipeline-2.3.3-a | Flange socket with puddle flanged pieces 400mm | ECH | 6 | 16038 | 96228 | EGP | MAT_Raw
Qasr Rashwan - Lot B _0208 |  | RFQ-00058 | Mostafa Shourbagi | MEP (Electro Mechanical) | 2024-09-08 | Ductile Iron Materials | Approved | 10.11 - Abd Al Azeem Al Sofy -Bill No.2: Force Main Pipeline-2.5.3-a | Flange socket with puddle flanged pieces 400mm | ECH | 5 | 3 | 14580 | 43740 | MAT_Raw | El Tawakol | 10.11 - Abd Al Azeem Al Sofy -Bill No.2: Force Main Pipeline-2.5.3-a | Flange socket with puddle flanged pieces 400mm | ECH | 3 | 16038 | 48114 | EGP | MAT_Raw
Qasr Rashwan - Lot B _0208 |  | RFQ-00058 | Mostafa Shourbagi | MEP (Electro Mechanical) | 2024-09-08 | Ductile Iron Materials | Approved | 12.11 - Suleiman Tadrus-Bill No.2: Force Main Pipeline-2.3.3-d | Flange spigot with puddle flanged pieces 200mm | ECH | 2 | 2 | 4860 | 9720 | MAT_Raw | El Tawakol | 12.11 - Suleiman Tadrus-Bill No.2: Force Main Pipeline-2.3.3-d | Flange spigot with puddle flanged pieces 200mm | ECH | 2 | 5346 | 10692 | EGP | MAT_Raw
Qasr Rashwan - Lot B _0208 |  | RFQ-00058 | Mostafa Shourbagi | MEP (Electro Mechanical) | 2024-09-08 | Ductile Iron Materials | Approved | 14.11 - Abou Hussein-BILL NO.2 : Force Main Pipeline-2.3.3-b | Flange spigot with puddle flanged pieces 200mm | ECH | 3 | 3 | 4860 | 14580 | MAT_Raw | El Tawakol | 14.11 - Abou Hussein-BILL NO.2 : Force Main Pipeline-2.3.3-b | Flange spigot with puddle flanged pieces 200mm | ECH | 3 | 5346 | 16038 | EGP | MAT_Raw
Qasr Rashwan - Lot B _0208 |  | RFQ-00058 | Mostafa Shourbagi | MEP (Electro Mechanical) | 2024-09-08 | Ductile Iron Materials | Approved | 12.11 - Suleiman Tadrus-Bill No.2: Force Main Pipeline-2.5.3-d | Flange spigot with puddle flanged pieces 200mm | ECH | 2 | 2 | 4860 | 9720 | MAT_Raw | El Tawakol | 12.11 - Suleiman Tadrus-Bill No.2: Force Main Pipeline-2.5.3-d | Flange spigot with puddle flanged pieces 200mm | ECH | 2 | 5346 | 10692 | EGP | MAT_Raw
Qasr Rashwan - Lot B _0208 |  | RFQ-00058 | Mostafa Shourbagi | MEP (Electro Mechanical) | 2024-09-08 | Ductile Iron Materials | Approved | 11.11 - Abd Al Rahman Ibrahim-Bill No.2: Force Main Pipeline-2.5.3-f. | Flange spigot with puddle flanged pieces 200mm | ECH | 2 | 2 | 4860 | 9720 | MAT_Raw | El Tawakol | 11.11 - Abd Al Rahman Ibrahim-Bill No.2: Force Main Pipeline-2.5.3-f. | Flange spigot with puddle flanged pieces 200mm | ECH | 2 | 5346 | 10692 | EGP | MAT_Raw
Qasr Rashwan - Lot B _0208 |  | RFQ-00058 | Mostafa Shourbagi | MEP (Electro Mechanical) | 2024-09-08 | Ductile Iron Materials | Approved | 13.11 - Salih Shamatah-Bill No.2: Force Main Pipeline-2.3.3-b | Flange spigot with puddle flanged pieces 200mm | ECH | 8 | 8 | 4860 | 38880 | MAT_Raw | El Tawakol | 13.11 - Salih Shamatah-Bill No.2: Force Main Pipeline-2.3.3-b | Flange spigot with puddle flanged pieces 200mm | ECH | 8 | 5346 | 42768 | EGP | MAT_Raw
Qasr Rashwan - Lot B _0208 |  | RFQ-00058 | Mostafa Shourbagi | MEP (Electro Mechanical) | 2024-09-08 | Ductile Iron Materials | Approved | 10.11 - Abd Al Azeem Al Sofy -Bill No.2: Force Main Pipeline-2.3.3-d | Flange spigot with puddle flanged pieces 250mm | ECH | 2 | 2 | 6480 | 12960 | MAT_Raw | El Tawakol | 10.11 - Abd Al Azeem Al Sofy -Bill No.2: Force Main Pipeline-2.3.3-d | Flange spigot with puddle flanged pieces 250mm | ECH | 2 | 7128 | 14256 | EGP | MAT_Raw
Qasr Rashwan - Lot B _0208 |  | RFQ-00058 | Mostafa Shourbagi | MEP (Electro Mechanical) | 2024-09-08 | Ductile Iron Materials | Approved | 10.11 - Abd Al Azeem Al Sofy -Bill No.2: Force Main Pipeline-2.5.3-d | Flange spigot with puddle flanged pieces 250mm | ECH | 2 | 2 | 6480 | 12960 | MAT_Raw | El Tawakol | 10.11 - Abd Al Azeem Al Sofy -Bill No.2: Force Main Pipeline-2.5.3-d | Flange spigot with puddle flanged pieces 250mm | ECH | 2 | 7128 | 14256 | EGP | MAT_Raw
Qasr Rashwan - Lot B _0208 |  | RFQ-00058 | Mostafa Shourbagi | MEP (Electro Mechanical) | 2024-09-08 | Ductile Iron Materials | Approved | 12.11 - Suleiman Tadrus-Bill No.2: Force Main Pipeline-2.3.3-b | Flange spigot with puddle flanged pieces 300mm | ECH | 9 | 9 | 8424 | 75816 | MAT_Raw | El Tawakol | 12.11 - Suleiman Tadrus-Bill No.2: Force Main Pipeline-2.3.3-b | Flange spigot with puddle flanged pieces 300mm | ECH | 9 | 9266.4 | 83397.6 | EGP | MAT_Raw
Qasr Rashwan - Lot B _0208 |  | RFQ-00058 | Mostafa Shourbagi | MEP (Electro Mechanical) | 2024-09-08 | Ductile Iron Materials | Approved | 11.11 - Abd Al Rahman Ibrahim-Bill No.2: Force Main Pipeline-2.5.3-d | Flange spigot with puddle flanged pieces 300mm | ECH | 2 | 2 | 8424 | 16848 | MAT_Raw | El Tawakol | 11.11 - Abd Al Rahman Ibrahim-Bill No.2: Force Main Pipeline-2.5.3-d | Flange spigot with puddle flanged pieces 300mm | ECH | 2 | 9266.4 | 18532.8 | EGP | MAT_Raw
Qasr Rashwan - Lot B _0208 |  | RFQ-00058 | Mostafa Shourbagi | MEP (Electro Mechanical) | 2024-09-08 | Ductile Iron Materials | Approved | 12.11 - Suleiman Tadrus-Bill No.2: Force Main Pipeline-2.5.3-b | Flange spigot with puddle flanged pieces 300mm | ECH | 4 | 2 | 8424 | 16848 | MAT_Raw | El Tawakol | 12.11 - Suleiman Tadrus-Bill No.2: Force Main Pipeline-2.5.3-b | Flange spigot with puddle flanged pieces 300mm | ECH | 2 | 9266.4 | 18532.8 | EGP | MAT_Raw
Qasr Rashwan - Lot B _0208 |  | RFQ-00058 | Mostafa Shourbagi | MEP (Electro Mechanical) | 2024-09-08 | Ductile Iron Materials | Approved | 15.11 - Al Burm-Bill No. 2: Force Main Pipeline-2.3.3-b | Flange spigot with puddle flanged pieces 250mm | ECH | 4 | 4 | 6480 | 25920 | MAT_Raw | El Tawakol | 15.11 - Al Burm-Bill No. 2: Force Main Pipeline-2.3.3-b | Flange spigot with puddle flanged pieces 250mm | ECH | 4 | 7128 | 28512 | EGP | MAT_Raw
Qasr Rashwan - Lot B _0208 |  | RFQ-00058 | Mostafa Shourbagi | MEP (Electro Mechanical) | 2024-09-08 | Ductile Iron Materials | Approved | 11.11 - Abd Al Rahman Ibrahim-Bill No.2: Force Main Pipeline-2.5.3-b | Flange spigot with puddle flanged pieces 350mm | ECH | 8 | 6 | 10692 | 64152 | MAT_Raw | El Tawakol | 11.11 - Abd Al Rahman Ibrahim-Bill No.2: Force Main Pipeline-2.5.3-b | Flange spigot with puddle flanged pieces 350mm | ECH | 6 | 11761.2 | 70567.2 | EGP | MAT_Raw
Qasr Rashwan - Lot B _0208 |  | RFQ-00058 | Mostafa Shourbagi | MEP (Electro Mechanical) | 2024-09-08 | Ductile Iron Materials | Approved | 11.11 - Abd Al Rahman Ibrahim-Bill No.2: Force Main Pipeline-2.3.3-b | Flange spigot with puddle flanged pieces 350mm | ECH | 8 | 8 | 10692 | 85536 | MAT_Raw | El Tawakol | 11.11 - Abd Al Rahman Ibrahim-Bill No.2: Force Main Pipeline-2.3.3-b | Flange spigot with puddle flanged pieces 350mm | ECH | 8 | 11761.2 | 94089.6 | EGP | MAT_Raw
Qasr Rashwan - Lot B _0208 |  | RFQ-00058 | Mostafa Shourbagi | MEP (Electro Mechanical) | 2024-09-08 | Ductile Iron Materials | Approved | 10.11 - Abd Al Azeem Al Sofy -Bill No.2: Force Main Pipeline--2.3.6 | Supplying, installing, connecting and testing of ductile iron pipes with diameter 150 mm for wash-out chamber and inlet pipe (in the case of chamber Type-A) , the item includes all pipes, fittings, gaskets, flexible joint, bolts, nut, washers, non-shrink mortar and all required works for completion and performance of the work item in accordance with the Contract Drawings, Specifications, the Ministerial Decree No. (277 / 2000) and its annexes No. 14 /2002) and the Engineer's instructions. | ECH | 5 | 5 | 200 | 1000 | OTH | El Tawakol | 10.11 - Abd Al Azeem Al Sofy -Bill No.2: Force Main Pipeline--2.3.6 | Supplying, installing, connecting and testing of ductile iron pipes with diameter 150 mm for wash-out chamber and inlet pipe (in the case of chamber Type-A) , the item includes all pipes, fittings, gaskets, flexible joint, bolts, nut, washers, non-shrink mortar and all required works for completion and performance of the work item in accordance with the Contract Drawings, Specifications, the Ministerial Decree No. (277 / 2000) and its annexes No. 14 /2002) and the Engineer's instructions. | ECH | 5 | 602.8 | 3014 | EGP | OTH
Qasr Rashwan - Lot B _0208 |  | RFQ-00058 | Mostafa Shourbagi | MEP (Electro Mechanical) | 2024-09-08 | Ductile Iron Materials | Approved | 11.11 - Abd Al Rahman Ibrahim-Bill No.2: Force Main Pipeline--2.3.6 | Supplying, installing, connecting and testing of ductile iron pipes with diameter 150 mm for wash-out chamber and inlet pipe (in the case of chamber Type-A) , the item includes all pipes, fittings, gaskets, flexible joint, bolts, nut, washers, non-shrink mortar and all required works for completion and performance of the work item in accordance with the Contract Drawings, Specifications, the Ministerial Decree No. (277 / 2000) and its annexes No. 14 /2002) and the Engineer's instructions. | ECH | 15 | 7 | 200 | 1400 | OTH | El Tawakol | 11.11 - Abd Al Rahman Ibrahim-Bill No.2: Force Main Pipeline--2.3.6 | Supplying, installing, connecting and testing of ductile iron pipes with diameter 150 mm for wash-out chamber and inlet pipe (in the case of chamber Type-A) , the item includes all pipes, fittings, gaskets, flexible joint, bolts, nut, washers, non-shrink mortar and all required works for completion and performance of the work item in accordance with the Contract Drawings, Specifications, the Ministerial Decree No. (277 / 2000) and its annexes No. 14 /2002) and the Engineer's instructions. | ECH | 7 | 602.8 | 4219.6 | EGP | OTH
ORA ZED-Ph 2-Pkgs A&D |  | RFQ-00059 | Mohamed Selim | Procurement | 2024-09-02 | Rubber Works | Approved | Podium A 2 - Speed hump 6800 mm lenghth | Speed hump 6800 mm length | NO | 1 | 1 | 12857.61 | 12857.61 | SC_Supply/Apply | FlexLine Rubber | Podium A 2 - Speed hump 6800 mm lenghth | Speed hump 6800 mm length | NO | 1 | 17784 | 17784 | EGP | SC_Supply/Apply
ORA ZED-Ph 2-Pkgs A&D |  | RFQ-00059 | Mohamed Selim | Procurement | 2024-09-02 | Rubber Works | Approved | Podium D 2 - Speed hump 5600 mm length | Speed hump 5600 mm length | NO | 8 | 8 | 10463.43 | 83707.44 | SC_Supply/Apply | FlexLine Rubber | Podium D 2 - Speed hump 5600 mm length | Speed hump 5600 mm length | NO | 8 | 14649 | 117192 | EGP | SC_Supply/Apply
ORA ZED-Ph 2-Pkgs A&D |  | RFQ-00059 | Mohamed Selim | Procurement | 2024-09-02 | Rubber Works | Approved | Podium D 3 - Speed hump 6600 mm length | Speed hump 6600 mm length | NO | 13 | 13 | 12414.24 | 161385.12 | SC_Supply/Apply | FlexLine Rubber | Podium D 3 - Speed hump 6600 mm length | Speed hump 6600 mm length | NO | 13 | 17265.3 | 224448.9 | EGP | SC_Supply/Apply
ORA ZED-Ph 2-Pkgs A&D |  | RFQ-00059 | Mohamed Selim | Procurement | 2024-09-02 | Rubber Works | Approved | Podium A 1 - Size 600 X 200 x 165 mm | Size 600 X 200 x 165 mm | NO | 1132 | 1132 | 1684.79 | 1907182.28 | SC_Supply/Apply | FlexLine Rubber | Podium A 1 - Size 600 X 200 x 165 mm | Size 600 X 200 x 165 mm | NO | 1132 | 1242.6 | 1406623.2 | EGP | SC_Supply/Apply
ORA ZED-Ph 2-Pkgs A&D |  | RFQ-00059 | Mohamed Selim | Procurement | 2024-09-02 | Rubber Works | Approved | Podium | 1200mm height. | NO | 443 | 443 | 910.12 | 403183.16 | SC_Supply/Apply | FlexLine Rubber | Podium | 1200mm height. | NO | 443 | 1140 | 505020 | EGP | SC_Supply/Apply
ORA ZED-Ph 2-Pkgs A&D |  | RFQ-00059 | Mohamed Selim | Procurement | 2024-09-02 | Rubber Works | Approved | Podium | 25 mm thickness. | LM | 120 | 120 | 987.73 | 118527.6 | SC_Supply/Apply | FlexLine Rubber | Podium | 25 mm thickness. | LM | 120 | 1077.3 | 129276 | EGP | SC_Supply/Apply
Damietta Container Terminal-Infra & Bldgs _0216 |  | RFQ-00020 | Purchasing Engineers | Purchasing | 2024-09-04 | Steel Reinforcement (PR_98835 - 97699 - 97743) | Approved | Total | Steel Rebars 12 mm | TON | 537 | 4 | 765.65 | 3062.6 | MAT_Raw | حديد المصريين لتجارة مواد البناء | Total | Steel Rebars 12 mm | TON | 4 | 41000 | 164000 | EGP | MAT_Raw
Damietta Container Terminal-Infra & Bldgs _0216 |  | RFQ-00020 | Purchasing Engineers | Purchasing | 2024-09-04 | Steel Reinforcement (PR_98835 - 97699 - 97743) | Approved | Total | Steel Rebars 16 mm | TON | 4337 | 498 | 765.65 | 381293.7 | MAT_Raw | حديد المصريين لتجارة مواد البناء | Total | Steel Rebars 16 mm | TON | 498 | 41000 | 20418000 | EGP | MAT_Raw
Damietta Container Terminal-Infra & Bldgs _0216 |  | RFQ-00020 | Purchasing Engineers | Purchasing | 2024-09-04 | Steel Reinforcement (PR_98835 - 97699 - 97743) | Approved | Total | Steel Rebars 25 mm | TON | 140 | 12.72 | 765.65 | 9739.07 | MAT_Raw | حديد المصريين لتجارة مواد البناء | Total | Steel Rebars 25 mm | TON | 12.72 | 41000 | 521520 | EGP | MAT_Raw
Damietta Container Terminal-Infra & Bldgs _0216 |  | RFQ-00022 | Ibrahim Ahmed | MEP (Electro Mechanical) | 2024-09-12 | supply Thermal energy storage-capacity 1927 kWh | Approved | 11.11.15 - BUILDING PACKAGE-Terminal HOUSE HVAC-15655-A.a.2. | Thermal energy storage-capacity 1927 kWh | ECH | 1 | 1 | 167760.2 | 167760.2 | MAT_Raw | Baltimore Aircoil International | 11.11.15 - BUILDING PACKAGE-Terminal HOUSE HVAC-15655-A.a.2. | Thermal energy storage-capacity 1927 kWh | ECH | 1 | 101653 | 101653 | EUR | MAT_Raw
Qasr Rashwan - Lot B _0208 |  | RFQ-00058 | Mostafa Shourbagi | MEP (Electro Mechanical) | 2024-09-08 | Ductile Iron Materials | Approved | 14.11 - Abou Hussein-BILL NO.2 : Force Main Pipeline--2.3.6 | Supplying, installing, connecting and testing of ductile iron pipes with diameter 150 mm for wash-out chamber and inlet pipe (in the case of chamber Type-A) , the item includes all pipes, fittings, gaskets, flexible joint, bolts, nut, washers, non-shrink mortar and all required works for completion and performance of the work item in accordance with the Contract Drawings, Specifications, the Ministerial Decree No. (277 / 2000) and its annexes No. 14 /2002) and the Engineer's instructions. | ECH | 10 | 2 | 200 | 400 | OTH | El Tawakol | 14.11 - Abou Hussein-BILL NO.2 : Force Main Pipeline--2.3.6 | Supplying, installing, connecting and testing of ductile iron pipes with diameter 150 mm for wash-out chamber and inlet pipe (in the case of chamber Type-A) , the item includes all pipes, fittings, gaskets, flexible joint, bolts, nut, washers, non-shrink mortar and all required works for completion and performance of the work item in accordance with the Contract Drawings, Specifications, the Ministerial Decree No. (277 / 2000) and its annexes No. 14 /2002) and the Engineer's instructions. | ECH | 2 | 602.8 | 1205.6 | EGP | OTH
Qasr Rashwan - Lot B _0208 |  | RFQ-00058 | Mostafa Shourbagi | MEP (Electro Mechanical) | 2024-09-08 | Ductile Iron Materials | Approved | 15.11 - Al Burm-Bill No. 2: Force Main Pipeline--2.3.6 | Supplying, installing, connecting and testing of ductile iron pipes with diameter 150 mm for wash-out chamber and inlet pipe (in the case of chamber Type-A) , the item includes all pipes, fittings, gaskets, flexible joint, bolts, nut, washers, non-shrink mortar and all required works for completion and performance of the work item in accordance with the Contract Drawings, Specifications, the Ministerial Decree No. (277 / 2000) and its annexes No. 14 /2002) and the Engineer's instructions. | ECH | 15 | 1 | 200 | 200 | OTH | El Tawakol | 15.11 - Al Burm-Bill No. 2: Force Main Pipeline--2.3.6 | Supplying, installing, connecting and testing of ductile iron pipes with diameter 150 mm for wash-out chamber and inlet pipe (in the case of chamber Type-A) , the item includes all pipes, fittings, gaskets, flexible joint, bolts, nut, washers, non-shrink mortar and all required works for completion and performance of the work item in accordance with the Contract Drawings, Specifications, the Ministerial Decree No. (277 / 2000) and its annexes No. 14 /2002) and the Engineer's instructions. | ECH | 1 | 602.8 | 602.8 | EGP | OTH
Qasr Rashwan - Lot B _0208 |  | RFQ-00058 | Mostafa Shourbagi | MEP (Electro Mechanical) | 2024-09-08 | Ductile Iron Materials | Approved | 13.11 - Salih Shamatah-Bill No.2: Force Main Pipeline--2.3.6 | Supplying, installing, connecting and testing of ductile iron pipes with diameter 150 mm for wash-out chamber and inlet pipe (in the case of chamber Type-A) , the item includes all pipes, fittings, gaskets, flexible joint, bolts, nut, washers, non-shrink mortar and all required works for completion and performance of the work item in accordance with the Contract Drawings, Specifications, the Ministerial Decree No. (277 / 2000) and its annexes No. 14 /2002) and the Engineer's instructions. | ECH | 15 | 3 | 200 | 600 | OTH | El Tawakol | 13.11 - Salih Shamatah-Bill No.2: Force Main Pipeline--2.3.6 | Supplying, installing, connecting and testing of ductile iron pipes with diameter 150 mm for wash-out chamber and inlet pipe (in the case of chamber Type-A) , the item includes all pipes, fittings, gaskets, flexible joint, bolts, nut, washers, non-shrink mortar and all required works for completion and performance of the work item in accordance with the Contract Drawings, Specifications, the Ministerial Decree No. (277 / 2000) and its annexes No. 14 /2002) and the Engineer's instructions. | ECH | 3 | 602.8 | 1808.4 | EGP | OTH
Qasr Rashwan - Lot B _0208 |  | RFQ-00058 | Mostafa Shourbagi | MEP (Electro Mechanical) | 2024-09-08 | Ductile Iron Materials | Approved | 12.11 - Suleiman Tadrus-Bill No.2: Force Main Pipeline--2.3.6 | Supplying, installing, connecting and testing of ductile iron pipes with diameter 150 mm for wash-out chamber and inlet pipe (in the case of chamber Type-A) , the item includes all pipes, fittings, gaskets, flexible joint, bolts, nut, washers, non-shrink mortar and all required works for completion and performance of the work item in accordance with the Contract Drawings, Specifications, the Ministerial Decree No. (277 / 2000) and its annexes No. 14 /2002) and the Engineer's instructions. | ECH | 10 | 5 | 200 | 1000 | OTH | El Tawakol | 12.11 - Suleiman Tadrus-Bill No.2: Force Main Pipeline--2.3.6 | Supplying, installing, connecting and testing of ductile iron pipes with diameter 150 mm for wash-out chamber and inlet pipe (in the case of chamber Type-A) , the item includes all pipes, fittings, gaskets, flexible joint, bolts, nut, washers, non-shrink mortar and all required works for completion and performance of the work item in accordance with the Contract Drawings, Specifications, the Ministerial Decree No. (277 / 2000) and its annexes No. 14 /2002) and the Engineer's instructions. | ECH | 5 | 602.8 | 3014 | EGP | OTH
Qasr Rashwan - Lot B _0208 |  | RFQ-00058 | Mostafa Shourbagi | MEP (Electro Mechanical) | 2024-09-08 | Ductile Iron Materials | Approved | 11.11 - Abd Al Rahman Ibrahim-Bill No.2: Force Main Pipeline-2.3.5-c | 90º (150mm) | ECH | 1 | 1 | 1498.5 | 1498.5 | MAT_Raw | El Tawakol | 11.11 - Abd Al Rahman Ibrahim-Bill No.2: Force Main Pipeline-2.3.5-c | 90º (150mm) | ECH | 1 | 1672 | 1672 | EGP | MAT_Raw
Qasr Rashwan - Lot B _0208 |  | RFQ-00058 | Mostafa Shourbagi | MEP (Electro Mechanical) | 2024-09-08 | Ductile Iron Materials | Approved | 10.11 - Abd Al Azeem Al Sofy -Bill No.2: Force Main Pipeline-2.5.5-c | 90º (150mm) | ECH | 3 | 3 | 1498.5 | 4495.5 | MAT_Raw | El Tawakol | 10.11 - Abd Al Azeem Al Sofy -Bill No.2: Force Main Pipeline-2.5.5-c | 90º (150mm) | ECH | 3 | 1672 | 5016 | EGP | MAT_Raw
Qasr Rashwan - Lot B _0208 |  | RFQ-00058 | Mostafa Shourbagi | MEP (Electro Mechanical) | 2024-09-08 | Ductile Iron Materials | Approved | 11.11 - Abd Al Rahman Ibrahim-Bill No.2: Force Main Pipeline-2.5.5-e | 90º (150mm) | ECH | 6 | 6 | 1498.5 | 8991 | MAT_Raw | El Tawakol | 11.11 - Abd Al Rahman Ibrahim-Bill No.2: Force Main Pipeline-2.5.5-e | 90º (150mm) | ECH | 6 | 1672 | 10032 | EGP | MAT_Raw
Qasr Rashwan - Lot B _0208 |  | RFQ-00058 | Mostafa Shourbagi | MEP (Electro Mechanical) | 2024-09-08 | Ductile Iron Materials | Approved | 10.11 - Abd Al Azeem Al Sofy -Bill No.2: Force Main Pipeline-2.3.5-a | 90º (150mm) | ECH | 2 | 2 | 1498.5 | 2997 | MAT_Raw | El Tawakol | 10.11 - Abd Al Azeem Al Sofy -Bill No.2: Force Main Pipeline-2.3.5-a | 90º (150mm) | ECH | 2 | 1672 | 3344 | EGP | MAT_Raw
Qasr Rashwan - Lot B _0208 |  | RFQ-00058 | Mostafa Shourbagi | MEP (Electro Mechanical) | 2024-09-08 | Ductile Iron Materials | Approved | 14.11 - Abou Hussein-BILL NO.2 : Force Main Pipeline-2.3.5-a | 90º (150mm) | ECH | 1 | 1 | 1498.5 | 1498.5 | MAT_Raw | El Tawakol | 14.11 - Abou Hussein-BILL NO.2 : Force Main Pipeline-2.3.5-a | 90º (150mm) | ECH | 1 | 1672 | 1672 | EGP | MAT_Raw
Qasr Rashwan - Lot B _0208 |  | RFQ-00058 | Mostafa Shourbagi | MEP (Electro Mechanical) | 2024-09-08 | Ductile Iron Materials | Approved | 13.11 - Salih Shamatah-Bill No.2: Force Main Pipeline-2.5.5-b | 90º (150mm) | ECH | 1 | 1 | 1498.5 | 1498.5 | MAT_Raw | El Tawakol | 13.11 - Salih Shamatah-Bill No.2: Force Main Pipeline-2.5.5-b | 90º (150mm) | ECH | 1 | 1672 | 1672 | EGP | MAT_Raw
Qasr Rashwan - Lot B _0208 |  | RFQ-00058 | Mostafa Shourbagi | MEP (Electro Mechanical) | 2024-09-08 | Ductile Iron Materials | Approved | 14.11 - Abou Hussein-BILL NO.2 : Force Main Pipeline-2.5.5-b | 90º (150mm) | ECH | 1 | 1 | 1498.5 | 1498.5 | MAT_Raw | El Tawakol | 14.11 - Abou Hussein-BILL NO.2 : Force Main Pipeline-2.5.5-b | 90º (150mm) | ECH | 1 | 1672 | 1672 | EGP | MAT_Raw
Qasr Rashwan - Lot B _0208 |  | RFQ-00058 | Mostafa Shourbagi | MEP (Electro Mechanical) | 2024-09-08 | Ductile Iron Materials | Approved | 13.11 - Salih Shamatah-Bill No.2: Force Main Pipeline-2.3.5-a | 45º (200mm) | ECH | 1 | 1 | 2061.45 | 2061.45 | MAT_Raw | El Tawakol | 13.11 - Salih Shamatah-Bill No.2: Force Main Pipeline-2.3.5-a | 45º (200mm) | ECH | 1 | 2299 | 2299 | EGP | MAT_Raw
Qasr Rashwan - Lot B _0208 |  | RFQ-00058 | Mostafa Shourbagi | MEP (Electro Mechanical) | 2024-09-08 | Ductile Iron Materials | Approved | 15.11 - Al Burm-Bill No. 2: Force Main Pipeline-2.3.5-a | 90º (150mm) | ECH | 1 | 1 | 1498.5 | 1498.5 | MAT_Raw | El Tawakol | 15.11 - Al Burm-Bill No. 2: Force Main Pipeline-2.3.5-a | 90º (150mm) | ECH | 1 | 1672 | 1672 | EGP | MAT_Raw
Qasr Rashwan - Lot B _0208 |  | RFQ-00058 | Mostafa Shourbagi | MEP (Electro Mechanical) | 2024-09-08 | Ductile Iron Materials | Approved | 11.11 - Abd Al Rahman Ibrahim-Bill No.2: Force Main Pipeline-2.3.5-b | 45º (300mm) | ECH | 1 | 1 | 5844.15 | 5844.15 | MAT_Raw | El Tawakol | 11.11 - Abd Al Rahman Ibrahim-Bill No.2: Force Main Pipeline-2.3.5-b | 45º (300mm) | ECH | 1 | 6520.8 | 6520.8 | EGP | MAT_Raw
Qasr Rashwan - Lot B _0208 |  | RFQ-00058 | Mostafa Shourbagi | MEP (Electro Mechanical) | 2024-09-08 | Ductile Iron Materials | Approved | 12.11 - Suleiman Tadrus-Bill No.2: Force Main Pipeline-2.3.5-a | 90º (150mm) | ECH | 3 | 3 | 1498.5 | 4495.5 | MAT_Raw | El Tawakol | 12.11 - Suleiman Tadrus-Bill No.2: Force Main Pipeline-2.3.5-a | 90º (150mm) | ECH | 3 | 1672 | 5016 | EGP | MAT_Raw
Qasr Rashwan - Lot B _0208 |  | RFQ-00058 | Mostafa Shourbagi | MEP (Electro Mechanical) | 2024-09-08 | Ductile Iron Materials | Approved | 12.11 - Suleiman Tadrus-Bill No.2: Force Main Pipeline-2.5.5-c | 90º (150mm) | ECH | 3 | 2 | 1498.5 | 2997 | MAT_Raw | El Tawakol | 12.11 - Suleiman Tadrus-Bill No.2: Force Main Pipeline-2.5.5-c | 90º (150mm) | ECH | 2 | 1672 | 3344 | EGP | MAT_Raw
Qasr Rashwan - Lot B _0208 |  | RFQ-00058 | Mostafa Shourbagi | MEP (Electro Mechanical) | 2024-09-08 | Ductile Iron Materials | Approved | 11.11 - Abd Al Rahman Ibrahim-Bill No.2: Force Main Pipeline-2.3.5-a | 45º (350mm) | ECH | 1 | 1 | 5694.3 | 5694.3 | MAT_Raw | El Tawakol | 11.11 - Abd Al Rahman Ibrahim-Bill No.2: Force Main Pipeline-2.3.5-a | 45º (350mm) | ECH | 1 | 6353.6 | 6353.6 | EGP | MAT_Raw
Qasr Rashwan - Lot B _0208 |  | RFQ-00058 | Mostafa Shourbagi | MEP (Electro Mechanical) | 2024-09-08 | Ductile Iron Materials | Approved | 13.11 - Salih Shamatah-Bill No.2: Force Main Pipeline-2.3.5-b | 90º (150mm) | ECH | 2 | 2 | 1498.5 | 2997 | MAT_Raw | El Tawakol | 13.11 - Salih Shamatah-Bill No.2: Force Main Pipeline-2.3.5-b | 90º (150mm) | ECH | 2 | 1672 | 3344 | EGP | MAT_Raw
Qasr Rashwan - Lot B _0208 |  | RFQ-00058 | Mostafa Shourbagi | MEP (Electro Mechanical) | 2024-09-08 | Ductile Iron Materials | Approved | 14.11 - Abou Hussein-BILL NO.2 : Force Main Pipeline-2.5.5-a | 90º (200mm) | ECH | 4 | 4 | 2323.35 | 9293.4 | MAT_Raw | El Tawakol | 14.11 - Abou Hussein-BILL NO.2 : Force Main Pipeline-2.5.5-a | 90º (200mm) | ECH | 4 | 2591.6 | 10366.4 | EGP | MAT_Raw
Qasr Rashwan - Lot B _0208 |  | RFQ-00058 | Mostafa Shourbagi | MEP (Electro Mechanical) | 2024-09-08 | Ductile Iron Materials | Approved | 11.11 - Abd Al Rahman Ibrahim-Bill No.2: Force Main Pipeline-2.5.5-a | 90º (350mm) | ECH | 16 | 16 | 6743.25 | 107892 | MAT_Raw | El Tawakol | 11.11 - Abd Al Rahman Ibrahim-Bill No.2: Force Main Pipeline-2.5.5-a | 90º (350mm) | ECH | 16 | 7524 | 120384 | EGP | MAT_Raw
Qasr Rashwan - Lot B _0208 |  | RFQ-00058 | Mostafa Shourbagi | MEP (Electro Mechanical) | 2024-09-08 | Ductile Iron Materials | Approved | 12.11 - Suleiman Tadrus-Bill No.2: Force Main Pipeline-2.5.5-a | 90º (300mm) | ECH | 8 | 8 | 5244.75 | 41958 | MAT_Raw | El Tawakol | 12.11 - Suleiman Tadrus-Bill No.2: Force Main Pipeline-2.5.5-a | 90º (300mm) | ECH | 8 | 5852 | 46816 | EGP | MAT_Raw
Qasr Rashwan - Lot B _0208 |  | RFQ-00058 | Mostafa Shourbagi | MEP (Electro Mechanical) | 2024-09-08 | Ductile Iron Materials | Approved | 12.11 - Suleiman Tadrus-Bill No.2: Force Main Pipeline-2.5.5-b | 90º (200mm) | ECH | 4 | 4 | 2323.35 | 9293.4 | MAT_Raw | El Tawakol | 12.11 - Suleiman Tadrus-Bill No.2: Force Main Pipeline-2.5.5-b | 90º (200mm) | ECH | 4 | 2591.6 | 10366.4 | EGP | MAT_Raw
Qasr Rashwan - Lot B _0208 |  | RFQ-00058 | Mostafa Shourbagi | MEP (Electro Mechanical) | 2024-09-08 | Ductile Iron Materials | Approved | 11.11 - Abd Al Rahman Ibrahim-Bill No.2: Force Main Pipeline-2.5.5-d | 90º (200mm) | ECH | 4 | 4 | 2323.35 | 9293.4 | MAT_Raw | El Tawakol | 11.11 - Abd Al Rahman Ibrahim-Bill No.2: Force Main Pipeline-2.5.5-d | 90º (200mm) | ECH | 4 | 2591.6 | 10366.4 | EGP | MAT_Raw
Qasr Rashwan - Lot B _0208 |  | RFQ-00058 | Mostafa Shourbagi | MEP (Electro Mechanical) | 2024-09-08 | Ductile Iron Materials | Approved | 15.11 - Al Burm-Bill No. 2: Force Main Pipeline-2.5.5-a | 90º (250mm) | ECH | 4 | 4 | 4371.3 | 17485.2 | MAT_Raw | El Tawakol | 15.11 - Al Burm-Bill No. 2: Force Main Pipeline-2.5.5-a | 90º (250mm) | ECH | 4 | 4180 | 16720 | EGP | MAT_Raw
Qasr Rashwan - Lot B _0208 |  | RFQ-00058 | Mostafa Shourbagi | MEP (Electro Mechanical) | 2024-09-08 | Ductile Iron Materials | Approved | 10.11 - Abd Al Azeem Al Sofy -Bill No.2: Force Main Pipeline-2.5.5-a | 90º (400mm) | ECH | 10 | 8 | 8691.3 | 69530.4 | MAT_Raw | El Tawakol | 10.11 - Abd Al Azeem Al Sofy -Bill No.2: Force Main Pipeline-2.5.5-a | 90º (400mm) | ECH | 8 | 9697.6 | 77580.8 | EGP | MAT_Raw
Qasr Rashwan - Lot B _0208 |  | RFQ-00058 | Mostafa Shourbagi | MEP (Electro Mechanical) | 2024-09-08 | Ductile Iron Materials | Approved | 10.11 - Abd Al Azeem Al Sofy -Bill No.2: Force Main Pipeline-2.5.5-b | 90º (250mm) | ECH | 4 | 4 | 4371.3 | 17485.2 | MAT_Raw | El Tawakol | 10.11 - Abd Al Azeem Al Sofy -Bill No.2: Force Main Pipeline-2.5.5-b | 90º (250mm) | ECH | 4 | 4180 | 16720 | EGP | MAT_Raw
Qasr Rashwan Lot A _0207 |  | RFQ-00058 | Mostafa Shourbagi | MEP (Electro Mechanical) | 2024-09-08 | Ductile Iron Materials | Approved | Total | DI Flanged Socket Piece DN150 PN10 L = 135mm بردة فلانشة و رأس | ECH | 7 | 7 | 0 | 0 | MAT_Raw | El Tawakol | Total | DI Flanged Socket Piece DN150 PN10 L = 135mm بردة فلانشة و رأس | ECH | 7 | 1188 | 8316 | EGP | MAT_Raw
Qasr Rashwan Lot A _0207 |  | RFQ-00058 | Mostafa Shourbagi | MEP (Electro Mechanical) | 2024-09-08 | Ductile Iron Materials | Approved | Total | DI Flanged Socket Piece DN200 PN10 L = 140mm بردة فلانشة و رأس | ECH | 3 | 3 | 0 | 0 | MAT_Raw | El Tawakol | Total | DI Flanged Socket Piece DN200 PN10 L = 140mm بردة فلانشة و رأس | ECH | 3 | 1713.8 | 5141.4 | EGP | MAT_Raw
Qasr Rashwan Lot A _0207 |  | RFQ-00058 | Mostafa Shourbagi | MEP (Electro Mechanical) | 2024-09-08 | Ductile Iron Materials | Approved | Total | DI Flanged Socket Piece DN250 PN10 L = 145mm بردة فلانشة و رأس | ECH | 12 | 12 | 0 | 0 | MAT_Raw | El Tawakol | Total | DI Flanged Socket Piece DN250 PN10 L = 145mm بردة فلانشة و رأس | ECH | 12 | 2340.8 | 28089.6 | EGP | MAT_Raw
Qasr Rashwan Lot A _0207 |  | RFQ-00058 | Mostafa Shourbagi | MEP (Electro Mechanical) | 2024-09-08 | Ductile Iron Materials | Approved | Total | DI Flanged Socket Piece DN300 PN10 L = 150mm بردة فلانشة و رأس | ECH | 7 | 7 | 0 | 0 | MAT_Raw | El Tawakol | Total | DI Flanged Socket Piece DN300 PN10 L = 150mm بردة فلانشة و رأس | ECH | 7 | 3093.2 | 21652.4 | EGP | MAT_Raw
Qasr Rashwan Lot A _0207 |  | RFQ-00058 | Mostafa Shourbagi | MEP (Electro Mechanical) | 2024-09-08 | Ductile Iron Materials | Approved | Total | DI Flanged Socket Piece DN350 PN10 L = 155mm بردة فلانشة و رأس | ECH | 16 | 16 | 0 | 0 | MAT_Raw | El Tawakol | Total | DI Flanged Socket Piece DN350 PN10 L = 155mm بردة فلانشة و رأس | ECH | 16 | 3762 | 60192 | EGP | MAT_Raw
Qasr Rashwan Lot A _0207 |  | RFQ-00058 | Mostafa Shourbagi | MEP (Electro Mechanical) | 2024-09-08 | Ductile Iron Materials | Approved | Total | DI Flanged Spigot Piece DN150 PN10 L = 380mm بردة فلانشة و ذيل | ECH | 9 | 9 | 0 | 0 | MAT_Raw | El Tawakol | Total | DI Flanged Spigot Piece DN150 PN10 L = 380mm بردة فلانشة و ذيل | ECH | 9 | 1304.6 | 11741.4 | EGP | MAT_Raw
Qasr Rashwan Lot A _0207 |  | RFQ-00058 | Mostafa Shourbagi | MEP (Electro Mechanical) | 2024-09-08 | Ductile Iron Materials | Approved | Total | DI Flanged Spigot Piece DN200 PN10 L = 400mm بردة فلانشة و ذيل | ECH | 4 | 4 | 0 | 0 | MAT_Raw | El Tawakol | Total | DI Flanged Spigot Piece DN200 PN10 L = 400mm بردة فلانشة و ذيل | ECH | 4 | 1881 | 7524 | EGP | MAT_Raw
Qasr Rashwan Lot A _0207 |  | RFQ-00058 | Mostafa Shourbagi | MEP (Electro Mechanical) | 2024-09-08 | Ductile Iron Materials | Approved | Total | DI Flanged Spigot Piece DN250 PN10 L = 420mm بردة فلانشة و ذيل | ECH | 13 | 13 | 0 | 0 | MAT_Raw | El Tawakol | Total | DI Flanged Spigot Piece DN250 PN10 L = 420mm بردة فلانشة و ذيل | ECH | 13 | 2675.2 | 34777.6 | EGP | MAT_Raw
Qasr Rashwan Lot A _0207 |  | RFQ-00058 | Mostafa Shourbagi | MEP (Electro Mechanical) | 2024-09-08 | Ductile Iron Materials | Approved | Total | DI Flanged Spigot Piece DN300 PN10 L = 440mm بردة فلانشة و ذيل | ECH | 8 | 8 | 0 | 0 | MAT_Raw | El Tawakol | Total | DI Flanged Spigot Piece DN300 PN10 L = 440mm بردة فلانشة و ذيل | ECH | 8 | 3594.8 | 28758.4 | EGP | MAT_Raw
Qasr Rashwan Lot A _0207 |  | RFQ-00058 | Mostafa Shourbagi | MEP (Electro Mechanical) | 2024-09-08 | Ductile Iron Materials | Approved | Total | DI Flanged Spigot Piece DN350 PN10 L = 460mm بردة فلانشة و ذيل | ECH | 16 | 16 | 0 | 0 | MAT_Raw | El Tawakol | Total | DI Flanged Spigot Piece DN350 PN10 L = 460mm بردة فلانشة و ذيل | ECH | 16 | 4347.2 | 69555.2 | EGP | MAT_Raw
Qasr Rashwan Lot A _0207 |  | RFQ-00058 | Mostafa Shourbagi | MEP (Electro Mechanical) | 2024-09-08 | Ductile Iron Materials | Approved | Total | Ductile Iron Double Flanged Bend 90° DN 350 PN10 كوع 90° زهر مرن بالفلانشات | ECH | 2 | 2 | 0 | 0 | MAT_Raw | El Tawakol | Total | Ductile Iron Double Flanged Bend 90° DN 350 PN10 كوع 90° زهر مرن بالفلانشات | ECH | 2 | 7524 | 15048 | EGP | MAT_Raw
Qasr Rashwan Lot A _0207 |  | RFQ-00058 | Mostafa Shourbagi | MEP (Electro Mechanical) | 2024-09-08 | Ductile Iron Materials | Approved | Total | Ductile Iron Flanged Tee DN 300/150 PN10, L=800 مشترك زهر مرن بالفلانشات | ECH | 1 | 1 | 0 | 0 | MAT_Raw | El Tawakol | Total | Ductile Iron Flanged Tee DN 300/150 PN10, L=800 مشترك زهر مرن بالفلانشات | ECH | 1 | 8192.8 | 8192.8 | EGP | MAT_Raw
Qasr Rashwan Lot A _0207 |  | RFQ-00058 | Mostafa Shourbagi | MEP (Electro Mechanical) | 2024-09-08 | Ductile Iron Materials | Approved | Total | Ductile Iron Flanged Tee DN 350/150 PN10, L=850 مشترك زهر مرن بالفلانشات | ECH | 1 | 1 | 0 | 0 | MAT_Raw | El Tawakol | Total | Ductile Iron Flanged Tee DN 350/150 PN10, L=850 مشترك زهر مرن بالفلانشات | ECH | 1 | 9948.4 | 9948.4 | EGP | MAT_Raw
Qasr Rashwan Lot A _0207 |  | RFQ-00058 | Mostafa Shourbagi | MEP (Electro Mechanical) | 2024-09-08 | Ductile Iron Materials | Approved | 12.11 - 3. Manshya fanous.Mansheya Fanous-Bill No. 2 - Forcemain (Main)-2.1.3.3-a | Flange socket with puddle flanged pieces 150mm | ECH | 3 | 3 | 4455 | 13365 | MAT_Raw | El Tawakol | 12.11 - 3. Manshya fanous.Mansheya Fanous-Bill No. 2 - Forcemain (Main)-2.1.3.3-a | Flange socket with puddle flanged pieces 150mm | ECH | 3 | 4900.5 | 14701.5 | EGP | MAT_Raw
Qasr Rashwan Lot A _0207 |  | RFQ-00058 | Mostafa Shourbagi | MEP (Electro Mechanical) | 2024-09-08 | Ductile Iron Materials | Approved | 12.11 - 3. Manshya fanous.Mansheya Fanous-Bill No. 2 - Forcemain (Main)-2.1.5.3-c | Flange socket with puddle flanged pieces 150mm | ECH | 2 | 2 | 4455 | 8910 | MAT_Raw | El Tawakol | 12.11 - 3. Manshya fanous.Mansheya Fanous-Bill No. 2 - Forcemain (Main)-2.1.5.3-c | Flange socket with puddle flanged pieces 150mm | ECH | 2 | 4900.5 | 9801 | EGP | MAT_Raw
Qasr Rashwan Lot A _0207 |  | RFQ-00058 | Mostafa Shourbagi | MEP (Electro Mechanical) | 2024-09-08 | Ductile Iron Materials | Approved | 12.12 - 3. Manshya fanous.Mansheya Fanous-Bill No. 2 - Forcemain (Secondary)-2.2.3.3-a | Flange socket with puddle flanged pieces 150mm | ECH | 6 | 4 | 4455 | 17820 | MAT_Raw | El Tawakol | 12.12 - 3. Manshya fanous.Mansheya Fanous-Bill No. 2 - Forcemain (Secondary)-2.2.3.3-a | Flange socket with puddle flanged pieces 150mm | ECH | 4 | 4900.5 | 19602 | EGP | MAT_Raw
Qasr Rashwan Lot A _0207 |  | RFQ-00058 | Mostafa Shourbagi | MEP (Electro Mechanical) | 2024-09-08 | Ductile Iron Materials | Approved | 14.11 - 5. Iz. Albersly.Iz.Albersly & Iz.Alasfar-Bill No. 2 - Forcemain-2.3.2-b | Tee 150/100 | ECH | 1 | 1 | 2211.3 | 2211.3 | MAT_Raw | El Tawakol | 14.11 - 5. Iz. Albersly.Iz.Albersly & Iz.Alasfar-Bill No. 2 - Forcemain-2.3.2-b | Tee 150/100 | ECH | 1 | 2466.2 | 2466.2 | EGP | MAT_Raw
Qasr Rashwan Lot A _0207 |  | RFQ-00058 | Mostafa Shourbagi | MEP (Electro Mechanical) | 2024-09-08 | Ductile Iron Materials | Approved | 12.12 - 3. Manshya fanous.Mansheya Fanous-Bill No. 2 - Forcemain (Secondary)-2.2.3.2-a | Tee 150/150 | ECH | 3 | 3 | 2435.4 | 7306.2 | MAT_Raw | El Tawakol | 12.12 - 3. Manshya fanous.Mansheya Fanous-Bill No. 2 - Forcemain (Secondary)-2.2.3.2-a | Tee 150/150 | ECH | 3 | 2717 | 8151 | EGP | MAT_Raw
Qasr Rashwan Lot A _0207 |  | RFQ-00058 | Mostafa Shourbagi | MEP (Electro Mechanical) | 2024-09-08 | Ductile Iron Materials | Approved | 12.11 - 3. Manshya fanous.Mansheya Fanous-Bill No. 2 - Forcemain (Main)-2.1.3.2-b | Tee 150/150 | ECH | 1 | 1 | 2435.4 | 2435.4 | MAT_Raw | El Tawakol | 12.11 - 3. Manshya fanous.Mansheya Fanous-Bill No. 2 - Forcemain (Main)-2.1.3.2-b | Tee 150/150 | ECH | 1 | 2717 | 2717 | EGP | MAT_Raw
Qasr Rashwan Lot A _0207 |  | RFQ-00058 | Mostafa Shourbagi | MEP (Electro Mechanical) | 2024-09-08 | Ductile Iron Materials | Approved | 12.32 - 3. Manshya fanous.Mansheya Fanous-Bill No.3.4 - Mansheya Fanous Pump Station (Secondary)-10.4.3-c. | Tee, 150/150 mm. | ECH | 2 | 1 | 2435.4 | 2435.4 | MAT_Raw | El Tawakol | 12.32 - 3. Manshya fanous.Mansheya Fanous-Bill No.3.4 - Mansheya Fanous Pump Station (Secondary)-10.4.3-c. | Tee, 150/150 mm. | ECH | 1 | 2717 | 2717 | EGP | MAT_Raw
Qasr Rashwan Lot A _0207 |  | RFQ-00058 | Mostafa Shourbagi | MEP (Electro Mechanical) | 2024-09-08 | Ductile Iron Materials | Approved | 14.11 - 5. Iz. Albersly.Iz.Albersly & Iz.Alasfar-Bill No. 2 - Forcemain-2.3.2-a | Tee 150/150 | ECH | 1 | 1 | 2435.4 | 2435.4 | MAT_Raw | El Tawakol | 14.11 - 5. Iz. Albersly.Iz.Albersly & Iz.Alasfar-Bill No. 2 - Forcemain-2.3.2-a | Tee 150/150 | ECH | 1 | 2717 | 2717 | EGP | MAT_Raw
Qasr Rashwan Lot A _0207 |  | RFQ-00058 | Mostafa Shourbagi | MEP (Electro Mechanical) | 2024-09-08 | Ductile Iron Materials | Approved | 12.11 - 3. Manshya fanous.Mansheya Fanous-Bill No. 2 - Forcemain (Main)-2.1.3.2-d | Tee 150/100 | ECH | 1 | 1 | 2211.3 | 2211.3 | MAT_Raw | El Tawakol | 12.11 - 3. Manshya fanous.Mansheya Fanous-Bill No. 2 - Forcemain (Main)-2.1.3.2-d | Tee 150/100 | ECH | 1 | 2466.2 | 2466.2 | EGP | MAT_Raw
Qasr Rashwan Lot A _0207 |  | RFQ-00058 | Mostafa Shourbagi | MEP (Electro Mechanical) | 2024-09-08 | Ductile Iron Materials | Approved | 12.11 - 3. Manshya fanous.Mansheya Fanous-Bill No. 2 - Forcemain (Main)-2.1.5.2-b | Tee 150/150 | ECH | 1 | 1 | 2435.4 | 2435.4 | MAT_Raw | El Tawakol | 12.11 - 3. Manshya fanous.Mansheya Fanous-Bill No. 2 - Forcemain (Main)-2.1.5.2-b | Tee 150/150 | ECH | 1 | 2717 | 2717 | EGP | MAT_Raw
Qasr Rashwan Lot A _0207 |  | RFQ-00058 | Mostafa Shourbagi | MEP (Electro Mechanical) | 2024-09-08 | Ductile Iron Materials | Approved | 12.12 - 3. Manshya fanous.Mansheya Fanous-Bill No. 2 - Forcemain (Secondary)-2.2.3.2-b | Tee 150/100 | ECH | 2 | 2 | 2211.3 | 4422.6 | MAT_Raw | El Tawakol | 12.12 - 3. Manshya fanous.Mansheya Fanous-Bill No. 2 - Forcemain (Secondary)-2.2.3.2-b | Tee 150/100 | ECH | 2 | 2466.2 | 4932.4 | EGP | MAT_Raw
Qasr Rashwan Lot A _0207 |  | RFQ-00058 | Mostafa Shourbagi | MEP (Electro Mechanical) | 2024-09-08 | Ductile Iron Materials | Approved | 11.11 - 2. Murad Al Gendy.Murad Al Gendy W Al Sanahra-Bill No. 2 - Forcemain-2.5.4-b | Dismantling joint 150mm | ECH | 1 | 1 | 3041.55 | 3041.55 | MAT_Raw | El Tawakol | 11.11 - 2. Murad Al Gendy.Murad Al Gendy W Al Sanahra-Bill No. 2 - Forcemain-2.5.4-b | Dismantling joint 150mm | ECH | 1 | 3476 | 3476 | EGP | MAT_Raw
Qasr Rashwan Lot A _0207 |  | RFQ-00058 | Mostafa Shourbagi | MEP (Electro Mechanical) | 2024-09-08 | Ductile Iron Materials | Approved | 10.11 - 1. Saad Al Rouby.Saad Al Rouby-Bill No. 2 - Forcemain-2.5.4-b | Dismantling joint 150mm | ECH | 1 | 1 | 3041.55 | 3041.55 | MAT_Raw | El Tawakol | 10.11 - 1. Saad Al Rouby.Saad Al Rouby-Bill No. 2 - Forcemain-2.5.4-b | Dismantling joint 150mm | ECH | 1 | 3476 | 3476 | EGP | MAT_Raw
Qasr Rashwan Lot A _0207 |  | RFQ-00058 | Mostafa Shourbagi | MEP (Electro Mechanical) | 2024-09-08 | Ductile Iron Materials | Approved | 14.11 - 5. Iz. Albersly.Iz.Albersly & Iz.Alasfar-Bill No. 2 - Forcemain-2.3.4-a | Dismantling joint 150mm | ECH | 2 | 1 | 3041.55 | 3041.55 | MAT_Raw | El Tawakol | 14.11 - 5. Iz. Albersly.Iz.Albersly & Iz.Alasfar-Bill No. 2 - Forcemain-2.3.4-a | Dismantling joint 150mm | ECH | 1 | 3476 | 3476 | EGP | MAT_Raw
Qasr Rashwan - Lot B _0208 |  | RFQ-00058 | Mostafa Shourbagi | MEP (Electro Mechanical) | 2024-09-08 | Ductile Iron Materials | Approved | 11.11 - Abd Al Rahman Ibrahim-Bill No.2: Force Main Pipeline-2.5.5-c | 90º (300mm) | ECH | 4 | 4 | 5244.75 | 20979 | MAT_Raw | El Tawakol | 11.11 - Abd Al Rahman Ibrahim-Bill No.2: Force Main Pipeline-2.5.5-c | 90º (300mm) | ECH | 4 | 5852 | 23408 | EGP | MAT_Raw
Qasr Rashwan - Lot B _0208 |  | RFQ-00058 | Mostafa Shourbagi | MEP (Electro Mechanical) | 2024-09-08 | Ductile Iron Materials | Approved | 13.11 - Salih Shamatah-Bill No.2: Force Main Pipeline-2.5.5-a | 90º (200mm) | ECH | 4 | 4 | 2323.35 | 9293.4 | MAT_Raw | El Tawakol | 13.11 - Salih Shamatah-Bill No.2: Force Main Pipeline-2.5.5-a | 90º (200mm) | ECH | 4 | 2591.6 | 10366.4 | EGP | MAT_Raw
Qasr Rashwan - Lot B _0208 |  | RFQ-00058 | Mostafa Shourbagi | MEP (Electro Mechanical) | 2024-09-08 | Ductile Iron Materials | Approved | 14.11 - Abou Hussein-BILL NO.2 : Force Main Pipeline-2.5.2-a | Tee 200/150 | ECH | 1 | 1 | 3446.55 | 3446.55 | MAT_Raw | El Tawakol | 14.11 - Abou Hussein-BILL NO.2 : Force Main Pipeline-2.5.2-a | Tee 200/150 | ECH | 1 | 3845.6 | 3845.6 | EGP | MAT_Raw
Qasr Rashwan - Lot B _0208 |  | RFQ-00058 | Mostafa Shourbagi | MEP (Electro Mechanical) | 2024-09-08 | Ductile Iron Materials | Approved | 11.11 - Abd Al Rahman Ibrahim-Bill No.2: Force Main Pipeline-2.3.2-a | Tee 350/150 | ECH | 2 | 2 | 8916.75 | 17833.5 | MAT_Raw | El Tawakol | 11.11 - Abd Al Rahman Ibrahim-Bill No.2: Force Main Pipeline-2.3.2-a | Tee 350/150 | ECH | 2 | 9948.4 | 19896.8 | EGP | MAT_Raw
Qasr Rashwan - Lot B _0208 |  | RFQ-00058 | Mostafa Shourbagi | MEP (Electro Mechanical) | 2024-09-08 | Ductile Iron Materials | Approved | 11.11 - Abd Al Rahman Ibrahim-Bill No.2: Force Main Pipeline-2.5.2-a | Tee 350/150 | ECH | 4 | 4 | 8916.75 | 35667 | MAT_Raw | El Tawakol | 11.11 - Abd Al Rahman Ibrahim-Bill No.2: Force Main Pipeline-2.5.2-a | Tee 350/150 | ECH | 4 | 9948.4 | 39793.6 | EGP | MAT_Raw
Qasr Rashwan - Lot B _0208 |  | RFQ-00058 | Mostafa Shourbagi | MEP (Electro Mechanical) | 2024-09-08 | Ductile Iron Materials | Approved | 13.11 - Salih Shamatah-Bill No.2: Force Main Pipeline-2.5.2-a | Tee 200/150 | ECH | 1 | 1 | 3446.55 | 3446.55 | MAT_Raw | El Tawakol | 13.11 - Salih Shamatah-Bill No.2: Force Main Pipeline-2.5.2-a | Tee 200/150 | ECH | 1 | 3845.6 | 3845.6 | EGP | MAT_Raw
Qasr Rashwan - Lot B _0208 |  | RFQ-00058 | Mostafa Shourbagi | MEP (Electro Mechanical) | 2024-09-08 | Ductile Iron Materials | Approved | 15.11 - Al Burm-Bill No. 2: Force Main Pipeline-2.3.2-b | Tee 250/100 | ECH | 3 | 3 | 5094.9 | 15284.7 | MAT_Raw | El Tawakol | 15.11 - Al Burm-Bill No. 2: Force Main Pipeline-2.3.2-b | Tee 250/100 | ECH | 3 | 5684.8 | 17054.4 | EGP | MAT_Raw
Qasr Rashwan - Lot B _0208 |  | RFQ-00058 | Mostafa Shourbagi | MEP (Electro Mechanical) | 2024-09-08 | Ductile Iron Materials | Approved | 13.11 - Salih Shamatah-Bill No.2: Force Main Pipeline-2.3.2-a | Tee 200/150 | ECH | 3 | 3 | 3446.55 | 10339.65 | MAT_Raw | El Tawakol | 13.11 - Salih Shamatah-Bill No.2: Force Main Pipeline-2.3.2-a | Tee 200/150 | ECH | 3 | 3845.6 | 11536.8 | EGP | MAT_Raw
Qasr Rashwan - Lot B _0208 |  | RFQ-00058 | Mostafa Shourbagi | MEP (Electro Mechanical) | 2024-09-08 | Ductile Iron Materials | Approved | 13.11 - Salih Shamatah-Bill No.2: Force Main Pipeline-2.3.2-b | Tee 200/100 | ECH | 5 | 5 | 3222.45 | 16112.25 | MAT_Raw | El Tawakol | 13.11 - Salih Shamatah-Bill No.2: Force Main Pipeline-2.3.2-b | Tee 200/100 | ECH | 5 | 3594.8 | 17974 | EGP | MAT_Raw
Qasr Rashwan - Lot B _0208 |  | RFQ-00058 | Mostafa Shourbagi | MEP (Electro Mechanical) | 2024-09-08 | Ductile Iron Materials | Approved | 10.11 - Abd Al Azeem Al Sofy -Bill No.2: Force Main Pipeline-2.3.2-a | Tee 400/150 | ECH | 2 | 2 | 11205 | 22410 | MAT_Raw | El Tawakol | 10.11 - Abd Al Azeem Al Sofy -Bill No.2: Force Main Pipeline-2.3.2-a | Tee 400/150 | ECH | 2 | 12163.8 | 24327.6 | EGP | MAT_Raw
Qasr Rashwan - Lot B _0208 |  | RFQ-00058 | Mostafa Shourbagi | MEP (Electro Mechanical) | 2024-09-08 | Ductile Iron Materials | Approved | 10.11 - Abd Al Azeem Al Sofy -Bill No.2: Force Main Pipeline-2.3.2-b | Tee 400/100 | ECH | 4 | 4 | 10714.95 | 42859.8 | MAT_Raw | El Tawakol | 10.11 - Abd Al Azeem Al Sofy -Bill No.2: Force Main Pipeline-2.3.2-b | Tee 400/100 | ECH | 4 | 11954.8 | 47819.2 | EGP | MAT_Raw
Qasr Rashwan - Lot B _0208 |  | RFQ-00058 | Mostafa Shourbagi | MEP (Electro Mechanical) | 2024-09-08 | Ductile Iron Materials | Approved | 10.11 - Abd Al Azeem Al Sofy -Bill No.2: Force Main Pipeline-2.3.2-c | Tee 250/150 | ECH | 1 | 1 | 5694.3 | 5694.3 | MAT_Raw | El Tawakol | 10.11 - Abd Al Azeem Al Sofy -Bill No.2: Force Main Pipeline-2.3.2-c | Tee 250/150 | ECH | 1 | 6019.2 | 6019.2 | EGP | MAT_Raw
Qasr Rashwan - Lot B _0208 |  | RFQ-00058 | Mostafa Shourbagi | MEP (Electro Mechanical) | 2024-09-08 | Ductile Iron Materials | Approved | 12.11 - Suleiman Tadrus-Bill No.2: Force Main Pipeline-2.3.2-c | Tee 200/100 | ECH | 2 | 2 | 3222.45 | 6444.9 | MAT_Raw | El Tawakol | 12.11 - Suleiman Tadrus-Bill No.2: Force Main Pipeline-2.3.2-c | Tee 200/100 | ECH | 2 | 3594.8 | 7189.6 | EGP | MAT_Raw
Qasr Rashwan - Lot B _0208 |  | RFQ-00058 | Mostafa Shourbagi | MEP (Electro Mechanical) | 2024-09-08 | Ductile Iron Materials | Approved | 10.11 - Abd Al Azeem Al Sofy -Bill No.2: Force Main Pipeline-2.5.2-a | Tee 400/150 | ECH | 2 | 2 | 11205 | 22410 | MAT_Raw | El Tawakol | 10.11 - Abd Al Azeem Al Sofy -Bill No.2: Force Main Pipeline-2.5.2-a | Tee 400/150 | ECH | 2 | 12163.8 | 24327.6 | EGP | MAT_Raw
Qasr Rashwan - Lot B _0208 |  | RFQ-00058 | Mostafa Shourbagi | MEP (Electro Mechanical) | 2024-09-08 | Ductile Iron Materials | Approved | 10.11 - Abd Al Azeem Al Sofy -Bill No.2: Force Main Pipeline-2.5.2-b | Tee 250/150 | ECH | 1 | 1 | 5694.3 | 5694.3 | MAT_Raw | El Tawakol | 10.11 - Abd Al Azeem Al Sofy -Bill No.2: Force Main Pipeline-2.5.2-b | Tee 250/150 | ECH | 1 | 6019.2 | 6019.2 | EGP | MAT_Raw
Qasr Rashwan - Lot B _0208 |  | RFQ-00058 | Mostafa Shourbagi | MEP (Electro Mechanical) | 2024-09-08 | Ductile Iron Materials | Approved | 12.11 - Suleiman Tadrus-Bill No.2: Force Main Pipeline-2.3.2-a | Tee 300/150 | ECH | 3 | 3 | 7342.65 | 22027.95 | MAT_Raw | El Tawakol | 12.11 - Suleiman Tadrus-Bill No.2: Force Main Pipeline-2.3.2-a | Tee 300/150 | ECH | 3 | 8192.8 | 24578.4 | EGP | MAT_Raw
Qasr Rashwan - Lot B _0208 |  | RFQ-00058 | Mostafa Shourbagi | MEP (Electro Mechanical) | 2024-09-08 | Ductile Iron Materials | Approved | 12.11 - Suleiman Tadrus-Bill No.2: Force Main Pipeline-2.3.2-b | Tee 300/100 | ECH | 6 | 6 | 7042.95 | 42257.7 | MAT_Raw | El Tawakol | 12.11 - Suleiman Tadrus-Bill No.2: Force Main Pipeline-2.3.2-b | Tee 300/100 | ECH | 6 | 7858.4 | 47150.4 | EGP | MAT_Raw
Qasr Rashwan - Lot B _0208 |  | RFQ-00058 | Mostafa Shourbagi | MEP (Electro Mechanical) | 2024-09-08 | Ductile Iron Materials | Approved | 12.11 - Suleiman Tadrus-Bill No.2: Force Main Pipeline-2.5.2-a | Tee 300/150 | ECH | 2 | 2 | 7342.65 | 14685.3 | MAT_Raw | El Tawakol | 12.11 - Suleiman Tadrus-Bill No.2: Force Main Pipeline-2.5.2-a | Tee 300/150 | ECH | 2 | 8192.8 | 16385.6 | EGP | MAT_Raw
Qasr Rashwan - Lot B _0208 |  | RFQ-00058 | Mostafa Shourbagi | MEP (Electro Mechanical) | 2024-09-08 | Ductile Iron Materials | Approved | 12.11 - Suleiman Tadrus-Bill No.2: Force Main Pipeline-2.5.2-b | Tee 200/150 | ECH | 1 | 1 | 3446.55 | 3446.55 | MAT_Raw | El Tawakol | 12.11 - Suleiman Tadrus-Bill No.2: Force Main Pipeline-2.5.2-b | Tee 200/150 | ECH | 1 | 3845.6 | 3845.6 | EGP | MAT_Raw
Qasr Rashwan - Lot B _0208 |  | RFQ-00058 | Mostafa Shourbagi | MEP (Electro Mechanical) | 2024-09-08 | Ductile Iron Materials | Approved | 11.11 - Abd Al Rahman Ibrahim-Bill No.2: Force Main Pipeline-2.5.2-b | Tee 300/150 | ECH | 1 | 1 | 7342.65 | 7342.65 | MAT_Raw | El Tawakol | 11.11 - Abd Al Rahman Ibrahim-Bill No.2: Force Main Pipeline-2.5.2-b | Tee 300/150 | ECH | 1 | 8192.8 | 8192.8 | EGP | MAT_Raw
Qasr Rashwan - Lot B _0208 |  | RFQ-00058 | Mostafa Shourbagi | MEP (Electro Mechanical) | 2024-09-08 | Ductile Iron Materials | Approved | 11.11 - Abd Al Rahman Ibrahim-Bill No.2: Force Main Pipeline-2.3.2-b | Tee 350/100 | ECH | 6 | 6 | 8691.3 | 52147.8 | MAT_Raw | El Tawakol | 11.11 - Abd Al Rahman Ibrahim-Bill No.2: Force Main Pipeline-2.3.2-b | Tee 350/100 | ECH | 6 | 9697.6 | 58185.6 | EGP | MAT_Raw
Qasr Rashwan - Lot B _0208 |  | RFQ-00058 | Mostafa Shourbagi | MEP (Electro Mechanical) | 2024-09-08 | Ductile Iron Materials | Approved | 15.11 - Al Burm-Bill No. 2: Force Main Pipeline-2.5.2-a | Tee 250/150 | ECH | 1 | 1 | 5694.3 | 5694.3 | MAT_Raw | El Tawakol | 15.11 - Al Burm-Bill No. 2: Force Main Pipeline-2.5.2-a | Tee 250/150 | ECH | 1 | 6019.2 | 6019.2 | EGP | MAT_Raw
Qasr Rashwan - Lot B _0208 |  | RFQ-00058 | Mostafa Shourbagi | MEP (Electro Mechanical) | 2024-09-08 | Ductile Iron Materials | Approved | 15.11 - Al Burm-Bill No. 2: Force Main Pipeline-2.3.2-a | Tee 250/150 | ECH | 1 | 1 | 5694.3 | 5694.3 | MAT_Raw | El Tawakol | 15.11 - Al Burm-Bill No. 2: Force Main Pipeline-2.3.2-a | Tee 250/150 | ECH | 1 | 6019.2 | 6019.2 | EGP | MAT_Raw
Qasr Rashwan - Lot B _0208 |  | RFQ-00058 | Mostafa Shourbagi | MEP (Electro Mechanical) | 2024-09-08 | Ductile Iron Materials | Approved | 10.11 - Abd Al Azeem Al Sofy -Bill No.2: Force Main Pipeline-2.3.2-d | Tee 250/100 | ECH | 1 | 1 | 5094.9 | 5094.9 | MAT_Raw | El Tawakol | 10.11 - Abd Al Azeem Al Sofy -Bill No.2: Force Main Pipeline-2.3.2-d | Tee 250/100 | ECH | 1 | 5684.8 | 5684.8 | EGP | MAT_Raw
Qasr Rashwan - Lot B _0208 |  | RFQ-00058 | Mostafa Shourbagi | MEP (Electro Mechanical) | 2024-09-08 | Ductile Iron Materials | Approved | 14.11 - Abou Hussein-BILL NO.2 : Force Main Pipeline-2.3.2-b | Tee 200/100 | ECH | 1 | 1 | 3222.45 | 3222.45 | MAT_Raw | El Tawakol | 14.11 - Abou Hussein-BILL NO.2 : Force Main Pipeline-2.3.2-b | Tee 200/100 | ECH | 1 | 3594.8 | 3594.8 | EGP | MAT_Raw
Qasr Rashwan - Lot B _0208 |  | RFQ-00058 | Mostafa Shourbagi | MEP (Electro Mechanical) | 2024-09-08 | Ductile Iron Materials | Approved | 11.11 - Abd Al Rahman Ibrahim-Bill No.2: Force Main Pipeline-2.5.2-c | Tee 200/150 | ECH | 1 | 1 | 3446.55 | 3446.55 | MAT_Raw | El Tawakol | 11.11 - Abd Al Rahman Ibrahim-Bill No.2: Force Main Pipeline-2.5.2-c | Tee 200/150 | ECH | 1 | 3845.6 | 3845.6 | EGP | MAT_Raw
Qasr Rashwan - Lot B _0208 |  | RFQ-00058 | Mostafa Shourbagi | MEP (Electro Mechanical) | 2024-09-08 | Ductile Iron Materials | Approved | 14.11 - Abou Hussein-BILL NO.2 : Force Main Pipeline-2.3.2-a | Tee 200/150 | ECH | 2 | 2 | 3446.55 | 6893.1 | MAT_Raw | El Tawakol | 14.11 - Abou Hussein-BILL NO.2 : Force Main Pipeline-2.3.2-a | Tee 200/150 | ECH | 2 | 3845.6 | 7691.2 | EGP | MAT_Raw
Qasr Rashwan - Lot B _0208 |  | RFQ-00058 | Mostafa Shourbagi | MEP (Electro Mechanical) | 2024-09-08 | Ductile Iron Materials | Approved | 12.11 - Suleiman Tadrus-Bill No.2: Force Main Pipeline-2.3.4-a | Dismantling joint 300mm | ECH | 3 | 3 | 6200.55 | 18601.65 | MAT_Raw | El Tawakol | 12.11 - Suleiman Tadrus-Bill No.2: Force Main Pipeline-2.3.4-a | Dismantling joint 300mm | ECH | 3 | 6745.2 | 20235.6 | EGP | MAT_Raw
Qasr Rashwan - Lot B _0208 |  | RFQ-00058 | Mostafa Shourbagi | MEP (Electro Mechanical) | 2024-09-08 | Ductile Iron Materials | Approved | 14.15 - Abou Hussein-Bill No.3.4: Mechanical Works - Pumping Station-3.4.4-b. | Dismantling joint, dia. 200 mm. | ECH | 2 | 2 | 3873.15 | 7746.3 | MAT_Raw | El Tawakol | 14.15 - Abou Hussein-Bill No.3.4: Mechanical Works - Pumping Station-3.4.4-b. | Dismantling joint, dia. 200 mm. | ECH | 2 | 4428.6 | 8857.2 | EGP | MAT_Raw
Qasr Rashwan - Lot B _0208 |  | RFQ-00058 | Mostafa Shourbagi | MEP (Electro Mechanical) | 2024-09-08 | Ductile Iron Materials | Approved | 12.15 - Suleiman Tadrus-Bill No.3.4: Mechanical Works - Pumping Station-3.4.4-b. | Dismantling joint, dia. 300 mm. | ECH | 2 | 2 | 6200.55 | 12401.1 | MAT_Raw | El Tawakol | 12.15 - Suleiman Tadrus-Bill No.3.4: Mechanical Works - Pumping Station-3.4.4-b. | Dismantling joint, dia. 300 mm. | ECH | 2 | 6745.2 | 13490.4 | EGP | MAT_Raw
Qasr Rashwan - Lot B _0208 |  | RFQ-00058 | Mostafa Shourbagi | MEP (Electro Mechanical) | 2024-09-08 | Ductile Iron Materials | Approved | 14.11 - Abou Hussein-BILL NO.2 : Force Main Pipeline-2.5.4-b | Dismantling joint 150mm | ECH | 1 | 1 | 3041.55 | 3041.55 | MAT_Raw | El Tawakol | 14.11 - Abou Hussein-BILL NO.2 : Force Main Pipeline-2.5.4-b | Dismantling joint 150mm | ECH | 1 | 3476 | 3476 | EGP | MAT_Raw
Qasr Rashwan - Lot B _0208 |  | RFQ-00058 | Mostafa Shourbagi | MEP (Electro Mechanical) | 2024-09-08 | Ductile Iron Materials | Approved | 10.11 - Abd Al Azeem Al Sofy -Bill No.2: Force Main Pipeline-2.5.4-b | Dismantling joint 250mm | ECH | 2 | 2 | 5283.9 | 10567.8 | MAT_Raw | El Tawakol | 10.11 - Abd Al Azeem Al Sofy -Bill No.2: Force Main Pipeline-2.5.4-b | Dismantling joint 250mm | ECH | 2 | 6065.4 | 12130.8 | EGP | MAT_Raw
Qasr Rashwan - Lot B _0208 |  | RFQ-00058 | Mostafa Shourbagi | MEP (Electro Mechanical) | 2024-09-08 | Ductile Iron Materials | Approved | 13.10 - Salih Shamatah-BILL NO.1: SEWAGE NETWORK-1.5.3-b | Dismantling joints | ECH | 1 | 1 | 6200.55 | 6200.55 | MAT_Raw | El Tawakol | 13.10 - Salih Shamatah-BILL NO.1: SEWAGE NETWORK-1.5.3-b | Dismantling joints | ECH | 1 | 6745.2 | 6745.2 | EGP | MAT_Raw
Qasr Rashwan - Lot B _0208 |  | RFQ-00058 | Mostafa Shourbagi | MEP (Electro Mechanical) | 2024-09-08 | Ductile Iron Materials | Approved | 11.11 - Abd Al Rahman Ibrahim-Bill No.2: Force Main Pipeline-2.5.4-d | Dismantling joint 150mm | ECH | 6 | 6 | 3041.55 | 18249.3 | MAT_Raw | El Tawakol | 11.11 - Abd Al Rahman Ibrahim-Bill No.2: Force Main Pipeline-2.5.4-d | Dismantling joint 150mm | ECH | 6 | 3476 | 20856 | EGP | MAT_Raw
Qasr Rashwan - Lot B _0208 |  | RFQ-00058 | Mostafa Shourbagi | MEP (Electro Mechanical) | 2024-09-08 | Ductile Iron Materials | Approved | 10.11 - Abd Al Azeem Al Sofy -Bill No.2: Force Main Pipeline-2.3.4-b | Dismantling joint 250mm | ECH | 1 | 1 | 5283.9 | 5283.9 | MAT_Raw | El Tawakol | 10.11 - Abd Al Azeem Al Sofy -Bill No.2: Force Main Pipeline-2.3.4-b | Dismantling joint 250mm | ECH | 1 | 6065.4 | 6065.4 | EGP | MAT_Raw
Qasr Rashwan - Lot B _0208 |  | RFQ-00058 | Mostafa Shourbagi | MEP (Electro Mechanical) | 2024-09-08 | Ductile Iron Materials | Approved | 11.11 - Abd Al Rahman Ibrahim-Bill No.2: Force Main Pipeline-2.3.4-b | Dismantling joint 150mm | ECH | 2 | 2 | 3041.55 | 6083.1 | MAT_Raw | El Tawakol | 11.11 - Abd Al Rahman Ibrahim-Bill No.2: Force Main Pipeline-2.3.4-b | Dismantling joint 150mm | ECH | 2 | 3476 | 6952 | EGP | MAT_Raw
Qasr Rashwan - Lot B _0208 |  | RFQ-00058 | Mostafa Shourbagi | MEP (Electro Mechanical) | 2024-09-08 | Ductile Iron Materials | Approved | 14.11 - Abou Hussein-BILL NO.2 : Force Main Pipeline-2.3.4-b | Dismantling joint 150mm | ECH | 2 | 2 | 3041.55 | 6083.1 | MAT_Raw | El Tawakol | 14.11 - Abou Hussein-BILL NO.2 : Force Main Pipeline-2.3.4-b | Dismantling joint 150mm | ECH | 2 | 3476 | 6952 | EGP | MAT_Raw
Qasr Rashwan - Lot B _0208 |  | RFQ-00058 | Mostafa Shourbagi | MEP (Electro Mechanical) | 2024-09-08 | Ductile Iron Materials | Approved | 10.11 - Abd Al Azeem Al Sofy -Bill No.2: Force Main Pipeline-2.5.4-c | Dismantling joint 150mm | ECH | 3 | 3 | 3041.55 | 9124.65 | MAT_Raw | El Tawakol | 10.11 - Abd Al Azeem Al Sofy -Bill No.2: Force Main Pipeline-2.5.4-c | Dismantling joint 150mm | ECH | 3 | 3476 | 10428 | EGP | MAT_Raw
Qasr Rashwan - Lot B _0208 |  | RFQ-00058 | Mostafa Shourbagi | MEP (Electro Mechanical) | 2024-09-08 | Ductile Iron Materials | Approved | 13.11 - Salih Shamatah-Bill No.2: Force Main Pipeline-2.3.4-a | Dismantling joint 200mm | ECH | 3 | 3 | 3873.15 | 11619.45 | MAT_Raw | El Tawakol | 13.11 - Salih Shamatah-Bill No.2: Force Main Pipeline-2.3.4-a | Dismantling joint 200mm | ECH | 3 | 4428.6 | 13285.8 | EGP | MAT_Raw
Qasr Rashwan - Lot B _0208 |  | RFQ-00058 | Mostafa Shourbagi | MEP (Electro Mechanical) | 2024-09-08 | Ductile Iron Materials | Approved | 13.11 - Salih Shamatah-Bill No.2: Force Main Pipeline-2.3.4-b | Dismantling joint 150mm | ECH | 3 | 3 | 3041.55 | 9124.65 | MAT_Raw | El Tawakol | 13.11 - Salih Shamatah-Bill No.2: Force Main Pipeline-2.3.4-b | Dismantling joint 150mm | ECH | 3 | 3476 | 10428 | EGP | MAT_Raw
Qasr Rashwan - Lot B _0208 |  | RFQ-00058 | Mostafa Shourbagi | MEP (Electro Mechanical) | 2024-09-08 | Ductile Iron Materials | Approved | 13.15 - Salih Shamatah-Bill No.3.4: Mechanical Works - Pumping Station-3.4.4-b. | Dismantling joint, dia. 200 mm. | ECH | 2 | 2 | 3873.15 | 7746.3 | MAT_Raw | El Tawakol | 13.15 - Salih Shamatah-Bill No.3.4: Mechanical Works - Pumping Station-3.4.4-b. | Dismantling joint, dia. 200 mm. | ECH | 2 | 4428.6 | 8857.2 | EGP | MAT_Raw
Qasr Rashwan - Lot B _0208 |  | RFQ-00058 | Mostafa Shourbagi | MEP (Electro Mechanical) | 2024-09-08 | Ductile Iron Materials | Approved | 12.11 - Suleiman Tadrus-Bill No.2: Force Main Pipeline-2.3.4-b | Dismantling joint 150mm | ECH | 3 | 3 | 3041.55 | 9124.65 | MAT_Raw | El Tawakol | 12.11 - Suleiman Tadrus-Bill No.2: Force Main Pipeline-2.3.4-b | Dismantling joint 150mm | ECH | 3 | 3476 | 10428 | EGP | MAT_Raw
Qasr Rashwan - Lot B _0208 |  | RFQ-00058 | Mostafa Shourbagi | MEP (Electro Mechanical) | 2024-09-08 | Ductile Iron Materials | Approved | 12.11 - Suleiman Tadrus-Bill No.2: Force Main Pipeline-2.5.4-a | Dismantling joint 300mm | ECH | 2 | 1 | 6200.55 | 6200.55 | MAT_Raw | El Tawakol | 12.11 - Suleiman Tadrus-Bill No.2: Force Main Pipeline-2.5.4-a | Dismantling joint 300mm | ECH | 1 | 6745.2 | 6745.2 | EGP | MAT_Raw
Qasr Rashwan - Lot B _0208 |  | RFQ-00058 | Mostafa Shourbagi | MEP (Electro Mechanical) | 2024-09-08 | Ductile Iron Materials | Approved | 13.11 - Salih Shamatah-Bill No.2: Force Main Pipeline-2.5.4-b | Dismantling joint 150mm | ECH | 1 | 1 | 3041.55 | 3041.55 | MAT_Raw | El Tawakol | 13.11 - Salih Shamatah-Bill No.2: Force Main Pipeline-2.5.4-b | Dismantling joint 150mm | ECH | 1 | 3476 | 3476 | EGP | MAT_Raw
Qasr Rashwan - Lot B _0208 |  | RFQ-00058 | Mostafa Shourbagi | MEP (Electro Mechanical) | 2024-09-08 | Ductile Iron Materials | Approved | 14.11 - Abou Hussein-BILL NO.2 : Force Main Pipeline-2.3.4-a | Dismantling joint 200mm | ECH | 2 | 2 | 3873.15 | 7746.3 | MAT_Raw | El Tawakol | 14.11 - Abou Hussein-BILL NO.2 : Force Main Pipeline-2.3.4-a | Dismantling joint 200mm | ECH | 2 | 4428.6 | 8857.2 | EGP | MAT_Raw
Qasr Rashwan - Lot B _0208 |  | RFQ-00058 | Mostafa Shourbagi | MEP (Electro Mechanical) | 2024-09-08 | Ductile Iron Materials | Approved | 15.11 - Al Burm-Bill No. 2: Force Main Pipeline-2.5.4-a | Dismantling joint 250mm | ECH | 1 | 1 | 5283.9 | 5283.9 | MAT_Raw | El Tawakol | 15.11 - Al Burm-Bill No. 2: Force Main Pipeline-2.5.4-a | Dismantling joint 250mm | ECH | 1 | 6065.4 | 6065.4 | EGP | MAT_Raw
Qasr Rashwan - Lot B _0208 |  | RFQ-00058 | Mostafa Shourbagi | MEP (Electro Mechanical) | 2024-09-08 | Ductile Iron Materials | Approved | 15.11 - Al Burm-Bill No. 2: Force Main Pipeline-2.5.4-b | Dismantling joint 150mm | ECH | 1 | 1 | 3041.55 | 3041.55 | MAT_Raw | El Tawakol | 15.11 - Al Burm-Bill No. 2: Force Main Pipeline-2.5.4-b | Dismantling joint 150mm | ECH | 1 | 3476 | 3476 | EGP | MAT_Raw
Qasr Rashwan - Lot B _0208 |  | RFQ-00058 | Mostafa Shourbagi | MEP (Electro Mechanical) | 2024-09-08 | Ductile Iron Materials | Approved | 12.11 - Suleiman Tadrus-Bill No.2: Force Main Pipeline-2.5.4-c | Dismantling joint 150mm | ECH | 3 | 3 | 3041.55 | 9124.65 | MAT_Raw | El Tawakol | 12.11 - Suleiman Tadrus-Bill No.2: Force Main Pipeline-2.5.4-c | Dismantling joint 150mm | ECH | 3 | 3476 | 10428 | EGP | MAT_Raw
Qasr Rashwan - Lot B _0208 |  | RFQ-00058 | Mostafa Shourbagi | MEP (Electro Mechanical) | 2024-09-08 | Ductile Iron Materials | Approved | 11.11 - Abd Al Rahman Ibrahim-Bill No.2: Force Main Pipeline-2.5.4-b | Dismantling joint 300mm | ECH | 1 | 1 | 6200.55 | 6200.55 | MAT_Raw | El Tawakol | 11.11 - Abd Al Rahman Ibrahim-Bill No.2: Force Main Pipeline-2.5.4-b | Dismantling joint 300mm | ECH | 1 | 6745.2 | 6745.2 | EGP | MAT_Raw
Qasr Rashwan - Lot B _0208 |  | RFQ-00058 | Mostafa Shourbagi | MEP (Electro Mechanical) | 2024-09-08 | Ductile Iron Materials | Approved | 11.11 - Abd Al Rahman Ibrahim-Bill No.2: Force Main Pipeline-2.5.4-c | Dismantling joint 200mm | ECH | 1 | 1 | 3873.15 | 3873.15 | MAT_Raw | El Tawakol | 11.11 - Abd Al Rahman Ibrahim-Bill No.2: Force Main Pipeline-2.5.4-c | Dismantling joint 200mm | ECH | 1 | 4428.6 | 4428.6 | EGP | MAT_Raw
Qasr Rashwan - Lot B _0208 |  | RFQ-00058 | Mostafa Shourbagi | MEP (Electro Mechanical) | 2024-09-08 | Ductile Iron Materials | Approved | 12.11 - Suleiman Tadrus-Bill No.2: Force Main Pipeline-2.5.4-b | Dismantling joint 200mm | ECH | 1 | 1 | 3873.15 | 3873.15 | MAT_Raw | El Tawakol | 12.11 - Suleiman Tadrus-Bill No.2: Force Main Pipeline-2.5.4-b | Dismantling joint 200mm | ECH | 1 | 4428.6 | 4428.6 | EGP | MAT_Raw
Qasr Rashwan - Lot B _0208 |  | RFQ-00058 | Mostafa Shourbagi | MEP (Electro Mechanical) | 2024-09-08 | Ductile Iron Materials | Approved | 10.11 - Abd Al Azeem Al Sofy -Bill No.2: Force Main Pipeline-2.3.4-c | Dismantling joint 150mm | ECH | 3 | 3 | 3041.55 | 9124.65 | MAT_Raw | El Tawakol | 10.11 - Abd Al Azeem Al Sofy -Bill No.2: Force Main Pipeline-2.3.4-c | Dismantling joint 150mm | ECH | 3 | 3476 | 10428 | EGP | MAT_Raw
Qasr Rashwan - Lot B _0208 |  | RFQ-00058 | Mostafa Shourbagi | MEP (Electro Mechanical) | 2024-09-08 | Ductile Iron Materials | Approved | 15.11 - Al Burm-Bill No. 2: Force Main Pipeline-2.3.4-b | Dismantling joint 150mm | ECH | 1 | 1 | 3041.55 | 3041.55 | MAT_Raw | El Tawakol | 15.11 - Al Burm-Bill No. 2: Force Main Pipeline-2.3.4-b | Dismantling joint 150mm | ECH | 1 | 3476 | 3476 | EGP | MAT_Raw
Qasr Rashwan - Lot B _0208 |  | RFQ-00058 | Mostafa Shourbagi | MEP (Electro Mechanical) | 2024-09-08 | Ductile Iron Materials | Approved | 15.15 - Al Burm-Bill No.3.4: Mechanical Works - Pumping Station-3.4.4-b. | Dismantling joint, dia. 250 mm. | ECH | 2 | 2 | 5283.9 | 10567.8 | MAT_Raw | El Tawakol | 15.15 - Al Burm-Bill No.3.4: Mechanical Works - Pumping Station-3.4.4-b. | Dismantling joint, dia. 250 mm. | ECH | 2 | 6065.4 | 12130.8 | EGP | MAT_Raw
Qasr Rashwan - Lot B _0208 |  | RFQ-00058 | Mostafa Shourbagi | MEP (Electro Mechanical) | 2024-09-08 | Ductile Iron Materials | Approved | 14.10 - Abou Hussein-BILL NO.1 : SEWAGE NETWORK-1.5.3-b | Dismantling joints | ECH | 1 | 1 | 6200.55 | 6200.55 | MAT_Raw | El Tawakol | 14.10 - Abou Hussein-BILL NO.1 : SEWAGE NETWORK-1.5.3-b | Dismantling joints | ECH | 1 | 6745.2 | 6745.2 | EGP | MAT_Raw
Qasr Rashwan - Lot B _0208 |  | RFQ-00058 | Mostafa Shourbagi | MEP (Electro Mechanical) | 2024-09-08 | Ductile Iron Materials | Approved | 11.11 - Abd Al Rahman Ibrahim-Bill No.2: Force Main Pipeline-2.3.4-a | Dismantling joint 350mm | ECH | 2 | 1 | 8640 | 8640 | MAT_Raw | El Tawakol | 11.11 - Abd Al Rahman Ibrahim-Bill No.2: Force Main Pipeline-2.3.4-a | Dismantling joint 350mm | ECH | 1 | 9697.6 | 9697.6 | EGP | MAT_Raw
Qasr Rashwan - Lot B _0208 |  | RFQ-00058 | Mostafa Shourbagi | MEP (Electro Mechanical) | 2024-09-08 | Ductile Iron Materials | Approved | 11.11 - Abd Al Rahman Ibrahim-Bill No.2: Force Main Pipeline-2.5.4-a | Dismantling joint 350mm | ECH | 4 | 4 | 8640 | 34560 | MAT_Raw | El Tawakol | 11.11 - Abd Al Rahman Ibrahim-Bill No.2: Force Main Pipeline-2.5.4-a | Dismantling joint 350mm | ECH | 4 | 9697.6 | 38790.4 | EGP | MAT_Raw
Qasr Rashwan - Lot B _0208 |  | RFQ-00058 | Mostafa Shourbagi | MEP (Electro Mechanical) | 2024-09-08 | Ductile Iron Materials | Approved | 11.15 - Abd Al Rahman Ibrahim-Bill No.3.4: Mechanical Works - Pumping Station-3.4.4-b. | Dismantling joint, dia. 350 mm. | ECH | 2 | 2 | 8640 | 17280 | MAT_Raw | El Tawakol | 11.15 - Abd Al Rahman Ibrahim-Bill No.3.4: Mechanical Works - Pumping Station-3.4.4-b. | Dismantling joint, dia. 350 mm. | ECH | 2 | 9697.6 | 19395.2 | EGP | MAT_Raw
Qasr Rashwan - Lot B _0208 |  | RFQ-00058 | Mostafa Shourbagi | MEP (Electro Mechanical) | 2024-09-08 | Ductile Iron Materials | Approved | 10.15 - Abd Al Azeem Al Sofy -Bill No.3.4: Mechanical Works - Pumping Station-3.4.4-b. | Dismantling joint, dia. 400 mm. | ECH | 2 | 1 | 9383.85 | 9383.85 | MAT_Raw | El Tawakol | 10.15 - Abd Al Azeem Al Sofy -Bill No.3.4: Mechanical Works - Pumping Station-3.4.4-b. | Dismantling joint, dia. 400 mm. | ECH | 1 | 10931.8 | 10931.8 | EGP | MAT_Raw
Qasr Rashwan - Lot B _0208 |  | RFQ-00058 | Mostafa Shourbagi | MEP (Electro Mechanical) | 2024-09-08 | Ductile Iron Materials | Approved | 10.11 - Abd Al Azeem Al Sofy -Bill No.2: Force Main Pipeline-2.5.4-a | Dismantling joint 400mm | ECH | 4 | 4 | 9383.85 | 37535.4 | MAT_Raw | El Tawakol | 10.11 - Abd Al Azeem Al Sofy -Bill No.2: Force Main Pipeline-2.5.4-a | Dismantling joint 400mm | ECH | 4 | 10931.8 | 43727.2 | EGP | MAT_Raw
Qasr Rashwan - Lot B _0208 |  | RFQ-00058 | Mostafa Shourbagi | MEP (Electro Mechanical) | 2024-09-08 | Ductile Iron Materials | Approved | 10.11 - Abd Al Azeem Al Sofy -Bill No.2: Force Main Pipeline-2.3.4-a | Dismantling joint 400 mm | ECH | 2 | 2 | 9383.85 | 18767.7 | MAT_Raw | El Tawakol | 10.11 - Abd Al Azeem Al Sofy -Bill No.2: Force Main Pipeline-2.3.4-a | Dismantling joint 400 mm | ECH | 2 | 10931.8 | 21863.6 | EGP | MAT_Raw
Qasr Rashwan - Lot B _0208 |  | RFQ-00058 | Mostafa Shourbagi | MEP (Electro Mechanical) | 2024-09-08 | Ductile Iron Materials | Approved | 10.10 - Abd Al Azeem Al Sofy -BILL NO.1: SEWAGE NETWORK-1.6.3-b | Dismantling joints | ECH | 1 | 1 | 28321.65 | 28321.65 | MAT_Raw | El Tawakol | 10.10 - Abd Al Azeem Al Sofy -BILL NO.1: SEWAGE NETWORK-1.6.3-b | Dismantling joints | ECH | 1 | 31372 | 31372 | EGP | MAT_Raw
Qasr Rashwan - Lot B _0208 |  | RFQ-00058 | Mostafa Shourbagi | MEP (Electro Mechanical) | 2024-09-08 | Ductile Iron Materials | Approved | 12.10 - Suleiman Tadrus-BILL NO.1: SEWAGE NETWORK-1.6.3-b | Dismantling joints | ECH | 1 | 1 | 14683.95 | 14683.95 | MAT_Raw | El Tawakol | 12.10 - Suleiman Tadrus-BILL NO.1: SEWAGE NETWORK-1.6.3-b | Dismantling joints | ECH | 1 | 17032.4 | 17032.4 | EGP | MAT_Raw
Qasr Rashwan - Lot B _0208 |  | RFQ-00058 | Mostafa Shourbagi | MEP (Electro Mechanical) | 2024-09-08 | Ductile Iron Materials | Approved | 11.10 - Abd Al Rahman Ibrahim-BILL NO.1: SEWAGE NETWORK-1.5.3-b | Dismantling joints | ECH | 1 | 1 | 14683.95 | 14683.95 | MAT_Raw | El Tawakol | 11.10 - Abd Al Rahman Ibrahim-BILL NO.1: SEWAGE NETWORK-1.5.3-b | Dismantling joints | ECH | 1 | 17032.4 | 17032.4 | EGP | MAT_Raw
Qasr Rashwan - Lot B _0208 |  | RFQ-00058 | Mostafa Shourbagi | MEP (Electro Mechanical) | 2024-09-08 | Ductile Iron Materials | Approved | 15.10 - Al Burm-BILL NO. 1: SEWAGE NETWORK-1.5.3-b | Dismantling joints | ECH | 1 | 1 | 14683.95 | 14683.95 | MAT_Raw | El Tawakol | 15.10 - Al Burm-BILL NO. 1: SEWAGE NETWORK-1.5.3-b | Dismantling joints | ECH | 1 | 17032.4 | 17032.4 | EGP | MAT_Raw
Qasr Rashwan - Lot B _0208 |  | RFQ-00058 | Mostafa Shourbagi | MEP (Electro Mechanical) | 2024-09-08 | Ductile Iron Materials | Approved | 10.11 - Abd Al Azeem Al Sofy -Bill No.2: New item | new item | ECH | 4 | 4 | 0 | 0 | MAT_Raw | El Tawakol | 10.11 - Abd Al Azeem Al Sofy -Bill No.2: New item | new item | ECH | 4 | 2340.8 | 9363.2 | EGP | MAT_Raw
Qasr Rashwan - Lot B _0208 |  | RFQ-00058 | Mostafa Shourbagi | MEP (Electro Mechanical) | 2024-09-08 | Ductile Iron Materials | Approved | 10.11 - Abd Al Azeem Al Sofy -Bill No.2: New item | new item | ECH | 9 | 9 | 0 | 0 | MAT_Raw | El Tawakol | 10.11 - Abd Al Azeem Al Sofy -Bill No.2: New item | new item | ECH | 9 | 4598 | 41382 | EGP | MAT_Raw
Qasr Rashwan - Lot B _0208 |  | RFQ-00058 | Mostafa Shourbagi | MEP (Electro Mechanical) | 2024-09-08 | Ductile Iron Materials | Approved | 10.11 - Abd Al Azeem Al Sofy -Bill No.2: New item | new item | ECH | 4 | 4 | 0 | 0 | MAT_Raw | El Tawakol | 10.11 - Abd Al Azeem Al Sofy -Bill No.2: New item | new item | ECH | 4 | 2675.2 | 10700.8 | EGP | MAT_Raw
Qasr Rashwan - Lot B _0208 |  | RFQ-00058 | Mostafa Shourbagi | MEP (Electro Mechanical) | 2024-09-08 | Ductile Iron Materials | Approved | 10.11 - Abd Al Azeem Al Sofy -Bill No.2: New item | new item | ECH | 9 | 9 | 0 | 0 | MAT_Raw | El Tawakol | 10.11 - Abd Al Azeem Al Sofy -Bill No.2: New item | new item | ECH | 9 | 5350.4 | 48153.6 | EGP | MAT_Raw
Qasr Rashwan - Lot B _0208 |  | RFQ-00058 | Mostafa Shourbagi | MEP (Electro Mechanical) | 2024-09-08 | Ductile Iron Materials | Approved | 14.11 - Abou Hussein-BILL NO.2 : New item | new item | ECH | 3 | 3 | 0 | 0 | MAT_Raw | El Tawakol | 14.11 - Abou Hussein-BILL NO.2 : New item | new item | ECH | 3 | 1713.8 | 5141.4 | EGP | MAT_Raw
Qasr Rashwan - Lot B _0208 |  | RFQ-00058 | Mostafa Shourbagi | MEP (Electro Mechanical) | 2024-09-08 | Ductile Iron Materials | Approved | 14.11 - Abou Hussein-BILL NO.2 : New item | new item | ECH | 4 | 4 | 0 | 0 | MAT_Raw | El Tawakol | 14.11 - Abou Hussein-BILL NO.2 : New item | new item | ECH | 4 | 1881 | 7524 | EGP | MAT_Raw
Qasr Rashwan - Lot B _0208 |  | RFQ-00058 | Mostafa Shourbagi | MEP (Electro Mechanical) | 2024-09-08 | Ductile Iron Materials | Approved | 15.11 - Al Burm-Bill No. 2: New item | new item | ECH | 4 | 4 | 0 | 0 | MAT_Raw | El Tawakol | 15.11 - Al Burm-Bill No. 2: New item | new item | ECH | 4 | 2340.8 | 9363.2 | EGP | MAT_Raw
Damietta Container Terminal-Infra & Bldgs _0216 |  | RFQ-00016 | Ahmed Sameh | MEP (Electro Mechanical) | 2024-08-29 | Earthing and lightning protection system | Approved | 11.11.12 - Building Package -LV-TERMINAL- C.Earthing And Lightning Systems - C.1. | Steel strip 30 x 3.5mm | ECH | 420 | 420 | 20.71 | 8698.2 | SC_Supply/Apply | شركة أى تى إس للحلول المتكاملة ITS | 11.11.12 - Building Package -LV-TERMINAL- C.Earthing And Lightning Systems - C.1. | Steel strip 30 x 3.5mm | ECH | 420 | 32.01 | 13444.2 | USD | SC_Supply/Apply
Damietta Container Terminal-Infra & Bldgs _0216 |  | RFQ-00016 | Ahmed Sameh | MEP (Electro Mechanical) | 2024-08-29 | Earthing and lightning protection system | Approved | 11.11.12 - Building Package -LV-TERMINAL- C.Earthing And Lightning Systems - C.3. | Hot dipped galvanized steel 10 mm + bonding point-lift | ECH | 550 | 550 | 9.27 | 5098.5 | SC_Supply/Apply | شركة أى تى إس للحلول المتكاملة ITS | 11.11.12 - Building Package -LV-TERMINAL- C.Earthing And Lightning Systems - C.3. | Hot dipped galvanized steel 10 mm + bonding point-lift | ECH | 550 | 6.07 | 3338.5 | USD | SC_Supply/Apply
Damietta Container Terminal-Infra & Bldgs _0216 |  | RFQ-00016 | Ahmed Sameh | MEP (Electro Mechanical) | 2024-08-29 | Earthing and lightning protection system | Approved | 11.11.12 - Building Package -LV-TERMINAL- C.Earthing And Lightning Systems - C.2. | Corrosion-resistant stainless steel 10 mm | ECH | 480 | 480 | 17.44 | 8371.2 | SC_Supply/Apply | شركة أى تى إس للحلول المتكاملة ITS | 11.11.12 - Building Package -LV-TERMINAL- C.Earthing And Lightning Systems - C.2. | Corrosion-resistant stainless steel 10 mm | ECH | 480 | 6.26 | 3004.8 | USD | SC_Supply/Apply
Damietta Container Terminal-Infra & Bldgs _0216 |  | RFQ-00016 | Ahmed Sameh | MEP (Electro Mechanical) | 2024-08-29 | Earthing and lightning protection system | Approved | 11.11.12 - Building Package -LV-TERMINAL- C.Earthing And Lightning Systems - C.5. | Lightning rod | ECH | 11 | 11 | 436 | 4796 | SC_Supply/Apply | شركة أى تى إس للحلول المتكاملة ITS | 11.11.12 - Building Package -LV-TERMINAL- C.Earthing And Lightning Systems - C.5. | Lightning rod | ECH | 11 | 14 | 154 | USD | SC_Supply/Apply
Damietta Container Terminal-Infra & Bldgs _0216 |  | RFQ-00016 | Ahmed Sameh | MEP (Electro Mechanical) | 2024-08-29 | Earthing and lightning protection system | Approved | 11.11.12 - Building Package -LV-TERMINAL- C.Earthing And Lightning Systems - C.9. | Cable bonding | ECH | 1 | 1 | 872 | 872 | SC_Supply/Apply | شركة أى تى إس للحلول المتكاملة ITS | 11.11.12 - Building Package -LV-TERMINAL- C.Earthing And Lightning Systems - C.9. | Cable bonding | ECH | 1 | 1 | 1 | USD | SC_Supply/Apply
Damietta Container Terminal-Infra & Bldgs _0216 |  | RFQ-00016 | Ahmed Sameh | MEP (Electro Mechanical) | 2024-08-29 | Earthing and lightning protection system | Approved | 11.11.12 - Building Package -LV-TERMINAL- C.Earthing And Lightning Systems - C.7. | Equipotential bonding bar | ECH | 10 | 10 | 103.55 | 1035.5 | SC_Supply/Apply | شركة أى تى إس للحلول المتكاملة ITS | 11.11.12 - Building Package -LV-TERMINAL- C.Earthing And Lightning Systems - C.7. | Equipotential bonding bar | ECH | 10 | 13.33 | 133.3 | USD | SC_Supply/Apply
Damietta Container Terminal-Infra & Bldgs _0216 |  | RFQ-00016 | Ahmed Sameh | MEP (Electro Mechanical) | 2024-08-29 | Earthing and lightning protection system | Approved | 11.11.12 - Building Package -LV-TERMINAL- C.Earthing And Lightning Systems - C.6. | Test point | ECH | 17 | 17 | 109 | 1853 | SC_Supply/Apply | شركة أى تى إس للحلول المتكاملة ITS | 11.11.12 - Building Package -LV-TERMINAL- C.Earthing And Lightning Systems - C.6. | Test point | ECH | 17 | 16.12 | 274.04 | USD | SC_Supply/Apply
Damietta Container Terminal-Infra & Bldgs _0216 |  | RFQ-00016 | Ahmed Sameh | MEP (Electro Mechanical) | 2024-08-29 | Earthing and lightning protection system | Approved | 11.11.12 - Building Package -LV-TERMINAL- C.Earthing And Lightning Systems - C.8. | Earth Rod | ECH | 1 | 1 | 1035.5 | 1035.5 | SC_Supply/Apply | شركة أى تى إس للحلول المتكاملة ITS | 11.11.12 - Building Package -LV-TERMINAL- C.Earthing And Lightning Systems - C.8. | Earth Rod | ECH | 1 | 1295 | 1295 | USD | SC_Supply/Apply
Damietta Container Terminal-Infra & Bldgs _0216 |  | RFQ-00016 | Ahmed Sameh | MEP (Electro Mechanical) | 2024-08-29 | Earthing and lightning protection system | Approved | 11.11.12 - Building Package -LV-TERMINAL- C.Earthing And Lightning Systems - C.10. | Exothermic Welding joint | ECH | 1 | 1 | 10137 | 10137 | SC_Supply/Apply | شركة أى تى إس للحلول المتكاملة ITS | 11.11.12 - Building Package -LV-TERMINAL- C.Earthing And Lightning Systems - C.10. | Exothermic Welding joint | ECH | 1 | 1300 | 1300 | USD | SC_Supply/Apply
Damietta Container Terminal-Infra & Bldgs _0216 |  | RFQ-00016 | Ahmed Sameh | MEP (Electro Mechanical) | 2024-08-29 | Earthing and lightning protection system | Approved | 11.10.11 - Building Package -LV-Workshop-C.Earthing And Lightning Systems-C.1. | Steel strip 30 x 3.5mm | ECH | 670 | 670 | 20.71 | 13875.7 | SC_Supply/Apply | شركة أى تى إس للحلول المتكاملة ITS | 11.10.11 - Building Package -LV-Workshop-C.Earthing And Lightning Systems-C.1. | Steel strip 30 x 3.5mm | ECH | 670 | 32.01 | 21446.7 | USD | SC_Supply/Apply
Damietta Container Terminal-Infra & Bldgs _0216 |  | RFQ-00016 | Ahmed Sameh | MEP (Electro Mechanical) | 2024-08-29 | Earthing and lightning protection system | Approved | 11.10.11 - Building Package -LV-Workshop-C.Earthing And Lightning Systems-C.2. | Corrosion-resistant stainless steel 10mm | ECH | 950 | 950 | 17.44 | 16568 | SC_Supply/Apply | شركة أى تى إس للحلول المتكاملة ITS | 11.10.11 - Building Package -LV-Workshop-C.Earthing And Lightning Systems-C.2. | Corrosion-resistant stainless steel 10mm | ECH | 950 | 6.26 | 5947 | USD | SC_Supply/Apply
Damietta Container Terminal-Infra & Bldgs _0216 |  | RFQ-00016 | Ahmed Sameh | MEP (Electro Mechanical) | 2024-08-29 | Earthing and lightning protection system | Approved | 11.10.11 - Building Package -LV-Workshop-C.Earthing And Lightning Systems-C.3. | Hot dipped galvanized steel 10mm | ECH | 1600 | 1600 | 9.27 | 14832 | SC_Supply/Apply | شركة أى تى إس للحلول المتكاملة ITS | 11.10.11 - Building Package -LV-Workshop-C.Earthing And Lightning Systems-C.3. | Hot dipped galvanized steel 10mm | ECH | 1600 | 6.07 | 9712 | USD | SC_Supply/Apply
Damietta Container Terminal-Infra & Bldgs _0216 |  | RFQ-00016 | Ahmed Sameh | MEP (Electro Mechanical) | 2024-08-29 | Earthing and lightning protection system | Approved | 11.10.11 - Building Package -LV-Workshop-C.Earthing And Lightning Systems-C.4. | Lightning rod | ECH | 10 | 10 | 436 | 4360 | SC_Supply/Apply | شركة أى تى إس للحلول المتكاملة ITS | 11.10.11 - Building Package -LV-Workshop-C.Earthing And Lightning Systems-C.4. | Lightning rod | ECH | 10 | 14 | 140 | USD | SC_Supply/Apply
Damietta Container Terminal-Infra & Bldgs _0216 |  | RFQ-00016 | Ahmed Sameh | MEP (Electro Mechanical) | 2024-08-29 | Earthing and lightning protection system | Approved | 11.10.11 - Building Package -LV-Workshop-C.Earthing And Lightning Systems-C.5. | Test point | ECH | 22 | 22 | 109 | 2398 | SC_Supply/Apply | شركة أى تى إس للحلول المتكاملة ITS | 11.10.11 - Building Package -LV-Workshop-C.Earthing And Lightning Systems-C.5. | Test point | ECH | 22 | 16.12 | 354.64 | USD | SC_Supply/Apply
Damietta Container Terminal-Infra & Bldgs _0216 |  | RFQ-00016 | Ahmed Sameh | MEP (Electro Mechanical) | 2024-08-29 | Earthing and lightning protection system | Approved | 11.10.11 - Building Package -LV-Workshop-C.Earthing And Lightning Systems-C.6. | Equipotential bonding bar | ECH | 8 | 8 | 103.55 | 828.4 | SC_Supply/Apply | شركة أى تى إس للحلول المتكاملة ITS | 11.10.11 - Building Package -LV-Workshop-C.Earthing And Lightning Systems-C.6. | Equipotential bonding bar | ECH | 8 | 13.33 | 106.64 | USD | SC_Supply/Apply
Damietta Container Terminal-Infra & Bldgs _0216 |  | RFQ-00016 | Ahmed Sameh | MEP (Electro Mechanical) | 2024-08-29 | Earthing and lightning protection system | Approved | 11.10.11 - Building Package -LV-Workshop-C.Earthing And Lightning Systems-C.7. | Earth Rod | ECH | 1 | 1 | 1035.5 | 1035.5 | SC_Supply/Apply | شركة أى تى إس للحلول المتكاملة ITS | 11.10.11 - Building Package -LV-Workshop-C.Earthing And Lightning Systems-C.7. | Earth Rod | ECH | 1 | 1295 | 1295 | USD | SC_Supply/Apply
Qasr Rashwan Lot A _0207 |  | RFQ-00058 | Mostafa Shourbagi | MEP (Electro Mechanical) | 2024-09-08 | Ductile Iron Materials | Approved | 11.11 - 2. Murad Al Gendy.Murad Al Gendy W Al Sanahra-Bill No. 2 - Forcemain-2.3.4-b | Dismantling joint 150mm | ECH | 3 | 3 | 3041.55 | 9124.65 | MAT_Raw | El Tawakol | 11.11 - 2. Murad Al Gendy.Murad Al Gendy W Al Sanahra-Bill No. 2 - Forcemain-2.3.4-b | Dismantling joint 150mm | ECH | 3 | 3476 | 10428 | EGP | MAT_Raw
Qasr Rashwan Lot A _0207 |  | RFQ-00058 | Mostafa Shourbagi | MEP (Electro Mechanical) | 2024-09-08 | Ductile Iron Materials | Approved | 12.11 - 3. Manshya fanous.Mansheya Fanous-Bill No. 2 - Forcemain (Main)-2.1.3.4-b | Dismantling joint 150mm | ECH | 7 | 7 | 3041.55 | 21290.85 | MAT_Raw | El Tawakol | 12.11 - 3. Manshya fanous.Mansheya Fanous-Bill No. 2 - Forcemain (Main)-2.1.3.4-b | Dismantling joint 150mm | ECH | 7 | 3476 | 24332 | EGP | MAT_Raw
Qasr Rashwan Lot A _0207 |  | RFQ-00058 | Mostafa Shourbagi | MEP (Electro Mechanical) | 2024-09-08 | Ductile Iron Materials | Approved | 12.32 - 3. Manshya fanous.Mansheya Fanous-Bill No.3.4 - Mansheya Fanous Pump Station (Secondary)-10.4.3-b. | Dismantling joint, dia. 150 mm. | ECH | 2 | 2 | 3041.55 | 6083.1 | MAT_Raw | El Tawakol | 12.32 - 3. Manshya fanous.Mansheya Fanous-Bill No.3.4 - Mansheya Fanous Pump Station (Secondary)-10.4.3-b. | Dismantling joint, dia. 150 mm. | ECH | 2 | 3476 | 6952 | EGP | MAT_Raw
Qasr Rashwan Lot A _0207 |  | RFQ-00058 | Mostafa Shourbagi | MEP (Electro Mechanical) | 2024-09-08 | Ductile Iron Materials | Approved | 13.11 - 4. Khulusi.Khulusi-Bill No. 2 - Forcemain-2.3.4-b | Dismantling joint 150mm | ECH | 1 | 1 | 3041.55 | 3041.55 | MAT_Raw | El Tawakol | 13.11 - 4. Khulusi.Khulusi-Bill No. 2 - Forcemain-2.3.4-b | Dismantling joint 150mm | ECH | 1 | 3476 | 3476 | EGP | MAT_Raw
Qasr Rashwan Lot A _0207 |  | RFQ-00058 | Mostafa Shourbagi | MEP (Electro Mechanical) | 2024-09-08 | Ductile Iron Materials | Approved | 14.15 - 5. Iz. Albersly.Iz.Albersly & Iz.Alasfar-Bill - Iz.Albersly & Iz.Alasfar Pump Station-3.4.3-b. | Dismantling joint, dia. 150 mm. | ECH | 2 | 1 | 3041.55 | 3041.55 | MAT_Raw | El Tawakol | 14.15 - 5. Iz. Albersly.Iz.Albersly & Iz.Alasfar-Bill - Iz.Albersly & Iz.Alasfar Pump Station-3.4.3-b. | Dismantling joint, dia. 150 mm. | ECH | 1 | 3476 | 3476 | EGP | MAT_Raw
Qasr Rashwan Lot A _0207 |  | RFQ-00058 | Mostafa Shourbagi | MEP (Electro Mechanical) | 2024-09-08 | Ductile Iron Materials | Approved | 12.11 - 3. Manshya fanous.Mansheya Fanous-Bill No. 2 - Forcemain (Main)-2.1.5.4-b | Dismantling joint 150mm | ECH | 4 | 3 | 3041.55 | 9124.65 | MAT_Raw | El Tawakol | 12.11 - 3. Manshya fanous.Mansheya Fanous-Bill No. 2 - Forcemain (Main)-2.1.5.4-b | Dismantling joint 150mm | ECH | 3 | 3476 | 10428 | EGP | MAT_Raw
Qasr Rashwan Lot A _0207 |  | RFQ-00058 | Mostafa Shourbagi | MEP (Electro Mechanical) | 2024-09-08 | Ductile Iron Materials | Approved | 10.11 - 1. Saad Al Rouby.Saad Al Rouby-Bill No. 2 - Forcemain-2.3.4-b | Dismantling joint 150mm | ECH | 7 | 7 | 3041.55 | 21290.85 | MAT_Raw | El Tawakol | 10.11 - 1. Saad Al Rouby.Saad Al Rouby-Bill No. 2 - Forcemain-2.3.4-b | Dismantling joint 150mm | ECH | 7 | 3476 | 24332 | EGP | MAT_Raw
Qasr Rashwan Lot A _0207 |  | RFQ-00058 | Mostafa Shourbagi | MEP (Electro Mechanical) | 2024-09-08 | Ductile Iron Materials | Approved | 12.32 - 3. Manshya fanous.Mansheya Fanous-Bill No.3.4 - Mansheya Fanous Pump Station (Secondary)-10.4.2-d. | Dismantling joint, dia. 150 mm. | ECH | 6 | 6 | 3041.55 | 18249.3 | MAT_Raw | El Tawakol | 12.32 - 3. Manshya fanous.Mansheya Fanous-Bill No.3.4 - Mansheya Fanous Pump Station (Secondary)-10.4.2-d. | Dismantling joint, dia. 150 mm. | ECH | 6 | 3476 | 20856 | EGP | MAT_Raw
Qasr Rashwan Lot A _0207 |  | RFQ-00058 | Mostafa Shourbagi | MEP (Electro Mechanical) | 2024-09-08 | Ductile Iron Materials | Approved | 13.11 - 4. Khulusi.Khulusi-Bill No. 2 - Forcemain-2.5.4-b | Dismantling joint 150mm | ECH | 1 | 1 | 3041.55 | 3041.55 | MAT_Raw | El Tawakol | 13.11 - 4. Khulusi.Khulusi-Bill No. 2 - Forcemain-2.5.4-b | Dismantling joint 150mm | ECH | 1 | 3476 | 3476 | EGP | MAT_Raw
Qasr Rashwan Lot A _0207 |  | RFQ-00058 | Mostafa Shourbagi | MEP (Electro Mechanical) | 2024-09-08 | Ductile Iron Materials | Approved | 12.11 - 3. Manshya fanous.Mansheya Fanous-Bill No. 2 - Forcemain (Main)-2.1.5.3-d | Flange spigot with puddle flanged pieces 150mm | ECH | 2 | 1 | 3483 | 3483 | MAT_Raw | El Tawakol | 12.11 - 3. Manshya fanous.Mansheya Fanous-Bill No. 2 - Forcemain (Main)-2.1.5.3-d | Flange spigot with puddle flanged pieces 150mm | ECH | 1 | 3831.3 | 3831.3 | EGP | MAT_Raw
Qasr Rashwan Lot A _0207 |  | RFQ-00058 | Mostafa Shourbagi | MEP (Electro Mechanical) | 2024-09-08 | Ductile Iron Materials | Approved | 12.11 - 3. Manshya fanous.Mansheya Fanous-Bill No. 2 - Forcemain (Main)-2.1.3.3-b | Flange spigot with puddle flanged pieces 150mm | ECH | 3 | 3 | 3483 | 10449 | MAT_Raw | El Tawakol | 12.11 - 3. Manshya fanous.Mansheya Fanous-Bill No. 2 - Forcemain (Main)-2.1.3.3-b | Flange spigot with puddle flanged pieces 150mm | ECH | 3 | 3831.3 | 11493.9 | EGP | MAT_Raw
Qasr Rashwan Lot A _0207 |  | RFQ-00058 | Mostafa Shourbagi | MEP (Electro Mechanical) | 2024-09-08 | Ductile Iron Materials | Approved | 12.12 - 3. Manshya fanous.Mansheya Fanous-Bill No. 2 - Forcemain (Secondary)-2.2.3.3-b | Flange spigot with puddle flanged pieces 150mm | ECH | 6 | 3 | 3483 | 10449 | MAT_Raw | El Tawakol | 12.12 - 3. Manshya fanous.Mansheya Fanous-Bill No. 2 - Forcemain (Secondary)-2.2.3.3-b | Flange spigot with puddle flanged pieces 150mm | ECH | 3 | 3831.3 | 11493.9 | EGP | MAT_Raw
Qasr Rashwan Lot A _0207 |  | RFQ-00058 | Mostafa Shourbagi | MEP (Electro Mechanical) | 2024-09-08 | Ductile Iron Materials | Approved | 11.11 - 2. Murad Al Gendy.Murad Al Gendy W Al Sanahra-Bill No. 2 - Forcemain-2.5.2-a | Tee 300/150 | ECH | 1 | 1 | 7342.65 | 7342.65 | MAT_Raw | El Tawakol | 11.11 - 2. Murad Al Gendy.Murad Al Gendy W Al Sanahra-Bill No. 2 - Forcemain-2.5.2-a | Tee 300/150 | ECH | 1 | 8192.8 | 8192.8 | EGP | MAT_Raw
Qasr Rashwan Lot A _0207 |  | RFQ-00058 | Mostafa Shourbagi | MEP (Electro Mechanical) | 2024-09-08 | Ductile Iron Materials | Approved | 12.11 - 3. Manshya fanous.Mansheya Fanous-Bill No. 2 - Forcemain (Main)-2.1.3.3-d | Flange spigot with puddle flanged pieces 250mm | ECH | 10 | 10 | 6480 | 64800 | MAT_Raw | El Tawakol | 12.11 - 3. Manshya fanous.Mansheya Fanous-Bill No. 2 - Forcemain (Main)-2.1.3.3-d | Flange spigot with puddle flanged pieces 250mm | ECH | 10 | 7128 | 71280 | EGP | MAT_Raw
Qasr Rashwan Lot A _0207 |  | RFQ-00058 | Mostafa Shourbagi | MEP (Electro Mechanical) | 2024-09-08 | Ductile Iron Materials | Approved | 11.11 - 2. Murad Al Gendy.Murad Al Gendy W Al Sanahra-Bill No. 2 - Forcemain-2.3.2-a | Tee 300/150 | ECH | 3 | 3 | 7342.65 | 22027.95 | MAT_Raw | El Tawakol | 11.11 - 2. Murad Al Gendy.Murad Al Gendy W Al Sanahra-Bill No. 2 - Forcemain-2.3.2-a | Tee 300/150 | ECH | 3 | 8192.8 | 24578.4 | EGP | MAT_Raw
Qasr Rashwan Lot A _0207 |  | RFQ-00058 | Mostafa Shourbagi | MEP (Electro Mechanical) | 2024-09-08 | Ductile Iron Materials | Approved | 12.11 - 3. Manshya fanous.Mansheya Fanous-Bill No. 2 - Forcemain (Main)-2.1.5.3-b | Flange spigot with puddle flanged pieces 250mm | ECH | 4 | 2 | 6480 | 12960 | MAT_Raw | El Tawakol | 12.11 - 3. Manshya fanous.Mansheya Fanous-Bill No. 2 - Forcemain (Main)-2.1.5.3-b | Flange spigot with puddle flanged pieces 250mm | ECH | 2 | 7128 | 14256 | EGP | MAT_Raw
Qasr Rashwan Lot A _0207 |  | RFQ-00058 | Mostafa Shourbagi | MEP (Electro Mechanical) | 2024-09-08 | Ductile Iron Materials | Approved | 13.15 - 4. Khulusi.Khulusi-Bill - Khulusi Pump Station-3.4.4-b. | Dismantling joint, dia. 200 mm. | ECH | 2 | 2 | 3873.15 | 7746.3 | MAT_Raw | El Tawakol | 13.15 - 4. Khulusi.Khulusi-Bill - Khulusi Pump Station-3.4.4-b. | Dismantling joint, dia. 200 mm. | ECH | 2 | 4428.6 | 8857.2 | EGP | MAT_Raw
Qasr Rashwan Lot A _0207 |  | RFQ-00058 | Mostafa Shourbagi | MEP (Electro Mechanical) | 2024-09-08 | Ductile Iron Materials | Approved | 13.11 - 4. Khulusi.Khulusi-Bill No. 2 - Forcemain-2.3.4-a | Dismantling joint 200mm | ECH | 1 | 1 | 3873.15 | 3873.15 | MAT_Raw | El Tawakol | 13.11 - 4. Khulusi.Khulusi-Bill No. 2 - Forcemain-2.3.4-a | Dismantling joint 200mm | ECH | 1 | 4428.6 | 4428.6 | EGP | MAT_Raw
Qasr Rashwan Lot A _0207 |  | RFQ-00058 | Mostafa Shourbagi | MEP (Electro Mechanical) | 2024-09-08 | Ductile Iron Materials | Approved | 11.10 - 2. Murad Al Gendy.Murad Al Gendy W Al Sanahra-BILL NO. 1: SEWAGE NETWORK-1.6.3-b | Dismantling joints | ECH | 1 | 1 | 14683.95 | 14683.95 | MAT_Raw | El Tawakol | 11.10 - 2. Murad Al Gendy.Murad Al Gendy W Al Sanahra-BILL NO. 1: SEWAGE NETWORK-1.6.3-b | Dismantling joints | ECH | 1 | 17032.4 | 17032.4 | EGP | MAT_Raw
Qasr Rashwan Lot A _0207 |  | RFQ-00058 | Mostafa Shourbagi | MEP (Electro Mechanical) | 2024-09-08 | Ductile Iron Materials | Approved | 12.10 - 3. Manshya fanous.Mansheya Fanous-BILL NO. 1: SEWAGE NETWORK-1.6.3-b | Dismantling joints | ECH | 1 | 1 | 14683.95 | 14683.95 | MAT_Raw | El Tawakol | 12.10 - 3. Manshya fanous.Mansheya Fanous-BILL NO. 1: SEWAGE NETWORK-1.6.3-b | Dismantling joints | ECH | 1 | 17032.4 | 17032.4 | EGP | MAT_Raw
Qasr Rashwan - Lot B _0208 |  | RFQ-00058 | Mostafa Shourbagi | MEP (Electro Mechanical) | 2024-09-08 | Ductile Iron Materials | Approved | 15.11 - Al Burm-Bill No. 2: New item | new item | ECH | 4 | 4 | 0 | 0 | MAT_Raw | El Tawakol | 15.11 - Al Burm-Bill No. 2: New item | new item | ECH | 4 | 2675.2 | 10700.8 | EGP | MAT_Raw
Qasr Rashwan - Lot B _0208 |  | RFQ-00058 | Mostafa Shourbagi | MEP (Electro Mechanical) | 2024-09-08 | Ductile Iron Materials | Approved | 13.11 - Salih Shamatah-Bill No.2: New item | new item | ECH | 8 | 8 | 0 | 0 | MAT_Raw | El Tawakol | 13.11 - Salih Shamatah-Bill No.2: New item | new item | ECH | 8 | 1713.8 | 13710.4 | EGP | MAT_Raw
Qasr Rashwan - Lot B _0208 |  | RFQ-00058 | Mostafa Shourbagi | MEP (Electro Mechanical) | 2024-09-08 | Ductile Iron Materials | Approved | 13.11 - Salih Shamatah-Bill No.2: New item | new item | ECH | 9 | 9 | 0 | 0 | MAT_Raw | El Tawakol | 13.11 - Salih Shamatah-Bill No.2: New item | new item | ECH | 9 | 1881 | 16929 | EGP | MAT_Raw
Qasr Rashwan - Lot B _0208 |  | RFQ-00058 | Mostafa Shourbagi | MEP (Electro Mechanical) | 2024-09-08 | Ductile Iron Materials | Approved | 12.11 - Suleiman Tadrus-Bill No.2: New item | new item | ECH | 4 | 4 | 0 | 0 | MAT_Raw | El Tawakol | 12.11 - Suleiman Tadrus-Bill No.2: New item | new item | ECH | 4 | 1713.8 | 6855.2 | EGP | MAT_Raw
Qasr Rashwan - Lot B _0208 |  | RFQ-00058 | Mostafa Shourbagi | MEP (Electro Mechanical) | 2024-09-08 | Ductile Iron Materials | Approved | 12.11 - Suleiman Tadrus-Bill No.2: New item | new item | ECH | 11 | 11 | 0 | 0 | MAT_Raw | El Tawakol | 12.11 - Suleiman Tadrus-Bill No.2: New item | new item | ECH | 11 | 3093.2 | 34025.2 | EGP | MAT_Raw
Qasr Rashwan - Lot B _0208 |  | RFQ-00058 | Mostafa Shourbagi | MEP (Electro Mechanical) | 2024-09-08 | Ductile Iron Materials | Approved | 12.11 - Suleiman Tadrus-Bill No.2: New item | new item | ECH | 4 | 4 | 0 | 0 | MAT_Raw | El Tawakol | 12.11 - Suleiman Tadrus-Bill No.2: New item | new item | ECH | 4 | 1881 | 7524 | EGP | MAT_Raw
Qasr Rashwan - Lot B _0208 |  | RFQ-00058 | Mostafa Shourbagi | MEP (Electro Mechanical) | 2024-09-08 | Ductile Iron Materials | Approved | 12.11 - Suleiman Tadrus-Bill No.2: New item | new item | ECH | 11 | 11 | 0 | 0 | MAT_Raw | El Tawakol | 12.11 - Suleiman Tadrus-Bill No.2: New item | new item | ECH | 11 | 3594.8 | 39542.8 | EGP | MAT_Raw
Qasr Rashwan - Lot B _0208 |  | RFQ-00058 | Mostafa Shourbagi | MEP (Electro Mechanical) | 2024-09-08 | Ductile Iron Materials | Approved | 11.11 - Abd Al Rahman Ibrahim-Bill No.2: New item | new item | ECH | 2 | 2 | 0 | 0 | MAT_Raw | El Tawakol | 11.11 - Abd Al Rahman Ibrahim-Bill No.2: New item | new item | ECH | 2 | 1713.8 | 3427.6 | EGP | MAT_Raw
Qasr Rashwan - Lot B _0208 |  | RFQ-00058 | Mostafa Shourbagi | MEP (Electro Mechanical) | 2024-09-08 | Ductile Iron Materials | Approved | 11.11 - Abd Al Rahman Ibrahim-Bill No.2: New item | new item | ECH | 2 | 2 | 0 | 0 | MAT_Raw | El Tawakol | 11.11 - Abd Al Rahman Ibrahim-Bill No.2: New item | new item | ECH | 2 | 3093.2 | 6186.4 | EGP | MAT_Raw
Qasr Rashwan - Lot B _0208 |  | RFQ-00058 | Mostafa Shourbagi | MEP (Electro Mechanical) | 2024-09-08 | Ductile Iron Materials | Approved | 11.11 - Abd Al Rahman Ibrahim-Bill No.2: New item | new item | ECH | 14 | 14 | 0 | 0 | MAT_Raw | El Tawakol | 11.11 - Abd Al Rahman Ibrahim-Bill No.2: New item | new item | ECH | 14 | 3762 | 52668 | EGP | MAT_Raw
Qasr Rashwan - Lot B _0208 |  | RFQ-00058 | Mostafa Shourbagi | MEP (Electro Mechanical) | 2024-09-08 | Ductile Iron Materials | Approved | 11.11 - Abd Al Rahman Ibrahim-Bill No.2: New item | new item | ECH | 2 | 2 | 0 | 0 | MAT_Raw | El Tawakol | 11.11 - Abd Al Rahman Ibrahim-Bill No.2: New item | new item | ECH | 2 | 1881 | 3762 | EGP | MAT_Raw
Qasr Rashwan - Lot B _0208 |  | RFQ-00058 | Mostafa Shourbagi | MEP (Electro Mechanical) | 2024-09-08 | Ductile Iron Materials | Approved | 11.11 - Abd Al Rahman Ibrahim-Bill No.2: New item | new item | ECH | 3 | 3 | 0 | 0 | MAT_Raw | El Tawakol | 11.11 - Abd Al Rahman Ibrahim-Bill No.2: New item | new item | ECH | 3 | 3594.8 | 10784.4 | EGP | MAT_Raw
Qasr Rashwan - Lot B _0208 |  | RFQ-00058 | Mostafa Shourbagi | MEP (Electro Mechanical) | 2024-09-08 | Ductile Iron Materials | Approved | 11.11 - Abd Al Rahman Ibrahim-Bill No.2: New item | new item | ECH | 15 | 15 | 0 | 0 | MAT_Raw | El Tawakol | 11.11 - Abd Al Rahman Ibrahim-Bill No.2: New item | new item | ECH | 15 | 4347.2 | 65208 | EGP | MAT_Raw
Qasr Rashwan - Lot B _0208 |  | RFQ-00058 | Mostafa Shourbagi | MEP (Electro Mechanical) | 2024-09-08 | Ductile Iron Materials | Approved | 11.11 - Abd Al Rahman Ibrahim-Bill No.2: New item | new item | ECH | 1 | 1 | 0 | 0 | MAT_Raw | El Tawakol | 11.11 - Abd Al Rahman Ibrahim-Bill No.2: New item | new item | ECH | 1 | 9948.4 | 9948.4 | EGP | MAT_Raw
Qasr Rashwan - Lot B _0208 |  | RFQ-00058 | Mostafa Shourbagi | MEP (Electro Mechanical) | 2024-09-08 | Ductile Iron Materials | Approved | 10.11 - Abd Al Azeem Al Sofy -Bill No.2: New item | new item | ECH | 1 | 1 | 0 | 0 | MAT_Raw | El Tawakol | 10.11 - Abd Al Azeem Al Sofy -Bill No.2: New item | new item | ECH | 1 | 12372.8 | 12372.8 | EGP | MAT_Raw
Qasr Rashwan - Lot B _0208 |  | RFQ-00058 | Mostafa Shourbagi | MEP (Electro Mechanical) | 2024-09-08 | Ductile Iron Materials | Approved | 14.11 - Abou Hussein-BILL NO.2 : New item | new item | ECH | 1 | 1 | 0 | 0 | MAT_Raw | El Tawakol | 14.11 - Abou Hussein-BILL NO.2 : New item | new item | ECH | 1 | 2299 | 2299 | EGP | MAT_Raw
Qasr Rashwan - Lot B _0208 |  | RFQ-00058 | Mostafa Shourbagi | MEP (Electro Mechanical) | 2024-09-08 | Ductile Iron Materials | Approved | 14.11 - Abou Hussein-BILL NO.2 : New item | new item | ECH | 1 | 1 | 0 | 0 | MAT_Raw | El Tawakol | 14.11 - Abou Hussein-BILL NO.2 : New item | new item | ECH | 1 | 3845.6 | 3845.6 | EGP | MAT_Raw
Qasr Rashwan - Lot B _0208 |  | RFQ-00058 | Mostafa Shourbagi | MEP (Electro Mechanical) | 2024-09-08 | Ductile Iron Materials | Approved | 15.11 - Al Burm-Bill No. 2: New item | new item | ECH | 1 | 1 | 0 | 0 | MAT_Raw | El Tawakol | 15.11 - Al Burm-Bill No. 2: New item | new item | ECH | 1 | 6353.6 | 6353.6 | EGP | MAT_Raw
Qasr Rashwan - Lot B _0208 |  | RFQ-00058 | Mostafa Shourbagi | MEP (Electro Mechanical) | 2024-09-08 | Ductile Iron Materials | Approved | 13.11 - Salih Shamatah-Bill No.2: New item | new item | ECH | 1 | 1 | 0 | 0 | MAT_Raw | El Tawakol | 13.11 - Salih Shamatah-Bill No.2: New item | new item | ECH | 1 | 3845.6 | 3845.6 | EGP | MAT_Raw
Qasr Rashwan - Lot B _0208 |  | RFQ-00058 | Mostafa Shourbagi | MEP (Electro Mechanical) | 2024-09-08 | Ductile Iron Materials | Approved | 12.11 - Suleiman Tadrus-Bill No.2: New item | new item | ECH | 1 | 1 | 0 | 0 | MAT_Raw | El Tawakol | 12.11 - Suleiman Tadrus-Bill No.2: New item | new item | ECH | 1 | 8192.8 | 8192.8 | EGP | MAT_Raw
Qasr Rashwan - Lot B _0208 |  | RFQ-00058 | Mostafa Shourbagi | MEP (Electro Mechanical) | 2024-09-08 | Ductile Iron Materials | Approved | 10.11 - Abd Al Azeem Al Sofy -Bill No.2: Force Main Pipeline-2.5.3-c | Flange socket with puddle flanged pieces 250mm | ECH | 2 | 2 | 8100 | 16200 | MAT_Raw | El Tawakol | 10.11 - Abd Al Azeem Al Sofy -Bill No.2: Force Main Pipeline-2.5.3-c | Flange socket with puddle flanged pieces 250mm | ECH | 2 | 8910 | 17820 | EGP | MAT_Raw
Qasr Rashwan - Lot B _0208 |  | RFQ-00058 | Mostafa Shourbagi | MEP (Electro Mechanical) | 2024-09-08 | Ductile Iron Materials | Approved | 15.11 - Al Burm-Bill No. 2: Force Main Pipeline-2.3.3-a | Flange socket with puddle flanged pieces 250mm | ECH | 4 | 4 | 8100 | 32400 | MAT_Raw | El Tawakol | 15.11 - Al Burm-Bill No. 2: Force Main Pipeline-2.3.3-a | Flange socket with puddle flanged pieces 250mm | ECH | 4 | 8910 | 35640 | EGP | MAT_Raw
Qasr Rashwan - Lot B _0208 |  | RFQ-00058 | Mostafa Shourbagi | MEP (Electro Mechanical) | 2024-09-08 | Ductile Iron Materials | Approved | 10.11 - Abd Al Azeem Al Sofy -Bill No.2: Force Main Pipeline-2.3.3-c | Flange socket with puddle flanged pieces 250mm | ECH | 2 | 2 | 8100 | 16200 | MAT_Raw | El Tawakol | 10.11 - Abd Al Azeem Al Sofy -Bill No.2: Force Main Pipeline-2.3.3-c | Flange socket with puddle flanged pieces 250mm | ECH | 2 | 8910 | 17820 | EGP | MAT_Raw
Qasr Rashwan - Lot B _0208 |  | RFQ-00058 | Mostafa Shourbagi | MEP (Electro Mechanical) | 2024-09-08 | Ductile Iron Materials | Approved | 10.11 - Abd Al Azeem Al Sofy -Bill No.2: Force Main Pipeline--2.3.6 | Supplying, installing, connecting and testing of ductile iron pipes with diameter 150 mm for wash-out chamber and inlet pipe (in the case of chamber Type-A) , the item includes all pipes, fittings, gaskets, flexible joint, bolts, nut, washers, non-shrink mortar and all required works for completion and performance of the work item in accordance with the Contract Drawings, Specifications, the Ministerial Decree No. (277 / 2000) and its annexes No. 14 /2002) and the Engineer's instructions. | ECH | 15 | 5 | 596.4 | 2982 | MAT_Raw | El Tawakol | 10.11 - Abd Al Azeem Al Sofy -Bill No.2: Force Main Pipeline--2.3.6 | Supplying, installing, connecting and testing of ductile iron pipes with diameter 150 mm for wash-out chamber and inlet pipe (in the case of chamber Type-A) , the item includes all pipes, fittings, gaskets, flexible joint, bolts, nut, washers, non-shrink mortar and all required works for completion and performance of the work item in accordance with the Contract Drawings, Specifications, the Ministerial Decree No. (277 / 2000) and its annexes No. 14 /2002) and the Engineer's instructions. | ECH | 5 | 3553 | 17765 | EGP | MAT_Raw
Qasr Rashwan - Lot B _0208 |  | RFQ-00058 | Mostafa Shourbagi | MEP (Electro Mechanical) | 2024-09-08 | Ductile Iron Materials | Approved | 15.11 - Al Burm-Bill No. 2: Force Main Pipeline--2.3.6 | Supplying, installing, connecting and testing of ductile iron pipes with diameter 150 mm for wash-out chamber and inlet pipe (in the case of chamber Type-A) , the item includes all pipes, fittings, gaskets, flexible joint, bolts, nut, washers, non-shrink mortar and all required works for completion and performance of the work item in accordance with the Contract Drawings, Specifications, the Ministerial Decree No. (277 / 2000) and its annexes No. 14 /2002) and the Engineer's instructions. | ECH | 1 | 1 | 0 | 0 | MAT_Raw | El Tawakol | 15.11 - Al Burm-Bill No. 2: Force Main Pipeline--2.3.6 | Supplying, installing, connecting and testing of ductile iron pipes with diameter 150 mm for wash-out chamber and inlet pipe (in the case of chamber Type-A) , the item includes all pipes, fittings, gaskets, flexible joint, bolts, nut, washers, non-shrink mortar and all required works for completion and performance of the work item in accordance with the Contract Drawings, Specifications, the Ministerial Decree No. (277 / 2000) and its annexes No. 14 /2002) and the Engineer's instructions. | ECH | 1 | 3553 | 3553 | EGP | MAT_Raw
Damietta Container Terminal-Infra & Bldgs _0216 |  | RFQ-00016 | Ahmed Sameh | MEP (Electro Mechanical) | 2024-08-29 | Earthing and lightning protection system | Approved | 11.10.11 - Building Package -LV-Workshop-C.Earthing And Lightning Systems-C.8. | Cable bonding | ECH | 1 | 1 | 872 | 872 | SC_Supply/Apply | شركة أى تى إس للحلول المتكاملة ITS | 11.10.11 - Building Package -LV-Workshop-C.Earthing And Lightning Systems-C.8. | Cable bonding | ECH | 1 | 1 | 1 | USD | SC_Supply/Apply
Damietta Container Terminal-Infra & Bldgs _0216 |  | RFQ-00016 | Ahmed Sameh | MEP (Electro Mechanical) | 2024-08-29 | Earthing and lightning protection system | Approved | 11.10.11 - Building Package -LV-Workshop-C.Earthing And Lightning Systems-C.9. | Exothermic Welding joint | ECH | 1 | 1 | 11990 | 11990 | SC_Supply/Apply | شركة أى تى إس للحلول المتكاملة ITS | 11.10.11 - Building Package -LV-Workshop-C.Earthing And Lightning Systems-C.9. | Exothermic Welding joint | ECH | 1 | 1300 | 1300 | USD | SC_Supply/Apply
Damietta Container Terminal-Infra & Bldgs _0216 |  | RFQ-00016 | Ahmed Sameh | MEP (Electro Mechanical) | 2024-08-29 | Earthing and lightning protection system | Approved | 11.19.11 - Building Package-Fuel Station BOQ MEP--2.12.11.1 | Complete earthing and lightening system including earth pits, test links, earth bars, earth rods, terminal connections and all related accessories for main earthing system and clean earth as specified. Earth resistance shall not exceed 2 ohm for normal earthing &0.5 ohm for clean earthing for all building and main & sub main electrical rooms, light current rooms, substation and MV switchgear rooms, Ring Main Units rooms ...etc., Equipment's like Generators, transformers, panels, ATS, ....ETC. According to standard specifications and approval from supervisor engineer before execution. Contractor shall submit calculations and shop drawings. | ECH | 1 | 1 | 16077.5 | 16077.5 | SC_Supply/Apply | شركة أى تى إس للحلول المتكاملة ITS | 11.19.11 - Building Package-Fuel Station BOQ MEP--2.12.11.1 | Complete earthing and lightening system including earth pits, test links, earth bars, earth rods, terminal connections and all related accessories for main earthing system and clean earth as specified. Earth resistance shall not exceed 2 ohm for normal earthing &0.5 ohm for clean earthing for all building and main & sub main electrical rooms, light current rooms, substation and MV switchgear rooms, Ring Main Units rooms ...etc., Equipment's like Generators, transformers, panels, ATS, ....ETC. According to standard specifications and approval from supervisor engineer before execution. Contractor shall submit calculations and shop drawings. | ECH | 1 | 17722 | 17722 | USD | SC_Supply/Apply
Qasr Rashwan Lot A _0207 |  | RFQ-00058 | Mostafa Shourbagi | MEP (Electro Mechanical) | 2024-09-08 | Ductile Iron Materials | Approved | 12.11 - 3. Manshya fanous.Mansheya Fanous-Bill No. 2 - Forcemain (Main)-2.1.3.5-c | 90º (150mm) | ECH | 4 | 4 | 1498.5 | 5994 | MAT_Raw | El Tawakol | 12.11 - 3. Manshya fanous.Mansheya Fanous-Bill No. 2 - Forcemain (Main)-2.1.3.5-c | 90º (150mm) | ECH | 4 | 1672 | 6688 | EGP | MAT_Raw
Qasr Rashwan Lot A _0207 |  | RFQ-00058 | Mostafa Shourbagi | MEP (Electro Mechanical) | 2024-09-08 | Ductile Iron Materials | Approved | 10.11 - 1. Saad Al Rouby.Saad Al Rouby-Bill No. 2 - Forcemain-2.3.5-a | 90º (150mm) | ECH | 6 | 6 | 1498.5 | 8991 | MAT_Raw | El Tawakol | 10.11 - 1. Saad Al Rouby.Saad Al Rouby-Bill No. 2 - Forcemain-2.3.5-a | 90º (150mm) | ECH | 6 | 1672 | 10032 | EGP | MAT_Raw
Qasr Rashwan Lot A _0207 |  | RFQ-00058 | Mostafa Shourbagi | MEP (Electro Mechanical) | 2024-09-08 | Ductile Iron Materials | Approved | 11.11 - 2. Murad Al Gendy.Murad Al Gendy W Al Sanahra-Bill No. 2 - Forcemain-2.5.5-b | 90º (150mm) | ECH | 1 | 1 | 1498.5 | 1498.5 | MAT_Raw | El Tawakol | 11.11 - 2. Murad Al Gendy.Murad Al Gendy W Al Sanahra-Bill No. 2 - Forcemain-2.5.5-b | 90º (150mm) | ECH | 1 | 1672 | 1672 | EGP | MAT_Raw
Qasr Rashwan Lot A _0207 |  | RFQ-00058 | Mostafa Shourbagi | MEP (Electro Mechanical) | 2024-09-08 | Ductile Iron Materials | Approved | 12.11 - 3. Manshya fanous.Mansheya Fanous-Bill No. 2 - Forcemain (Main)-2.1.5.5-b | 90º (150mm) | ECH | 7 | 7 | 1498.5 | 10489.5 | MAT_Raw | El Tawakol | 12.11 - 3. Manshya fanous.Mansheya Fanous-Bill No. 2 - Forcemain (Main)-2.1.5.5-b | 90º (150mm) | ECH | 7 | 1672 | 11704 | EGP | MAT_Raw
Qasr Rashwan Lot A _0207 |  | RFQ-00058 | Mostafa Shourbagi | MEP (Electro Mechanical) | 2024-09-08 | Ductile Iron Materials | Approved | 12.12 - 3. Manshya fanous.Mansheya Fanous-Bill No. 2 - Forcemain (Secondary)-2.2.3.5-b | 90º (150mm) | ECH | 2 | 2 | 1498.5 | 2997 | MAT_Raw | El Tawakol | 12.12 - 3. Manshya fanous.Mansheya Fanous-Bill No. 2 - Forcemain (Secondary)-2.2.3.5-b | 90º (150mm) | ECH | 2 | 1672 | 3344 | EGP | MAT_Raw
Qasr Rashwan Lot A _0207 |  | RFQ-00058 | Mostafa Shourbagi | MEP (Electro Mechanical) | 2024-09-08 | Ductile Iron Materials | Approved | 10.11 - 1. Saad Al Rouby.Saad Al Rouby-Bill No. 2 - Forcemain-2.3.2-a | Tee 350/150 | ECH | 7 | 7 | 8916.75 | 62417.25 | MAT_Raw | El Tawakol | 10.11 - 1. Saad Al Rouby.Saad Al Rouby-Bill No. 2 - Forcemain-2.3.2-a | Tee 350/150 | ECH | 7 | 9948.4 | 69638.8 | EGP | MAT_Raw
Qasr Rashwan Lot A _0207 |  | RFQ-00058 | Mostafa Shourbagi | MEP (Electro Mechanical) | 2024-09-08 | Ductile Iron Materials | Approved | 13.11 - 4. Khulusi.Khulusi-Bill No. 2 - Forcemain-2.5.5-b | 90º (150mm) | ECH | 1 | 1 | 1498.5 | 1498.5 | MAT_Raw | El Tawakol | 13.11 - 4. Khulusi.Khulusi-Bill No. 2 - Forcemain-2.5.5-b | 90º (150mm) | ECH | 1 | 1672 | 1672 | EGP | MAT_Raw
Qasr Rashwan Lot A _0207 |  | RFQ-00058 | Mostafa Shourbagi | MEP (Electro Mechanical) | 2024-09-08 | Ductile Iron Materials | Approved | 10.11 - 1. Saad Al Rouby.Saad Al Rouby-Bill No. 2 - Forcemain-2.5.5-b | 90º (150mm) | ECH | 1 | 1 | 1498.5 | 1498.5 | MAT_Raw | El Tawakol | 10.11 - 1. Saad Al Rouby.Saad Al Rouby-Bill No. 2 - Forcemain-2.5.5-b | 90º (150mm) | ECH | 1 | 1672 | 1672 | EGP | MAT_Raw
Qasr Rashwan Lot A _0207 |  | RFQ-00058 | Mostafa Shourbagi | MEP (Electro Mechanical) | 2024-09-08 | Ductile Iron Materials | Approved | 10.11 - 1. Saad Al Rouby.Saad Al Rouby-Bill No. 2 - Forcemain-2.5.2-a | Tee 350/150 | ECH | 1 | 1 | 8916.75 | 8916.75 | MAT_Raw | El Tawakol | 10.11 - 1. Saad Al Rouby.Saad Al Rouby-Bill No. 2 - Forcemain-2.5.2-a | Tee 350/150 | ECH | 1 | 9948.4 | 9948.4 | EGP | MAT_Raw
Qasr Rashwan Lot A _0207 |  | RFQ-00058 | Mostafa Shourbagi | MEP (Electro Mechanical) | 2024-09-08 | Ductile Iron Materials | Approved | 11.11 - 2. Murad Al Gendy.Murad Al Gendy W Al Sanahra-Bill No. 2 - Forcemain-2.3.5-b | 90º (150mm) | ECH | 2 | 2 | 1498.5 | 2997 | MAT_Raw | El Tawakol | 11.11 - 2. Murad Al Gendy.Murad Al Gendy W Al Sanahra-Bill No. 2 - Forcemain-2.3.5-b | 90º (150mm) | ECH | 2 | 1672 | 3344 | EGP | MAT_Raw
Qasr Rashwan Lot A _0207 |  | RFQ-00058 | Mostafa Shourbagi | MEP (Electro Mechanical) | 2024-09-08 | Ductile Iron Materials | Approved | 10.11 - 1. Saad Al Rouby.Saad Al Rouby-Bill No. 2 - Forcemain-2.3.4-a | Dismantling joint 350mm | ECH | 7 | 7 | 8640 | 60480 | MAT_Raw | El Tawakol | 10.11 - 1. Saad Al Rouby.Saad Al Rouby-Bill No. 2 - Forcemain-2.3.4-a | Dismantling joint 350mm | ECH | 7 | 9697.6 | 67883.2 | EGP | MAT_Raw
Qasr Rashwan Lot A _0207 |  | RFQ-00058 | Mostafa Shourbagi | MEP (Electro Mechanical) | 2024-09-08 | Ductile Iron Materials | Approved | 10.16 - 1. Saad Al Rouby.Saad Al Rouby-Bill No.3.4 - Saad Al Rouby Pump Station (Mechanical works)-3.4.4-b. | Dismantling joint, dia. 350 mm. | ECH | 2 | 2 | 8640 | 17280 | MAT_Raw | El Tawakol | 10.16 - 1. Saad Al Rouby.Saad Al Rouby-Bill No.3.4 - Saad Al Rouby Pump Station (Mechanical works)-3.4.4-b. | Dismantling joint, dia. 350 mm. | ECH | 2 | 9697.6 | 19395.2 | EGP | MAT_Raw
Qasr Rashwan Lot A _0207 |  | RFQ-00058 | Mostafa Shourbagi | MEP (Electro Mechanical) | 2024-09-08 | Ductile Iron Materials | Approved | 12.11 - 3. Manshya fanous.Mansheya Fanous-Bill No. 2 - Forcemain (Main)-2.1.5.3-a | Flange socket with puddle flanged pieces 250mm | ECH | 4 | 2 | 8100 | 16200 | MAT_Raw | El Tawakol | 12.11 - 3. Manshya fanous.Mansheya Fanous-Bill No. 2 - Forcemain (Main)-2.1.5.3-a | Flange socket with puddle flanged pieces 250mm | ECH | 2 | 8910 | 17820 | EGP | MAT_Raw
Qasr Rashwan Lot A _0207 |  | RFQ-00058 | Mostafa Shourbagi | MEP (Electro Mechanical) | 2024-09-08 | Ductile Iron Materials | Approved | 12.11 - 3. Manshya fanous.Mansheya Fanous-Bill No. 2 - Forcemain (Main)-2.1.3.3-c | Flange Socket with puddle flanged pieces 250mm | ECH | 11 | 11 | 8100 | 89100 | MAT_Raw | El Tawakol | 12.11 - 3. Manshya fanous.Mansheya Fanous-Bill No. 2 - Forcemain (Main)-2.1.3.3-c | Flange Socket with puddle flanged pieces 250mm | ECH | 11 | 8910 | 98010 | EGP | MAT_Raw
Qasr Rashwan Lot A _0207 |  | RFQ-00058 | Mostafa Shourbagi | MEP (Electro Mechanical) | 2024-09-08 | Ductile Iron Materials | Approved | 11.11 - 2. Murad Al Gendy.Murad Al Gendy W Al Sanahra-Bill No. 2 - Forcemain-2.3.3-a | Flange socket with puddle flanged pieces 300mm | ECH | 8 | 8 | 9801 | 78408 | MAT_Raw | El Tawakol | 11.11 - 2. Murad Al Gendy.Murad Al Gendy W Al Sanahra-Bill No. 2 - Forcemain-2.3.3-a | Flange socket with puddle flanged pieces 300mm | ECH | 8 | 10781.1 | 86248.8 | EGP | MAT_Raw
Qasr Rashwan Lot A _0207 |  | RFQ-00058 | Mostafa Shourbagi | MEP (Electro Mechanical) | 2024-09-08 | Ductile Iron Materials | Approved | 10.11 - 1. Saad Al Rouby.Saad Al Rouby-Bill No. 2 - Forcemain-2.3.3-b | Flange spigot with puddle flanged pieces 350mm | ECH | 16 | 16 | 10692 | 171072 | MAT_Raw | El Tawakol | 10.11 - 1. Saad Al Rouby.Saad Al Rouby-Bill No. 2 - Forcemain-2.3.3-b | Flange spigot with puddle flanged pieces 350mm | ECH | 16 | 11761.2 | 188179.2 | EGP | MAT_Raw
Qasr Rashwan Lot A _0207 |  | RFQ-00058 | Mostafa Shourbagi | MEP (Electro Mechanical) | 2024-09-08 | Ductile Iron Materials | Approved | 13.11 - 4. Khulusi.Khulusi-Bill No. 2 - Forcemain-2.3.2-b | Tee 200/100 | ECH | 2 | 2 | 3222.45 | 6444.9 | MAT_Raw | El Tawakol | 13.11 - 4. Khulusi.Khulusi-Bill No. 2 - Forcemain-2.3.2-b | Tee 200/100 | ECH | 2 | 3594.8 | 7189.6 | EGP | MAT_Raw
Qasr Rashwan Lot A _0207 |  | RFQ-00058 | Mostafa Shourbagi | MEP (Electro Mechanical) | 2024-09-08 | Ductile Iron Materials | Approved | 13.10 - 4. Khulusi.Khulusi-BILL NO. 1: SEWAGE NETWORK-1.5.3-b | Dismantling joints | ECH | 1 | 1 | 6200.55 | 6200.55 | MAT_Raw | El Tawakol | 13.10 - 4. Khulusi.Khulusi-BILL NO. 1: SEWAGE NETWORK-1.5.3-b | Dismantling joints | ECH | 1 | 6745.2 | 6745.2 | EGP | MAT_Raw
Qasr Rashwan Lot A _0207 |  | RFQ-00058 | Mostafa Shourbagi | MEP (Electro Mechanical) | 2024-09-08 | Ductile Iron Materials | Approved | 13.11 - 4. Khulusi.Khulusi-Bill No. 2 - Forcemain-2.3.3-b | Flange Socket with puddle flanged pieces 200mm | ECH | 4 | 4 | 5670 | 22680 | MAT_Raw | El Tawakol | 13.11 - 4. Khulusi.Khulusi-Bill No. 2 - Forcemain-2.3.3-b | Flange Socket with puddle flanged pieces 200mm | ECH | 4 | 6237 | 24948 | EGP | MAT_Raw
Qasr Rashwan Lot A _0207 |  | RFQ-00058 | Mostafa Shourbagi | MEP (Electro Mechanical) | 2024-09-08 | Ductile Iron Materials | Approved | 11.11 - 2. Murad Al Gendy.Murad Al Gendy W Al Sanahra-Bill No. 2 - Forcemain-2.5.5-a | 90º (300mm) | ECH | 4 | 4 | 5244.75 | 20979 | MAT_Raw | El Tawakol | 11.11 - 2. Murad Al Gendy.Murad Al Gendy W Al Sanahra-Bill No. 2 - Forcemain-2.5.5-a | 90º (300mm) | ECH | 4 | 5852 | 23408 | EGP | MAT_Raw
Qasr Rashwan Lot A _0207 |  | RFQ-00058 | Mostafa Shourbagi | MEP (Electro Mechanical) | 2024-09-08 | Ductile Iron Materials | Approved | 13.11 - 4. Khulusi.Khulusi-Bill No. 2 - Forcemain-2.3.3-c | Flange spigot with puddle flanged pieces 200 mm | ECH | 3 | 3 | 4860 | 14580 | MAT_Raw | El Tawakol | 13.11 - 4. Khulusi.Khulusi-Bill No. 2 - Forcemain-2.3.3-c | Flange spigot with puddle flanged pieces 200 mm | ECH | 3 | 5346 | 16038 | EGP | MAT_Raw
Qasr Rashwan Lot A _0207 |  | RFQ-00058 | Mostafa Shourbagi | MEP (Electro Mechanical) | 2024-09-08 | Ductile Iron Materials | Approved | 13.11 - 4. Khulusi.Khulusi-Bill No. 2 - Forcemain-2.5.5-a | 90º (200mm) | ECH | 4 | 4 | 2323.35 | 9293.4 | MAT_Raw | El Tawakol | 13.11 - 4. Khulusi.Khulusi-Bill No. 2 - Forcemain-2.5.5-a | 90º (200mm) | ECH | 4 | 2591.6 | 10366.4 | EGP | MAT_Raw
Qasr Rashwan Lot A _0207 |  | RFQ-00058 | Mostafa Shourbagi | MEP (Electro Mechanical) | 2024-09-08 | Ductile Iron Materials | Approved | 11.11 - 2. Murad Al Gendy.Murad Al Gendy W Al Sanahra-Bill No. 2 - Forcemain-2.3.4-a | Dismantling joint 300mm | ECH | 3 | 3 | 6200.55 | 18601.65 | MAT_Raw | El Tawakol | 11.11 - 2. Murad Al Gendy.Murad Al Gendy W Al Sanahra-Bill No. 2 - Forcemain-2.3.4-a | Dismantling joint 300mm | ECH | 3 | 6745.2 | 20235.6 | EGP | MAT_Raw
Qasr Rashwan Lot A _0207 |  | RFQ-00058 | Mostafa Shourbagi | MEP (Electro Mechanical) | 2024-09-08 | Ductile Iron Materials | Approved | 11.15 - 2. Murad Al Gendy.Murad Al Gendy W Al Sanahra-Bill No.3.4 - Murad Al Gendy W Al Sanahra Pump Station (Mechanical works)-3.4.4-b. | Dismantling joint, dia. 300 mm. | ECH | 2 | 2 | 6200.55 | 12401.1 | MAT_Raw | El Tawakol | 11.15 - 2. Murad Al Gendy.Murad Al Gendy W Al Sanahra-Bill No.3.4 - Murad Al Gendy W Al Sanahra Pump Station (Mechanical works)-3.4.4-b. | Dismantling joint, dia. 300 mm. | ECH | 2 | 6745.5 | 13491 | EGP | MAT_Raw
Qasr Rashwan Lot A _0207 |  | RFQ-00058 | Mostafa Shourbagi | MEP (Electro Mechanical) | 2024-09-08 | Ductile Iron Materials | Approved | 10.11 - 1. Saad Al Rouby.Saad Al Rouby-Bill No. 2 - Forcemain-2.3.2-b | Tee 350/100 | ECH | 8 | 8 | 8691.3 | 69530.4 | MAT_Raw | El Tawakol | 10.11 - 1. Saad Al Rouby.Saad Al Rouby-Bill No. 2 - Forcemain-2.3.2-b | Tee 350/100 | ECH | 8 | 9697.6 | 77580.8 | EGP | MAT_Raw
Qasr Rashwan Lot A _0207 |  | RFQ-00058 | Mostafa Shourbagi | MEP (Electro Mechanical) | 2024-09-08 | Ductile Iron Materials | Approved | 12.16 - 3. Manshya fanous.Mansheya Fanous-Bill. - Mansheya Fanous Pump Station (Main)-3.4.4-c. | Tee, 250/200 mm. | ECH | 3 | 1 | 5694.3 | 5694.3 | MAT_Raw | El Tawakol | 12.16 - 3. Manshya fanous.Mansheya Fanous-Bill. - Mansheya Fanous Pump Station (Main)-3.4.4-c. | Tee, 250/200 mm. | ECH | 1 | 6353.6 | 6353.6 | EGP | MAT_Raw
Qasr Rashwan Lot A _0207 |  | RFQ-00058 | Mostafa Shourbagi | MEP (Electro Mechanical) | 2024-09-08 | Ductile Iron Materials | Approved | 12.11 - 3. Manshya fanous.Mansheya Fanous-Bill No. 2 - Forcemain (Main)-2.1.5.2-a | Tee 250/150 | ECH | 2 | 2 | 5694.3 | 11388.6 | MAT_Raw | El Tawakol | 12.11 - 3. Manshya fanous.Mansheya Fanous-Bill No. 2 - Forcemain (Main)-2.1.5.2-a | Tee 250/150 | ECH | 2 | 6019.2 | 12038.4 | EGP | MAT_Raw
Qasr Rashwan Lot A _0207 |  | RFQ-00058 | Mostafa Shourbagi | MEP (Electro Mechanical) | 2024-09-08 | Ductile Iron Materials | Approved | 12.11 - 3. Manshya fanous.Mansheya Fanous-Bill No. 2 - Forcemain (Main)-2.1.3.2-a | Tee 250/150 | ECH | 4 | 4 | 5694.3 | 22777.2 | MAT_Raw | El Tawakol | 12.11 - 3. Manshya fanous.Mansheya Fanous-Bill No. 2 - Forcemain (Main)-2.1.3.2-a | Tee 250/150 | ECH | 4 | 6019.2 | 24076.8 | EGP | MAT_Raw
Qasr Rashwan Lot A _0207 |  | RFQ-00058 | Mostafa Shourbagi | MEP (Electro Mechanical) | 2024-09-08 | Ductile Iron Materials | Approved | 12.11 - 3. Manshya fanous.Mansheya Fanous-Bill No. 2 - Forcemain (Main)-2.1.5.4-a | Dismantling joint 250mm | ECH | 2 | 2 | 5283.9 | 10567.8 | MAT_Raw | El Tawakol | 12.11 - 3. Manshya fanous.Mansheya Fanous-Bill No. 2 - Forcemain (Main)-2.1.5.4-a | Dismantling joint 250mm | ECH | 2 | 6065.4 | 12130.8 | EGP | MAT_Raw
Qasr Rashwan Lot A _0207 |  | RFQ-00058 | Mostafa Shourbagi | MEP (Electro Mechanical) | 2024-09-08 | Ductile Iron Materials | Approved | 12.11 - 3. Manshya fanous.Mansheya Fanous-Bill No. 2 - Forcemain (Main)-2.1.3.4-a | Dismantling joint 250mm | ECH | 5 | 5 | 5283.9 | 26419.5 | MAT_Raw | El Tawakol | 12.11 - 3. Manshya fanous.Mansheya Fanous-Bill No. 2 - Forcemain (Main)-2.1.3.4-a | Dismantling joint 250mm | ECH | 5 | 6065.4 | 30327 | EGP | MAT_Raw
Qasr Rashwan Lot A _0207 |  | RFQ-00058 | Mostafa Shourbagi | MEP (Electro Mechanical) | 2024-09-08 | Ductile Iron Materials | Approved | 12.16 - 3. Manshya fanous.Mansheya Fanous-Bill. - Mansheya Fanous Pump Station (Main)-3.4.4-b. | Dismantling joint, dia. 250 mm. | ECH | 2 | 1 | 5283.9 | 5283.9 | MAT_Raw | El Tawakol | 12.16 - 3. Manshya fanous.Mansheya Fanous-Bill. - Mansheya Fanous Pump Station (Main)-3.4.4-b. | Dismantling joint, dia. 250 mm. | ECH | 1 | 6065.4 | 6065.4 | EGP | MAT_Raw
Qasr Rashwan Lot A _0207 |  | RFQ-00058 | Mostafa Shourbagi | MEP (Electro Mechanical) | 2024-09-08 | Ductile Iron Materials | Approved | 14.10 - 5. Iz. Albersly.Iz.Albersly & Iz.Alasfar-BILL NO. 1: SEWAGE NETWORK-1.5.3-b | Dismantling joints | ECH | 1 | 1 | 5283.9 | 5283.9 | MAT_Raw | El Tawakol | 14.10 - 5. Iz. Albersly.Iz.Albersly & Iz.Alasfar-BILL NO. 1: SEWAGE NETWORK-1.5.3-b | Dismantling joints | ECH | 1 | 6065.4 | 6065.4 | EGP | MAT_Raw
Qasr Rashwan - Lot B _0208 |  | RFQ-00058 | Mostafa Shourbagi | MEP (Electro Mechanical) | 2024-09-08 | Ductile Iron Materials | Approved | 13.11 - Salih Shamatah-Bill No.2: Force Main Pipeline--2.3.6 | Supplying, installing, connecting and testing of ductile iron pipes with diameter 150 mm for wash-out chamber and inlet pipe (in the case of chamber Type-A) , the item includes all pipes, fittings, gaskets, flexible joint, bolts, nut, washers, non-shrink mortar and all required works for completion and performance of the work item in accordance with the Contract Drawings, Specifications, the Ministerial Decree No. (277 / 2000) and its annexes No. 14 /2002) and the Engineer's instructions. | ECH | 3 | 3 | 0 | 0 | MAT_Raw | El Tawakol | 13.11 - Salih Shamatah-Bill No.2: Force Main Pipeline--2.3.6 | Supplying, installing, connecting and testing of ductile iron pipes with diameter 150 mm for wash-out chamber and inlet pipe (in the case of chamber Type-A) , the item includes all pipes, fittings, gaskets, flexible joint, bolts, nut, washers, non-shrink mortar and all required works for completion and performance of the work item in accordance with the Contract Drawings, Specifications, the Ministerial Decree No. (277 / 2000) and its annexes No. 14 /2002) and the Engineer's instructions. | ECH | 3 | 3553 | 10659 | EGP | MAT_Raw
Qasr Rashwan - Lot B _0208 |  | RFQ-00058 | Mostafa Shourbagi | MEP (Electro Mechanical) | 2024-09-08 | Ductile Iron Materials | Approved | 12.11 - Suleiman Tadrus-Bill No.2: Force Main Pipeline--2.3.6 | Supplying, installing, connecting and testing of ductile iron pipes with diameter 150 mm for wash-out chamber and inlet pipe (in the case of chamber Type-A) , the item includes all pipes, fittings, gaskets, flexible joint, bolts, nut, washers, non-shrink mortar and all required works for completion and performance of the work item in accordance with the Contract Drawings, Specifications, the Ministerial Decree No. (277 / 2000) and its annexes No. 14 /2002) and the Engineer's instructions. | ECH | 5 | 5 | 0 | 0 | MAT_Raw | El Tawakol | 12.11 - Suleiman Tadrus-Bill No.2: Force Main Pipeline--2.3.6 | Supplying, installing, connecting and testing of ductile iron pipes with diameter 150 mm for wash-out chamber and inlet pipe (in the case of chamber Type-A) , the item includes all pipes, fittings, gaskets, flexible joint, bolts, nut, washers, non-shrink mortar and all required works for completion and performance of the work item in accordance with the Contract Drawings, Specifications, the Ministerial Decree No. (277 / 2000) and its annexes No. 14 /2002) and the Engineer's instructions. | ECH | 5 | 3553 | 17765 | EGP | MAT_Raw
Qasr Rashwan - Lot B _0208 |  | RFQ-00058 | Mostafa Shourbagi | MEP (Electro Mechanical) | 2024-09-08 | Ductile Iron Materials | Approved | 11.11 - Abd Al Rahman Ibrahim-Bill No.2: Force Main Pipeline--2.3.6 | Supplying, installing, connecting and testing of ductile iron pipes with diameter 150 mm for wash-out chamber and inlet pipe (in the case of chamber Type-A) , the item includes all pipes, fittings, gaskets, flexible joint, bolts, nut, washers, non-shrink mortar and all required works for completion and performance of the work item in accordance with the Contract Drawings, Specifications, the Ministerial Decree No. (277 / 2000) and its annexes No. 14 /2002) and the Engineer's instructions. | ECH | 7 | 7 | 0 | 0 | MAT_Raw | El Tawakol | 11.11 - Abd Al Rahman Ibrahim-Bill No.2: Force Main Pipeline--2.3.6 | Supplying, installing, connecting and testing of ductile iron pipes with diameter 150 mm for wash-out chamber and inlet pipe (in the case of chamber Type-A) , the item includes all pipes, fittings, gaskets, flexible joint, bolts, nut, washers, non-shrink mortar and all required works for completion and performance of the work item in accordance with the Contract Drawings, Specifications, the Ministerial Decree No. (277 / 2000) and its annexes No. 14 /2002) and the Engineer's instructions. | ECH | 7 | 3553 | 24871 | EGP | MAT_Raw
Qasr Rashwan - Lot B _0208 |  | RFQ-00058 | Mostafa Shourbagi | MEP (Electro Mechanical) | 2024-09-08 | Ductile Iron Materials | Approved | 14.11 - Abou Hussein-BILL NO.2 : Force Main Pipeline--2.3.6 | Supplying, installing, connecting and testing of ductile iron pipes with diameter 150 mm for wash-out chamber and inlet pipe (in the case of chamber Type-A) , the item includes all pipes, fittings, gaskets, flexible joint, bolts, nut, washers, non-shrink mortar and all required works for completion and performance of the work item in accordance with the Contract Drawings, Specifications, the Ministerial Decree No. (277 / 2000) and its annexes No. 14 /2002) and the Engineer's instructions. | ECH | 2 | 2 | 0 | 0 | MAT_Raw | El Tawakol | 14.11 - Abou Hussein-BILL NO.2 : Force Main Pipeline--2.3.6 | Supplying, installing, connecting and testing of ductile iron pipes with diameter 150 mm for wash-out chamber and inlet pipe (in the case of chamber Type-A) , the item includes all pipes, fittings, gaskets, flexible joint, bolts, nut, washers, non-shrink mortar and all required works for completion and performance of the work item in accordance with the Contract Drawings, Specifications, the Ministerial Decree No. (277 / 2000) and its annexes No. 14 /2002) and the Engineer's instructions. | ECH | 2 | 3553 | 7106 | EGP | MAT_Raw
MOC HQ at Diriyah _K0005 |  | RFQ-00029 | Mohamed Abd El-Rahman | Operation | 2024-09-05 | mobilization work & landing area | Approved | 20 | اعمال توصيل كابلات الكهرباء للكرفانات مصنعيات فقط وربطها علي الشبكه الرئيسيه والسعر شامل تركيب اللوحات الخاصه والبند يشمل الحفر والردم وعمل التركيبات والاختبارات اللازمه وكل مايتطلبه البند لانهاء الاعمال طبقا للمواصفات والاشتراطات الهندسيه كميه تقديريه 120 متر طولي | LS | 1 | 1 | 3000 | 3000 | Oth | مؤسسة التعمير هوم للتشغيل والصيانة | 20 | اعمال توصيل كابلات الكهرباء للكرفانات مصنعيات فقط وربطها علي الشبكه الرئيسيه والسعر شامل تركيب اللوحات الخاصه والبند يشمل الحفر والردم وعمل التركيبات والاختبارات اللازمه وكل مايتطلبه البند لانهاء الاعمال طبقا للمواصفات والاشتراطات الهندسيه كميه تقديريه 120 متر طولي | LS | 1 | 3000 | 3000 | SAR | Oth
MOC HQ at Diriyah _K0005 |  | RFQ-00029 | Mohamed Abd El-Rahman | Operation | 2024-09-05 | mobilization work & landing area | Approved | 20 | بالمتر الطولي توريد وتركيب بردورات والبند يشمل جميع مايتطلبه البند | MTR | 200 | 200 | 65 | 13000 | Oth | مؤسسة التعمير هوم للتشغيل والصيانة | 20 | بالمتر الطولي توريد وتركيب بردورات والبند يشمل جميع مايتطلبه البند | MTR | 200 | 65 | 13000 | SAR | Oth
MOC HQ at Diriyah _K0005 |  | RFQ-00029 | Mohamed Abd El-Rahman | Operation | 2024-09-05 | mobilization work & landing area | Approved | 20 | اعمال توصيلات شبكه تغذيه المياه للكرافانات مصنعيات فقط شامل الحفر وتركيبات المواسير وربطها علي شبكه تغذيه المياه الرئيسيه والبند يشمل الحفر والردم وعمل التركيبات والاختبارات اللازمه وكل مايتطلبه البند لانهاء الاعمال طبقا للمواصفات والاشتراطات الهندسيه كميه تقديريه 120 متر طولي | LS | 1 | 1 | 2500 | 2500 | Oth | مؤسسة التعمير هوم للتشغيل والصيانة | 20 | اعمال توصيلات شبكه تغذيه المياه للكرافانات مصنعيات فقط شامل الحفر وتركيبات المواسير وربطها علي شبكه تغذيه المياه الرئيسيه والبند يشمل الحفر والردم وعمل التركيبات والاختبارات اللازمه وكل مايتطلبه البند لانهاء الاعمال طبقا للمواصفات والاشتراطات الهندسيه كميه تقديريه 120 متر طولي | LS | 1 | 2500 | 2500 | SAR | Oth
MOC HQ at Diriyah _K0005 |  | RFQ-00029 | Mohamed Abd El-Rahman | Operation | 2024-09-05 | mobilization work & landing area | Approved | 20 | بالمتر المسطح توريد وتركيب بلاطات من الانتر لوك حسب العينه المختاره والمعتمده من مدير المشروع لمنطقه تجهيز المكاتب والبند شامل جميع التوريد التشوين والتركيب وكل مايتطلبه البند لانهاء الاعمال طبقا للمواصفات والاشتراطات الهندسيه | SQM | 160 | 160 | 42 | 6720 | Oth | مؤسسة التعمير هوم للتشغيل والصيانة | 20 | بالمتر المسطح توريد وتركيب بلاطات من الانتر لوك حسب العينه المختاره والمعتمده من مدير المشروع لمنطقه تجهيز المكاتب والبند شامل جميع التوريد التشوين والتركيب وكل مايتطلبه البند لانهاء الاعمال طبقا للمواصفات والاشتراطات الهندسيه | SQM | 160 | 42 | 6720 | SAR | Oth
MOC HQ at Diriyah _K0005 |  | RFQ-00029 | Mohamed Abd El-Rahman | Operation | 2024-09-05 | mobilization work & landing area | Approved | 20 | بالمتر المسطح اعمال توريد وتنفيذ المباني بلوكات اسمنتيه طبقا لمتطلبات تجهيز المكاتب اسفل الكرافانات وممر طبقا للرسومات المرفقه والبند يشمل جميع مايتطلبه البند وكذلك فرشة خرسانية اسفل المباني | SQM | 200 | 200 | 45 | 9000 | Oth | مؤسسة التعمير هوم للتشغيل والصيانة | 20 | بالمتر المسطح اعمال توريد وتنفيذ المباني بلوكات اسمنتيه طبقا لمتطلبات تجهيز المكاتب اسفل الكرافانات وممر طبقا للرسومات المرفقه والبند يشمل جميع مايتطلبه البند وكذلك فرشة خرسانية اسفل المباني | SQM | 200 | 45 | 9000 | SAR | Oth
MOC HQ at Diriyah _K0005 |  | RFQ-00029 | Mohamed Abd El-Rahman | Operation | 2024-09-05 | mobilization work & landing area | Approved | 20 | تجهيز وتسويه ودمك التربه بكامل مسطح منطقه المكاتب شامل الغمر بالمياه | SQM | 400 | 400 | 15 | 6000 | Oth | مؤسسة التعمير هوم للتشغيل والصيانة | 20 | تجهيز وتسويه ودمك التربه بكامل مسطح منطقه المكاتب شامل الغمر بالمياه | SQM | 400 | 15 | 6000 | SAR | Oth
MOC HQ at Diriyah _K0005 |  | RFQ-00029 | Mohamed Abd El-Rahman | Operation | 2024-09-05 | mobilization work & landing area | Approved | 20 | اعمال توصيلات شبكه الصرف للكرافانات وربطها علي الشبكه الرئيسيه مصنعيات فقط والبند يشمل الحفر والردم وعمل التركيبات والاختبارات اللازمه وكل مايتطلبه البند لانهاء الاعمال طبقا للمواصفات والاشتراطات الهندسيه كميه تقديريه 120 متر طولي | LS | 1 | 1 | 5700 | 5700 | Oth | مؤسسة التعمير هوم للتشغيل والصيانة | 20 | اعمال توصيلات شبكه الصرف للكرافانات وربطها علي الشبكه الرئيسيه مصنعيات فقط والبند يشمل الحفر والردم وعمل التركيبات والاختبارات اللازمه وكل مايتطلبه البند لانهاء الاعمال طبقا للمواصفات والاشتراطات الهندسيه كميه تقديريه 120 متر طولي | LS | 1 | 5700 | 5700 | SAR | Oth
MOC HQ at Diriyah _K0005 |  | RFQ-00029 | Mohamed Abd El-Rahman | Operation | 2024-09-05 | mobilization work & landing area | Approved | 20 | حفر وتجهيز الحفرة لعدد 1 خزان شاملا الدفان وجميع التوصيلات اللازمه الخزان (توريد الخزان فقط عن طريق المقاول العام) | LS | 1 | 1 | 9000 | 9000 | Oth | مؤسسة التعمير هوم للتشغيل والصيانة | 20 | حفر وتجهيز الحفرة لعدد 1 خزان شاملا الدفان وجميع التوصيلات اللازمه الخزان (توريد الخزان فقط عن طريق المقاول العام) | LS | 1 | 9000 | 9000 | SAR | Oth
MOC HQ at Diriyah _K0005 |  | RFQ-00029 | Mohamed Abd El-Rahman | Operation | 2024-09-05 | mobilization work & landing area | Approved | 20 | تركيب سور من الشبك الحديد بارتفاع 2 متر وعليه شبك من القماش المقاوم للعوامل الجويه شاملا كل مايلزم من توريد وتركيب اعمده حديد وقواعد خرسانيه للتثبيت شاملا توريد وتركيب بوابتين عرض 4 متر لكل بوايه على ان تكون البوابة عبارة عن قوائم من الحديد على مسافة 25 سم وشيت حديد سمك 6مم او حسب اعتماد مدير المشروع | MTR | 144 | 144 | 140 | 20160 | Oth | مؤسسة التعمير هوم للتشغيل والصيانة | 20 | تركيب سور من الشبك الحديد بارتفاع 2 متر وعليه شبك من القماش المقاوم للعوامل الجويه شاملا كل مايلزم من توريد وتركيب اعمده حديد وقواعد خرسانيه للتثبيت شاملا توريد وتركيب بوابتين عرض 4 متر لكل بوايه على ان تكون البوابة عبارة عن قوائم من الحديد على مسافة 25 سم وشيت حديد سمك 6مم او حسب اعتماد مدير المشروع | MTR | 144 | 140 | 20160 | SAR | Oth
Rabigh CCPP-Civil _K0006 |  | RFQ-00038 | Mahmoud El Nady | MEP (Electro Mechanical) | 2024-09-12 | MEP Installation Work | Approved | 33 79 83 GRN-0012 | Installting; testing; soft drawn; tinned; copper bare conductor; 1x240mm2; site grounding network main grid. | ECH | 20250 | 20250 | 38 | 769500 | SC_Apply | شركة اضواء الخليل للمقاولات | 33 79 83 GRN-0012 | Installting; testing; soft drawn; tinned; copper bare conductor; 1x240mm2; site grounding network main grid. | ECH | 20250 | 30 | 607500 | SAR | SC_Apply
Rabigh CCPP-Civil _K0006 |  | RFQ-00038 | Mahmoud El Nady | MEP (Electro Mechanical) | 2024-09-12 | MEP Installation Work | Approved | 33 79 83 GRN-0013 | Installting; testing; soft drawn; tinned; copper bare conductor; 1x240mm2; site grounding network foundation grounding. | ECH | 5967 | 5967 | 38 | 226746 | SC_Apply | شركة اضواء الخليل للمقاولات | 33 79 83 GRN-0013 | Installting; testing; soft drawn; tinned; copper bare conductor; 1x240mm2; site grounding network foundation grounding. | ECH | 5967 | 35 | 208845 | SAR | SC_Apply
Rabigh CCPP-Civil _K0006 |  | RFQ-00038 | Mahmoud El Nady | MEP (Electro Mechanical) | 2024-09-12 | MEP Installation Work | Approved | 26 05 33.13 CND-0009 | Supplying; installing; connecting; testing; embedded; nonmetallic conduits; PVC; 150mm; with coupling; to duct banks. | ECH | 11250 | 11250 | 50 | 562500 | SC_Apply | شركة اضواء الخليل للمقاولات | 26 05 33.13 CND-0009 | Supplying; installing; connecting; testing; embedded; nonmetallic conduits; PVC; 150mm; with coupling; to duct banks. | ECH | 11250 | 45 | 506250 | SAR | SC_Apply
Rabigh CCPP-Civil _K0006 |  | RFQ-00038 | Mahmoud El Nady | MEP (Electro Mechanical) | 2024-09-12 | MEP Installation Work | Approved | 26 05 33.13 CND-0015 | Supplying; installing; connecting; testing; embedded; nonmetallic conduits; PVC; 200mm; with coupling; to duct banks. | ECH | 11250 | 11250 | 55 | 618750 | SC_Apply | شركة اضواء الخليل للمقاولات | 26 05 33.13 CND-0015 | Supplying; installing; connecting; testing; embedded; nonmetallic conduits; PVC; 200mm; with coupling; to duct banks. | ECH | 11250 | 50 | 562500 | SAR | SC_Apply
Rabigh CCPP-Civil _K0006 |  | RFQ-00038 | Mahmoud El Nady | MEP (Electro Mechanical) | 2024-09-12 | MEP Installation Work | Approved | 33 79 83 GRN-0015 | Installting; testing; soft drawn; tinned; copper bare conductor; 1x150mm2; site grounding network main grid. | ECH | 4500 | 4500 | 25 | 112500 | SC_Apply | شركة اضواء الخليل للمقاولات | 33 79 83 GRN-0015 | Installting; testing; soft drawn; tinned; copper bare conductor; 1x150mm2; site grounding network main grid. | ECH | 4500 | 25 | 112500 | SAR | SC_Apply
Rabigh CCPP-Civil _K0006 |  | RFQ-00038 | Mahmoud El Nady | MEP (Electro Mechanical) | 2024-09-12 | MEP Installation Work | Approved | 26 05 33.13 CND-0010 | Supplying; installing; connecting; testing; embedded; metallic conduits; rigid mild steel (RGS); 3"; with coupling; to equipment's. | ECH | 1500 | 1500 | 70 | 105000 | SC_Apply | شركة اضواء الخليل للمقاولات | 26 05 33.13 CND-0010 | Supplying; installing; connecting; testing; embedded; metallic conduits; rigid mild steel (RGS); 3"; with coupling; to equipment's. | ECH | 1500 | 100 | 150000 | SAR | SC_Apply
Rabigh CCPP-Civil _K0006 |  | RFQ-00038 | Mahmoud El Nady | MEP (Electro Mechanical) | 2024-09-12 | MEP Installation Work | Approved | 26 05 33.13 CND-0013 | Supplying; installing; connecting; testing; embedded; nonmetallic conduits; PVC; 5"; with coupling; to equipment's. | ECH | 264 | 264 | 15 | 3960 | SC_Apply | شركة اضواء الخليل للمقاولات | 26 05 33.13 CND-0013 | Supplying; installing; connecting; testing; embedded; nonmetallic conduits; PVC; 5"; with coupling; to equipment's. | ECH | 264 | 85 | 22440 | SAR | SC_Apply
Rabigh CCPP-Civil _K0006 |  | RFQ-00038 | Mahmoud El Nady | MEP (Electro Mechanical) | 2024-09-12 | MEP Installation Work | Approved | 33 79 83 GRN-0011 | Installting; testing; mild steel tape; 40x4 mm; site grounding network; site grounding network foundation grounding. | ECH | 9542.5 | 9542.5 | 13 | 124052.5 | SC_Apply | شركة اضواء الخليل للمقاولات | 33 79 83 GRN-0011 | Installting; testing; mild steel tape; 40x4 mm; site grounding network; site grounding network foundation grounding. | ECH | 9542.5 | 13 | 124052.5 | SAR | SC_Apply
Rabigh CCPP-Civil _K0006 |  | RFQ-00038 | Mahmoud El Nady | MEP (Electro Mechanical) | 2024-09-12 | MEP Installation Work | Approved | 26 05 33.13 CND-0007 | Supplying; installing; connecting; testing; embedded; nonmetallic conduits; PVC; 32mm; with coupling; to receptacles. | ECH | 1750 | 1750 | 14 | 24500 | SC_Apply | شركة اضواء الخليل للمقاولات | 26 05 33.13 CND-0007 | Supplying; installing; connecting; testing; embedded; nonmetallic conduits; PVC; 32mm; with coupling; to receptacles. | ECH | 1750 | 17 | 29750 | SAR | SC_Apply
Rabigh CCPP-Civil _K0006 |  | RFQ-00038 | Mahmoud El Nady | MEP (Electro Mechanical) | 2024-09-12 | MEP Installation Work | Approved | 26 05 33.13 CND-0006 | Supplying; installing; connecting; testing; embedded; nonmetallic conduits; PVC; 20mm; with coupling; to receptacles. | ECH | 3250 | 3250 | 12 | 39000 | SC_Apply | شركة اضواء الخليل للمقاولات | 26 05 33.13 CND-0006 | Supplying; installing; connecting; testing; embedded; nonmetallic conduits; PVC; 20mm; with coupling; to receptacles. | ECH | 3250 | 14 | 45500 | SAR | SC_Apply
Rabigh CCPP-Civil _K0006 |  | RFQ-00038 | Mahmoud El Nady | MEP (Electro Mechanical) | 2024-09-12 | MEP Installation Work | Approved | 26 05 33.13 CND-0011 | Supplying; installing; connecting; testing; embedded; nonmetallic conduits; PVC; 3"; with coupling; to equipment's. | ECH | 825 | 825 | 12 | 9900 | SC_Apply | شركة اضواء الخليل للمقاولات | 26 05 33.13 CND-0011 | Supplying; installing; connecting; testing; embedded; nonmetallic conduits; PVC; 3"; with coupling; to equipment's. | ECH | 825 | 65 | 53625 | SAR | SC_Apply
Rabigh CCPP-Civil _K0006 |  | RFQ-00038 | Mahmoud El Nady | MEP (Electro Mechanical) | 2024-09-12 | MEP Installation Work | Approved | 26 05 33.13 CND-0012 | Supplying; installing; connecting; testing; embedded; nonmetallic conduits; PVC; 4"; with coupling; to equipment's. | ECH | 1725 | 1725 | 14 | 24150 | SC_Apply | شركة اضواء الخليل للمقاولات | 26 05 33.13 CND-0012 | Supplying; installing; connecting; testing; embedded; nonmetallic conduits; PVC; 4"; with coupling; to equipment's. | ECH | 1725 | 70 | 120750 | SAR | SC_Apply
Rabigh CCPP-Civil _K0006 |  | RFQ-00038 | Mahmoud El Nady | MEP (Electro Mechanical) | 2024-09-12 | MEP Installation Work | Approved | 33 79 83 GRN-0014 | Installting; testing; soft drawn; tinned; copper bare conductor; 1x150mm2; site grounding network foundation grounding. | ECH | 5000 | 5000 | 25 | 125000 | SC_Apply | شركة اضواء الخليل للمقاولات | 33 79 83 GRN-0014 | Installting; testing; soft drawn; tinned; copper bare conductor; 1x150mm2; site grounding network foundation grounding. | ECH | 5000 | 25 | 125000 | SAR | SC_Apply
Rabigh CCPP-Civil _K0006 |  | RFQ-00038 | Mahmoud El Nady | MEP (Electro Mechanical) | 2024-09-12 | MEP Installation Work | Approved | 26 05 33.13 CND-0005 | Supplying; installing; connecting; testing; embedded; nonmetallic conduits; PVC; 50mm; with coupling; to lighting systems. | ECH | 6500 | 6500 | 15 | 97500 | SC_Apply | شركة اضواء الخليل للمقاولات | 26 05 33.13 CND-0005 | Supplying; installing; connecting; testing; embedded; nonmetallic conduits; PVC; 50mm; with coupling; to lighting systems. | ECH | 6500 | 17 | 110500 | SAR | SC_Apply
Rabigh CCPP-Civil _K0006 |  | RFQ-00038 | Mahmoud El Nady | MEP (Electro Mechanical) | 2024-09-12 | MEP Installation Work | Approved | 26 05 33.13 CND-0004 | Supplying; installing; connecting; testing; embedded; nonmetallic conduits; PVC; 20mm; with coupling; to lighting systems | ECH | 1850 | 1850 | 12 | 22200 | SC_Apply | شركة اضواء الخليل للمقاولات | 26 05 33.13 CND-0004 | Supplying; installing; connecting; testing; embedded; nonmetallic conduits; PVC; 20mm; with coupling; to lighting systems | ECH | 1850 | 14 | 25900 | SAR | SC_Apply
Rabigh CCPP-Civil _K0006 |  | RFQ-00038 | Mahmoud El Nady | MEP (Electro Mechanical) | 2024-09-12 | MEP Installation Work | Approved | 26 05 33.13 CND-0014 | Supplying; installing; connecting; testing; embedded; metallic conduits; rigid mild steel (RGS); 4"; with coupling; to equipment's. | ECH | 1500 | 1500 | 100 | 150000 | SC_Apply | شركة اضواء الخليل للمقاولات | 26 05 33.13 CND-0014 | Supplying; installing; connecting; testing; embedded; metallic conduits; rigid mild steel (RGS); 4"; with coupling; to equipment's. | ECH | 1500 | 120 | 180000 | SAR | SC_Apply
Rabigh CCPP-Civil _K0006 |  | RFQ-00038 | Mahmoud El Nady | MEP (Electro Mechanical) | 2024-09-12 | MEP Installation Work | Approved | 33 05 61 SNT-0019 | Supplying; installing; testing; rectangular; cast-in-place concrete; building catch basin; internal dims. L=0.3mxW=0.3mxH=0.6m; installed under ground; depth range 1m<D≤2m; for storm network. | ECH | 122 | 122 | 528.1 | 64428.2 | SC_Apply | شركة اضواء الخليل للمقاولات | 33 05 61 SNT-0019 | Supplying; installing; testing; rectangular; cast-in-place concrete; building catch basin; internal dims. L=0.3mxW=0.3mxH=0.6m; installed under ground; depth range 1m<D≤2m; for storm network. | ECH | 122 | 1540.08 | 187889.76 | SAR | SC_Apply
Rabigh CCPP-Civil _K0006 |  | RFQ-00038 | Mahmoud El Nady | MEP (Electro Mechanical) | 2024-09-12 | MEP Installation Work | Approved | 33 42 11 SNT-0027 | Supplying; installing; testing; pressurized; PN16 bar; High density polyethylene (HDPE) pipes; outer Dia. 300mm; installed under ground; depth range 1m<D≤2m; buried; for storm network | MTR | 153 | 153 | 427 | 65331 | SC_Apply | شركة اضواء الخليل للمقاولات | 33 42 11 SNT-0027 | Supplying; installing; testing; pressurized; PN16 bar; High density polyethylene (HDPE) pipes; outer Dia. 300mm; installed under ground; depth range 1m<D≤2m; buried; for storm network | MTR | 153 | 482.67 | 73848.51 | SAR | SC_Apply
Rabigh CCPP-Civil _K0006 |  | RFQ-00038 | Mahmoud El Nady | MEP (Electro Mechanical) | 2024-09-12 | MEP Installation Work | Approved | 33 05 61 FDN-000 | Supplying; installing; testing; rectangular; cast-in-place concrete; drain chamber; internal dims. L=0.6mxW=0.6mxH=0.6m; installed under ground; depth range 1m<D≤2m; for drain network. | ECH | 18 | 18 | 1126.99 | 20285.82 | SC_Apply | شركة اضواء الخليل للمقاولات | 33 05 61 FDN-000 | Supplying; installing; testing; rectangular; cast-in-place concrete; drain chamber; internal dims. L=0.6mxW=0.6mxH=0.6m; installed under ground; depth range 1m<D≤2m; for drain network. | ECH | 18 | 1283.4 | 23101.2 | SAR | SC_Apply
Rabigh CCPP-Civil _K0006 |  | RFQ-00038 | Mahmoud El Nady | MEP (Electro Mechanical) | 2024-09-12 | MEP Installation Work | Approved | 33 42 11 SNT-0035 | Supplying; installing; testing; gravity; PN6 bar; fiberglass-reinforced plastic (GRP) pipes; outer Dia. 700mm; installed under ground; depth range 2m<D≤3m; on sand bedding; for storm network. | MTR | 218 | 218 | 1239 | 270102 | SC_Apply | شركة اضواء الخليل للمقاولات | 33 42 11 SNT-0035 | Supplying; installing; testing; gravity; PN6 bar; fiberglass-reinforced plastic (GRP) pipes; outer Dia. 700mm; installed under ground; depth range 2m<D≤3m; on sand bedding; for storm network. | MTR | 218 | 1026.72 | 223824.96 | SAR | SC_Apply
Rabigh CCPP-Civil _K0006 |  | RFQ-00038 | Mahmoud El Nady | MEP (Electro Mechanical) | 2024-09-12 | MEP Installation Work | Approved | 33 42 11 SNT-0016 | Supplying; installing; testing; gravity; PN6 bar; thermoplastic (UPVC) pipes; outer Dia. 315mm; installed under ground; depth range 1m<D≤2m; buried; for storm network. | MTR | 327 | 327 | 320 | 104640 | SC_Apply | شركة اضواء الخليل للمقاولات | 33 42 11 SNT-0016 | Supplying; installing; testing; gravity; PN6 bar; thermoplastic (UPVC) pipes; outer Dia. 315mm; installed under ground; depth range 1m<D≤2m; buried; for storm network. | MTR | 327 | 402.23 | 131529.21 | SAR | SC_Apply
MOC HQ at Diriyah _K0005 |  | RFQ-00029 | Mohamed Abd El-Rahman | Operation | 2024-09-05 | mobilization work & landing area | Approved | 20 | توريد وتركيب منطقة تخزين داخل المستودع مغطاة بسقف من الواح الشينكو وجدران من الواح الشينكو بارتفاع 2.5متر شاملا كل مايلزم لاتمام العمل | SQM | 216 | 216 | 225 | 48600 | Oth | مؤسسة التعمير هوم للتشغيل والصيانة | 20 | توريد وتركيب منطقة تخزين داخل المستودع مغطاة بسقف من الواح الشينكو وجدران من الواح الشينكو بارتفاع 2.5متر شاملا كل مايلزم لاتمام العمل | SQM | 216 | 225 | 48600 | SAR | Oth
ORA ZED-Ph 2-Pkgs A&D |  | RFQ-00061 | Sarah Al Shaarawy | MEP (Electro Mechanical) | 2024-09-04 | Supply Active Component Package | Approved | Active system Material, Acc, Civil,Erection, Delivery | Access Switches Stack -Basic layer 3 (Static routing) - [3] X [48] [10/100/1000] POE+ Switches - 2 SFP+ ports - 2 X [SFP+ 10G -SR ] Transceiver [each uplink is from different switch] -Support external power supply [not included] -Switching capacity = 176 Gb/s -Forwarding rate / Throughput = 130.9 Mpps -POE Power supply 740 Watt -Stacking modules and staking cables -Grounding Kit -Console and power cords -All needed accessories necessary for installations | ECH | 7 | 7 | 656540.48 | 4595783.36 | SC_Supply/Apply | Summit Technology Solutions (STS) | Active system Material, Acc, Civil,Erection, Delivery | Access Switches Stack -Basic layer 3 (Static routing) - [3] X [48] [10/100/1000] POE+ Switches - 2 SFP+ ports - 2 X [SFP+ 10G -SR ] Transceiver [each uplink is from different switch] -Support external power supply [not included] -Switching capacity = 176 Gb/s -Forwarding rate / Throughput = 130.9 Mpps -POE Power supply 740 Watt -Stacking modules and staking cables -Grounding Kit -Console and power cords -All needed accessories necessary for installations | ECH | 7 | 20841 | 145887 | EGP | SC_Supply/Apply
ORA ZED-Ph 2-Pkgs A&D |  | RFQ-00061 | Sarah Al Shaarawy | MEP (Electro Mechanical) | 2024-09-04 | Supply Active Component Package | Approved | Active system Material, Acc, Civil,Erection, Delivery | Access Switches Stack -Basic layer 3 (Static routing) - [1] X [48] [10/100/1000] POE+ Switches - [1] X [24] [10/100/1000] POE+ Switches - 2 SFP+ ports - 2 X [SFP+ 10G -SR ] Transceiver [each uplink is from different switch] -Support external power supply [not included] -Switching capacity = 176 Gb/s for 48 port switch / 128 Gb/s for 24 port switch -Forwarding rate / Throughput = 130.9 Mpps for 48 port switch / 95.2 Mpps for 24 port switch -POE Power supply 740 Watt for 48 port switch / 370 Watt for 24 port switch -Stacking modules and staking cables -Grounding Kit -Console and power cords -All needed accessories necessary for installations | ECH | 1 | 1 | 369658.84 | 369658.84 | SC_Supply/Apply | Summit Technology Solutions (STS) | Active system Material, Acc, Civil,Erection, Delivery | Access Switches Stack -Basic layer 3 (Static routing) - [1] X [48] [10/100/1000] POE+ Switches - [1] X [24] [10/100/1000] POE+ Switches - 2 SFP+ ports - 2 X [SFP+ 10G -SR ] Transceiver [each uplink is from different switch] -Support external power supply [not included] -Switching capacity = 176 Gb/s for 48 port switch / 128 Gb/s for 24 port switch -Forwarding rate / Throughput = 130.9 Mpps for 48 port switch / 95.2 Mpps for 24 port switch -POE Power supply 740 Watt for 48 port switch / 370 Watt for 24 port switch -Stacking modules and staking cables -Grounding Kit -Console and power cords -All needed accessories necessary for installations | ECH | 1 | 18396 | 18396 | EGP | SC_Supply/Apply
ORA ZED-Ph 2-Pkgs A&D |  | RFQ-00061 | Sarah Al Shaarawy | MEP (Electro Mechanical) | 2024-09-04 | Supply Active Component Package | Approved | Active system Material, Acc, Civil,Erection, Delivery | Access Switch -Basic layer 3 (Static routing) - [1] X [48] [10/100/1000] POE+ Switch - 2 SFP+ ports - 2 X [SFP+ 10G -SR ] Transceiver -Support external power supply [not included] -Switching capacity = 176 Gb/s -Forwarding rate / Throughput = 130.9 Mpps -POE Power supply 740 Watt -Grounding Kit -Console and power cords -All needed accessories necessary for installations | ECH | 2 | 2 | 238931.45 | 477862.9 | SC_Supply/Apply | Summit Technology Solutions (STS) | Active system Material, Acc, Civil,Erection, Delivery | Access Switch -Basic layer 3 (Static routing) - [1] X [48] [10/100/1000] POE+ Switch - 2 SFP+ ports - 2 X [SFP+ 10G -SR ] Transceiver -Support external power supply [not included] -Switching capacity = 176 Gb/s -Forwarding rate / Throughput = 130.9 Mpps -POE Power supply 740 Watt -Grounding Kit -Console and power cords -All needed accessories necessary for installations | ECH | 2 | 7509 | 15018 | EGP | SC_Supply/Apply
ORA ZED-Ph 2-Pkgs A&D |  | RFQ-00061 | Sarah Al Shaarawy | MEP (Electro Mechanical) | 2024-09-04 | Supply Active Component Package | Approved | Active system Material, Acc, Civil,Erection, Delivery | Access Switches Stack -Basic layer 3 (Static routing) - [2] X [48] [10/100/1000] POE+ Switches - 2 SFP+ ports - 2 X [SFP+ 10G -SR ] Transceiver [each uplink is from different switch] -Support external power supply [not included] -Switching capacity = 176 Gb/s -Forwarding rate / Throughput = 130.9 Mpps -POE Power supply 740 Watt -Stacking modules and staking cables -Grounding Kit -Console and power cords -All needed accessories necessary for installations | ECH | 13 | 13 | 447736.67 | 5820576.71 | SC_Supply/Apply | Summit Technology Solutions (STS) | Active system Material, Acc, Civil,Erection, Delivery | Access Switches Stack -Basic layer 3 (Static routing) - [2] X [48] [10/100/1000] POE+ Switches - 2 SFP+ ports - 2 X [SFP+ 10G -SR ] Transceiver [each uplink is from different switch] -Support external power supply [not included] -Switching capacity = 176 Gb/s -Forwarding rate / Throughput = 130.9 Mpps -POE Power supply 740 Watt -Stacking modules and staking cables -Grounding Kit -Console and power cords -All needed accessories necessary for installations | ECH | 13 | 14175 | 184275 | EGP | SC_Supply/Apply
ORA ZED-Ph 2-Pkgs A&D |  | RFQ-00061 | Sarah Al Shaarawy | MEP (Electro Mechanical) | 2024-09-04 | Supply Active Component Package | Approved | Active system Material, Acc, Civil,Erection, Delivery | Access Switches Stack -Basic layer 3 (Static routing) - [2] X [48] [10/100/1000] POE+ Switches - [1] X [24] [10/100/1000] POE+ Switches - 2 SFP+ ports - 2 X [SFP+ 10G -SR ] Transceiver [each uplink is from different switch] -Support external power supply [not included] -Switching capacity = 176 Gb/s for 48 port switch / 128 Gb/s for 24 port switch -Forwarding rate / Throughput = 130.9 Mpps for 48 port switch / 95.2 Mpps for 24 port switch -POE Power supply 740 Watt for 48 port switch / 370 Watt for 24 port switch -Stacking modules and staking cables -Grounding Kit -Console and power cords -All needed accessories necessary for installations | ECH | 1 | 1 | 578462.64 | 578462.64 | SC_Supply/Apply | Summit Technology Solutions (STS) | Active system Material, Acc, Civil,Erection, Delivery | Access Switches Stack -Basic layer 3 (Static routing) - [2] X [48] [10/100/1000] POE+ Switches - [1] X [24] [10/100/1000] POE+ Switches - 2 SFP+ ports - 2 X [SFP+ 10G -SR ] Transceiver [each uplink is from different switch] -Support external power supply [not included] -Switching capacity = 176 Gb/s for 48 port switch / 128 Gb/s for 24 port switch -Forwarding rate / Throughput = 130.9 Mpps for 48 port switch / 95.2 Mpps for 24 port switch -POE Power supply 740 Watt for 48 port switch / 370 Watt for 24 port switch -Stacking modules and staking cables -Grounding Kit -Console and power cords -All needed accessories necessary for installations | ECH | 1 | 11730 | 11730 | EGP | SC_Supply/Apply
ORA ZED-Ph 2-Pkgs A&D |  | RFQ-00061 | Sarah Al Shaarawy | MEP (Electro Mechanical) | 2024-09-04 | Supply Active Component Package | Approved | Active system Material, Acc, Civil,Erection, Delivery | m) All needed accessories necessary for installations. | ECH | 2 | 2 | 5279766.92 | 10559533.84 | SC_Supply/Apply | Summit Technology Solutions (STS) | Active system Material, Acc, Civil,Erection, Delivery | m) All needed accessories necessary for installations. | ECH | 2 | 81651 | 163302 | EGP | SC_Supply/Apply
ORA ZED-Ph 2-Pkgs A&D |  | RFQ-00061 | Sarah Al Shaarawy | MEP (Electro Mechanical) | 2024-09-04 | Supply Active Component Package | Approved | Active system Material, Acc, Civil,Erection, Delivery | Utility IP Telephone Set | ECH | 135 | 135 | 5816.98 | 785292.3 | SC_Supply/Apply | Summit Technology Solutions (STS) | Active system Material, Acc, Civil,Erection, Delivery | Utility IP Telephone Set | ECH | 135 | 187 | 25245 | EGP | SC_Supply/Apply
ORA ZED-Ph 2-Pkgs A&D |  | RFQ-00061 | Sarah Al Shaarawy | MEP (Electro Mechanical) | 2024-09-04 | Supply Active Component Package | Approved | Active system Material, Acc, Civil,Erection, Delivery | Upgrading IP-PBX server & Wireless controller in PH-1A to integrate all IP devices in PH-2 | ECH | 1 | 1 | 2238697.48 | 2238697.48 | SC_Supply/Apply | Summit Technology Solutions (STS) | Active system Material, Acc, Civil,Erection, Delivery | Upgrading IP-PBX server & Wireless controller in PH-1A to integrate all IP devices in PH-2 | ECH | 1 | 183551 | 183551 | EGP | SC_Supply/Apply
MOC HQ at Diriyah _K0005 |  | RFQ-00030 | MOC. TO.C | Operation | 2024-09-11 | Block Work | Approved | 14.11 - 04 - MASONRY-4.1 | 150mm thick solid blockwork fire rated 2hr | SQM | 6662 | 3331 | 60 | 199860 | SC_Apply | شركة ديار واعمار للمقاولات | 14.11 - 04 - MASONRY-4.1 | 150mm thick solid blockwork fire rated 2hr | SQM | 3331 | 30 | 99930 | SAR | SC_Apply
Rabigh CCPP-Civil _K0006 |  | RFQ-00039 | Mostafa Saad | Procurement | 2024-09-12 | Steel Rebars | Approved | 03 21 00 FND-0003 | Cut & Bend - Grade 60 - ITTRFAQ Black Steel - ASTM A615 - 20mm | TON | 12.9 | 12.9 | 2574 | 33204.6 | MAT_Raw | Bahra | 03 21 00 FND-0003 | Cut & Bend - Grade 60 - ITTRFAQ Black Steel - ASTM A615 - 20mm | TON | 12.9 | 2445 | 31540.5 | SAR | MAT_Raw
Rabigh CCPP-Civil _K0006 |  | RFQ-00039 | Mostafa Saad | Procurement | 2024-09-12 | Steel Rebars | Approved | 03 21 00 FND-0003 | Cut & Bend - Grade 60 - ITTRFAQ Black Steel - ASTM A615 - 10mm | TON | 1.79 | 1.79 | 2574 | 4607.46 | MAT_Raw | Bahra | 03 21 00 FND-0003 | Cut & Bend - Grade 60 - ITTRFAQ Black Steel - ASTM A615 - 10mm | TON | 1.79 | 2660 | 4761.4 | SAR | MAT_Raw
Rabigh CCPP-Civil _K0006 |  | RFQ-00039 | Mostafa Saad | Procurement | 2024-09-12 | Steel Rebars | Approved | 03 21 00 FND-0003 | Wastage Will Be Charge @ 1,200 SAR/Ton As Buy Back & Will Be The Property Of Bahra Steel Co. - 20mm | TON | 0.36 | 0.66 | 0 | 0 | MAT_Raw | Bahra | 03 21 00 FND-0003 | Wastage Will Be Charge @ 1,200 SAR/Ton As Buy Back & Will Be The Property Of Bahra Steel Co. - 20mm | TON | 0.66 | 1200 | 792 | SAR | MAT_Raw
Rabigh CCPP-Civil _K0006 |  | RFQ-00038 | Mahmoud El Nady | MEP (Electro Mechanical) | 2024-09-12 | MEP Installation Work | Approved | 33 31 00 SWNT-0040 | Supplying; installing; testing; pressurized; PN16 bar; High density polyethylene (HDPE) pipes; outer Dia. 200mm; installed under ground; depth range 2m<D≤3m; on sand bedding; for sewage network. | MTR | 51 | 51 | 437 | 22287 | SC_Apply | شركة اضواء الخليل للمقاولات | 33 31 00 SWNT-0040 | Supplying; installing; testing; pressurized; PN16 bar; High density polyethylene (HDPE) pipes; outer Dia. 200mm; installed under ground; depth range 2m<D≤3m; on sand bedding; for sewage network. | MTR | 51 | 355 | 18105 | SAR | SC_Apply
Rabigh CCPP-Civil _K0006 |  | RFQ-00038 | Mahmoud El Nady | MEP (Electro Mechanical) | 2024-09-12 | MEP Installation Work | Approved | 33 42 11 SNT-0032 | Supplying; installing; testing; gravity; PN6 bar; fiberglass-reinforced plastic (GRP) pipes; outer Dia. 500mm; installed under ground; depth range 2m<D≤3m; on sand bedding; for storm network. | MTR | 91 | 91 | 927 | 84357 | SC_Apply | شركة اضواء الخليل للمقاولات | 33 42 11 SNT-0032 | Supplying; installing; testing; gravity; PN6 bar; fiberglass-reinforced plastic (GRP) pipes; outer Dia. 500mm; installed under ground; depth range 2m<D≤3m; on sand bedding; for storm network. | MTR | 91 | 577.53 | 52555.23 | SAR | SC_Apply
Rabigh CCPP-Civil _K0006 |  | RFQ-00038 | Mahmoud El Nady | MEP (Electro Mechanical) | 2024-09-12 | MEP Installation Work | Approved | 22 13 19 FD-0001 | Sypplying;Installing;testing;thermoplastic (UPVC); floor drain;for drain fixtures75mmin buildings; | ECH | 42 | 42 | 151 | 6342 | SC_Apply | شركة اضواء الخليل للمقاولات | 22 13 19 FD-0001 | Sypplying;Installing;testing;thermoplastic (UPVC); floor drain;for drain fixtures75mmin buildings; | ECH | 42 | 65.1 | 2734.2 | SAR | SC_Apply
Rabigh CCPP-Civil _K0006 |  | RFQ-00038 | Mahmoud El Nady | MEP (Electro Mechanical) | 2024-09-12 | MEP Installation Work | Approved | 33 42 11 SNT-0019 | Supplying; installing; testing; gravity; PN6 bar; fiberglass-reinforced plastic (GRP) pipes; outer Dia. 600mm; installed under ground; depth range 1m<D≤2m; buried; for storm network. | MTR | 146 | 146 | 920 | 134320 | SC_Apply | شركة اضواء الخليل للمقاولات | 33 42 11 SNT-0019 | Supplying; installing; testing; gravity; PN6 bar; fiberglass-reinforced plastic (GRP) pipes; outer Dia. 600mm; installed under ground; depth range 1m<D≤2m; buried; for storm network. | MTR | 146 | 962.55 | 140532.3 | SAR | SC_Apply
Rabigh CCPP-Civil _K0006 |  | RFQ-00038 | Mahmoud El Nady | MEP (Electro Mechanical) | 2024-09-12 | MEP Installation Work | Approved | 22 13 26GTR-0001 | Sypplying;Installing;testing;thermoplastic (UPVC); gully trap; for drain fixtures0.4mx0.4m | ECH | 2 | 2 | 1661 | 3322 | SC_Apply | شركة اضواء الخليل للمقاولات | 22 13 26GTR-0001 | Sypplying;Installing;testing;thermoplastic (UPVC); gully trap; for drain fixtures0.4mx0.4m | ECH | 2 | 401.76 | 803.52 | SAR | SC_Apply
Rabigh CCPP-Civil _K0006 |  | RFQ-00038 | Mahmoud El Nady | MEP (Electro Mechanical) | 2024-09-12 | MEP Installation Work | Approved | 33 31 00 SWNT-0037 | Supplying; installing; testing; pressurized; PN16 bar; High density polyethylene (HDPE) pipes; outer Dia. 80mm; installed under ground; depth range 2m<D≤3m; on sand bedding; for sewage network. | MTR | 51 | 51 | 669 | 34119 | SC_Apply | شركة اضواء الخليل للمقاولات | 33 31 00 SWNT-0037 | Supplying; installing; testing; pressurized; PN16 bar; High density polyethylene (HDPE) pipes; outer Dia. 80mm; installed under ground; depth range 2m<D≤3m; on sand bedding; for sewage network. | MTR | 51 | 161.82 | 8252.82 | SAR | SC_Apply
Rabigh CCPP-Civil _K0006 |  | RFQ-00038 | Mahmoud El Nady | MEP (Electro Mechanical) | 2024-09-12 | MEP Installation Work | Approved | 22 13 16 FWDN-0002 | Sypplying;Installing;testing;thermoplastic (UPVC);pipeas per BS3505;to drainage network;inner Dia. 3";installed above ground; | MTR | 280 | 280 | 62 | 17360 | SC_Apply | شركة اضواء الخليل للمقاولات | 22 13 16 FWDN-0002 | Sypplying;Installing;testing;thermoplastic (UPVC);pipeas per BS3505;to drainage network;inner Dia. 3";installed above ground; | MTR | 280 | 120.9 | 33852 | SAR | SC_Apply
Rabigh CCPP-Civil _K0006 |  | RFQ-00038 | Mahmoud El Nady | MEP (Electro Mechanical) | 2024-09-12 | MEP Installation Work | Approved | 22 11 33 FWSN-0005 | Sypplying;Installing;testing;Polypropylene (PPP);pipeSDR7.4; to water supply network;inner Dia. 1/2";in buildings; | MTR | 329 | 329 | 16 | 5264 | SC_Apply | شركة اضواء الخليل للمقاولات | 22 11 33 FWSN-0005 | Sypplying;Installing;testing;Polypropylene (PPP);pipeSDR7.4; to water supply network;inner Dia. 1/2";in buildings; | MTR | 329 | 42.78 | 14074.62 | SAR | SC_Apply
Rabigh CCPP-Civil _K0006 |  | RFQ-00038 | Mahmoud El Nady | MEP (Electro Mechanical) | 2024-09-12 | MEP Installation Work | Approved | 33 05 61 SWNT-0016 | Supplying; installing; testing; circular; cast-in-place concrete; manhole; internal dims. D=2m; installed under ground; depth range D>3m; for oil network. | ECH | 2 | 2 | 6027.59 | 12055.18 | SC_Apply | شركة اضواء الخليل للمقاولات | 33 05 61 SWNT-0016 | Supplying; installing; testing; circular; cast-in-place concrete; manhole; internal dims. D=2m; installed under ground; depth range D>3m; for oil network. | ECH | 2 | 3529.35 | 7058.7 | SAR | SC_Apply
Rabigh CCPP-Civil _K0006 |  | RFQ-00038 | Mahmoud El Nady | MEP (Electro Mechanical) | 2024-09-12 | MEP Installation Work | Approved | 33 42 11 SNT-0029 | Supplying; installing; testing; pressurized; PN16 bar; High density polyethylene (HDPE) pipes; outer Dia. 800mm; installed under ground; depth range 1m<D≤2m; buried; for storm network | MTR | 215 | 215 | 928 | 199520 | SC_Apply | شركة اضواء الخليل للمقاولات | 33 42 11 SNT-0029 | Supplying; installing; testing; pressurized; PN16 bar; High density polyethylene (HDPE) pipes; outer Dia. 800mm; installed under ground; depth range 1m<D≤2m; buried; for storm network | MTR | 215 | 1026.72 | 220744.8 | SAR | SC_Apply
Rabigh CCPP-Civil _K0006 |  | RFQ-00038 | Mahmoud El Nady | MEP (Electro Mechanical) | 2024-09-12 | MEP Installation Work | Approved | 33 42 11 SNT-0041 | Supplying; installing; testing; gravity; PN6 bar; thermoplastic (UPVC) pipes; outer Dia. 200mm; installed under ground; depth range 2m<D≤3m; on sand bedding; for storm network. | MTR | 217 | 217 | 334 | 72478 | SC_Apply | شركة اضواء الخليل للمقاولات | 33 42 11 SNT-0041 | Supplying; installing; testing; gravity; PN6 bar; thermoplastic (UPVC) pipes; outer Dia. 200mm; installed under ground; depth range 2m<D≤3m; on sand bedding; for storm network. | MTR | 217 | 213.9 | 46416.3 | SAR | SC_Apply
Rabigh CCPP-Civil _K0006 |  | RFQ-00038 | Mahmoud El Nady | MEP (Electro Mechanical) | 2024-09-12 | MEP Installation Work | Approved | 22 13 16 FWDN-0007 | Sypplying;Installing;testing;thermoplastic (UPVC);pipeas per BS3505;to drainage network;inner Dia. 1";installed above ground; | HRS | 40 | 40 | 19 | 760 | SC_Apply | شركة اضواء الخليل للمقاولات | 22 13 16 FWDN-0007 | Sypplying;Installing;testing;thermoplastic (UPVC);pipeas per BS3505;to drainage network;inner Dia. 1";installed above ground; | HRS | 40 | 106.95 | 4278 | SAR | SC_Apply
Rabigh CCPP-Civil _K0006 |  | RFQ-00038 | Mahmoud El Nady | MEP (Electro Mechanical) | 2024-09-12 | MEP Installation Work | Approved | 33 05 00 GEN-0002 | Supply and install water oil separator (15 mg/l) with inlet flow 30 L/s the separator shall include a pre-separation chamber ,oil pump ,water pump, oil skid tank and the work shall include controls, motor, valves, connecting pipe work and accessories. All necessary equipment for safe operation and monitoring of the system shall be included. | ECH | 2 | 2 | 2315 | 4630 | SC_Apply | شركة اضواء الخليل للمقاولات | 33 05 00 GEN-0002 | Supply and install water oil separator (15 mg/l) with inlet flow 30 L/s the separator shall include a pre-separation chamber ,oil pump ,water pump, oil skid tank and the work shall include controls, motor, valves, connecting pipe work and accessories. All necessary equipment for safe operation and monitoring of the system shall be included. | ECH | 2 | 6191.48 | 12382.96 | SAR | SC_Apply
Rabigh CCPP-Civil _K0006 |  | RFQ-00038 | Mahmoud El Nady | MEP (Electro Mechanical) | 2024-09-12 | MEP Installation Work | Approved | 22 33 00 WH-0001 | Sypplying;Installing;testing; Vertical Storage Potable Domestic Water Heatersunvented type,size 30 liter | ECH | 15 | 15 | 597 | 8955 | SC_Apply | شركة اضواء الخليل للمقاولات | 22 33 00 WH-0001 | Sypplying;Installing;testing; Vertical Storage Potable Domestic Water Heatersunvented type,size 30 liter | ECH | 15 | 641.7 | 9625.5 | SAR | SC_Apply
Rabigh CCPP-Civil _K0006 |  | RFQ-00038 | Mahmoud El Nady | MEP (Electro Mechanical) | 2024-09-12 | MEP Installation Work | Approved | 22 13 16 FWDN-0005 | Sypplying;Installing;testing;thermoplastic (UPVC);pipeas per BS3505;to drainage network;inner Dia. 6";installed above ground; | MTR | 50 | 50 | 123 | 6150 | SC_Apply | شركة اضواء الخليل للمقاولات | 22 13 16 FWDN-0005 | Sypplying;Installing;testing;thermoplastic (UPVC);pipeas per BS3505;to drainage network;inner Dia. 6";installed above ground; | MTR | 50 | 188.33 | 9416.5 | SAR | SC_Apply
Rabigh CCPP-Civil _K0006 |  | RFQ-00038 | Mahmoud El Nady | MEP (Electro Mechanical) | 2024-09-12 | MEP Installation Work | Approved | 22 40 00 PLF-0010 | Supplying; installing; Western water closet; Vitreous-China coated | ECH | 12 | 12 | 267 | 3204 | SC_Apply | شركة اضواء الخليل للمقاولات | 22 40 00 PLF-0010 | Supplying; installing; Western water closet; Vitreous-China coated | ECH | 12 | 481.28 | 5775.36 | SAR | SC_Apply
Rabigh CCPP-Civil _K0006 |  | RFQ-00038 | Mahmoud El Nady | MEP (Electro Mechanical) | 2024-09-12 | MEP Installation Work | Approved | 22 40 00 PLF-0011 | Supplying; installing; counter type Lavatory; Vitreous-China coated | ECH | 12 | 12 | 265 | 3180 | SC_Apply | شركة اضواء الخليل للمقاولات | 22 40 00 PLF-0011 | Supplying; installing; counter type Lavatory; Vitreous-China coated | ECH | 12 | 556.14 | 6673.68 | SAR | SC_Apply
Rabigh CCPP-Civil _K0006 |  | RFQ-00038 | Mahmoud El Nady | MEP (Electro Mechanical) | 2024-09-12 | MEP Installation Work | Approved | 22 40 00 PLF-0012 | Supplying; installing; Urinal; Vitreous-China coated | ECH | 1 | 1 | 263 | 263 | SC_Apply | شركة اضواء الخليل للمقاولات | 22 40 00 PLF-0012 | Supplying; installing; Urinal; Vitreous-China coated | ECH | 1 | 598.92 | 598.92 | SAR | SC_Apply
Rabigh CCPP-Civil _K0006 |  | RFQ-00038 | Mahmoud El Nady | MEP (Electro Mechanical) | 2024-09-12 | MEP Installation Work | Approved | 22 40 00 PLF-0013 | Supplying; installing; Stainless steel kitchen sink "with Two Eyes"; | ECH | 1 | 1 | 274 | 274 | SC_Apply | شركة اضواء الخليل للمقاولات | 22 40 00 PLF-0013 | Supplying; installing; Stainless steel kitchen sink "with Two Eyes"; | ECH | 1 | 492.9 | 492.9 | SAR | SC_Apply
Rabigh CCPP-Civil _K0006 |  | RFQ-00038 | Mahmoud El Nady | MEP (Electro Mechanical) | 2024-09-12 | MEP Installation Work | Approved | 33 05 61 SWNT-0024 | Supplying; installing; testing; circular; cast-in-place concrete; manhole; internal dims. D=2m; installed under ground; depth range D>3m; for sewage network. | ECH | 1 | 1 | 6641.45 | 6641.45 | SC_Apply | شركة اضواء الخليل للمقاولات | 33 05 61 SWNT-0024 | Supplying; installing; testing; circular; cast-in-place concrete; manhole; internal dims. D=2m; installed under ground; depth range D>3m; for sewage network. | ECH | 1 | 5347.5 | 5347.5 | SAR | SC_Apply
Rabigh CCPP-Civil _K0006 |  | RFQ-00038 | Mahmoud El Nady | MEP (Electro Mechanical) | 2024-09-12 | MEP Installation Work | Approved | 33 14 19 WNT-0016 | Supplying; installing; testing; motorized; isolation; gate valve; PN10 bar; Dia. 63mm; installed under ground; depth range D≤1m; installed in valve chamber; for irrigation network. | ECH | 1 | 1 | 254 | 254 | SC_Apply | شركة اضواء الخليل للمقاولات | 33 14 19 WNT-0016 | Supplying; installing; testing; motorized; isolation; gate valve; PN10 bar; Dia. 63mm; installed under ground; depth range D≤1m; installed in valve chamber; for irrigation network. | ECH | 1 | 482.67 | 482.67 | SAR | SC_Apply
Rabigh CCPP-Civil _K0006 |  | RFQ-00038 | Mahmoud El Nady | MEP (Electro Mechanical) | 2024-09-12 | MEP Installation Work | Approved | 33 05 61 SWNT-0019 | Supplying; installing; testing; circular; cast-in-place concrete; manhole; internal dims. D=2m; installed under ground; depth range D>3m; for chemical network. | ECH | 2 | 2 | 6027.59 | 12055.18 | SC_Apply | شركة اضواء الخليل للمقاولات | 33 05 61 SWNT-0019 | Supplying; installing; testing; circular; cast-in-place concrete; manhole; internal dims. D=2m; installed under ground; depth range D>3m; for chemical network. | ECH | 2 | 4278 | 8556 | SAR | SC_Apply
Rabigh CCPP-Civil _K0006 |  | RFQ-00038 | Mahmoud El Nady | MEP (Electro Mechanical) | 2024-09-12 | MEP Installation Work | Approved | 33 42 11 SNT-0013 | Supplying; installing; testing; gravity; PN6 bar; thermoplastic (UPVC) pipes; outer Dia. 160mm; installed under ground; depth range 1m<D≤2m; buried; for storm network. | MTR | 6885 | 6885 | 229.18 | 1577904.3 | SC_Apply | شركة اضواء الخليل للمقاولات | 33 42 11 SNT-0013 | Supplying; installing; testing; gravity; PN6 bar; thermoplastic (UPVC) pipes; outer Dia. 160mm; installed under ground; depth range 1m<D≤2m; buried; for storm network. | MTR | 6885 | 161.82 | 1114130.7 | SAR | SC_Apply
Rabigh CCPP-Civil _K0006 |  | RFQ-00038 | Mahmoud El Nady | MEP (Electro Mechanical) | 2024-09-12 | MEP Installation Work | Approved | 33 05 61 SWNT-0023 | Supplying; installing; testing; circular; cast-in-place concrete; manhole; internal dims. D=1.5m; installed under ground; depth range 1m<D≤2m; for sewage network. | ECH | 3 | 3 | 1327.94 | 3983.82 | SC_Apply | شركة اضواء الخليل للمقاولات | 33 05 61 SWNT-0023 | Supplying; installing; testing; circular; cast-in-place concrete; manhole; internal dims. D=1.5m; installed under ground; depth range 1m<D≤2m; for sewage network. | ECH | 3 | 2673.75 | 8021.25 | SAR | SC_Apply
Rabigh CCPP-Civil _K0006 |  | RFQ-00038 | Mahmoud El Nady | MEP (Electro Mechanical) | 2024-09-12 | MEP Installation Work | Approved | 33 42 11 SNT-0044 | Supplying; installing; testing; gravity; PN6 bar; thermoplastic (UPVC) pipes; outer Dia. 400mm; installed under ground; depth range 2m<D≤3m; on sand bedding; for storm network. | MTR | 270 | 270 | 466 | 125820 | SC_Apply | شركة اضواء الخليل للمقاولات | 33 42 11 SNT-0044 | Supplying; installing; testing; gravity; PN6 bar; thermoplastic (UPVC) pipes; outer Dia. 400mm; installed under ground; depth range 2m<D≤3m; on sand bedding; for storm network. | MTR | 270 | 385.02 | 103955.4 | SAR | SC_Apply
Rabigh CCPP-Civil _K0006 |  | RFQ-00039 | Mostafa Saad | Procurement | 2024-09-12 | Steel Rebars | Approved | 03 21 00 FND-0003 | Transportation Cost To Rabigh Project Site | TON | 5 | 1 | 0 | 0 | MAT_Raw | Bahra | 03 21 00 FND-0003 | Transportation Cost To Rabigh Project Site | TON | 1 | 1200 | 1200 | SAR | MAT_Raw
Rabigh CCPP-Civil _K0006 |  | RFQ-00039 | Mostafa Saad | Procurement | 2024-09-12 | Steel Rebars | Approved | 03 21 00 FND-0003 | Cut & Bend - Grade 60 - ITTRFAQ Black Steel - ASTM A615 - 10mm | TON | 1.79 | 1.79 | 2574 | 4607.46 | MAT_Raw | Bahra | 03 21 00 FND-0003 | Cut & Bend - Grade 60 - ITTRFAQ Black Steel - ASTM A615 - 10mm | TON | 1.79 | 2660 | 4761.4 | SAR | MAT_Raw
Rabigh CCPP-Civil _K0006 |  | RFQ-00039 | Mostafa Saad | Procurement | 2024-09-12 | Steel Rebars | Approved | 03 21 00 FND-0003 | Cut & Bend - Grade 60 - ITTRFAQ Black Steel - ASTM A615 - 10mm | TON | 1.79 | 1.79 | 2574 | 4607.46 | MAT_Raw | Bahra | 03 21 00 FND-0003 | Cut & Bend - Grade 60 - ITTRFAQ Black Steel - ASTM A615 - 10mm | TON | 1.79 | 2660 | 4761.4 | SAR | MAT_Raw
Rabigh CCPP-Civil _K0006 |  | RFQ-00039 | Mostafa Saad | Procurement | 2024-09-12 | Steel Rebars | Approved | 03 21 00 FND-0003 | Cut & Bend - Grade 60 - ITTRFAQ Black Steel - ASTM A615 - 10mm | TON | 1.79 | 1.79 | 2574 | 4607.46 | MAT_Raw | Bahra | 03 21 00 FND-0003 | Cut & Bend - Grade 60 - ITTRFAQ Black Steel - ASTM A615 - 10mm | TON | 1.79 | 2660 | 4761.4 | SAR | MAT_Raw
Rabigh CCPP-Civil _K0006 |  | RFQ-00034 | Mostafa Saad | Procurement | 2024-09-02 | Transformer Rails | Approved | 03 15 00 CPA-0004 | Supply Set of 2 fishplates for rail | ECH | 61 | 61 | 0 | 0 | SC_Supply/Apply | جانتركس كراين رايلز انستاليشن ش ذ م م | 03 15 00 CPA-0004 | Supply Set of 2 fishplates for rail | ECH | 61 | 322.5 | 19672.5 | SAR | SC_Supply/Apply
Rabigh CCPP-Civil _K0006 |  | RFQ-00034 | Mostafa Saad | Procurement | 2024-09-02 | Transformer Rails | Approved | 03 15 00 CPA-0004 | Supply bolts for fish plates | ECH | 244 | 244 | 0 | 0 | SC_Supply/Apply | جانتركس كراين رايلز انستاليشن ش ذ م م | 03 15 00 CPA-0004 | Supply bolts for fish plates | ECH | 244 | 7.69 | 1876.36 | SAR | SC_Supply/Apply
Rabigh CCPP-Civil _K0006 |  | RFQ-00034 | Mostafa Saad | Procurement | 2024-09-02 | Transformer Rails | Approved | 03 15 00 CPA-0004 | Supply Mild Steel support plates hot deep galvanized | ECH | 1220 | 1220 | 0 | 0 | SC_Supply/Apply | جانتركس كراين رايلز انستاليشن ش ذ م م | 03 15 00 CPA-0004 | Supply Mild Steel support plates hot deep galvanized | ECH | 1220 | 19.13 | 23338.6 | SAR | SC_Supply/Apply
Rabigh CCPP-Civil _K0006 |  | RFQ-00034 | Mostafa Saad | Procurement | 2024-09-02 | Transformer Rails | Approved | 03 15 00 CPA-0004 | Supply anchor bolts set 8.8 grade galvanized + 2 nuts + 2 washers | ECH | 2440 | 2440 | 0 | 0 | SC_Supply/Apply | جانتركس كراين رايلز انستاليشن ش ذ م م | 03 15 00 CPA-0004 | Supply anchor bolts set 8.8 grade galvanized + 2 nuts + 2 washers | ECH | 2440 | 11.25 | 27450 | SAR | SC_Supply/Apply
Rabigh CCPP-Civil _K0006 |  | RFQ-00034 | Mostafa Saad | Procurement | 2024-09-02 | Transformer Rails | Approved | 03 15 00 CPA-0004 | Supply anchor Box D=60 X 200mm + Cap | ECH | 2440 | 2440 | 0 | 0 | SC_Supply/Apply | جانتركس كراين رايلز انستاليشن ش ذ م م | 03 15 00 CPA-0004 | Supply anchor Box D=60 X 200mm + Cap | ECH | 2440 | 5.63 | 13737.2 | SAR | SC_Supply/Apply
Rabigh CCPP-Civil _K0006 |  | RFQ-00034 | Mostafa Saad | Procurement | 2024-09-02 | Transformer Rails | Approved | 03 15 00 CPA-0004 | Supply non shrinkage cementitious grout | ECH | 336 | 336 | 0 | 0 | SC_Supply/Apply | جانتركس كراين رايلز انستاليشن ش ذ م م | 03 15 00 CPA-0004 | Supply non shrinkage cementitious grout | ECH | 336 | 40.13 | 13483.68 | SAR | SC_Supply/Apply
Rabigh CCPP-Civil _K0006 |  | RFQ-00034 | Mostafa Saad | Procurement | 2024-09-02 | Transformer Rails | Approved | 03 15 00 CPA-0004 | Shipping of rails CIF to Jeddah | ECH | 1 | 1 | 0 | 0 | SC_Supply/Apply | جانتركس كراين رايلز انستاليشن ش ذ م م | 03 15 00 CPA-0004 | Shipping of rails CIF to Jeddah | ECH | 1 | 10348.52 | 10348.52 | SAR | SC_Supply/Apply
Rabigh CCPP-Civil _K0006 |  | RFQ-00034 | Mostafa Saad | Procurement | 2024-09-02 | Transformer Rails | Approved | 03 15 00 CPA-0004 | Supply Clips for rails galvanized | ECH | 2440 | 2440 | 0 | 0 | SC_Supply/Apply | جانتركس كراين رايلز انستاليشن ش ذ م م | 03 15 00 CPA-0004 | Supply Clips for rails galvanized | ECH | 2440 | 7.88 | 19227.2 | SAR | SC_Supply/Apply
Rabigh CCPP-Civil _K0006 |  | RFQ-00034 | Mostafa Saad | Procurement | 2024-09-02 | Transformer Rails | Approved | 03 15 00 CPA-0004 | Supply Rail with steel grade R260 90 kg/mm2 with linear weight 54.31 KG/M | MTR | 724.9 | 724.9 | 392 | 284160.8 | SC_Supply/Apply | جانتركس كراين رايلز انستاليشن ش ذ م م | 03 15 00 CPA-0004 | Supply Rail with steel grade R260 90 kg/mm2 with linear weight 54.31 KG/M | MTR | 724.9 | 313.35 | 227147.42 | SAR | SC_Supply/Apply
Rabigh CCPP-Civil _K0006 |  | RFQ-00038 | Mahmoud El Nady | MEP (Electro Mechanical) | 2024-09-12 | MEP Installation Work | Approved | 33 05 61 SNT-0016 | Supplying; installing; testing; circular; cast-in-place concrete; manhole; internal dims. D=1.5m; installed under ground; depth range 1m<D≤2m; for storm network. | ECH | 32 | 32 | 1327.94 | 42494.08 | SC_Apply | شركة اضواء الخليل للمقاولات | 33 05 61 SNT-0016 | Supplying; installing; testing; circular; cast-in-place concrete; manhole; internal dims. D=1.5m; installed under ground; depth range 1m<D≤2m; for storm network. | ECH | 32 | 1882.32 | 60234.24 | SAR | SC_Apply
Rabigh CCPP-Civil _K0006 |  | RFQ-00038 | Mahmoud El Nady | MEP (Electro Mechanical) | 2024-09-12 | MEP Installation Work | Approved | 33 42 11 SNT-0036 | Supplying; installing; testing; gravity; PN6 bar; fiberglass-reinforced plastic (GRP) pipes; outer Dia. 900mm; installed under ground; depth range 2m<D≤3m; on sand bedding; for storm network. | MTR | 145 | 145 | 1544 | 223880 | SC_Apply | شركة اضواء الخليل للمقاولات | 33 42 11 SNT-0036 | Supplying; installing; testing; gravity; PN6 bar; fiberglass-reinforced plastic (GRP) pipes; outer Dia. 900mm; installed under ground; depth range 2m<D≤3m; on sand bedding; for storm network. | MTR | 145 | 962.55 | 139569.75 | SAR | SC_Apply
Rabigh CCPP-Civil _K0006 |  | RFQ-00038 | Mahmoud El Nady | MEP (Electro Mechanical) | 2024-09-12 | MEP Installation Work | Approved | 33 14 19 WNT-0017 | Supplying; installing; testing; motorized; isolation; gate valve; PN10 bar; Dia. 75mm; installed under ground; depth range D≤1m; installed in valve chamber; for irrigation network. | ECH | 1 | 1 | 294 | 294 | SC_Apply | شركة اضواء الخليل للمقاولات | 33 14 19 WNT-0017 | Supplying; installing; testing; motorized; isolation; gate valve; PN10 bar; Dia. 75mm; installed under ground; depth range D≤1m; installed in valve chamber; for irrigation network. | ECH | 1 | 482.67 | 482.67 | SAR | SC_Apply
Rabigh CCPP-Civil _K0006 |  | RFQ-00038 | Mahmoud El Nady | MEP (Electro Mechanical) | 2024-09-12 | MEP Installation Work | Approved | 33 42 11 SNT-0048 | Supplying; installing; testing; pressurized; PN16 bar; High density polyethylene (HDPE) pipes; outer Dia. 800mm; installed under ground; depth range 2m<D≤3m; on sand bedding; for storm network. | MTR | 499 | 499 | 1136 | 566864 | SC_Apply | شركة اضواء الخليل للمقاولات | 33 42 11 SNT-0048 | Supplying; installing; testing; pressurized; PN16 bar; High density polyethylene (HDPE) pipes; outer Dia. 800mm; installed under ground; depth range 2m<D≤3m; on sand bedding; for storm network. | MTR | 499 | 1050 | 523950 | SAR | SC_Apply
Rabigh CCPP-Civil _K0006 |  | RFQ-00038 | Mahmoud El Nady | MEP (Electro Mechanical) | 2024-09-12 | MEP Installation Work | Approved | 22 05 76 CLO-0001 | Sypplying;Installing;testing;thermoplastic (UPVC); clean out;for drain fixtures100mm; in buildings; | ECH | 12 | 12 | 150 | 1800 | SC_Apply | شركة اضواء الخليل للمقاولات | 22 05 76 CLO-0001 | Sypplying;Installing;testing;thermoplastic (UPVC); clean out;for drain fixtures100mm; in buildings; | ECH | 12 | 107.88 | 1294.56 | SAR | SC_Apply
Rabigh CCPP-Civil _K0006 |  | RFQ-00038 | Mahmoud El Nady | MEP (Electro Mechanical) | 2024-09-12 | MEP Installation Work | Approved | 22 11 33 FWSN-0007 | Sypplying;Installing;testing;Polypropylene (PPP);pipeSDR7.4; to water supply network;inner Dia. 1";in buildings; | MTR | 142 | 142 | 23 | 3266 | SC_Apply | شركة اضواء الخليل للمقاولات | 22 11 33 FWSN-0007 | Sypplying;Installing;testing;Polypropylene (PPP);pipeSDR7.4; to water supply network;inner Dia. 1";in buildings; | MTR | 142 | 53.94 | 7659.48 | SAR | SC_Apply
Rabigh CCPP-Civil _K0006 |  | RFQ-00038 | Mahmoud El Nady | MEP (Electro Mechanical) | 2024-09-12 | MEP Installation Work | Approved | 33 42 11 SNT-0014 | Supplying; installing; testing; gravity; PN6 bar; thermoplastic (UPVC) pipes; outer Dia. 200mm; installed under ground; depth range 1m<D≤2m; buried; for storm network. | MTR | 510 | 510 | 251 | 128010 | SC_Apply | شركة اضواء الخليل للمقاولات | 33 42 11 SNT-0014 | Supplying; installing; testing; gravity; PN6 bar; thermoplastic (UPVC) pipes; outer Dia. 200mm; installed under ground; depth range 1m<D≤2m; buried; for storm network. | MTR | 510 | 267.38 | 136363.8 | SAR | SC_Apply
Rabigh CCPP-Civil _K0006 |  | RFQ-00038 | Mahmoud El Nady | MEP (Electro Mechanical) | 2024-09-12 | MEP Installation Work | Approved | 33 14 19 WNT-0015 | Supplying; installing; testing; motorized; isolation; gate valve; PN10 bar; Dia. 50mm; installed under ground; depth range D≤1m; installed in valve chamber; for irrigation network. | ECH | 2 | 2 | 214 | 428 | SC_Apply | شركة اضواء الخليل للمقاولات | 33 14 19 WNT-0015 | Supplying; installing; testing; motorized; isolation; gate valve; PN10 bar; Dia. 50mm; installed under ground; depth range D≤1m; installed in valve chamber; for irrigation network. | ECH | 2 | 482.67 | 965.34 | SAR | SC_Apply
Rabigh CCPP-Civil _K0006 |  | RFQ-00038 | Mahmoud El Nady | MEP (Electro Mechanical) | 2024-09-12 | MEP Installation Work | Approved | 22 40 00 PLF-0014 | Supplying; installing; mixers Sanitary for Ablution area. | ECH | 8 | 8 | 252 | 2016 | SC_Apply | شركة اضواء الخليل للمقاولات | 22 40 00 PLF-0014 | Supplying; installing; mixers Sanitary for Ablution area. | ECH | 8 | 427.8 | 3422.4 | SAR | SC_Apply
Rabigh CCPP-Civil _K0006 |  | RFQ-00038 | Mahmoud El Nady | MEP (Electro Mechanical) | 2024-09-12 | MEP Installation Work | Approved | 33 31 00 SWNT-0042 | Supplying; installing; testing; gravity; PN6 bar; High density polyethylene (HDPE) pipes; outer Dia. 200mm; installed under ground; depth range 2m<D≤3m; buried; for chemical network. | ECH | 153 | 153 | 437 | 66861 | SC_Apply | شركة اضواء الخليل للمقاولات | 33 31 00 SWNT-0042 | Supplying; installing; testing; gravity; PN6 bar; High density polyethylene (HDPE) pipes; outer Dia. 200mm; installed under ground; depth range 2m<D≤3m; buried; for chemical network. | ECH | 153 | 320.85 | 49090.05 | SAR | SC_Apply
Rabigh CCPP-Civil _K0006 |  | RFQ-00038 | Mahmoud El Nady | MEP (Electro Mechanical) | 2024-09-12 | MEP Installation Work | Approved | 33 31 00 SWNT-0035 | Supplying; installing; testing; gravity; PN6 bar; High density polyethylene (HDPE) pipes; outer Dia. 150mm; installed under ground; depth range 2m<D≤3m; on sand bedding; for chemical network. | ECH | 337 | 337 | 404 | 136148 | SC_Apply | شركة اضواء الخليل للمقاولات | 33 31 00 SWNT-0035 | Supplying; installing; testing; gravity; PN6 bar; High density polyethylene (HDPE) pipes; outer Dia. 150mm; installed under ground; depth range 2m<D≤3m; on sand bedding; for chemical network. | ECH | 337 | 290.16 | 97783.92 | SAR | SC_Apply
Rabigh CCPP-Civil _K0006 |  | RFQ-00038 | Mahmoud El Nady | MEP (Electro Mechanical) | 2024-09-12 | MEP Installation Work | Approved | 33 31 00 SWNT-0016 | Supplying; installing; testing; gravity; PN6 bar; High density polyethylene (HDPE) pipes; outer Dia. 150mm; installed under ground; depth range 1m<D≤2m; buried; for chemical network. | ECH | 785 | 785 | 300 | 235500 | SC_Apply | شركة اضواء الخليل للمقاولات | 33 31 00 SWNT-0016 | Supplying; installing; testing; gravity; PN6 bar; High density polyethylene (HDPE) pipes; outer Dia. 150mm; installed under ground; depth range 1m<D≤2m; buried; for chemical network. | ECH | 785 | 213 | 167205 | SAR | SC_Apply
Rabigh CCPP-Civil _K0006 |  | RFQ-00038 | Mahmoud El Nady | MEP (Electro Mechanical) | 2024-09-12 | MEP Installation Work | Approved | 33 31 00 SWNT-0014 | Supplying; installing; testing; gravity; PN6 bar; High density polyethylene (HDPE) pipes; outer Dia. 200mm; installed under ground; depth range 1m<D≤2m; buried; for oil network. | ECH | 357 | 357 | 332 | 118524 | SC_Apply | شركة اضواء الخليل للمقاولات | 33 31 00 SWNT-0014 | Supplying; installing; testing; gravity; PN6 bar; High density polyethylene (HDPE) pipes; outer Dia. 200mm; installed under ground; depth range 1m<D≤2m; buried; for oil network. | ECH | 357 | 320.85 | 114543.45 | SAR | SC_Apply
Rabigh CCPP-Civil _K0006 |  | RFQ-00038 | Mahmoud El Nady | MEP (Electro Mechanical) | 2024-09-12 | MEP Installation Work | Approved | 33 42 11 SNT-0020 | Supplying; installing; testing; gravity; PN6 bar; fiberglass-reinforced plastic (GRP) pipes; outer Dia. 700mm; installed under ground; depth range 1m<D≤2m; buried; for storm network. | MTR | 146 | 146 | 1057 | 154322 | SC_Apply | شركة اضواء الخليل للمقاولات | 33 42 11 SNT-0020 | Supplying; installing; testing; gravity; PN6 bar; fiberglass-reinforced plastic (GRP) pipes; outer Dia. 700mm; installed under ground; depth range 1m<D≤2m; buried; for storm network. | MTR | 146 | 1026.72 | 149901.12 | SAR | SC_Apply
Rabigh CCPP-Civil _K0006 |  | RFQ-00038 | Mahmoud El Nady | MEP (Electro Mechanical) | 2024-09-12 | MEP Installation Work | Approved | 33 42 11 SNT-0028 | Supplying; installing; testing; pressurized; PN16 bar; High density polyethylene (HDPE) pipes; outer Dia. 450mm; installed under ground; depth range 1m<D≤2m; buried; for storm network | MTR | 76 | 76 | 557 | 42332 | SC_Apply | شركة اضواء الخليل للمقاولات | 33 42 11 SNT-0028 | Supplying; installing; testing; pressurized; PN16 bar; High density polyethylene (HDPE) pipes; outer Dia. 450mm; installed under ground; depth range 1m<D≤2m; buried; for storm network | MTR | 76 | 611.01 | 46436.76 | SAR | SC_Apply
Rabigh CCPP-Civil _K0006 |  | RFQ-00038 | Mahmoud El Nady | MEP (Electro Mechanical) | 2024-09-12 | MEP Installation Work | Approved | 22 14 26 RD-0003 | Sypplying;Installing;testing;thermoplastic (UPVC); roof drain;for drain fixtures100mm; in buildings; | ECH | 56 | 56 | 152 | 8512 | SC_Apply | شركة اضواء الخليل للمقاولات | 22 14 26 RD-0003 | Sypplying;Installing;testing;thermoplastic (UPVC); roof drain;for drain fixtures100mm; in buildings; | ECH | 56 | 325.5 | 18228 | SAR | SC_Apply
Rabigh CCPP-Civil _K0006 |  | RFQ-00038 | Mahmoud El Nady | MEP (Electro Mechanical) | 2024-09-12 | MEP Installation Work | Approved | 33 31 00 SWNT-0041 | Supplying; installing; testing; gravity; PN6 bar; High density polyethylene (HDPE) pipes; outer Dia. 250mm; installed under ground; depth range 2m<D≤3m; buried; for oil network. | ECH | 90 | 90 | 469 | 42210 | SC_Apply | شركة اضواء الخليل للمقاولات | 33 31 00 SWNT-0041 | Supplying; installing; testing; gravity; PN6 bar; High density polyethylene (HDPE) pipes; outer Dia. 250mm; installed under ground; depth range 2m<D≤3m; buried; for oil network. | ECH | 90 | 385.02 | 34651.8 | SAR | SC_Apply
Rabigh CCPP-Civil _K0006 |  | RFQ-00038 | Mahmoud El Nady | MEP (Electro Mechanical) | 2024-09-12 | MEP Installation Work | Approved | 33 31 00 SWNT-0036 | Supplying; installing; testing; gravity; PN6 bar; High density polyethylene (HDPE) pipes; outer Dia. 250mm; installed under ground; depth range 2m<D≤3m; buried; for chemical network. | ECH | 90 | 90 | 469 | 42210 | SC_Apply | شركة اضواء الخليل للمقاولات | 33 31 00 SWNT-0036 | Supplying; installing; testing; gravity; PN6 bar; High density polyethylene (HDPE) pipes; outer Dia. 250mm; installed under ground; depth range 2m<D≤3m; buried; for chemical network. | ECH | 90 | 400 | 36000 | SAR | SC_Apply
Rabigh CCPP-Civil _K0006 |  | RFQ-00038 | Mahmoud El Nady | MEP (Electro Mechanical) | 2024-09-12 | MEP Installation Work | Approved | 33 42 11 SNT-0038 | Supplying; installing; testing; gravity; PN6 bar; fiberglass-reinforced plastic (GRP) pipes; outer Dia. 1300mm; installed under ground; depth range 2m<D≤3m; on sand bedding; for storm network. | MTR | 36.36 | 36.36 | 2306 | 83846.16 | SC_Apply | شركة اضواء الخليل للمقاولات | 33 42 11 SNT-0038 | Supplying; installing; testing; gravity; PN6 bar; fiberglass-reinforced plastic (GRP) pipes; outer Dia. 1300mm; installed under ground; depth range 2m<D≤3m; on sand bedding; for storm network. | MTR | 36.36 | 2250 | 81810 | SAR | SC_Apply
Rabigh CCPP-Civil _K0006 |  | RFQ-00038 | Mahmoud El Nady | MEP (Electro Mechanical) | 2024-09-12 | MEP Installation Work | Approved | 22 14 26 RD-0002 | Sypplying;Installing;testing;thermoplastic (UPVC); roof drain;for drain fixtures75mm; in buildings; | ECH | 5 | 5 | 152 | 760 | SC_Apply | شركة اضواء الخليل للمقاولات | 22 14 26 RD-0002 | Sypplying;Installing;testing;thermoplastic (UPVC); roof drain;for drain fixtures75mm; in buildings; | ECH | 5 | 326 | 1630 | SAR | SC_Apply
Rabigh CCPP-Civil _K0006 |  | RFQ-00038 | Mahmoud El Nady | MEP (Electro Mechanical) | 2024-09-12 | MEP Installation Work | Approved | 33 31 00 SWNT-0021 | Supplying; installing; testing; gravity; PN6 bar; thermoplastic (UPVC) pipes; outer Dia. 250mm; installed under ground; depth range D≤1m; buried; for sewage network | MTR | 204 | 204 | 364 | 74256 | SC_Apply | شركة اضواء الخليل للمقاولات | 33 31 00 SWNT-0021 | Supplying; installing; testing; gravity; PN6 bar; thermoplastic (UPVC) pipes; outer Dia. 250mm; installed under ground; depth range D≤1m; buried; for sewage network | MTR | 204 | 256.68 | 52362.72 | SAR | SC_Apply
Rabigh CCPP-Civil _K0006 |  | RFQ-00038 | Mahmoud El Nady | MEP (Electro Mechanical) | 2024-09-12 | MEP Installation Work | Approved | 22 13 16 FWDN-0001 | Sypplying;Installing;testing;thermoplastic (UPVC);pipeas per BS3505;to drainage network;inner Dia. 2";installed above ground; | MTR | 286 | 286 | 46 | 13156 | SC_Apply | شركة اضواء الخليل للمقاولات | 22 13 16 FWDN-0001 | Sypplying;Installing;testing;thermoplastic (UPVC);pipeas per BS3505;to drainage network;inner Dia. 2";installed above ground; | MTR | 286 | 106.95 | 30587.7 | SAR | SC_Apply
Rabigh CCPP-Civil _K0006 |  | RFQ-00038 | Mahmoud El Nady | MEP (Electro Mechanical) | 2024-09-12 | MEP Installation Work | Approved | 33 31 00 SWNT-0039 | Supplying; installing; testing; pressurized; PN16 bar; High density polyethylene (HDPE) pipes; outer Dia. 150mm; installed under ground; depth range 2m<D≤3m; on sand bedding; for sewage network. | MTR | 102 | 102 | 404 | 41208 | SC_Apply | شركة اضواء الخليل للمقاولات | 33 31 00 SWNT-0039 | Supplying; installing; testing; pressurized; PN16 bar; High density polyethylene (HDPE) pipes; outer Dia. 150mm; installed under ground; depth range 2m<D≤3m; on sand bedding; for sewage network. | MTR | 102 | 320 | 32640 | SAR | SC_Apply
Rabigh CCPP-Civil _K0006 |  | RFQ-00038 | Mahmoud El Nady | MEP (Electro Mechanical) | 2024-09-12 | MEP Installation Work | Approved | 33 14 16 WNT-0013 | Supplying; installing; testing; pressurized; PN10 bar; polyethylene (PE) pipes; outer Dia. 25mm; installed under ground; depth range D≤1m; buried; for irrigation network | MTR | 510 | 510 | 132 | 67320 | SC_Apply | شركة اضواء الخليل للمقاولات | 33 14 16 WNT-0013 | Supplying; installing; testing; pressurized; PN10 bar; polyethylene (PE) pipes; outer Dia. 25mm; installed under ground; depth range D≤1m; buried; for irrigation network | MTR | 510 | 50 | 25500 | SAR | SC_Apply
Rabigh CCPP-Civil _K0006 |  | RFQ-00038 | Mahmoud El Nady | MEP (Electro Mechanical) | 2024-09-12 | MEP Installation Work | Approved | 33 05 61 SWNT-0015 | Supplying; installing; testing; circular; cast-in-place concrete; manhole; internal dims. D=1.2m; installed under ground; depth range 1m<D≤2m; for oil network. | ECH | 5 | 5 | 685 | 3425 | SC_Apply | شركة اضواء الخليل للمقاولات | 33 05 61 SWNT-0015 | Supplying; installing; testing; circular; cast-in-place concrete; manhole; internal dims. D=1.2m; installed under ground; depth range 1m<D≤2m; for oil network. | ECH | 5 | 1925.1 | 9625.5 | SAR | SC_Apply
Rabigh CCPP-Civil _K0006 |  | RFQ-00038 | Mahmoud El Nady | MEP (Electro Mechanical) | 2024-09-12 | MEP Installation Work | Approved | 33 05 61 SNT-0017 | Supplying; installing; testing; circular; cast-in-place concrete; manhole; internal dims. D=2m; installed under ground; depth range D>3m; for storm network. | ECH | 10 | 10 | 6641.45 | 66414.5 | SC_Apply | شركة اضواء الخليل للمقاولات | 33 05 61 SNT-0017 | Supplying; installing; testing; circular; cast-in-place concrete; manhole; internal dims. D=2m; installed under ground; depth range D>3m; for storm network. | ECH | 10 | 5347.5 | 53475 | SAR | SC_Apply
Rabigh CCPP-Civil _K0006 |  | RFQ-00038 | Mahmoud El Nady | MEP (Electro Mechanical) | 2024-09-12 | MEP Installation Work | Approved | 33 42 11 SNT-0043 | Supplying; installing; testing; gravity; PN6 bar; thermoplastic (UPVC) pipes; outer Dia. 315mm; installed under ground; depth range 2m<D≤3m; on sand bedding; for storm network. | MTR | 218 | 218 | 404 | 88072 | SC_Apply | شركة اضواء الخليل للمقاولات | 33 42 11 SNT-0043 | Supplying; installing; testing; gravity; PN6 bar; thermoplastic (UPVC) pipes; outer Dia. 315mm; installed under ground; depth range 2m<D≤3m; on sand bedding; for storm network. | MTR | 218 | 321.78 | 70148.04 | SAR | SC_Apply
Rabigh CCPP-Civil _K0006 |  | RFQ-00038 | Mahmoud El Nady | MEP (Electro Mechanical) | 2024-09-12 | MEP Installation Work | Approved | 33 42 11 SNT-0017 | Supplying; installing; testing; gravity; PN6 bar; thermoplastic (UPVC) pipes; outer Dia. 400mm; installed under ground; depth range 1m<D≤2m; buried; for storm network. | MTR | 269 | 269 | 382 | 102758 | SC_Apply | شركة اضواء الخليل للمقاولات | 33 42 11 SNT-0017 | Supplying; installing; testing; gravity; PN6 bar; thermoplastic (UPVC) pipes; outer Dia. 400mm; installed under ground; depth range 1m<D≤2m; buried; for storm network. | MTR | 269 | 546.84 | 147099.96 | SAR | SC_Apply
Rabigh CCPP-Civil _K0006 |  | RFQ-00038 | Mahmoud El Nady | MEP (Electro Mechanical) | 2024-09-12 | MEP Installation Work | Approved | 33 31 00 SWNT-0019 | Supplying; installing; testing; gravity; PN6 bar; thermoplastic (UPVC) pipes; outer Dia. 160mm; installed under ground; depth range D≤1m; buried; for sewage network | MTR | 841.5 | 841.5 | 300 | 252450 | SC_Apply | شركة اضواء الخليل للمقاولات | 33 31 00 SWNT-0019 | Supplying; installing; testing; gravity; PN6 bar; thermoplastic (UPVC) pipes; outer Dia. 160mm; installed under ground; depth range D≤1m; buried; for sewage network | MTR | 841.5 | 193.44 | 162779.76 | SAR | SC_Apply
Rabigh CCPP-Civil _K0006 |  | RFQ-00038 | Mahmoud El Nady | MEP (Electro Mechanical) | 2024-09-12 | MEP Installation Work | Approved | 33 05 61 SWNT-0025 | Supplying; installing; testing; rectangular; cast-in-place concrete; inspection chamber; internal dims. L=0.6mxW=0.6mxH=0.6m; installed under ground; depth range 1m<D≤2m; for chemical network. | ECH | 36 | 36 | 1126.99 | 40571.64 | SC_Apply | شركة اضواء الخليل للمقاولات | 33 05 61 SWNT-0025 | Supplying; installing; testing; rectangular; cast-in-place concrete; inspection chamber; internal dims. L=0.6mxW=0.6mxH=0.6m; installed under ground; depth range 1m<D≤2m; for chemical network. | ECH | 36 | 1908.36 | 68700.96 | SAR | SC_Apply
Rabigh CCPP-Civil _K0006 |  | RFQ-00038 | Mahmoud El Nady | MEP (Electro Mechanical) | 2024-09-12 | MEP Installation Work | Approved | 22 40 00 PLF-0015 | Supplying; installing; stainless steel Emergency eye wash | ECH | 1 | 1 | 859 | 859 | SC_Apply | شركة اضواء الخليل للمقاولات | 22 40 00 PLF-0015 | Supplying; installing; stainless steel Emergency eye wash | ECH | 1 | 1337.34 | 1337.34 | SAR | SC_Apply
Rabigh CCPP-Civil _K0006 |  | RFQ-00038 | Mahmoud El Nady | MEP (Electro Mechanical) | 2024-09-12 | MEP Installation Work | Approved | 22 40 00 PLF-0016 | Supplying; installing; Laboratory Anti-chemical Sink; one eye | ECH | 2 | 2 | 527 | 1054 | SC_Apply | شركة اضواء الخليل للمقاولات | 22 40 00 PLF-0016 | Supplying; installing; Laboratory Anti-chemical Sink; one eye | ECH | 2 | 1693.53 | 3387.06 | SAR | SC_Apply
Rabigh CCPP-Civil _K0006 |  | RFQ-00038 | Mahmoud El Nady | MEP (Electro Mechanical) | 2024-09-12 | MEP Installation Work | Approved | 33 14 19 WNT-0018 | Supplying; installing; testing; motorized; isolation; gate valve; PN10 bar; Dia. 90mm; installed under ground; depth range D≤1m; installed in valve chamber; for irrigation network. | ECH | 1 | 1 | 335 | 335 | SC_Apply | شركة اضواء الخليل للمقاولات | 33 14 19 WNT-0018 | Supplying; installing; testing; motorized; isolation; gate valve; PN10 bar; Dia. 90mm; installed under ground; depth range D≤1m; installed in valve chamber; for irrigation network. | ECH | 1 | 641.7 | 641.7 | SAR | SC_Apply
Rabigh CCPP-Civil _K0006 |  | RFQ-00038 | Mahmoud El Nady | MEP (Electro Mechanical) | 2024-09-12 | MEP Installation Work | Approved | 33 31 00 SWNT-0028 | Supplying; installing; testing; gravity; PN6 bar; thermoplastic (UPVC) pipes; outer Dia. 250mm; installed under ground; depth range 2m<D≤3m; on sand bedding; for sewage network. | MTR | 204 | 204 | 469 | 95676 | SC_Apply | شركة اضواء الخليل للمقاولات | 33 31 00 SWNT-0028 | Supplying; installing; testing; gravity; PN6 bar; thermoplastic (UPVC) pipes; outer Dia. 250mm; installed under ground; depth range 2m<D≤3m; on sand bedding; for sewage network. | MTR | 204 | 400 | 81600 | SAR | SC_Apply
Rabigh CCPP-Civil _K0006 |  | RFQ-00038 | Mahmoud El Nady | MEP (Electro Mechanical) | 2024-09-12 | MEP Installation Work | Approved | A3.7 Network -10 | Irrigation system Controller including all its accessories and requirements to complete the work as per specifications and drawings | MTR | 1 | 1 | 10429.57 | 10429.57 | SC_Apply | شركة اضواء الخليل للمقاولات | A3.7 Network -10 | Irrigation system Controller including all its accessories and requirements to complete the work as per specifications and drawings | MTR | 1 | 28443.3 | 28443.3 | SAR | SC_Apply
Rabigh CCPP-Civil _K0006 |  | RFQ-00038 | Mahmoud El Nady | MEP (Electro Mechanical) | 2024-09-12 | MEP Installation Work | Approved | A3.7 Network -7 | Supply and install Sprayers with circular nozzels Including connection & fittings to laterals by polyethenile pipes and all necessary accessories and requirements to complete the work as per specifications and drawings. | MTR | 510 | 510 | 45.4 | 23154 | SC_Apply | شركة اضواء الخليل للمقاولات | A3.7 Network -7 | Supply and install Sprayers with circular nozzels Including connection & fittings to laterals by polyethenile pipes and all necessary accessories and requirements to complete the work as per specifications and drawings. | MTR | 510 | 124.2 | 63342 | SAR | SC_Apply
Rabigh CCPP-Civil _K0006 |  | RFQ-00038 | Mahmoud El Nady | MEP (Electro Mechanical) | 2024-09-12 | MEP Installation Work | Approved | A3.7 Network -8 | Supply and install Droppers Including connection & fittings to laterals by polyethenile pipes and all necessary accessories and requirements to complete the work as per specifications and drawings. | MTR | 102 | 102 | 3 | 306 | SC_Apply | شركة اضواء الخليل للمقاولات | A3.7 Network -8 | Supply and install Droppers Including connection & fittings to laterals by polyethenile pipes and all necessary accessories and requirements to complete the work as per specifications and drawings. | MTR | 102 | 202.5 | 20655 | SAR | SC_Apply
Rabigh CCPP-Civil _K0006 |  | RFQ-00038 | Mahmoud El Nady | MEP (Electro Mechanical) | 2024-09-12 | MEP Installation Work | Approved | 33 31 00 SWNT-0032 | Supplying; installing; testing; gravity; PN6 bar; High density polyethylene (HDPE) pipes; outer Dia. 200mm; installed under ground; depth range 2m<D≤3m; buried; for oil network. | ECH | 153 | 153 | 437 | 66861 | SC_Apply | شركة اضواء الخليل للمقاولات | 33 31 00 SWNT-0032 | Supplying; installing; testing; gravity; PN6 bar; High density polyethylene (HDPE) pipes; outer Dia. 200mm; installed under ground; depth range 2m<D≤3m; buried; for oil network. | ECH | 153 | 275 | 42075 | SAR | SC_Apply
Rabigh CCPP-Civil _K0006 |  | RFQ-00038 | Mahmoud El Nady | MEP (Electro Mechanical) | 2024-09-12 | MEP Installation Work | Approved | 33 42 11 SNT-0018 | Supplying; installing; testing; gravity; PN6 bar; fiberglass-reinforced plastic (GRP) pipes; outer Dia. 500mm; installed under ground; depth range 1m<D≤2m; buried; for storm network. | ECH | 91 | 91 | 783 | 71253 | SC_Apply | شركة اضواء الخليل للمقاولات | 33 42 11 SNT-0018 | Supplying; installing; testing; gravity; PN6 bar; fiberglass-reinforced plastic (GRP) pipes; outer Dia. 500mm; installed under ground; depth range 1m<D≤2m; buried; for storm network. | ECH | 91 | 577.53 | 52555.23 | SAR | SC_Apply
Rabigh CCPP-Civil _K0006 |  | RFQ-00038 | Mahmoud El Nady | MEP (Electro Mechanical) | 2024-09-12 | MEP Installation Work | Approved | 33 42 11 SNT-0037 | Supplying; installing; testing; gravity; PN6 bar; fiberglass-reinforced plastic (GRP) pipes; outer Dia. 1200mm; installed under ground; depth range 2m<D≤3m; on sand bedding; for storm network. | MTR | 109.09 | 109.09 | 2203 | 240325.27 | SC_Apply | شركة اضواء الخليل للمقاولات | 33 42 11 SNT-0037 | Supplying; installing; testing; gravity; PN6 bar; fiberglass-reinforced plastic (GRP) pipes; outer Dia. 1200mm; installed under ground; depth range 2m<D≤3m; on sand bedding; for storm network. | MTR | 109.09 | 1500 | 163635 | SAR | SC_Apply
Rabigh CCPP-Civil _K0006 |  | RFQ-00038 | Mahmoud El Nady | MEP (Electro Mechanical) | 2024-09-12 | MEP Installation Work | Approved | 33 05 61 SWNT-0018 | Supplying; installing; testing; circular; cast-in-place concrete; manhole; internal dims. D=1.2m; installed under ground; depth range 1m<D≤2m; for chemical network. | ECH | 5 | 5 | 685 | 3425 | SC_Apply | شركة اضواء الخليل للمقاولات | 33 05 61 SWNT-0018 | Supplying; installing; testing; circular; cast-in-place concrete; manhole; internal dims. D=1.2m; installed under ground; depth range 1m<D≤2m; for chemical network. | ECH | 5 | 5347.5 | 26737.5 | SAR | SC_Apply
Rabigh CCPP-Civil _K0006 |  | RFQ-00038 | Mahmoud El Nady | MEP (Electro Mechanical) | 2024-09-12 | MEP Installation Work | Approved | 22 14 29 PMP-0001 | Supplying, installing, connecting, and testing of Submersible Pumps with cast iron casing and IP68 electric motor (Duplex Submersible Pump Set (1 duty & 1 standby) each 30 gpm @ 1.0 bar) Including valves, gauges, guide rails, lifting chains, level switches, control panel, all wiring and all necessary accessories. | ECH | 4 | 4 | 7660 | 30640 | SC_Apply | شركة اضواء الخليل للمقاولات | 22 14 29 PMP-0001 | Supplying, installing, connecting, and testing of Submersible Pumps with cast iron casing and IP68 electric motor (Duplex Submersible Pump Set (1 duty & 1 standby) each 30 gpm @ 1.0 bar) Including valves, gauges, guide rails, lifting chains, level switches, control panel, all wiring and all necessary accessories. | ECH | 4 | 4012.02 | 16048.08 | SAR | SC_Apply
Rabigh CCPP-Civil _K0006 |  | RFQ-00038 | Mahmoud El Nady | MEP (Electro Mechanical) | 2024-09-12 | MEP Installation Work | Approved | 33 14 16 WNT-0017 | Supplying; installing; testing; pressurized; PN10 bar; polyethylene (PE) pipes; outer Dia. 63mm; installed under ground; depth range D≤1m; buried; for irrigation network | MTR | 102 | 102 | 156 | 15912 | SC_Apply | شركة اضواء الخليل للمقاولات | 33 14 16 WNT-0017 | Supplying; installing; testing; pressurized; PN10 bar; polyethylene (PE) pipes; outer Dia. 63mm; installed under ground; depth range D≤1m; buried; for irrigation network | MTR | 102 | 115 | 11730 | SAR | SC_Apply
Rabigh CCPP-Civil _K0006 |  | RFQ-00038 | Mahmoud El Nady | MEP (Electro Mechanical) | 2024-09-12 | MEP Installation Work | Approved | 33 14 16 WNT-0018 | Supplying; installing; testing; pressurized; PN10 bar; polyethylene (PE) pipes; outer Dia. 75mm; installed under ground; depth range D≤1m; buried; for irrigation network | MTR | 51 | 51 | 164 | 8364 | SC_Apply | شركة اضواء الخليل للمقاولات | 33 14 16 WNT-0018 | Supplying; installing; testing; pressurized; PN10 bar; polyethylene (PE) pipes; outer Dia. 75mm; installed under ground; depth range D≤1m; buried; for irrigation network | MTR | 51 | 122 | 6222 | SAR | SC_Apply
Rabigh CCPP-Civil _K0006 |  | RFQ-00038 | Mahmoud El Nady | MEP (Electro Mechanical) | 2024-09-12 | MEP Installation Work | Approved | 22 13 19 FD-0002 | Sypplying;Installing;testing;thermoplastic (UPVC); floor drain;for drain fixtures100mm; in buildings; | ECH | 14 | 14 | 151 | 2114 | SC_Apply | شركة اضواء الخليل للمقاولات | 22 13 19 FD-0002 | Sypplying;Installing;testing;thermoplastic (UPVC); floor drain;for drain fixtures100mm; in buildings; | ECH | 14 | 145.08 | 2031.12 | SAR | SC_Apply
Rabigh CCPP-Civil _K0006 |  | RFQ-00038 | Mahmoud El Nady | MEP (Electro Mechanical) | 2024-09-12 | MEP Installation Work | Approved | 22 13 26 GTR-0001 | Sypplying;Installing;testing;thermoplastic (UPVC); gully trap; for drain fixtures0.4mx0.4m | ECH | 10 | 10 | 1661 | 16610 | SC_Apply | شركة اضواء الخليل للمقاولات | 22 13 26 GTR-0001 | Sypplying;Installing;testing;thermoplastic (UPVC); gully trap; for drain fixtures0.4mx0.4m | ECH | 10 | 401.76 | 4017.6 | SAR | SC_Apply
Rabigh CCPP-Civil _K0006 |  | RFQ-00035 | Mohamed Amr | Procurement | 2024-09-04 | Steel RFT | Approved | 03 21 00 WL-0004 | steel dia 25 mm | TON | 24.8 | 24.8 | 2434 | 60363.2 | MAT_Raw | شركة مدار لمواد البناء المحدودة | 03 21 00 WL-0004 | steel dia 25 mm | TON | 24.8 | 2500 | 62000 | SAR | MAT_Raw
Rabigh CCPP-Civil _K0006 |  | RFQ-00035 | Mohamed Amr | Procurement | 2024-09-04 | Steel RFT | Approved | 03 21 00 WL-0004 | steel dia 10 mm | TON | 86.12 | 86.12 | 2434 | 209616.08 | MAT_Raw | شركة مدار لمواد البناء المحدودة | 03 21 00 WL-0004 | steel dia 10 mm | TON | 86.12 | 2350 | 202382 | SAR | MAT_Raw
Rabigh CCPP-Civil _K0006 |  | RFQ-00035 | Mohamed Amr | Procurement | 2024-09-04 | Steel RFT | Approved | 03 21 00 WL-0004 | steel dia 12 mm | TON | 57.24 | 57.24 | 2434 | 139322.16 | MAT_Raw | شركة مدار لمواد البناء المحدودة | 03 21 00 WL-0004 | steel dia 12 mm | TON | 57.24 | 2350 | 134514 | SAR | MAT_Raw
Rabigh CCPP-Civil _K0006 |  | RFQ-00035 | Mohamed Amr | Procurement | 2024-09-04 | Steel RFT | Approved | 03 21 00 WL-0004 | steel dia 14 mm | TON | 26.2 | 26.2 | 2434 | 63770.8 | MAT_Raw | شركة مدار لمواد البناء المحدودة | 03 21 00 WL-0004 | steel dia 14 mm | TON | 26.2 | 2450 | 64190 | SAR | MAT_Raw
Rabigh CCPP-Civil _K0006 |  | RFQ-00035 | Mohamed Amr | Procurement | 2024-09-04 | Steel RFT | Approved | 03 21 00 WL-0004 | steel dia 16 mm | TON | 217.4 | 217.4 | 2434 | 529151.6 | MAT_Raw | شركة مدار لمواد البناء المحدودة | 03 21 00 WL-0004 | steel dia 16 mm | TON | 217.4 | 2350 | 510890 | SAR | MAT_Raw
Rabigh CCPP-Civil _K0006 |  | RFQ-00035 | Mohamed Amr | Procurement | 2024-09-04 | Steel RFT | Approved | 03 21 00 WL-0004 | steel dia 20 mm | TON | 138.6 | 138.6 | 2434 | 337352.4 | MAT_Raw | شركة مدار لمواد البناء المحدودة | 03 21 00 WL-0004 | steel dia 20 mm | TON | 138.6 | 2350 | 325710 | SAR | MAT_Raw
Rabigh CCPP-Civil _K0006 |  | RFQ-00036 | Ahmed Adel | MEP (Electro Mechanical) | 2024-09-05 | HDPE PIPES - 160MM | Approved | 33 31 00 SWNT-0016 | Supplying; installing; testing; gravity; PN6 bar; High density polyethylene (HDPE) pipes; outer Dia. 150mm; installed under ground; depth range 1m<D≤2m; buried; for chemical network. | ECH | 1850 | 1850 | 20 | 37000 | MAT_Raw | union pipes industry | 33 31 00 SWNT-0016 | Supplying; installing; testing; gravity; PN6 bar; High density polyethylene (HDPE) pipes; outer Dia. 150mm; installed under ground; depth range 1m<D≤2m; buried; for chemical network. | ECH | 1850 | 17.2 | 31820 | SAR | MAT_Raw
Rabigh CCPP-Civil _K0006 |  | RFQ-00036 | Ahmed Adel | MEP (Electro Mechanical) | 2024-09-05 | HDPE PIPES - 160MM | Approved | 33 31 00 SWNT-0030 | Supplying; installing; testing; gravity; PN6 bar; High density polyethylene (HDPE) pipes; outer Dia. 150mm; installed under ground; depth range 2m<D≤3m; buried; for oil network. | ECH | 793 | 658 | 20 | 13160 | MAT_Raw | union pipes industry | 33 31 00 SWNT-0030 | Supplying; installing; testing; gravity; PN6 bar; High density polyethylene (HDPE) pipes; outer Dia. 150mm; installed under ground; depth range 2m<D≤3m; buried; for oil network. | ECH | 658 | 17.2 | 11317.6 | SAR | MAT_Raw
Rabigh CCPP-Civil _K0006 |  | RFQ-00038 | Mahmoud El Nady | MEP (Electro Mechanical) | 2024-09-12 | MEP Installation Work | Approved | 33 14 19 WNT-0019 | Supplying; installing; testing; motorized; non-return; check valve; PN16 bar; Dia. 90mm; installed under ground; depth range D≤1m; installed in valve chamber; for irrigation network. | ECH | 1 | 1 | 350 | 350 | SC_Apply | شركة اضواء الخليل للمقاولات | 33 14 19 WNT-0019 | Supplying; installing; testing; motorized; non-return; check valve; PN16 bar; Dia. 90mm; installed under ground; depth range D≤1m; installed in valve chamber; for irrigation network. | ECH | 1 | 643.56 | 643.56 | SAR | SC_Apply
Rabigh CCPP-Civil _K0006 |  | RFQ-00038 | Mahmoud El Nady | MEP (Electro Mechanical) | 2024-09-12 | MEP Installation Work | Approved | 33 31 00 SWNT-0017 | Supplying; installing; testing; gravity; PN6 bar; High density polyethylene (HDPE) pipes; outer Dia. 200mm; installed under ground; depth range 1m<D≤2m; buried; for chemical network. | ECH | 357 | 357 | 332 | 118524 | SC_Apply | شركة اضواء الخليل للمقاولات | 33 31 00 SWNT-0017 | Supplying; installing; testing; gravity; PN6 bar; High density polyethylene (HDPE) pipes; outer Dia. 200mm; installed under ground; depth range 1m<D≤2m; buried; for chemical network. | ECH | 357 | 213.9 | 76362.3 | SAR | SC_Apply
Rabigh CCPP-Civil _K0006 |  | RFQ-00038 | Mahmoud El Nady | MEP (Electro Mechanical) | 2024-09-12 | MEP Installation Work | Approved | 33 05 61 SNT-0015 | Supplying; installing; testing; circular; cast-in-place concrete; manhole; internal dims. D=1.2m; installed under ground; depth range 1m<D≤2m; for storm network. | ECH | 51 | 51 | 1011.19 | 51570.69 | SC_Apply | شركة اضواء الخليل للمقاولات | 33 05 61 SNT-0015 | Supplying; installing; testing; circular; cast-in-place concrete; manhole; internal dims. D=1.2m; installed under ground; depth range 1m<D≤2m; for storm network. | ECH | 51 | 1540.08 | 78544.08 | SAR | SC_Apply
Rabigh CCPP-Civil _K0006 |  | RFQ-00038 | Mahmoud El Nady | MEP (Electro Mechanical) | 2024-09-12 | MEP Installation Work | Approved | 33 31 00 SWNT-0027 | Supplying; installing; testing; gravity; PN6 bar; thermoplastic (UPVC) pipes; outer Dia. 200mm; installed under ground; depth range 2m<D≤3m; on sand bedding; for sewage network. | MTR | 204 | 204 | 437 | 89148 | SC_Apply | شركة اضواء الخليل للمقاولات | 33 31 00 SWNT-0027 | Supplying; installing; testing; gravity; PN6 bar; thermoplastic (UPVC) pipes; outer Dia. 200mm; installed under ground; depth range 2m<D≤3m; on sand bedding; for sewage network. | MTR | 204 | 213 | 43452 | SAR | SC_Apply
Rabigh CCPP-Civil _K0006 |  | RFQ-00038 | Mahmoud El Nady | MEP (Electro Mechanical) | 2024-09-12 | MEP Installation Work | Approved | 33 05 61 SNT-0018 | Supplying; installing; testing; rectangular; cast-in-place concrete; catch basin; internal dims. L=0.6mxW=0.6mxH=1m; installed under ground; depth range 1m<D≤2m; for storm network. | ECH | 163 | 163 | 1347.95 | 219715.85 | SC_Apply | شركة اضواء الخليل للمقاولات | 33 05 61 SNT-0018 | Supplying; installing; testing; rectangular; cast-in-place concrete; catch basin; internal dims. L=0.6mxW=0.6mxH=1m; installed under ground; depth range 1m<D≤2m; for storm network. | ECH | 163 | 2310.12 | 376549.56 | SAR | SC_Apply
Rabigh CCPP-Civil _K0006 |  | RFQ-00038 | Mahmoud El Nady | MEP (Electro Mechanical) | 2024-09-12 | MEP Installation Work | Approved | 33 31 00 SWNT-0030 | Supplying; installing; testing; gravity; PN6 bar; High density polyethylene (HDPE) pipes; outer Dia. 150mm; installed under ground; depth range 2m<D≤3m; buried; for oil network. | ECH | 337 | 337 | 404 | 136148 | SC_Apply | شركة اضواء الخليل للمقاولات | 33 31 00 SWNT-0030 | Supplying; installing; testing; gravity; PN6 bar; High density polyethylene (HDPE) pipes; outer Dia. 150mm; installed under ground; depth range 2m<D≤3m; buried; for oil network. | ECH | 337 | 193.44 | 65189.28 | SAR | SC_Apply
Rabigh CCPP-Civil _K0006 |  | RFQ-00038 | Mahmoud El Nady | MEP (Electro Mechanical) | 2024-09-12 | MEP Installation Work | Approved | 22 11 33 FWSN-0008 | Sypplying;Installing;testing;Polypropylene (PPP);pipeSDR7.4; to water supply network;inner Dia. 1.5";in buildings; | MTR | 102 | 102 | 39 | 3978 | SC_Apply | شركة اضواء الخليل للمقاولات | 22 11 33 FWSN-0008 | Sypplying;Installing;testing;Polypropylene (PPP);pipeSDR7.4; to water supply network;inner Dia. 1.5";in buildings; | MTR | 102 | 65.1 | 6640.2 | SAR | SC_Apply
Rabigh CCPP-Civil _K0006 |  | RFQ-00038 | Mahmoud El Nady | MEP (Electro Mechanical) | 2024-09-12 | MEP Installation Work | Approved | 33 42 11 SNT-0047 | Supplying; installing; testing; pressurized; PN16 bar; High density polyethylene (HDPE) pipes; outer Dia. 450mm; installed under ground; depth range 2m<D≤3m; on sand bedding; for storm network. | MTR | 77 | 77 | 696 | 53592 | SC_Apply | شركة اضواء الخليل للمقاولات | 33 42 11 SNT-0047 | Supplying; installing; testing; pressurized; PN16 bar; High density polyethylene (HDPE) pipes; outer Dia. 450mm; installed under ground; depth range 2m<D≤3m; on sand bedding; for storm network. | MTR | 77 | 648 | 49896 | SAR | SC_Apply
Rabigh CCPP-Civil _K0006 |  | RFQ-00038 | Mahmoud El Nady | MEP (Electro Mechanical) | 2024-09-12 | MEP Installation Work | Approved | 33 31 00 SWNT-0013 | Supplying; installing; testing; gravity; PN6 bar; High density polyethylene (HDPE) pipes; outer Dia. 150mm; installed under ground; depth range 1m<D≤2m; buried; for oil network. | ECH | 785 | 785 | 300 | 235500 | SC_Apply | شركة اضواء الخليل للمقاولات | 33 31 00 SWNT-0013 | Supplying; installing; testing; gravity; PN6 bar; High density polyethylene (HDPE) pipes; outer Dia. 150mm; installed under ground; depth range 1m<D≤2m; buried; for oil network. | ECH | 785 | 194.44 | 152635.4 | SAR | SC_Apply
Rabigh CCPP-Civil _K0006 |  | RFQ-00038 | Mahmoud El Nady | MEP (Electro Mechanical) | 2024-09-12 | MEP Installation Work | Approved | 22 33 00 WH-0002 | Sypplying;Installing;testing; Vertical Storage Potable Domestic Water Heatersunvented type,size 60 liter | ECH | 9 | 9 | 701 | 6309 | SC_Apply | شركة اضواء الخليل للمقاولات | 22 33 00 WH-0002 | Sypplying;Installing;testing; Vertical Storage Potable Domestic Water Heatersunvented type,size 60 liter | ECH | 9 | 641.7 | 5775.3 | SAR | SC_Apply
Rabigh CCPP-Civil _K0006 |  | RFQ-00038 | Mahmoud El Nady | MEP (Electro Mechanical) | 2024-09-12 | MEP Installation Work | Approved | 33 31 00 SWNT-0015 | Supplying; installing; testing; gravity; PN6 bar; High density polyethylene (HDPE) pipes; outer Dia. 250mm; installed under ground; depth range 1m<D≤2m; buried; for oil network. | ECH | 22 | 22 | 364 | 8008 | SC_Apply | شركة اضواء الخليل للمقاولات | 33 31 00 SWNT-0015 | Supplying; installing; testing; gravity; PN6 bar; High density polyethylene (HDPE) pipes; outer Dia. 250mm; installed under ground; depth range 1m<D≤2m; buried; for oil network. | ECH | 22 | 385.02 | 8470.44 | SAR | SC_Apply
Rabigh CCPP-Civil _K0006 |  | RFQ-00038 | Mahmoud El Nady | MEP (Electro Mechanical) | 2024-09-12 | MEP Installation Work | Approved | 33 14 16 WNT-0015 | Supplying; installing; testing; pressurized; PN10 bar; polyethylene (PE) pipes; outer Dia. 50mm; installed under ground; depth range D≤1m; buried; for irrigation network | MTR | 153 | 153 | 148 | 22644 | SC_Apply | شركة اضواء الخليل للمقاولات | 33 14 16 WNT-0015 | Supplying; installing; testing; pressurized; PN10 bar; polyethylene (PE) pipes; outer Dia. 50mm; installed under ground; depth range D≤1m; buried; for irrigation network | MTR | 153 | 105 | 16065 | SAR | SC_Apply
Rabigh CCPP-Civil _K0006 |  | RFQ-00038 | Mahmoud El Nady | MEP (Electro Mechanical) | 2024-09-12 | MEP Installation Work | Approved | 33 42 11 SNT-0033 | Supplying; installing; testing; gravity; PN6 bar; fiberglass-reinforced plastic (GRP) pipes; outer Dia. 600mm; installed under ground; depth range 2m<D≤3m; on sand bedding; for storm network. | MTR | 218 | 218 | 1083 | 236094 | SC_Apply | شركة اضواء الخليل للمقاولات | 33 42 11 SNT-0033 | Supplying; installing; testing; gravity; PN6 bar; fiberglass-reinforced plastic (GRP) pipes; outer Dia. 600mm; installed under ground; depth range 2m<D≤3m; on sand bedding; for storm network. | MTR | 218 | 962.55 | 209835.9 | SAR | SC_Apply
Rabigh CCPP-Civil _K0006 |  | RFQ-00038 | Mahmoud El Nady | MEP (Electro Mechanical) | 2024-09-12 | MEP Installation Work | Approved | 33 42 11 SNT-0042 | Supplying; installing; testing; gravity; PN6 bar; thermoplastic (UPVC) pipes; outer Dia. 250mm; installed under ground; depth range 2m<D≤3m; on sand bedding; for storm network. | MTR | 218 | 218 | 353 | 76954 | SC_Apply | شركة اضواء الخليل للمقاولات | 33 42 11 SNT-0042 | Supplying; installing; testing; gravity; PN6 bar; thermoplastic (UPVC) pipes; outer Dia. 250mm; installed under ground; depth range 2m<D≤3m; on sand bedding; for storm network. | MTR | 218 | 256.68 | 55956.24 | SAR | SC_Apply
Rabigh CCPP-Civil _K0006 |  | RFQ-00038 | Mahmoud El Nady | MEP (Electro Mechanical) | 2024-09-12 | MEP Installation Work | Approved | 33 05 61 SWNT-0020 | Supplying; installing; testing; rectangular; cast-in-place concrete; drain chamber; internal dims. L=0.6mxW=0.6mxH=0.6m; installed under ground; depth range 1m<D≤2m; for chemical network. | ECH | 145 | 145 | 1126.99 | 163413.55 | SC_Apply | شركة اضواء الخليل للمقاولات | 33 05 61 SWNT-0020 | Supplying; installing; testing; rectangular; cast-in-place concrete; drain chamber; internal dims. L=0.6mxW=0.6mxH=0.6m; installed under ground; depth range 1m<D≤2m; for chemical network. | ECH | 145 | 1590.3 | 230593.5 | SAR | SC_Apply
Rabigh CCPP-Civil _K0006 |  | RFQ-00038 | Mahmoud El Nady | MEP (Electro Mechanical) | 2024-09-12 | MEP Installation Work | Approved | 33 05 61 SWNT-0022 | Supplying; installing; testing; circular; cast-in-place concrete; manhole; internal dims. D=1.2m; installed under ground; depth range 1m<D≤2m; for sewage network. | ECH | 10 | 10 | 1011.19 | 10111.9 | SC_Apply | شركة اضواء الخليل للمقاولات | 33 05 61 SWNT-0022 | Supplying; installing; testing; circular; cast-in-place concrete; manhole; internal dims. D=1.2m; installed under ground; depth range 1m<D≤2m; for sewage network. | ECH | 10 | 2139 | 21390 | SAR | SC_Apply
Rabigh CCPP-Civil _K0006 |  | RFQ-00038 | Mahmoud El Nady | MEP (Electro Mechanical) | 2024-09-12 | MEP Installation Work | Approved | 33 42 11 SNT-0034 | Supplying; installing; testing; gravity; PN6 bar; fiberglass-reinforced plastic (GRP) pipes; outer Dia. 1000mm; installed under ground; depth range 2m<D≤3m; on sand bedding; for storm network. | MTR | 72.73 | 72.73 | 1673 | 121677.29 | SC_Apply | شركة اضواء الخليل للمقاولات | 33 42 11 SNT-0034 | Supplying; installing; testing; gravity; PN6 bar; fiberglass-reinforced plastic (GRP) pipes; outer Dia. 1000mm; installed under ground; depth range 2m<D≤3m; on sand bedding; for storm network. | MTR | 72.73 | 1219.23 | 88674.6 | SAR | SC_Apply
Rabigh CCPP-Civil _K0006 |  | RFQ-00038 | Mahmoud El Nady | MEP (Electro Mechanical) | 2024-09-12 | MEP Installation Work | Approved | 22 11 33 FWSN-0006 | Sypplying;Installing;testing;Polypropylene (PPP);pipeSDR7.4; to water supply network;inner Dia. 3/4";in buildings; | MTR | 237 | 237 | 19 | 4503 | SC_Apply | شركة اضواء الخليل للمقاولات | 22 11 33 FWSN-0006 | Sypplying;Installing;testing;Polypropylene (PPP);pipeSDR7.4; to water supply network;inner Dia. 3/4";in buildings; | MTR | 237 | 76.26 | 18073.62 | SAR | SC_Apply
Katameya Creeks |  | RFQ-00093 | Youssef Abd El Kream | MEP (Electro Mechanical) | 2024-09-02 | K-Flex Insulation | Approved | SERVICE 20 G.Basement.1-3 | K flex ST Tubes insulation - 19mm thick - size 1/4 " | LM | 240 | 240 | 19.8 | 4752 | SC_Supply/Apply | قباء للتجارة والاستيراد | SERVICE 20 G.Basement.1-3 | K flex ST Tubes insulation - 19mm thick - size 1/4 " | LM | 240 | 38.5 | 9240 | EGP | SC_Supply/Apply
Katameya Creeks |  | RFQ-00093 | Youssef Abd El Kream | MEP (Electro Mechanical) | 2024-09-02 | K-Flex Insulation | Approved | SERVICE 20 G.Basement.1-3 | K flex ST Tubes insulation - 19mm thick - size 3/8 " | LM | 196 | 196 | 21.3 | 4174.8 | SC_Supply/Apply | قباء للتجارة والاستيراد | SERVICE 20 G.Basement.1-3 | K flex ST Tubes insulation - 19mm thick - size 3/8 " | LM | 196 | 41.3 | 8094.8 | EGP | SC_Supply/Apply
Katameya Creeks |  | RFQ-00093 | Youssef Abd El Kream | MEP (Electro Mechanical) | 2024-09-02 | K-Flex Insulation | Approved | SERVICE 20 G.Basement.1-3 | K flex ST Tubes insulation - 19mm thick - size 1/2 " | LM | 240 | 240 | 24.75 | 5940 | SC_Supply/Apply | قباء للتجارة والاستيراد | SERVICE 20 G.Basement.1-3 | K flex ST Tubes insulation - 19mm thick - size 1/2 " | LM | 240 | 48.1 | 11544 | EGP | SC_Supply/Apply
Katameya Creeks |  | RFQ-00093 | Youssef Abd El Kream | MEP (Electro Mechanical) | 2024-09-02 | K-Flex Insulation | Approved | SERVICE 20 G.Basement.1-3 | K flex ST Tubes insulation - 19mm thick - size 5/8 " | LM | 166 | 166 | 25.75 | 4274.5 | SC_Supply/Apply | قباء للتجارة والاستيراد | SERVICE 20 G.Basement.1-3 | K flex ST Tubes insulation - 19mm thick - size 5/8 " | LM | 166 | 50 | 8300 | EGP | SC_Supply/Apply
Katameya Creeks |  | RFQ-00093 | Youssef Abd El Kream | MEP (Electro Mechanical) | 2024-09-02 | K-Flex Insulation | Approved | SERVICE 20 G.Basement.1-3 | K flex ST Tubes insulation - 19mm thick - size 3/4 " | LM | 46 | 46 | 28.7 | 1320.2 | SC_Supply/Apply | قباء للتجارة والاستيراد | SERVICE 20 G.Basement.1-3 | K flex ST Tubes insulation - 19mm thick - size 3/4 " | LM | 46 | 55.8 | 2566.8 | EGP | SC_Supply/Apply
ORA ZED-Ph 2-Pkgs A&D |  | RFQ-00065 | Sarah Al Shaarawy | MEP (Electro Mechanical) | 2024-09-08 | Supply Intercom System | Approved | Intercom Material, Acc, Civil, Erection | IP outdoor entrance station at building entrance c/w dial numeric keypad, 3.5" TFT color LCD screen, 1/3" CCD wide image camera and all related accessories | ECH | 8 | 8 | 260946.11 | 2087568.88 | SC_Supply/Apply | تامر محمد شفيع درويش عزام | Intercom Material, Acc, Civil, Erection | IP outdoor entrance station at building entrance c/w dial numeric keypad, 3.5" TFT color LCD screen, 1/3" CCD wide image camera and all related accessories | ECH | 8 | 46120.94 | 368967.52 | EGP | SC_Supply/Apply
Abo Shanab El Agamien _0195 |  | RFQ-00093 | Mostafa Shourbagi | MEP (Electro Mechanical) | 2024-09-02 | شحم نباتى | Approved | 6 - 6-Huwaydi Village.6-Huwaydi Village-BILL NO. 1: SEWAGE NETWORK-4-1.1.1-b.1 | *DN/ID 200 mm sewer dia pipes (SN 8) Depth to invert not exceeding 1.5 m | MTR | 1900 | 1900 | 10 | 19000 | OTH | El Maadawy | 6 - 6-Huwaydi Village.6-Huwaydi Village-BILL NO. 1: SEWAGE NETWORK-4-1.1.1-b.1 | *DN/ID 200 mm sewer dia pipes (SN 8) Depth to invert not exceeding 1.5 m | MTR | 1900 | 6.92 | 13148 | EGP | OTH
Abo Shanab El Agamien _0195 |  | RFQ-00096 | Ahmed Fouad | MEP (Electro Mechanical) | 2024-09-10 | اعمال تركيب خمس محطات | Approved | Total | مواسير الغسيل توريد وتركيب وتوصيل واختبار مواسير من حديد زهر مرن بقطر 150 مم لغرفة الغسيل ومواسير المأخذ (في حالة كانت الغرفة من النوع A) ويشمل البند جميع المواسير والقطع الخاصة والجوانات والوصلات المرنة والمسامير ، والصواميل والورد والمونة غير قابلة للإنكماش وكل ما يلزم لنهو الأعمال طبقا للرسومات التنفيذيه والمواصفات والقرار الوزاري رقم (277/2000) وملاحقه رقم 14/2002 وتعليمات المهندس المشرف . | MTR | 115 | 50 | 1000 | 50000 | SC_Apply | السعيد ابراهيم عبدالرؤوف ابراهيم بعلول | Total | مواسير الغسيل توريد وتركيب وتوصيل واختبار مواسير من حديد زهر مرن بقطر 150 مم لغرفة الغسيل ومواسير المأخذ (في حالة كانت الغرفة من النوع A) ويشمل البند جميع المواسير والقطع الخاصة والجوانات والوصلات المرنة والمسامير ، والصواميل والورد والمونة غير قابلة للإنكماش وكل ما يلزم لنهو الأعمال طبقا للرسومات التنفيذيه والمواصفات والقرار الوزاري رقم (277/2000) وملاحقه رقم 14/2002 وتعليمات المهندس المشرف . | MTR | 50 | 300 | 15000 | EGP | SC_Apply
Abo Shanab El Agamien _0195 |  | RFQ-00096 | Ahmed Fouad | MEP (Electro Mechanical) | 2024-09-10 | اعمال تركيب خمس محطات | Approved | Total | غرفة صمام الدخول (Inlet Gate Valve) تركيب واختبار اعمال داكتايل يشمل محبس من الزهر المرن 300 مم ووصلات الحائط ووصله الفك والتركيب وكوبلينج من الطرفين والقطع الخاصة والمسامير والصواميل والورد والجوانات والركائز والدعامات وجميع الحماية الخرسانية اللازمة لانهاء أعمال تركيب محبس البوابة ليكون صالح للتشغيل كما هو محدد برسومات التنفيذيه | NO | 3 | 3 | 7200 | 21600 | SC_Apply | السعيد ابراهيم عبدالرؤوف ابراهيم بعلول | Total | غرفة صمام الدخول (Inlet Gate Valve) تركيب واختبار اعمال داكتايل يشمل محبس من الزهر المرن 300 مم ووصلات الحائط ووصله الفك والتركيب وكوبلينج من الطرفين والقطع الخاصة والمسامير والصواميل والورد والجوانات والركائز والدعامات وجميع الحماية الخرسانية اللازمة لانهاء أعمال تركيب محبس البوابة ليكون صالح للتشغيل كما هو محدد برسومات التنفيذيه | NO | 3 | 5100 | 15300 | EGP | SC_Apply
Abo Shanab El Agamien _0195 |  | RFQ-00096 | Ahmed Fouad | MEP (Electro Mechanical) | 2024-09-10 | اعمال تركيب خمس محطات | Approved | Total | غرفة صمام الدخول (Inlet Gate Valve) تركيب واختبار اعمال داكتايل يشمل محبس من الزهر المرن 250 مم ووصلات الحائط ووصله الفك والتركيب وكوبلينج من الطرفين والقطع الخاصة والمسامير والصواميل والورد والجوانات والركائز والدعامات وجميع الحماية الخرسانية اللازمة لانهاء أعمال تركيب محبس البوابة ليكون صالح للتشغيل كما هو محدد برسومات التنفيذيه | NO | 2 | 2 | 6000 | 12000 | SC_Apply | السعيد ابراهيم عبدالرؤوف ابراهيم بعلول | Total | غرفة صمام الدخول (Inlet Gate Valve) تركيب واختبار اعمال داكتايل يشمل محبس من الزهر المرن 250 مم ووصلات الحائط ووصله الفك والتركيب وكوبلينج من الطرفين والقطع الخاصة والمسامير والصواميل والورد والجوانات والركائز والدعامات وجميع الحماية الخرسانية اللازمة لانهاء أعمال تركيب محبس البوابة ليكون صالح للتشغيل كما هو محدد برسومات التنفيذيه | NO | 2 | 5000 | 10000 | EGP | SC_Apply
Abo Shanab El Agamien _0195 |  | RFQ-00096 | Ahmed Fouad | MEP (Electro Mechanical) | 2024-09-10 | اعمال تركيب خمس محطات | Approved | Total | المضخات الغاطسه تركيب وإختبار وتشغيل وتسليم مضخة غاطسة 17 لتر / ثانية ، رفع 20 م متصله بمحرك كهربائي كامل مع كوع جزمه وقضبان التوجيه والوصلة و الكابل الغاطس وجميع عناصر الحماية ... إلخ) وكافة الاكسسوارات لحالة عمل جيدة ،وفقا الرسومات التنفيذيه وتوصيات المورد كما يشمل خط طرد المضخات (Pumps Delivery) تركيب وإختبار وتشغيل وتسليم خط طرد المضخات من نوع مواسير زهر مرن ( دكتايل) Ggg50 قطر 150 مم للخطوط ومحابس البوابه و محابس عدم الرجوع كاملة مع الوصلات والتركيب ، ... إلخ ، وفقًا للرسومات التنفيذيه . ( داخل البياره و داخل الغرفه الملحقه لها) وذلك لعدد 2 مضخه بالبياره كما يشمل خط الطرد الرئيسى (Main Header) تركيب وإختبار وتشغيل وتسليم خط الطرد الرئيسى نوع مواسير زهر مرن ( دكتايل) Ggg50 قطر 200 مم للخط كامل مع المحابس وقطع التركيب الجاهزه للمواسير من أكواع ومشتركات و وصلات الإستطاله ... إلخ ، وفقًا للرسومات التنفيذيه ( داخل الغرفه الملحقه للبياره) كما يشمل مصافي السلة تركيب وتسليم مصافي السلة وتشمل جميع الملحقات وفقًا الرسومات التنفيذيه وتوصيات مورد النظام. كما يشمل رافعات تركيب وتشغيل ونش دوار 1 طن كامل مع جميع الملحقات وفقًا الرسومات التنفيذيه وتوصيات مورد النظام. | LS | 1 | 1 | 96624 | 96624 | SC_Apply | السعيد ابراهيم عبدالرؤوف ابراهيم بعلول | Total | المضخات الغاطسه تركيب وإختبار وتشغيل وتسليم مضخة غاطسة 17 لتر / ثانية ، رفع 20 م متصله بمحرك كهربائي كامل مع كوع جزمه وقضبان التوجيه والوصلة و الكابل الغاطس وجميع عناصر الحماية ... إلخ) وكافة الاكسسوارات لحالة عمل جيدة ،وفقا الرسومات التنفيذيه وتوصيات المورد كما يشمل خط طرد المضخات (Pumps Delivery) تركيب وإختبار وتشغيل وتسليم خط طرد المضخات من نوع مواسير زهر مرن ( دكتايل) Ggg50 قطر 150 مم للخطوط ومحابس البوابه و محابس عدم الرجوع كاملة مع الوصلات والتركيب ، ... إلخ ، وفقًا للرسومات التنفيذيه . ( داخل البياره و داخل الغرفه الملحقه لها) وذلك لعدد 2 مضخه بالبياره كما يشمل خط الطرد الرئيسى (Main Header) تركيب وإختبار وتشغيل وتسليم خط الطرد الرئيسى نوع مواسير زهر مرن ( دكتايل) Ggg50 قطر 200 مم للخط كامل مع المحابس وقطع التركيب الجاهزه للمواسير من أكواع ومشتركات و وصلات الإستطاله ... إلخ ، وفقًا للرسومات التنفيذيه ( داخل الغرفه الملحقه للبياره) كما يشمل مصافي السلة تركيب وتسليم مصافي السلة وتشمل جميع الملحقات وفقًا الرسومات التنفيذيه وتوصيات مورد النظام. كما يشمل رافعات تركيب وتشغيل ونش دوار 1 طن كامل مع جميع الملحقات وفقًا الرسومات التنفيذيه وتوصيات مورد النظام. | LS | 1 | 85300 | 85300 | EGP | SC_Apply
Abo Shanab El Agamien _0195 |  | RFQ-00096 | Ahmed Fouad | MEP (Electro Mechanical) | 2024-09-10 | اعمال تركيب خمس محطات | Approved | Total | غرفة محبس غسيل ( العدايه) تركيب واختبار نظام داكتايل (DN 150) يشمل محابس البوابه من الزهر المرن ووصلات الفك والتركيب والقطع الخاصة والمشتركات والأكواع ووصلات الحائط ووصلات الإستطاله شامل المسامير والصواميل والورد والجوانات والركائز والدعامات الخرسانيه وكل مايلزم لنهو الأعمال داخل الغرفه وتوصيلها على مواسير الزهر المرن خارج الغرفه طبقا للمواصفات والرسومات التنفيذيه | NO | 1 | 1 | 7000 | 7000 | SC_Apply | السعيد ابراهيم عبدالرؤوف ابراهيم بعلول | Total | غرفة محبس غسيل ( العدايه) تركيب واختبار نظام داكتايل (DN 150) يشمل محابس البوابه من الزهر المرن ووصلات الفك والتركيب والقطع الخاصة والمشتركات والأكواع ووصلات الحائط ووصلات الإستطاله شامل المسامير والصواميل والورد والجوانات والركائز والدعامات الخرسانيه وكل مايلزم لنهو الأعمال داخل الغرفه وتوصيلها على مواسير الزهر المرن خارج الغرفه طبقا للمواصفات والرسومات التنفيذيه | NO | 1 | 5800 | 5800 | EGP | SC_Apply
Abo Shanab El Agamien _0195 |  | RFQ-00096 | Ahmed Fouad | MEP (Electro Mechanical) | 2024-09-10 | اعمال تركيب خمس محطات | Approved | Total | غرفة تهدئه تركيب واختبار نظام داكتايل ( DN 200 ) يشمل وصلات الحائط والقطع الخاصة والأكواع شامل المسامير والصواميل والورد والجوانات والركائز والدعامات الخرسانيه وكل مايلزم لنهو الأعمال داخل الغرفه وتوصيلها على مواسير الزهر المرن خارج الغرفه طبقا للمواصفات والرسومات التنفيذيه | NO | 2 | 2 | 1600 | 3200 | SC_Apply | السعيد ابراهيم عبدالرؤوف ابراهيم بعلول | Total | غرفة تهدئه تركيب واختبار نظام داكتايل ( DN 200 ) يشمل وصلات الحائط والقطع الخاصة والأكواع شامل المسامير والصواميل والورد والجوانات والركائز والدعامات الخرسانيه وكل مايلزم لنهو الأعمال داخل الغرفه وتوصيلها على مواسير الزهر المرن خارج الغرفه طبقا للمواصفات والرسومات التنفيذيه | NO | 2 | 1525 | 3050 | EGP | SC_Apply
Abo Shanab El Agamien _0195 |  | RFQ-00096 | Ahmed Fouad | MEP (Electro Mechanical) | 2024-09-10 | اعمال تركيب خمس محطات | Approved | Total | غرفة العدايه تركيب واختبار نظام داكتايل ( DN 200 ) يشمل وصلات الحائط والقطع الخاصة والأكواع ووصلات الإستطاله شامل المسامير والصواميل والورد والجوانات والركائز والدعامات الخرسانيه وكل مايلزم لنهو الأعمال داخل الغرفه وتوصيلها على مواسير الزهر المرن خارج الغرفه طبقا للمواصفات والرسومات التنفيذيه | NO | 1 | 1 | 6400 | 6400 | SC_Apply | السعيد ابراهيم عبدالرؤوف ابراهيم بعلول | Total | غرفة العدايه تركيب واختبار نظام داكتايل ( DN 200 ) يشمل وصلات الحائط والقطع الخاصة والأكواع ووصلات الإستطاله شامل المسامير والصواميل والورد والجوانات والركائز والدعامات الخرسانيه وكل مايلزم لنهو الأعمال داخل الغرفه وتوصيلها على مواسير الزهر المرن خارج الغرفه طبقا للمواصفات والرسومات التنفيذيه | NO | 1 | 6000 | 6000 | EGP | SC_Apply
Abo Shanab El Agamien _0195 |  | RFQ-00096 | Ahmed Fouad | MEP (Electro Mechanical) | 2024-09-10 | اعمال تركيب خمس محطات | Approved | Total | غرفة العدايه تركيب واختبار نظام داكتايل ( DN 150 ) يشمل وصلات الحائط والقطع الخاصة والأكواع ووصلات الإستطاله شامل المسامير والصواميل والورد والجوانات والركائز والدعامات الخرسانيه وكل مايلزم لنهو الأعمال داخل الغرفه وتوصيلها على مواسير الزهر المرن خارج الغرفه طبقا للمواصفات والرسومات التنفيذيه | NO | 1 | 1 | 5400 | 5400 | SC_Apply | السعيد ابراهيم عبدالرؤوف ابراهيم بعلول | Total | غرفة العدايه تركيب واختبار نظام داكتايل ( DN 150 ) يشمل وصلات الحائط والقطع الخاصة والأكواع ووصلات الإستطاله شامل المسامير والصواميل والورد والجوانات والركائز والدعامات الخرسانيه وكل مايلزم لنهو الأعمال داخل الغرفه وتوصيلها على مواسير الزهر المرن خارج الغرفه طبقا للمواصفات والرسومات التنفيذيه | NO | 1 | 5000 | 5000 | EGP | SC_Apply
Mivida BP#189 |  | RFQ-00134 | Mostafa Shourbagi | MEP (Electro Mechanical) | 2024-09-09 | Glavanized Flanges | Approved | 152105.BAS | PR 99139 - Fittings | LS | 1 | 0.25 | 4470.6 | 1117.65 | SC_Supply | Al Nour | 152105.BAS | PR 99139 - Fittings | LS | 0.25 | 16758 | 4189.5 | EGP | SC_Supply
Mivida BP#189 |  | RFQ-00135 | Mostafa Shourbagi | MEP (Electro Mechanical) | 2024-09-09 | Wooden Support | Approved | 152105.BAS | PR 99139 - Fittings | LS | 1 | 0.75 | 4470.6 | 3352.95 | SC_Supply | Al Nour | 152105.BAS | PR 99139 - Fittings | LS | 0.75 | 13520.4 | 10140.3 | EGP | SC_Supply
BIOLOGICALS AND BIOSIMILARS MANUFACTURING FACILITY EIPICO 3 _0187 |  | RFQ-00174 | Ahmed Saleh | MEP (Electro Mechanical) | 2024-08-29 | Install MEP Items (BMS) | Approved | 2 - B01(ADMIN BUILDING)-255000-1 | PVC INSULATED, OVERALL SHIELDED & LSZH JACKET 1P x 18 AWG | ECH | 6000 | 6000 | 10 | 60000 | MAT_Raw | الاسراء للمقاولات والتوريدات | 2 - B01(ADMIN BUILDING)-255000-1 | PVC INSULATED, OVERALL SHIELDED & LSZH JACKET 1P x 18 AWG | ECH | 6000 | 10 | 60000 | EGP | MAT_Raw
BIOLOGICALS AND BIOSIMILARS MANUFACTURING FACILITY EIPICO 3 _0187 |  | RFQ-00174 | Ahmed Saleh | MEP (Electro Mechanical) | 2024-08-29 | Install MEP Items (BMS) | Approved | 2 - B01(ADMIN BUILDING)-255000-1 | PVC INSULATED, OVERALL SHIELDED & LSZH JACKET 1T x 18 AWG | ECH | 4000 | 4000 | 10 | 40000 | MAT_Raw | الاسراء للمقاولات والتوريدات | 2 - B01(ADMIN BUILDING)-255000-1 | PVC INSULATED, OVERALL SHIELDED & LSZH JACKET 1T x 18 AWG | ECH | 4000 | 10 | 40000 | EGP | MAT_Raw
BIOLOGICALS AND BIOSIMILARS MANUFACTURING FACILITY EIPICO 3 _0187 |  | RFQ-00174 | Ahmed Saleh | MEP (Electro Mechanical) | 2024-08-29 | Install MEP Items (BMS) | Approved | 2 - B01(ADMIN BUILDING)-255000-1 | PVC INSULATED, OVERALL SHIELDED & LSZH JACKET 4C x 18 AWG | ECH | 6000 | 6000 | 10 | 60000 | MAT_Raw | الاسراء للمقاولات والتوريدات | 2 - B01(ADMIN BUILDING)-255000-1 | PVC INSULATED, OVERALL SHIELDED & LSZH JACKET 4C x 18 AWG | ECH | 6000 | 10 | 60000 | EGP | MAT_Raw
BIOLOGICALS AND BIOSIMILARS MANUFACTURING FACILITY EIPICO 3 _0187 |  | RFQ-00174 | Ahmed Saleh | MEP (Electro Mechanical) | 2024-08-29 | Install MEP Items (BMS) | Approved | 2 - B01(ADMIN BUILDING)-255000-1 | PVC INSULATED, OVERALL SHIELDED & LSZH JACKET 6C x 18 AWG | ECH | 2000 | 2000 | 10 | 20000 | MAT_Raw | الاسراء للمقاولات والتوريدات | 2 - B01(ADMIN BUILDING)-255000-1 | PVC INSULATED, OVERALL SHIELDED & LSZH JACKET 6C x 18 AWG | ECH | 2000 | 10 | 20000 | EGP | MAT_Raw
BIOLOGICALS AND BIOSIMILARS MANUFACTURING FACILITY EIPICO 3 _0187 |  | RFQ-00174 | Ahmed Saleh | MEP (Electro Mechanical) | 2024-08-29 | Install MEP Items (BMS) | Approved | 2 - B01(ADMIN BUILDING)-255000-1 | Install and termination Room sensor for humidity (DC 0...10 V) and temperature (DC 0...10 V) for demanding requirements, with display | ECH | 1 | 1 | 350 | 350 | MAT_Raw | الاسراء للمقاولات والتوريدات | 2 - B01(ADMIN BUILDING)-255000-1 | Install and termination Room sensor for humidity (DC 0...10 V) and temperature (DC 0...10 V) for demanding requirements, with display | ECH | 1 | 350 | 350 | EGP | MAT_Raw
BIOLOGICALS AND BIOSIMILARS MANUFACTURING FACILITY EIPICO 3 _0187 |  | RFQ-00174 | Ahmed Saleh | MEP (Electro Mechanical) | 2024-08-29 | Install MEP Items (BMS) | Approved | 2 - B01(ADMIN BUILDING)-255000-1 | Install and termination Radiation shield for exterior wall mounting | ECH | 1 | 1 | 350 | 350 | MAT_Raw | الاسراء للمقاولات والتوريدات | 2 - B01(ADMIN BUILDING)-255000-1 | Install and termination Radiation shield for exterior wall mounting | ECH | 1 | 350 | 350 | EGP | MAT_Raw
BIOLOGICALS AND BIOSIMILARS MANUFACTURING FACILITY EIPICO 3 _0187 |  | RFQ-00174 | Ahmed Saleh | MEP (Electro Mechanical) | 2024-08-29 | Install MEP Items (BMS) | Approved | 2 - B01(ADMIN BUILDING)-255000-1 | Install and termination Duct sensor for humidity (DC 0...10 V) and temperature (DC 0...10 V) | ECH | 33 | 33 | 350 | 11550 | MAT_Raw | الاسراء للمقاولات والتوريدات | 2 - B01(ADMIN BUILDING)-255000-1 | Install and termination Duct sensor for humidity (DC 0...10 V) and temperature (DC 0...10 V) | ECH | 33 | 350 | 11550 | EGP | MAT_Raw
BIOLOGICALS AND BIOSIMILARS MANUFACTURING FACILITY EIPICO 3 _0187 |  | RFQ-00174 | Ahmed Saleh | MEP (Electro Mechanical) | 2024-08-29 | Install MEP Items (BMS) | Approved | 2 - B01(ADMIN BUILDING)-255000-1 | Install and termination Differential pressure monitor, 50...500 Pa | ECH | 56 | 56 | 350 | 19600 | MAT_Raw | الاسراء للمقاولات والتوريدات | 2 - B01(ADMIN BUILDING)-255000-1 | Install and termination Differential pressure monitor, 50...500 Pa | ECH | 56 | 350 | 19600 | EGP | MAT_Raw
BIOLOGICALS AND BIOSIMILARS MANUFACTURING FACILITY EIPICO 3 _0187 |  | RFQ-00174 | Ahmed Saleh | MEP (Electro Mechanical) | 2024-08-29 | Install MEP Items (BMS) | Approved | 2 - B01(ADMIN BUILDING)-255000-1 | Install and termination Differential pressure monitor, 100...1000 Pa | ECH | 88 | 88 | 350 | 30800 | MAT_Raw | الاسراء للمقاولات والتوريدات | 2 - B01(ADMIN BUILDING)-255000-1 | Install and termination Differential pressure monitor, 100...1000 Pa | ECH | 88 | 350 | 30800 | EGP | MAT_Raw
BIOLOGICALS AND BIOSIMILARS MANUFACTURING FACILITY EIPICO 3 _0187 |  | RFQ-00174 | Ahmed Saleh | MEP (Electro Mechanical) | 2024-08-29 | Install MEP Items (BMS) | Approved | 2 - B01(ADMIN BUILDING)-255000-1 | Install and termination Air duct differential pressure sensor with display, 0…1000 Pa | ECH | 33 | 33 | 350 | 11550 | MAT_Raw | الاسراء للمقاولات والتوريدات | 2 - B01(ADMIN BUILDING)-255000-1 | Install and termination Air duct differential pressure sensor with display, 0…1000 Pa | ECH | 33 | 350 | 11550 | EGP | MAT_Raw
BIOLOGICALS AND BIOSIMILARS MANUFACTURING FACILITY EIPICO 3 _0187 |  | RFQ-00174 | Ahmed Saleh | MEP (Electro Mechanical) | 2024-08-29 | Install MEP Items (BMS) | Approved | 2 - B01(ADMIN BUILDING)-255000-1 | Install and termination Duct air quality sensor CO2+VOC | ECH | 16 | 16 | 350 | 5600 | MAT_Raw | الاسراء للمقاولات والتوريدات | 2 - B01(ADMIN BUILDING)-255000-1 | Install and termination Duct air quality sensor CO2+VOC | ECH | 16 | 350 | 5600 | EGP | MAT_Raw
BIOLOGICALS AND BIOSIMILARS MANUFACTURING FACILITY EIPICO 3 _0187 |  | RFQ-00174 | Ahmed Saleh | MEP (Electro Mechanical) | 2024-08-29 | Install MEP Items (BMS) | Approved | 2 - B01(ADMIN BUILDING)-255000-1 | Install and termination Rotary air damper actuator, AC/DC 24 V, DC 0...10 V, 18 Nm, spring return 90/15 s | ECH | 48 | 48 | 350 | 16800 | MAT_Raw | الاسراء للمقاولات والتوريدات | 2 - B01(ADMIN BUILDING)-255000-1 | Install and termination Rotary air damper actuator, AC/DC 24 V, DC 0...10 V, 18 Nm, spring return 90/15 s | ECH | 48 | 350 | 16800 | EGP | MAT_Raw
BIOLOGICALS AND BIOSIMILARS MANUFACTURING FACILITY EIPICO 3 _0187 |  | RFQ-00174 | Ahmed Saleh | MEP (Electro Mechanical) | 2024-08-29 | Install MEP Items (BMS) | Approved | 2 - B01(ADMIN BUILDING)-255000-1 | Install and termination Rotary air damper actuator, AC/DC 24 V, 2-position, 18 Nm, spring return 90/15 s, 2 auxiliary switches | ECH | 1 | 1 | 350 | 350 | MAT_Raw | الاسراء للمقاولات والتوريدات | 2 - B01(ADMIN BUILDING)-255000-1 | Install and termination Rotary air damper actuator, AC/DC 24 V, 2-position, 18 Nm, spring return 90/15 s, 2 auxiliary switches | ECH | 1 | 350 | 350 | EGP | MAT_Raw
BIOLOGICALS AND BIOSIMILARS MANUFACTURING FACILITY EIPICO 3 _0187 |  | RFQ-00174 | Ahmed Saleh | MEP (Electro Mechanical) | 2024-08-29 | Install MEP Items (BMS) | Approved | 2 - B01(ADMIN BUILDING)-255000-1 | Install and termination Duct Smoke Detector, Photoelectric | ECH | 33 | 33 | 350 | 11550 | MAT_Raw | الاسراء للمقاولات والتوريدات | 2 - B01(ADMIN BUILDING)-255000-1 | Install and termination Duct Smoke Detector, Photoelectric | ECH | 33 | 350 | 11550 | EGP | MAT_Raw
BIOLOGICALS AND BIOSIMILARS MANUFACTURING FACILITY EIPICO 3 _0187 |  | RFQ-00174 | Ahmed Saleh | MEP (Electro Mechanical) | 2024-08-29 | Install MEP Items (BMS) | Approved | 2 - B01(ADMIN BUILDING)-255000-1 | Install and termination Immersion temperature sensor 150 mm Pt1000 without protection pocket | ECH | 29 | 29 | 350 | 10150 | MAT_Raw | الاسراء للمقاولات والتوريدات | 2 - B01(ADMIN BUILDING)-255000-1 | Install and termination Immersion temperature sensor 150 mm Pt1000 without protection pocket | ECH | 29 | 350 | 10150 | EGP | MAT_Raw
BIOLOGICALS AND BIOSIMILARS MANUFACTURING FACILITY EIPICO 3 _0187 |  | RFQ-00174 | Ahmed Saleh | MEP (Electro Mechanical) | 2024-08-29 | Install MEP Items (BMS) | Approved | 2 - B01(ADMIN BUILDING)-255000-1 | Install and termination Protection pocket, 150 mm, stainless steel V4A, G½", PN16, LW7 | ECH | 29 | 29 | 350 | 10150 | MAT_Raw | الاسراء للمقاولات والتوريدات | 2 - B01(ADMIN BUILDING)-255000-1 | Install and termination Protection pocket, 150 mm, stainless steel V4A, G½", PN16, LW7 | ECH | 29 | 350 | 10150 | EGP | MAT_Raw
BIOLOGICALS AND BIOSIMILARS MANUFACTURING FACILITY EIPICO 3 _0187 |  | RFQ-00174 | Ahmed Saleh | MEP (Electro Mechanical) | 2024-08-29 | Install MEP Items (BMS) | Approved | 2 - B01(ADMIN BUILDING)-255000-1 | Install and termination Flow switch for use in hydraulic systems, PN25, DN20...200 | ECH | 7 | 7 | 350 | 2450 | MAT_Raw | الاسراء للمقاولات والتوريدات | 2 - B01(ADMIN BUILDING)-255000-1 | Install and termination Flow switch for use in hydraulic systems, PN25, DN20...200 | ECH | 7 | 350 | 2450 | EGP | MAT_Raw
BIOLOGICALS AND BIOSIMILARS MANUFACTURING FACILITY EIPICO 3 _0187 |  | RFQ-00174 | Ahmed Saleh | MEP (Electro Mechanical) | 2024-08-29 | Install MEP Items (BMS) | Approved | 2 - B01(ADMIN BUILDING)-255000-1 | Install and termination Liquid DP switch 0.3-4.5 bar setting dial | ECH | 10 | 10 | 350 | 3500 | MAT_Raw | الاسراء للمقاولات والتوريدات | 2 - B01(ADMIN BUILDING)-255000-1 | Install and termination Liquid DP switch 0.3-4.5 bar setting dial | ECH | 10 | 350 | 3500 | EGP | MAT_Raw
BIOLOGICALS AND BIOSIMILARS MANUFACTURING FACILITY EIPICO 3 _0187 |  | RFQ-00174 | Ahmed Saleh | MEP (Electro Mechanical) | 2024-08-29 | Install MEP Items (BMS) | Approved | 2 - B01(ADMIN BUILDING)-255000-1 | Install and termination Differential pressure sensor for liquids and gase (0…10 V) 0…4 bar | ECH | 3 | 3 | 350 | 1050 | MAT_Raw | الاسراء للمقاولات والتوريدات | 2 - B01(ADMIN BUILDING)-255000-1 | Install and termination Differential pressure sensor for liquids and gase (0…10 V) 0…4 bar | ECH | 3 | 350 | 1050 | EGP | MAT_Raw
BIOLOGICALS AND BIOSIMILARS MANUFACTURING FACILITY EIPICO 3 _0187 |  | RFQ-00174 | Ahmed Saleh | MEP (Electro Mechanical) | 2024-08-29 | Install MEP Items (BMS) | Approved | 2 - B01(ADMIN BUILDING)-255000-1 | Pressure sensor for neutral and slightly aggressive liquids and gases (0…10 V) 0…25 bar | ECH | 21 | 21 | 350 | 7350 | MAT_Raw | الاسراء للمقاولات والتوريدات | 2 - B01(ADMIN BUILDING)-255000-1 | Pressure sensor for neutral and slightly aggressive liquids and gases (0…10 V) 0…25 bar | ECH | 21 | 350 | 7350 | EGP | MAT_Raw
BIOLOGICALS AND BIOSIMILARS MANUFACTURING FACILITY EIPICO 3 _0187 |  | RFQ-00174 | Ahmed Saleh | MEP (Electro Mechanical) | 2024-08-29 | Install MEP Items (BMS) | Approved | 2 - B01(ADMIN BUILDING)-255000-1 | Install and termination Clean room monitor, remote sensors, ±500Pa / ±50mm WC (scaleable), Modbus communications | ECH | 16 | 16 | 350 | 5600 | MAT_Raw | الاسراء للمقاولات والتوريدات | 2 - B01(ADMIN BUILDING)-255000-1 | Install and termination Clean room monitor, remote sensors, ±500Pa / ±50mm WC (scaleable), Modbus communications | ECH | 16 | 350 | 5600 | EGP | MAT_Raw
BIOLOGICALS AND BIOSIMILARS MANUFACTURING FACILITY EIPICO 3 _0187 |  | RFQ-00174 | Ahmed Saleh | MEP (Electro Mechanical) | 2024-08-29 | Install MEP Items (BMS) | Approved | 2 - B01(ADMIN BUILDING)-255000-1 | Install and termination Air duct differential pressure sensor 0…100 Pa, with calibration certificate | ECH | 32 | 32 | 350 | 11200 | MAT_Raw | الاسراء للمقاولات والتوريدات | 2 - B01(ADMIN BUILDING)-255000-1 | Install and termination Air duct differential pressure sensor 0…100 Pa, with calibration certificate | ECH | 32 | 350 | 11200 | EGP | MAT_Raw
BIOLOGICALS AND BIOSIMILARS MANUFACTURING FACILITY EIPICO 3 _0187 |  | RFQ-00174 | Ahmed Saleh | MEP (Electro Mechanical) | 2024-08-29 | Install MEP Items (BMS) | Approved | 2 - B01(ADMIN BUILDING)-255000-1 | Install and termination Duct sensor for humidity (0...10 V) and temperature (0...10 V) with calibration certificate | ECH | 16 | 16 | 350 | 5600 | MAT_Raw | الاسراء للمقاولات والتوريدات | 2 - B01(ADMIN BUILDING)-255000-1 | Install and termination Duct sensor for humidity (0...10 V) and temperature (0...10 V) with calibration certificate | ECH | 16 | 350 | 5600 | EGP | MAT_Raw
BIOLOGICALS AND BIOSIMILARS MANUFACTURING FACILITY EIPICO 3 _0187 |  | RFQ-00174 | Ahmed Saleh | MEP (Electro Mechanical) | 2024-08-29 | Install MEP Items (BMS) | Approved | 2 - B01(ADMIN BUILDING)-255000-1 | Install and termination Differential pressure monitor, 100...1000 Pa | ECH | 16 | 16 | 350 | 5600 | MAT_Raw | الاسراء للمقاولات والتوريدات | 2 - B01(ADMIN BUILDING)-255000-1 | Install and termination Differential pressure monitor, 100...1000 Pa | ECH | 16 | 350 | 5600 | EGP | MAT_Raw
BIOLOGICALS AND BIOSIMILARS MANUFACTURING FACILITY EIPICO 3 _0187 |  | RFQ-00174 | Ahmed Saleh | MEP (Electro Mechanical) | 2024-08-29 | Install MEP Items (BMS) | Approved | 2 - B01(ADMIN BUILDING)-255000-1 | Install and termination Rotary air damper actuator, AC/DC 24 V, DC 0...10 V, 7 Nm, spring return 90/15 s | ECH | 16 | 16 | 350 | 5600 | MAT_Raw | الاسراء للمقاولات والتوريدات | 2 - B01(ADMIN BUILDING)-255000-1 | Install and termination Rotary air damper actuator, AC/DC 24 V, DC 0...10 V, 7 Nm, spring return 90/15 s | ECH | 16 | 350 | 5600 | EGP | MAT_Raw
BIOLOGICALS AND BIOSIMILARS MANUFACTURING FACILITY EIPICO 3 _0187 |  | RFQ-00174 | Ahmed Saleh | MEP (Electro Mechanical) | 2024-08-29 | Install MEP Items (BMS) | Approved | 2 - B01(ADMIN BUILDING)-255000-1 | Install and termination CAV compact controller Modbus, AC 24 V, 10 Nm, 150 s, 300 Pa | ECH | 16 | 16 | 350 | 5600 | MAT_Raw | الاسراء للمقاولات والتوريدات | 2 - B01(ADMIN BUILDING)-255000-1 | Install and termination CAV compact controller Modbus, AC 24 V, 10 Nm, 150 s, 300 Pa | ECH | 16 | 350 | 5600 | EGP | MAT_Raw
BIOLOGICALS AND BIOSIMILARS MANUFACTURING FACILITY EIPICO 3 _0187 |  | RFQ-00174 | Ahmed Saleh | MEP (Electro Mechanical) | 2024-08-29 | Install MEP Items (BMS) | Approved | 2 - B01(ADMIN BUILDING)-255000-1 | Install and termination Clean room monitor, remote sensors, ±500Pa / ±50mm WC (scaleable), Modbus communications | ECH | 23 | 23 | 350 | 8050 | MAT_Raw | الاسراء للمقاولات والتوريدات | 2 - B01(ADMIN BUILDING)-255000-1 | Install and termination Clean room monitor, remote sensors, ±500Pa / ±50mm WC (scaleable), Modbus communications | ECH | 23 | 350 | 8050 | EGP | MAT_Raw
BIOLOGICALS AND BIOSIMILARS MANUFACTURING FACILITY EIPICO 3 _0187 |  | RFQ-00174 | Ahmed Saleh | MEP (Electro Mechanical) | 2024-08-29 | Install MEP Items (BMS) | Approved | 2 - B01(ADMIN BUILDING)-255000-1 | Install and termination Air duct differential pressure sensor, 0…100 Pa | ECH | 23 | 23 | 350 | 8050 | MAT_Raw | الاسراء للمقاولات والتوريدات | 2 - B01(ADMIN BUILDING)-255000-1 | Install and termination Air duct differential pressure sensor, 0…100 Pa | ECH | 23 | 350 | 8050 | EGP | MAT_Raw
BIOLOGICALS AND BIOSIMILARS MANUFACTURING FACILITY EIPICO 3 _0187 |  | RFQ-00174 | Ahmed Saleh | MEP (Electro Mechanical) | 2024-08-29 | Install MEP Items (BMS) | Approved | 2 - B01(ADMIN BUILDING)-255000-1 | Install and termination Air duct differential pressure sensor with display, 0…100 Pa | ECH | 23 | 23 | 350 | 8050 | MAT_Raw | الاسراء للمقاولات والتوريدات | 2 - B01(ADMIN BUILDING)-255000-1 | Install and termination Air duct differential pressure sensor with display, 0…100 Pa | ECH | 23 | 350 | 8050 | EGP | MAT_Raw
BIOLOGICALS AND BIOSIMILARS MANUFACTURING FACILITY EIPICO 3 _0187 |  | RFQ-00174 | Ahmed Saleh | MEP (Electro Mechanical) | 2024-08-29 | Install MEP Items (BMS) | Approved | 2 - B01(ADMIN BUILDING)-255000-1 | Install and termination Duct sensor for humidity (DC 0...10 V) and temperature (DC 0...10 V) | ECH | 23 | 23 | 350 | 8050 | MAT_Raw | الاسراء للمقاولات والتوريدات | 2 - B01(ADMIN BUILDING)-255000-1 | Install and termination Duct sensor for humidity (DC 0...10 V) and temperature (DC 0...10 V) | ECH | 23 | 350 | 8050 | EGP | MAT_Raw
BIOLOGICALS AND BIOSIMILARS MANUFACTURING FACILITY EIPICO 3 _0187 |  | RFQ-00174 | Ahmed Saleh | MEP (Electro Mechanical) | 2024-08-29 | Install MEP Items (BMS) | Approved | 2 - B01(ADMIN BUILDING)-255000-1 | Install and termination Rotary air damper actuator, AC/DC 24 V, DC 0...10 V, 7 Nm, spring return 90/15 s | ECH | 23 | 23 | 350 | 8050 | MAT_Raw | الاسراء للمقاولات والتوريدات | 2 - B01(ADMIN BUILDING)-255000-1 | Install and termination Rotary air damper actuator, AC/DC 24 V, DC 0...10 V, 7 Nm, spring return 90/15 s | ECH | 23 | 350 | 8050 | EGP | MAT_Raw
BIOLOGICALS AND BIOSIMILARS MANUFACTURING FACILITY EIPICO 3 _0187 |  | RFQ-00174 | Ahmed Saleh | MEP (Electro Mechanical) | 2024-08-29 | Install MEP Items (BMS) | Approved | 2 - B01(ADMIN BUILDING)-255000-1 | Install and termination CAV compact controller Modbus, AC 24 V, 10 Nm, 150 s, 300 Pa | ECH | 23 | 23 | 350 | 8050 | MAT_Raw | الاسراء للمقاولات والتوريدات | 2 - B01(ADMIN BUILDING)-255000-1 | Install and termination CAV compact controller Modbus, AC 24 V, 10 Nm, 150 s, 300 Pa | ECH | 23 | 350 | 8050 | EGP | MAT_Raw
BIOLOGICALS AND BIOSIMILARS MANUFACTURING FACILITY EIPICO 3 _0187 |  | RFQ-00174 | Ahmed Saleh | MEP (Electro Mechanical) | 2024-08-29 | Install MEP Items (BMS) | Approved | 2 - B01(ADMIN BUILDING)-255000-1 | Install and termination Room sensor for humidity (DC 0...10 V) and temperature (DC 0...10 V), with digital Display | ECH | 89 | 89 | 350 | 31150 | MAT_Raw | الاسراء للمقاولات والتوريدات | 2 - B01(ADMIN BUILDING)-255000-1 | Install and termination Room sensor for humidity (DC 0...10 V) and temperature (DC 0...10 V), with digital Display | ECH | 89 | 350 | 31150 | EGP | MAT_Raw
BIOLOGICALS AND BIOSIMILARS MANUFACTURING FACILITY EIPICO 3 _0187 |  | RFQ-00174 | Ahmed Saleh | MEP (Electro Mechanical) | 2024-08-29 | Install MEP Items (BMS) | Approved | 2 - B01(ADMIN BUILDING)-255000-1 | Install and termination Air duct differential pressure sensor with display, 0…100 Pa | ECH | 89 | 89 | 350 | 31150 | MAT_Raw | الاسراء للمقاولات والتوريدات | 2 - B01(ADMIN BUILDING)-255000-1 | Install and termination Air duct differential pressure sensor with display, 0…100 Pa | ECH | 89 | 350 | 31150 | EGP | MAT_Raw
BIOLOGICALS AND BIOSIMILARS MANUFACTURING FACILITY EIPICO 3 _0187 |  | RFQ-00174 | Ahmed Saleh | MEP (Electro Mechanical) | 2024-08-29 | Install MEP Items (BMS) | Approved | 2 - B01(ADMIN BUILDING)-255000-1 | Install and termination Rotary air damper actuator, AC/DC 24 V, DC 0...10 V, 7 Nm, spring return 90/15 s | ECH | 89 | 89 | 350 | 31150 | MAT_Raw | الاسراء للمقاولات والتوريدات | 2 - B01(ADMIN BUILDING)-255000-1 | Install and termination Rotary air damper actuator, AC/DC 24 V, DC 0...10 V, 7 Nm, spring return 90/15 s | ECH | 89 | 350 | 31150 | EGP | MAT_Raw
BIOLOGICALS AND BIOSIMILARS MANUFACTURING FACILITY EIPICO 3 _0187 |  | RFQ-00174 | Ahmed Saleh | MEP (Electro Mechanical) | 2024-08-29 | Install MEP Items (BMS) | Approved | 2 - B01(ADMIN BUILDING)-255000-1 | Install and termination Room thermostat with BACnet communications, AC 230 V, for fan coil units | ECH | 44 | 44 | 350 | 15400 | MAT_Raw | الاسراء للمقاولات والتوريدات | 2 - B01(ADMIN BUILDING)-255000-1 | Install and termination Room thermostat with BACnet communications, AC 230 V, for fan coil units | ECH | 44 | 350 | 15400 | EGP | MAT_Raw
BIOLOGICALS AND BIOSIMILARS MANUFACTURING FACILITY EIPICO 3 _0187 |  | RFQ-00174 | Ahmed Saleh | MEP (Electro Mechanical) | 2024-08-29 | Install MEP Items (BMS) | Approved | 2 - B01(ADMIN BUILDING)-255000-1 | Install and termination Transformer | ECH | 44 | 44 | 350 | 15400 | MAT_Raw | الاسراء للمقاولات والتوريدات | 2 - B01(ADMIN BUILDING)-255000-1 | Install and termination Transformer | ECH | 44 | 350 | 15400 | EGP | MAT_Raw
Abo Shanab El Agamien _0195 |  | RFQ-00096 | Ahmed Fouad | MEP (Electro Mechanical) | 2024-09-10 | اعمال تركيب خمس محطات | Approved | Total | المضخات الغاطسه المضخات الغاطسه تركيب وإختبار وتشغيل وتسليم مضخة غاطسة 15 لتر / ثانية ، رفع 11 م متصله بمحرك كهربائي كامل مع كوع جزمه وقضبان التوجيه والوصلة و الكابل الغاطس وجميع عناصر الحماية ... إلخ) وكافة الاكسسوارات لحالة عمل جيدة ،وفقا الرسومات التنفيذيه وتوصيات المورد كما يشمل خط طرد المضخات (Pumps Delivery) تركيب وإختبار وتشغيل وتسليم خط طرد المضخات من نوع مواسير زهر مرن ( دكتايل) Ggg50 قطر 150 مم للخطوط ومحابس البوابه و محابس عدم الرجوع كاملة مع الوصلات والتركيب ، ... إلخ ، وفقًا للرسومات التنفيذيه . ( داخل البياره و داخل الغرفه الملحقه لها) وذلك لعدد 3 مضخه بالبياره كما يشمل خط الطرد الرئيسى (Main Header) تركيب وإختبار وتشغيل وتسليم خط الطرد الرئيسى نوع مواسير زهر مرن ( دكتايل) Ggg50 قطر 200 مم للخط كامل مع المحابس وقطع التركيب الجاهزه للمواسير من أكواع ومشتركات و وصلات الإستطاله ... إلخ ، وفقًا للرسومات التنفيذيه ( داخل الغرفه الملحقه للبياره) كما يشمل مصافي السلة تركيب وتسليم مصافي السلة وتشمل جميع الملحقات وفقًا الرسومات التنفيذيه وتوصيات مورد النظام. كما يشمل رافعات تركيب وتشغيل ونش دوار 2 طن كامل مع جميع الملحقات وفقًا الرسومات التنفيذيه وتوصيات مورد النظام. | LS | 1 | 1 | 140907 | 140907 | SC_Apply | السعيد ابراهيم عبدالرؤوف ابراهيم بعلول | Total | المضخات الغاطسه المضخات الغاطسه تركيب وإختبار وتشغيل وتسليم مضخة غاطسة 15 لتر / ثانية ، رفع 11 م متصله بمحرك كهربائي كامل مع كوع جزمه وقضبان التوجيه والوصلة و الكابل الغاطس وجميع عناصر الحماية ... إلخ) وكافة الاكسسوارات لحالة عمل جيدة ،وفقا الرسومات التنفيذيه وتوصيات المورد كما يشمل خط طرد المضخات (Pumps Delivery) تركيب وإختبار وتشغيل وتسليم خط طرد المضخات من نوع مواسير زهر مرن ( دكتايل) Ggg50 قطر 150 مم للخطوط ومحابس البوابه و محابس عدم الرجوع كاملة مع الوصلات والتركيب ، ... إلخ ، وفقًا للرسومات التنفيذيه . ( داخل البياره و داخل الغرفه الملحقه لها) وذلك لعدد 3 مضخه بالبياره كما يشمل خط الطرد الرئيسى (Main Header) تركيب وإختبار وتشغيل وتسليم خط الطرد الرئيسى نوع مواسير زهر مرن ( دكتايل) Ggg50 قطر 200 مم للخط كامل مع المحابس وقطع التركيب الجاهزه للمواسير من أكواع ومشتركات و وصلات الإستطاله ... إلخ ، وفقًا للرسومات التنفيذيه ( داخل الغرفه الملحقه للبياره) كما يشمل مصافي السلة تركيب وتسليم مصافي السلة وتشمل جميع الملحقات وفقًا الرسومات التنفيذيه وتوصيات مورد النظام. كما يشمل رافعات تركيب وتشغيل ونش دوار 2 طن كامل مع جميع الملحقات وفقًا الرسومات التنفيذيه وتوصيات مورد النظام. | LS | 1 | 130300 | 130300 | EGP | SC_Apply
Abo Shanab El Agamien _0195 |  | RFQ-00096 | Ahmed Fouad | MEP (Electro Mechanical) | 2024-09-10 | اعمال تركيب خمس محطات | Approved | Total | المضخات الغاطسه تركيب وإختبار وتشغيل وتسليم مضخة غاطسة 12 لتر / ثانية ، رفع 14 م متصله بمحرك كهربائي كامل مع كوع جزمه وقضبان التوجيه والوصلة و الكابل الغاطس وجميع عناصر الحماية ... إلخ) وكافة الاكسسوارات لحالة عمل جيدة ،وفقا الرسومات التنفيذيه وتوصيات المورد كما يشمل خط طرد المضخات (Pumps Delivery) تركيب وإختبار وتشغيل وتسليم خط طرد المضخات من نوع مواسير زهر مرن ( دكتايل) Ggg50 قطر 100 مم للخطوط ومحابس البوابه و محابس عدم الرجوع كاملة مع الوصلات والتركيب ، ... إلخ ، وفقًا للرسومات التنفيذيه . ( داخل البياره و داخل الغرفه الملحقه لها) وذلك لعدد 2 مضخه بالبياره كما يشمل خط الطرد الرئيسى (Main Header) تركيب وإختبار وتشغيل وتسليم خط الطرد الرئيسى نوع مواسير زهر مرن ( دكتايل) Ggg50 قطر 150 مم للخط كامل مع المحابس وقطع التركيب الجاهزه للمواسير من أكواع ومشتركات و وصلات الإستطاله ... إلخ ، وفقًا للرسومات التنفيذيه ( داخل الغرفه الملحقه للبياره) كما يشمل مصافي السلة تركيب وتسليم مصافي السلة وتشمل جميع الملحقات وفقًا الرسومات التنفيذيه وتوصيات مورد النظام. كما يشمل رافعات تركيب وتشغيل ونش دوار 1 طن كامل مع جميع الملحقات وفقًا الرسومات التنفيذيه وتوصيات مورد النظام. | LS | 1 | 1 | 87164 | 87164 | SC_Apply | السعيد ابراهيم عبدالرؤوف ابراهيم بعلول | Total | المضخات الغاطسه تركيب وإختبار وتشغيل وتسليم مضخة غاطسة 12 لتر / ثانية ، رفع 14 م متصله بمحرك كهربائي كامل مع كوع جزمه وقضبان التوجيه والوصلة و الكابل الغاطس وجميع عناصر الحماية ... إلخ) وكافة الاكسسوارات لحالة عمل جيدة ،وفقا الرسومات التنفيذيه وتوصيات المورد كما يشمل خط طرد المضخات (Pumps Delivery) تركيب وإختبار وتشغيل وتسليم خط طرد المضخات من نوع مواسير زهر مرن ( دكتايل) Ggg50 قطر 100 مم للخطوط ومحابس البوابه و محابس عدم الرجوع كاملة مع الوصلات والتركيب ، ... إلخ ، وفقًا للرسومات التنفيذيه . ( داخل البياره و داخل الغرفه الملحقه لها) وذلك لعدد 2 مضخه بالبياره كما يشمل خط الطرد الرئيسى (Main Header) تركيب وإختبار وتشغيل وتسليم خط الطرد الرئيسى نوع مواسير زهر مرن ( دكتايل) Ggg50 قطر 150 مم للخط كامل مع المحابس وقطع التركيب الجاهزه للمواسير من أكواع ومشتركات و وصلات الإستطاله ... إلخ ، وفقًا للرسومات التنفيذيه ( داخل الغرفه الملحقه للبياره) كما يشمل مصافي السلة تركيب وتسليم مصافي السلة وتشمل جميع الملحقات وفقًا الرسومات التنفيذيه وتوصيات مورد النظام. كما يشمل رافعات تركيب وتشغيل ونش دوار 1 طن كامل مع جميع الملحقات وفقًا الرسومات التنفيذيه وتوصيات مورد النظام. | LS | 1 | 80355 | 80355 | EGP | SC_Apply
Abo Shanab El Agamien _0195 |  | RFQ-00096 | Ahmed Fouad | MEP (Electro Mechanical) | 2024-09-10 | اعمال تركيب خمس محطات | Approved | Total | المضخات الغاطسه تركيب وإختبار وتشغيل وتسليم مضخة غاطسة 14 لتر / ثانية ، رفع 16 م متصله بمحرك كهربائي كامل مع كوع جزمه وقضبان التوجيه والوصلة و الكابل الغاطس وجميع عناصر الحماية ... إلخ) وكافة الاكسسوارات لحالة عمل جيدة ،وفقا الرسومات التنفيذيه وتوصيات المورد كما يشمل خط طرد المضخات (Pumps Delivery) تركيب وإختبار وتشغيل وتسليم خط طرد المضخات من نوع مواسير زهر مرن ( دكتايل) Ggg50 قطر 100 مم للخطوط ومحابس البوابه و محابس عدم الرجوع كاملة مع الوصلات والتركيب ، ... إلخ ، وفقًا للرسومات التنفيذيه . ( داخل البياره و داخل الغرفه الملحقه لها) وذلك لعدد 2 مضخه بالبياره كما يشمل خط الطرد الرئيسى (Main Header) تركيب وإختبار وتشغيل وتسليم خط الطرد الرئيسى نوع مواسير زهر مرن ( دكتايل) Ggg50 قطر 150 مم للخط كامل مع المحابس وقطع التركيب الجاهزه للمواسير من أكواع ومشتركات و وصلات الإستطاله ... إلخ ، وفقًا للرسومات التنفيذيه ( داخل الغرفه الملحقه للبياره) كما يشمل مصافي السلة تركيب وتسليم مصافي السلة وتشمل جميع الملحقات وفقًا الرسومات التنفيذيه وتوصيات مورد النظام. كما يشمل رافعات تركيب وتشغيل ونش دوار 1 طن كامل مع جميع الملحقات وفقًا الرسومات التنفيذيه وتوصيات مورد النظام. | LS | 1 | 1 | 86804 | 86804 | SC_Apply | السعيد ابراهيم عبدالرؤوف ابراهيم بعلول | Total | المضخات الغاطسه تركيب وإختبار وتشغيل وتسليم مضخة غاطسة 14 لتر / ثانية ، رفع 16 م متصله بمحرك كهربائي كامل مع كوع جزمه وقضبان التوجيه والوصلة و الكابل الغاطس وجميع عناصر الحماية ... إلخ) وكافة الاكسسوارات لحالة عمل جيدة ،وفقا الرسومات التنفيذيه وتوصيات المورد كما يشمل خط طرد المضخات (Pumps Delivery) تركيب وإختبار وتشغيل وتسليم خط طرد المضخات من نوع مواسير زهر مرن ( دكتايل) Ggg50 قطر 100 مم للخطوط ومحابس البوابه و محابس عدم الرجوع كاملة مع الوصلات والتركيب ، ... إلخ ، وفقًا للرسومات التنفيذيه . ( داخل البياره و داخل الغرفه الملحقه لها) وذلك لعدد 2 مضخه بالبياره كما يشمل خط الطرد الرئيسى (Main Header) تركيب وإختبار وتشغيل وتسليم خط الطرد الرئيسى نوع مواسير زهر مرن ( دكتايل) Ggg50 قطر 150 مم للخط كامل مع المحابس وقطع التركيب الجاهزه للمواسير من أكواع ومشتركات و وصلات الإستطاله ... إلخ ، وفقًا للرسومات التنفيذيه ( داخل الغرفه الملحقه للبياره) كما يشمل مصافي السلة تركيب وتسليم مصافي السلة وتشمل جميع الملحقات وفقًا الرسومات التنفيذيه وتوصيات مورد النظام. كما يشمل رافعات تركيب وتشغيل ونش دوار 1 طن كامل مع جميع الملحقات وفقًا الرسومات التنفيذيه وتوصيات مورد النظام. | LS | 1 | 80411 | 80411 | EGP | SC_Apply
Abo Shanab El Agamien _0195 |  | RFQ-00096 | Ahmed Fouad | MEP (Electro Mechanical) | 2024-09-10 | اعمال تركيب خمس محطات | Approved | Total | غرفة محابس من نوع (أ) تركيب واختبار نظام داكتايل (DN 150) يشمل محابس البوابه ومحبس الهواء ومحابس عدم الرجوع من الزهر المرن ووصلات الفك والتركيب والقطع الخاصة والمشتركات والأكواع ووصلات الحائط شامل المسامير والصواميل والورد والجوانات والركائز والدعامات الخرسانيه وكل مايلزم لنهو الأعمال داخل الغرفه وتوصيلها على مواسير الزهر المرن خارج الغرفه طبقا للمواصفات والرسومات التنفيذيه | NO | 2 | 2 | 7600 | 15200 | SC_Apply | السعيد ابراهيم عبدالرؤوف ابراهيم بعلول | Total | غرفة محابس من نوع (أ) تركيب واختبار نظام داكتايل (DN 150) يشمل محابس البوابه ومحبس الهواء ومحابس عدم الرجوع من الزهر المرن ووصلات الفك والتركيب والقطع الخاصة والمشتركات والأكواع ووصلات الحائط شامل المسامير والصواميل والورد والجوانات والركائز والدعامات الخرسانيه وكل مايلزم لنهو الأعمال داخل الغرفه وتوصيلها على مواسير الزهر المرن خارج الغرفه طبقا للمواصفات والرسومات التنفيذيه | NO | 2 | 6050 | 12100 | EGP | SC_Apply
BIOLOGICALS AND BIOSIMILARS MANUFACTURING FACILITY EIPICO 3 _0187 |  | RFQ-00174 | Ahmed Saleh | MEP (Electro Mechanical) | 2024-08-29 | Install MEP Items (BMS) | Approved | 2 - B01(ADMIN BUILDING)-255000-1 | Install and termination Rittal sheet metal enclosure, c.w. accessories and transformer | ECH | 1 | 1 | 5000 | 5000 | MAT_Raw | الاسراء للمقاولات والتوريدات | 2 - B01(ADMIN BUILDING)-255000-1 | Install and termination Rittal sheet metal enclosure, c.w. accessories and transformer | ECH | 1 | 5000 | 5000 | EGP | MAT_Raw
BIOLOGICALS AND BIOSIMILARS MANUFACTURING FACILITY EIPICO 3 _0187 |  | RFQ-00174 | Ahmed Saleh | MEP (Electro Mechanical) | 2024-08-29 | Install MEP Items (BMS) | Approved | 2 - B01(ADMIN BUILDING)-255000-1 | Install and termination Rittal sheet metal enclosure, c.w. accessories and transformer | ECH | 1 | 1 | 5000 | 5000 | MAT_Raw | الاسراء للمقاولات والتوريدات | 2 - B01(ADMIN BUILDING)-255000-1 | Install and termination Rittal sheet metal enclosure, c.w. accessories and transformer | ECH | 1 | 5000 | 5000 | EGP | MAT_Raw
BIOLOGICALS AND BIOSIMILARS MANUFACTURING FACILITY EIPICO 3 _0187 |  | RFQ-00174 | Ahmed Saleh | MEP (Electro Mechanical) | 2024-08-29 | Install MEP Items (BMS) | Approved | 2 - B01(ADMIN BUILDING)-255000-1 | Install and termination Rittal sheet metal enclosure, c.w. accessories and transformer | ECH | 1 | 1 | 5000 | 5000 | MAT_Raw | الاسراء للمقاولات والتوريدات | 2 - B01(ADMIN BUILDING)-255000-1 | Install and termination Rittal sheet metal enclosure, c.w. accessories and transformer | ECH | 1 | 5000 | 5000 | EGP | MAT_Raw
BIOLOGICALS AND BIOSIMILARS MANUFACTURING FACILITY EIPICO 3 _0187 |  | RFQ-00174 | Ahmed Saleh | MEP (Electro Mechanical) | 2024-08-29 | Install MEP Items (BMS) | Approved | 2 - B01(ADMIN BUILDING)-255000-1 | Install and termination Rittal sheet metal enclosure, c.w. accessories and transformer | ECH | 1 | 1 | 5000 | 5000 | MAT_Raw | الاسراء للمقاولات والتوريدات | 2 - B01(ADMIN BUILDING)-255000-1 | Install and termination Rittal sheet metal enclosure, c.w. accessories and transformer | ECH | 1 | 5000 | 5000 | EGP | MAT_Raw
BIOLOGICALS AND BIOSIMILARS MANUFACTURING FACILITY EIPICO 3 _0187 |  | RFQ-00174 | Ahmed Saleh | MEP (Electro Mechanical) | 2024-08-29 | Install MEP Items (BMS) | Approved | 2 - B01(ADMIN BUILDING)-255000-1 | Install and termination Rittal sheet metal enclosure, c.w. accessories and transformer | ECH | 1 | 1 | 5000 | 5000 | MAT_Raw | الاسراء للمقاولات والتوريدات | 2 - B01(ADMIN BUILDING)-255000-1 | Install and termination Rittal sheet metal enclosure, c.w. accessories and transformer | ECH | 1 | 5000 | 5000 | EGP | MAT_Raw
BIOLOGICALS AND BIOSIMILARS MANUFACTURING FACILITY EIPICO 3 _0187 |  | RFQ-00174 | Ahmed Saleh | MEP (Electro Mechanical) | 2024-08-29 | Install MEP Items (BMS) | Approved | 2 - B01(ADMIN BUILDING)-255000-1 | Install and termination Rittal sheet metal enclosure, c.w. accessories and transformer | ECH | 1 | 1 | 5000 | 5000 | MAT_Raw | الاسراء للمقاولات والتوريدات | 2 - B01(ADMIN BUILDING)-255000-1 | Install and termination Rittal sheet metal enclosure, c.w. accessories and transformer | ECH | 1 | 5000 | 5000 | EGP | MAT_Raw
BIOLOGICALS AND BIOSIMILARS MANUFACTURING FACILITY EIPICO 3 _0187 |  | RFQ-00174 | Ahmed Saleh | MEP (Electro Mechanical) | 2024-08-29 | Install MEP Items (BMS) | Approved | 2 - B01(ADMIN BUILDING)-255000-1 | Install and termination Rittal sheet metal enclosure, c.w. accessories and transformer | ECH | 1 | 1 | 5000 | 5000 | MAT_Raw | الاسراء للمقاولات والتوريدات | 2 - B01(ADMIN BUILDING)-255000-1 | Install and termination Rittal sheet metal enclosure, c.w. accessories and transformer | ECH | 1 | 5000 | 5000 | EGP | MAT_Raw
BIOLOGICALS AND BIOSIMILARS MANUFACTURING FACILITY EIPICO 3 _0187 |  | RFQ-00174 | Ahmed Saleh | MEP (Electro Mechanical) | 2024-08-29 | Install MEP Items (BMS) | Approved | 2 - B01(ADMIN BUILDING)-255000-1 | Install and termination Rittal sheet metal enclosure, c.w. accessories and transformer | ECH | 1 | 1 | 5000 | 5000 | MAT_Raw | الاسراء للمقاولات والتوريدات | 2 - B01(ADMIN BUILDING)-255000-1 | Install and termination Rittal sheet metal enclosure, c.w. accessories and transformer | ECH | 1 | 5000 | 5000 | EGP | MAT_Raw
BIOLOGICALS AND BIOSIMILARS MANUFACTURING FACILITY EIPICO 3 _0187 |  | RFQ-00174 | Ahmed Saleh | MEP (Electro Mechanical) | 2024-08-29 | Install MEP Items (BMS) | Approved | 2 - B01(ADMIN BUILDING)-255000-1 | Install and termination Rittal sheet metal enclosure, c.w. accessories and transformer | ECH | 1 | 1 | 5000 | 5000 | MAT_Raw | الاسراء للمقاولات والتوريدات | 2 - B01(ADMIN BUILDING)-255000-1 | Install and termination Rittal sheet metal enclosure, c.w. accessories and transformer | ECH | 1 | 5000 | 5000 | EGP | MAT_Raw
BIOLOGICALS AND BIOSIMILARS MANUFACTURING FACILITY EIPICO 3 _0187 |  | RFQ-00174 | Ahmed Saleh | MEP (Electro Mechanical) | 2024-08-29 | Install MEP Items (BMS) | Approved | 2 - B01(ADMIN BUILDING)-255000-1 | Install and termination Rittal sheet metal enclosure, c.w. accessories and transformer | ECH | 1 | 1 | 5000 | 5000 | MAT_Raw | الاسراء للمقاولات والتوريدات | 2 - B01(ADMIN BUILDING)-255000-1 | Install and termination Rittal sheet metal enclosure, c.w. accessories and transformer | ECH | 1 | 5000 | 5000 | EGP | MAT_Raw
BIOLOGICALS AND BIOSIMILARS MANUFACTURING FACILITY EIPICO 3 _0187 |  | RFQ-00174 | Ahmed Saleh | MEP (Electro Mechanical) | 2024-08-29 | Install MEP Items (BMS) | Approved | 2 - B01(ADMIN BUILDING)-255000-1 | Install and termination Rittal sheet metal enclosure, c.w. accessories and transformer | ECH | 1 | 1 | 5000 | 5000 | MAT_Raw | الاسراء للمقاولات والتوريدات | 2 - B01(ADMIN BUILDING)-255000-1 | Install and termination Rittal sheet metal enclosure, c.w. accessories and transformer | ECH | 1 | 5000 | 5000 | EGP | MAT_Raw
BIOLOGICALS AND BIOSIMILARS MANUFACTURING FACILITY EIPICO 3 _0187 |  | RFQ-00174 | Ahmed Saleh | MEP (Electro Mechanical) | 2024-08-29 | Install MEP Items (BMS) | Approved | 2 - B01(ADMIN BUILDING)-255000-1 | Install and termination Rittal sheet metal enclosure, c.w. accessories and transformer | ECH | 1 | 1 | 5000 | 5000 | MAT_Raw | الاسراء للمقاولات والتوريدات | 2 - B01(ADMIN BUILDING)-255000-1 | Install and termination Rittal sheet metal enclosure, c.w. accessories and transformer | ECH | 1 | 5000 | 5000 | EGP | MAT_Raw
BIOLOGICALS AND BIOSIMILARS MANUFACTURING FACILITY EIPICO 3 _0187 |  | RFQ-00174 | Ahmed Saleh | MEP (Electro Mechanical) | 2024-08-29 | Install MEP Items (BMS) | Approved | 2 - B01(ADMIN BUILDING)-255000-1 | Install and termination Rittal sheet metal enclosure, c.w. accessories and transformer | ECH | 1 | 1 | 5000 | 5000 | MAT_Raw | الاسراء للمقاولات والتوريدات | 2 - B01(ADMIN BUILDING)-255000-1 | Install and termination Rittal sheet metal enclosure, c.w. accessories and transformer | ECH | 1 | 5000 | 5000 | EGP | MAT_Raw
BIOLOGICALS AND BIOSIMILARS MANUFACTURING FACILITY EIPICO 3 _0187 |  | RFQ-00174 | Ahmed Saleh | MEP (Electro Mechanical) | 2024-08-29 | Install MEP Items (BMS) | Approved | 2 - B01(ADMIN BUILDING)-255000-1 | Install and termination Rittal sheet metal enclosure, c.w. accessories and transformer | ECH | 1 | 1 | 5000 | 5000 | MAT_Raw | الاسراء للمقاولات والتوريدات | 2 - B01(ADMIN BUILDING)-255000-1 | Install and termination Rittal sheet metal enclosure, c.w. accessories and transformer | ECH | 1 | 5000 | 5000 | EGP | MAT_Raw
BIOLOGICALS AND BIOSIMILARS MANUFACTURING FACILITY EIPICO 3 _0187 |  | RFQ-00174 | Ahmed Saleh | MEP (Electro Mechanical) | 2024-08-29 | Install MEP Items (BMS) | Approved | 2 - B01(ADMIN BUILDING)-255000-1 | Install and termination Rittal sheet metal enclosure, c.w. accessories and transformer | ECH | 1 | 1 | 5000 | 5000 | MAT_Raw | الاسراء للمقاولات والتوريدات | 2 - B01(ADMIN BUILDING)-255000-1 | Install and termination Rittal sheet metal enclosure, c.w. accessories and transformer | ECH | 1 | 5000 | 5000 | EGP | MAT_Raw
BIOLOGICALS AND BIOSIMILARS MANUFACTURING FACILITY EIPICO 3 _0187 |  | RFQ-00174 | Ahmed Saleh | MEP (Electro Mechanical) | 2024-08-29 | Install MEP Items (BMS) | Approved | 2 - B01(ADMIN BUILDING)-255000-1 | Install and termination Rittal sheet metal enclosure, c.w. accessories and transformer | ECH | 1 | 1 | 5000 | 5000 | MAT_Raw | الاسراء للمقاولات والتوريدات | 2 - B01(ADMIN BUILDING)-255000-1 | Install and termination Rittal sheet metal enclosure, c.w. accessories and transformer | ECH | 1 | 5000 | 5000 | EGP | MAT_Raw
BIOLOGICALS AND BIOSIMILARS MANUFACTURING FACILITY EIPICO 3 _0187 |  | RFQ-00174 | Ahmed Saleh | MEP (Electro Mechanical) | 2024-08-29 | Install MEP Items (BMS) | Approved | 2 - B01(ADMIN BUILDING)-255000-1 | Install and termination Rittal sheet metal enclosure, c.w. accessories and transformer | ECH | 1 | 1 | 5000 | 5000 | MAT_Raw | الاسراء للمقاولات والتوريدات | 2 - B01(ADMIN BUILDING)-255000-1 | Install and termination Rittal sheet metal enclosure, c.w. accessories and transformer | ECH | 1 | 5000 | 5000 | EGP | MAT_Raw
BIOLOGICALS AND BIOSIMILARS MANUFACTURING FACILITY EIPICO 3 _0187 |  | RFQ-00174 | Ahmed Saleh | MEP (Electro Mechanical) | 2024-08-29 | Install MEP Items (BMS) | Approved | 2 - B01(ADMIN BUILDING)-255000-1 | Install and termination Rittal sheet metal enclosure, c.w. accessories and transformer | ECH | 1 | 1 | 5000 | 5000 | MAT_Raw | الاسراء للمقاولات والتوريدات | 2 - B01(ADMIN BUILDING)-255000-1 | Install and termination Rittal sheet metal enclosure, c.w. accessories and transformer | ECH | 1 | 5000 | 5000 | EGP | MAT_Raw
BIOLOGICALS AND BIOSIMILARS MANUFACTURING FACILITY EIPICO 3 _0187 |  | RFQ-00174 | Ahmed Saleh | MEP (Electro Mechanical) | 2024-08-29 | Install MEP Items (BMS) | Approved | 2 - B01(ADMIN BUILDING)-255000-1 | Install and termination Rittal sheet metal enclosure, c.w. accessories and transformer | ECH | 1 | 1 | 4500 | 4500 | MAT_Raw | الاسراء للمقاولات والتوريدات | 2 - B01(ADMIN BUILDING)-255000-1 | Install and termination Rittal sheet metal enclosure, c.w. accessories and transformer | ECH | 1 | 4500 | 4500 | EGP | MAT_Raw
BIOLOGICALS AND BIOSIMILARS MANUFACTURING FACILITY EIPICO 3 _0187 |  | RFQ-00174 | Ahmed Saleh | MEP (Electro Mechanical) | 2024-08-29 | Install MEP Items (BMS) | Approved | 2 - B01(ADMIN BUILDING)-255000-1 | Install and termination Rittal sheet metal enclosure, c.w. accessories and transformer | ECH | 1 | 1 | 4500 | 4500 | MAT_Raw | الاسراء للمقاولات والتوريدات | 2 - B01(ADMIN BUILDING)-255000-1 | Install and termination Rittal sheet metal enclosure, c.w. accessories and transformer | ECH | 1 | 4500 | 4500 | EGP | MAT_Raw
BIOLOGICALS AND BIOSIMILARS MANUFACTURING FACILITY EIPICO 3 _0187 |  | RFQ-00174 | Ahmed Saleh | MEP (Electro Mechanical) | 2024-08-29 | Install MEP Items (BMS) | Approved | 2 - B01(ADMIN BUILDING)-255000-1 | Install and termination Rittal sheet metal enclosure, c.w. accessories and transformer | ECH | 1 | 1 | 4500 | 4500 | MAT_Raw | الاسراء للمقاولات والتوريدات | 2 - B01(ADMIN BUILDING)-255000-1 | Install and termination Rittal sheet metal enclosure, c.w. accessories and transformer | ECH | 1 | 4500 | 4500 | EGP | MAT_Raw
BIOLOGICALS AND BIOSIMILARS MANUFACTURING FACILITY EIPICO 3 _0187 |  | RFQ-00174 | Ahmed Saleh | MEP (Electro Mechanical) | 2024-08-29 | Install MEP Items (BMS) | Approved | 2 - B01(ADMIN BUILDING)-255000-1 | Install and termination Rittal sheet metal enclosure, c.w. accessories and transformer | ECH | 1 | 1 | 4500 | 4500 | MAT_Raw | الاسراء للمقاولات والتوريدات | 2 - B01(ADMIN BUILDING)-255000-1 | Install and termination Rittal sheet metal enclosure, c.w. accessories and transformer | ECH | 1 | 4500 | 4500 | EGP | MAT_Raw
BIOLOGICALS AND BIOSIMILARS MANUFACTURING FACILITY EIPICO 3 _0187 |  | RFQ-00174 | Ahmed Saleh | MEP (Electro Mechanical) | 2024-08-29 | Install MEP Items (BMS) | Approved | 2 - B01(ADMIN BUILDING)-255000-1 | Install and termination Rittal sheet metal enclosure, c.w. accessories and transformer | ECH | 1 | 1 | 4500 | 4500 | MAT_Raw | الاسراء للمقاولات والتوريدات | 2 - B01(ADMIN BUILDING)-255000-1 | Install and termination Rittal sheet metal enclosure, c.w. accessories and transformer | ECH | 1 | 4500 | 4500 | EGP | MAT_Raw
Mivida BP#189 |  | RFQ-00130 | Mostafa Shourbagi | MEP (Electro Mechanical) | 2024-08-29 | UPVC Fittings | Approved | 152105.all | PR 92299 LS UPVC Fiiting | LS | 1 | 0.15 | 37100.16 | 5565.02 | SC_Supply | المريم - هيثم سيد عبدالكريم | 152105.all | PR 92299 LS UPVC Fiiting | LS | 0.15 | 74898 | 11234.7 | EGP | SC_Supply
Mivida BP#189 |  | RFQ-00131 | Mostafa Shourbagi | MEP (Electro Mechanical) | 2024-08-29 | Electrical PVC Pipe Clamps | Approved | 152105.Bas | P.R. 99194 → PVC Fittings | LS | 1 | 1 | 10043.99 | 10043.99 | SC_Supply | EL Rehab | 152105.Bas | P.R. 99194 → PVC Fittings | LS | 1 | 3155.52 | 3155.52 | EGP | SC_Supply
Mivida BP#189 |  | RFQ-00129 | Mostafa Shourbagi | MEP (Electro Mechanical) | 2024-08-29 | Canvas & Gaskets | Approved | 152105.Bas | P.R. 98984 → Duct Gaskets | LS | 1 | 1 | 7920 | 7920 | SC_Supply | Al Alamia | 152105.Bas | P.R. 98984 → Duct Gaskets | LS | 1 | 46800 | 46800 | EGP | SC_Supply
Mivida BP#189 |  | RFQ-00129 | Mostafa Shourbagi | MEP (Electro Mechanical) | 2024-08-29 | Canvas & Gaskets | Approved | 152105.Bas | P.R. 96817 → Canvas | LS | 1 | 1 | 3960 | 3960 | SC_Supply | Al Alamia | 152105.Bas | P.R. 96817 → Canvas | LS | 1 | 2500 | 2500 | EGP | SC_Supply
Abo Shanab El Agamien _0195 |  | RFQ-00096 | Ahmed Fouad | MEP (Electro Mechanical) | 2024-09-10 | اعمال تركيب خمس محطات | Approved | Total | غرفة محبس غسيل تركيب واختبار نظام داكتايل (DN 200) يشمل محابس البوابه من الزهر المرن ووصلات الفك والتركيب والقطع الخاصة والمشتركات والأكواع ووصلات الحائط شامل المسامير والصواميل والورد والجوانات والركائز والدعامات الخرسانيه وكل مايلزم لنهو الأعمال داخل الغرفه وتوصيلها على مواسير الزهر المرن خارج الغرفه طبقا للمواصفات والرسومات التنفيذيه | NO | 4 | 4 | 6800 | 27200 | SC_Apply | السعيد ابراهيم عبدالرؤوف ابراهيم بعلول | Total | غرفة محبس غسيل تركيب واختبار نظام داكتايل (DN 200) يشمل محابس البوابه من الزهر المرن ووصلات الفك والتركيب والقطع الخاصة والمشتركات والأكواع ووصلات الحائط شامل المسامير والصواميل والورد والجوانات والركائز والدعامات الخرسانيه وكل مايلزم لنهو الأعمال داخل الغرفه وتوصيلها على مواسير الزهر المرن خارج الغرفه طبقا للمواصفات والرسومات التنفيذيه | NO | 4 | 5425 | 21700 | EGP | SC_Apply
Abo Shanab El Agamien _0195 |  | RFQ-00096 | Ahmed Fouad | MEP (Electro Mechanical) | 2024-09-10 | اعمال تركيب خمس محطات | Approved | Total | مواسير الزهر بالموقع العام للمحطه مواسير زهر مرن ( دكتايل) (K9) رأس وديل قطر 200 م | LS | 3 | 3 | 2535 | 7605 | SC_Apply | السعيد ابراهيم عبدالرؤوف ابراهيم بعلول | Total | مواسير الزهر بالموقع العام للمحطه مواسير زهر مرن ( دكتايل) (K9) رأس وديل قطر 200 م | LS | 3 | 2116.67 | 6350.01 | EGP | SC_Apply
Abo Shanab El Agamien _0195 |  | RFQ-00096 | Ahmed Fouad | MEP (Electro Mechanical) | 2024-09-10 | اعمال تركيب خمس محطات | Approved | Total | غرفة تهدئه تركيب واختبار نظام داكتايل ( DN 150 ) يشمل وصلات الحائط والقطع الخاصة والأكواع شامل المسامير والصواميل والورد والجوانات والركائز والدعامات الخرسانيه وكل مايلزم لنهو الأعمال داخل الغرفه وتوصيلها على مواسير الزهر المرن خارج الغرفه طبقا للمواصفات والرسومات التنفيذيه | NO | 2 | 2 | 1200 | 2400 | SC_Apply | السعيد ابراهيم عبدالرؤوف ابراهيم بعلول | Total | غرفة تهدئه تركيب واختبار نظام داكتايل ( DN 150 ) يشمل وصلات الحائط والقطع الخاصة والأكواع شامل المسامير والصواميل والورد والجوانات والركائز والدعامات الخرسانيه وكل مايلزم لنهو الأعمال داخل الغرفه وتوصيلها على مواسير الزهر المرن خارج الغرفه طبقا للمواصفات والرسومات التنفيذيه | NO | 2 | 1050 | 2100 | EGP | SC_Apply
Abo Shanab El Agamien _0195 |  | RFQ-00096 | Ahmed Fouad | MEP (Electro Mechanical) | 2024-09-10 | اعمال تركيب خمس محطات | Approved | Total | غرفة عداد قياس التدفق تركيب واختبار نظام داكتايل (DN 200) يشمل عداد قياس التصرف ووصلات الفك والتركيب والقطع الخاصة والمشتركات والأكواع ووصلات الحائط شامل المسامير والصواميل والورد والجوانات والركائز والدعامات الخرسانيه وكل مايلزم لنهو الأعمال داخل الغرفه وتوصيلها على مواسير الزهر المرن خارج الغرفه طبقا للمواصفات والرسومات التنفيذيه | NO | 3 | 3 | 6400 | 19200 | SC_Apply | السعيد ابراهيم عبدالرؤوف ابراهيم بعلول | Total | غرفة عداد قياس التدفق تركيب واختبار نظام داكتايل (DN 200) يشمل عداد قياس التصرف ووصلات الفك والتركيب والقطع الخاصة والمشتركات والأكواع ووصلات الحائط شامل المسامير والصواميل والورد والجوانات والركائز والدعامات الخرسانيه وكل مايلزم لنهو الأعمال داخل الغرفه وتوصيلها على مواسير الزهر المرن خارج الغرفه طبقا للمواصفات والرسومات التنفيذيه | NO | 3 | 5733.33 | 17199.99 | EGP | SC_Apply
Damietta Container Terminal-Infra & Bldgs _0216 |  | RFQ-00021 | Eslam Kamal | Operation | 2024-09-05 | اعمال استشارات هندسية | Approved | 1884 - Indirect Cost - 00 | نقل معدات ماكينة المخروط الاستاتيكى | LS | 1 | 1 | 777.78 | 777.78 | Ind | مكتب ايه اند ايه | 1884 - Indirect Cost - 00 | نقل معدات ماكينة المخروط الاستاتيكى | LS | 1 | 35000 | 35000 | EGP | Ind
Damietta Container Terminal-Infra & Bldgs _0216 |  | RFQ-00021 | Eslam Kamal | Operation | 2024-09-05 | اعمال استشارات هندسية | Approved | 1884 - Indirect Cost - 00 | اجراء تجارب المخروط الاستاتيكى | LS | 600 | 600 | 11.11 | 6666 | Ind | مكتب ايه اند ايه | 1884 - Indirect Cost - 00 | اجراء تجارب المخروط الاستاتيكى | LS | 600 | 500 | 300000 | EGP | Ind
Damietta Container Terminal-Infra & Bldgs _0216 |  | RFQ-00021 | Eslam Kamal | Operation | 2024-09-05 | اعمال استشارات هندسية | Approved | 1884 - Indirect Cost - 00 | اعداد تقرير التربة النهائى | LS | 1 | 1 | 2222.22 | 2222.22 | Ind | مكتب ايه اند ايه | 1884 - Indirect Cost - 00 | اعداد تقرير التربة النهائى | LS | 1 | 100000 | 100000 | EGP | Ind
Damietta Container Terminal-Infra & Bldgs _0216 |  | RFQ-00021 | Eslam Kamal | Operation | 2024-09-05 | اعمال استشارات هندسية | Approved | 1884 - Indirect Cost - 00 | مراجعة تجارب CBR واصدار التقرير النهائى | LS | 1 | 1 | 777.78 | 777.78 | Ind | مكتب ايه اند ايه | 1884 - Indirect Cost - 00 | مراجعة تجارب CBR واصدار التقرير النهائى | LS | 1 | 35000 | 35000 | EGP | Ind
Damietta Container Terminal-Infra & Bldgs _0216 |  | RFQ-00021 | Eslam Kamal | Operation | 2024-09-05 | اعمال استشارات هندسية | Approved | 1884 - Indirect Cost - 00 | تصميم نظام النزح الجوفى وسند الحفر وكذلك تجربة الضخ | LS | 1 | 1 | 1111.11 | 1111.11 | Ind | مكتب ايه اند ايه | 1884 - Indirect Cost - 00 | تصميم نظام النزح الجوفى وسند الحفر وكذلك تجربة الضخ | LS | 1 | 50000 | 50000 | EGP | Ind
Damietta Container Terminal-Infra & Bldgs _0216 |  | RFQ-00021 | Eslam Kamal | Operation | 2024-09-05 | اعمال استشارات هندسية | Approved | 1884 - Indirect Cost - 00 | مراجعة تصميم طبقات الرصف من وجهة النظر الجيوتكنيكية | LS | 1 | 1 | 1777.78 | 1777.78 | Ind | مكتب ايه اند ايه | 1884 - Indirect Cost - 00 | مراجعة تصميم طبقات الرصف من وجهة النظر الجيوتكنيكية | LS | 1 | 80000 | 80000 | EGP | Ind
Damietta Container Terminal-Infra & Bldgs _0216 |  | RFQ-00021 | Eslam Kamal | Operation | 2024-09-05 | اعمال استشارات هندسية | Approved | 1884 - Indirect Cost - 00 | المراجعة الانشائية والجيوتكنيكية للمبانى المسندة للمكتب | LS | 1 | 1 | 1666.67 | 1666.67 | Ind | مكتب ايه اند ايه | 1884 - Indirect Cost - 00 | المراجعة الانشائية والجيوتكنيكية للمبانى المسندة للمكتب | LS | 1 | 75000 | 75000 | EGP | Ind
Abo Shanab El Agamien _0195 |  | RFQ-00096 | Ahmed Fouad | MEP (Electro Mechanical) | 2024-09-10 | اعمال تركيب خمس محطات | Approved | 8 - 8-Iz. Abd Al-Qawy Salem & Iz. Z.8-Iz. Abd Al-Qawy Salem & Iz. Zaraby-Bill No. 3.1 - Iz. Abd Al-Qawy & Iz. Zaraby Salem Main Pumping Station (Mechanical works)-20-3.4.5-a. | Supply, Test, Delivery, Erection of Hammering control systems, complete with all accessories as per Contract documents, the Contractor is responsible for the anti-hammer system .protection system comprises of the following components: - Hybrid surge vessel 1.2 m3 ( d: 1 m - 1.6 m height ) | ECH | 1 | 1 | 80000 | 80000 | SC_Apply | السعيد ابراهيم عبدالرؤوف ابراهيم بعلول | 8 - 8-Iz. Abd Al-Qawy Salem & Iz. Z.8-Iz. Abd Al-Qawy Salem & Iz. Zaraby-Bill No. 3.1 - Iz. Abd Al-Qawy & Iz. Zaraby Salem Main Pumping Station (Mechanical works)-20-3.4.5-a. | Supply, Test, Delivery, Erection of Hammering control systems, complete with all accessories as per Contract documents, the Contractor is responsible for the anti-hammer system .protection system comprises of the following components: - Hybrid surge vessel 1.2 m3 ( d: 1 m - 1.6 m height ) | ECH | 1 | 15000 | 15000 | EGP | SC_Apply
Abo Shanab El Agamien _0195 |  | RFQ-00096 | Ahmed Fouad | MEP (Electro Mechanical) | 2024-09-10 | اعمال تركيب خمس محطات | Approved | 2 - 2- Iz. Kariman Sednaoui.2- Iz. Kariman Sednaoui-Bill No.3.4 - Iz. Kariman Sednaoui Pump Station (Mechanical works)-20-3.4.6-a. | Supply, Test, Delivery, Erection of Hammering control systems, complete with compressors and all accessories as per Contract documents, the Contractor is responsible for the anti-hammer system .protection system comprises of the following components:- - Surge vessel 2.2 m3 ( d: 1.2 m - 2 m height ) | ECH | 1 | 1 | 80000 | 80000 | SC_Apply | السعيد ابراهيم عبدالرؤوف ابراهيم بعلول | 2 - 2- Iz. Kariman Sednaoui.2- Iz. Kariman Sednaoui-Bill No.3.4 - Iz. Kariman Sednaoui Pump Station (Mechanical works)-20-3.4.6-a. | Supply, Test, Delivery, Erection of Hammering control systems, complete with compressors and all accessories as per Contract documents, the Contractor is responsible for the anti-hammer system .protection system comprises of the following components:- - Surge vessel 2.2 m3 ( d: 1.2 m - 2 m height ) | ECH | 1 | 15000 | 15000 | EGP | SC_Apply
Abo Shanab El Agamien _0195 |  | RFQ-00096 | Ahmed Fouad | MEP (Electro Mechanical) | 2024-09-10 | اعمال تركيب خمس محطات | Approved | 1 - Sharaf Al Deen-Bill No.3.4 - Sharaf Al Deen Pump Station (Mechanical works)-26-3.4.6-a. | Supply, Test, Delivery, Erection of Hammering control systems, complete with compressors all accessories as per Contract documents, the Contractor is responsible for the anti-hammer system .protection system comprises of the following components: - Surge vessel 10 m3 ( d: 1.9 m - 3.6 m height ) | ECH | 1 | 1 | 80000 | 80000 | SC_Apply | السعيد ابراهيم عبدالرؤوف ابراهيم بعلول | 1 - Sharaf Al Deen-Bill No.3.4 - Sharaf Al Deen Pump Station (Mechanical works)-26-3.4.6-a. | Supply, Test, Delivery, Erection of Hammering control systems, complete with compressors all accessories as per Contract documents, the Contractor is responsible for the anti-hammer system .protection system comprises of the following components: - Surge vessel 10 m3 ( d: 1.9 m - 3.6 m height ) | ECH | 1 | 42000 | 42000 | EGP | SC_Apply
Abo Shanab El Agamien _0195 |  | RFQ-00096 | Ahmed Fouad | MEP (Electro Mechanical) | 2024-09-10 | اعمال تركيب خمس محطات | Approved | 7 - 7-Iz. Raslan & Iz. Mokhtar Eiss.7-Iz. Raslan & Iz. Mokhtar Eissa-Bill No. 3.1 - Iz. Raslan & Iz. Mokhtar Eissa Main Pumping Station (Mechanical works)-23-3.4.5-a. | Supply, Test, Delivery, Erection of Hammering control systems, complete with all accessories as per Contract documents, the Contractor is responsible for the anti-hammer system .protection system comprises of the following components: - Hybrid surge vessel 1 m3 ( d: 0.9 m - 1.8 m height ) | ECH | 1 | 1 | 80000 | 80000 | SC_Apply | السعيد ابراهيم عبدالرؤوف ابراهيم بعلول | 7 - 7-Iz. Raslan & Iz. Mokhtar Eiss.7-Iz. Raslan & Iz. Mokhtar Eissa-Bill No. 3.1 - Iz. Raslan & Iz. Mokhtar Eissa Main Pumping Station (Mechanical works)-23-3.4.5-a. | Supply, Test, Delivery, Erection of Hammering control systems, complete with all accessories as per Contract documents, the Contractor is responsible for the anti-hammer system .protection system comprises of the following components: - Hybrid surge vessel 1 m3 ( d: 0.9 m - 1.8 m height ) | ECH | 1 | 12000 | 12000 | EGP | SC_Apply
Abo Shanab El Agamien _0195 |  | RFQ-00096 | Ahmed Fouad | MEP (Electro Mechanical) | 2024-09-10 | اعمال تركيب خمس محطات | Approved | 6 - 6-Huwaydi Village.6-Huwaydi Village-Bill No. 3.1 - Huwaydi Village Main Pumping Station (Mechanical works)-19-3.4.6-a. | Supply, Test, Delivery, Erection of Hammering control systems, complete with all accessories as per Contract documents, the Contractor is responsible for the anti-hammer system .protection system comprises of the following components:- - Hybrid Surge vessel 3.6 m3 ( d: 1.2 m - 3.2 m height ) | ECH | 1 | 1 | 80000 | 80000 | SC_Apply | السعيد ابراهيم عبدالرؤوف ابراهيم بعلول | 6 - 6-Huwaydi Village.6-Huwaydi Village-Bill No. 3.1 - Huwaydi Village Main Pumping Station (Mechanical works)-19-3.4.6-a. | Supply, Test, Delivery, Erection of Hammering control systems, complete with all accessories as per Contract documents, the Contractor is responsible for the anti-hammer system .protection system comprises of the following components:- - Hybrid Surge vessel 3.6 m3 ( d: 1.2 m - 3.2 m height ) | ECH | 1 | 38000 | 38000 | EGP | SC_Apply
Abo Shanab El Agamien _0195 |  | RFQ-00096 | Ahmed Fouad | MEP (Electro Mechanical) | 2024-09-10 | اعمال تركيب خمس محطات | Approved | 4 - 4-Iz. Al Biltaji.4-Iz. Al Biltaji-Bill No.3.4 - Iz. Al Biltaji Pump Station (Mechanical works)-21-3.4.6-a. | Supply, Test, Delivery, Erection of Hammering control systems, complete with all accessories as per Contract documents, the Contractor is responsible for the anti-hammer system .protection system comprises of the following components:- - Hybrid Surge vessel 2.6 m3 ( d: 1 m - 3.5 m height ) | ECH | 1 | 1 | 80000 | 80000 | SC_Apply | السعيد ابراهيم عبدالرؤوف ابراهيم بعلول | 4 - 4-Iz. Al Biltaji.4-Iz. Al Biltaji-Bill No.3.4 - Iz. Al Biltaji Pump Station (Mechanical works)-21-3.4.6-a. | Supply, Test, Delivery, Erection of Hammering control systems, complete with all accessories as per Contract documents, the Contractor is responsible for the anti-hammer system .protection system comprises of the following components:- - Hybrid Surge vessel 2.6 m3 ( d: 1 m - 3.5 m height ) | ECH | 1 | 15000 | 15000 | EGP | SC_Apply
ORA ZED-Ph 2-Pkgs A&D |  | RFQ-00062 | Sarah Al Shaarawy | MEP (Electro Mechanical) | 2024-09-04 | Supply BMS System | Approved | BMS Material, Acc, Erection | Direct Digital Controller (DDC) and local control panel / Integrated Automation Controller (IAC) c/w interfaces to BACnet/TCP/IP protocols to cover all required areas as per input/output points schedule. | ECH | 1 | 1 | 2714754.5 | 2714754.5 | SC_Supply/Apply | ADVANSYS For Trading & Contracting | BMS Material, Acc, Erection | Direct Digital Controller (DDC) and local control panel / Integrated Automation Controller (IAC) c/w interfaces to BACnet/TCP/IP protocols to cover all required areas as per input/output points schedule. | ECH | 1 | 69750 | 69750 | EGP | SC_Supply/Apply
ORA ZED-Ph 2-Pkgs A&D |  | RFQ-00062 | Sarah Al Shaarawy | MEP (Electro Mechanical) | 2024-09-04 | Supply BMS System | Approved | BMS Material, Acc, Erection | Communication & integration devices (routers, modems, switches and Gateway c/w integration protocols [BACnet/TCP-IP ] [LON /TCP-IP] with required points as per input/output points schedule. | ECH | 1 | 1 | 2748181.93 | 2748181.93 | SC_Supply/Apply | ADVANSYS For Trading & Contracting | BMS Material, Acc, Erection | Communication & integration devices (routers, modems, switches and Gateway c/w integration protocols [BACnet/TCP-IP ] [LON /TCP-IP] with required points as per input/output points schedule. | ECH | 1 | 54250 | 54250 | EGP | SC_Supply/Apply
ORA ZED-Ph 2-Pkgs A&D |  | RFQ-00062 | Sarah Al Shaarawy | MEP (Electro Mechanical) | 2024-09-04 | Supply BMS System | Approved | BMS Material, Acc, Erection, Delivery | Upgrading License for BMS servers in PH-1A to accommodate all I/O point schedules for PH-2 c/w all required hardware modules, software packages, license, etc. | ECH | 1 | 1 | 28310.32 | 28310.32 | SC_Supply/Apply | ADVANSYS For Trading & Contracting | BMS Material, Acc, Erection, Delivery | Upgrading License for BMS servers in PH-1A to accommodate all I/O point schedules for PH-2 c/w all required hardware modules, software packages, license, etc. | ECH | 1 | 31000 | 31000 | EGP | SC_Supply/Apply
Katameya Creeks |  | RFQ-00092 | Hussein Nabil | MEP (Electro Mechanical) | 2024-08-29 | مقاولة الاعمال الكهربائية | Approved | All Types Buildings | install & test a lighting fixtures outlet 2nd fix only with wiring (3x3) mm², back to panel or second outlet, according to drawings and specifications FOR Basement السعر لسحب السلك فقط | ECH | 200 | 200 | 57.75 | 11550 | SC_Apply | شركة زهره الجوهرة للمقاولات | All Types Buildings | install & test a lighting fixtures outlet 2nd fix only with wiring (3x3) mm², back to panel or second outlet, according to drawings and specifications FOR Basement السعر لسحب السلك فقط | ECH | 200 | 35 | 7000 | EGP | SC_Apply
Katameya Creeks |  | RFQ-00092 | Hussein Nabil | MEP (Electro Mechanical) | 2024-08-29 | مقاولة الاعمال الكهربائية | Approved | All Types Buildings | (4x6)+6mm² | LM | 35 | 20 | 34 | 680 | SC_Apply | شركة زهره الجوهرة للمقاولات | All Types Buildings | (4x6)+6mm² | LM | 20 | 10 | 200 | EGP | SC_Apply
Katameya Creeks |  | RFQ-00092 | Hussein Nabil | MEP (Electro Mechanical) | 2024-08-29 | مقاولة الاعمال الكهربائية | Approved | All Buildings | MDB-1 | ECH | 7 | 4 | 3659.18 | 14636.72 | SC_Apply | شركة زهره الجوهرة للمقاولات | All Buildings | MDB-1 | ECH | 4 | 4000 | 16000 | EGP | SC_Apply
Katameya Creeks |  | RFQ-00092 | Hussein Nabil | MEP (Electro Mechanical) | 2024-08-29 | مقاولة الاعمال الكهربائية | Approved | All Buildings | SMDB-1st | ECH | 7 | 4 | 1870.68 | 7482.72 | SC_Apply | شركة زهره الجوهرة للمقاولات | All Buildings | SMDB-1st | ECH | 4 | 1800 | 7200 | EGP | SC_Apply
Katameya Creeks |  | RFQ-00092 | Hussein Nabil | MEP (Electro Mechanical) | 2024-08-29 | مقاولة الاعمال الكهربائية | Approved | All Buildings | SMDB-2nd | ECH | 7 | 4 | 1870.68 | 7482.72 | SC_Apply | شركة زهره الجوهرة للمقاولات | All Buildings | SMDB-2nd | ECH | 4 | 1800 | 7200 | EGP | SC_Apply
Katameya Creeks |  | RFQ-00092 | Hussein Nabil | MEP (Electro Mechanical) | 2024-08-29 | مقاولة الاعمال الكهربائية | Approved | All Buildings | SMDB-3rd | ECH | 7 | 4 | 1870.68 | 7482.72 | SC_Apply | شركة زهره الجوهرة للمقاولات | All Buildings | SMDB-3rd | ECH | 4 | 1800 | 7200 | EGP | SC_Apply
Katameya Creeks |  | RFQ-00092 | Hussein Nabil | MEP (Electro Mechanical) | 2024-08-29 | مقاولة الاعمال الكهربائية | Approved | All Buildings | SMDB-4th | ECH | 7 | 4 | 1870.68 | 7482.72 | SC_Apply | شركة زهره الجوهرة للمقاولات | All Buildings | SMDB-4th | ECH | 4 | 1800 | 7200 | EGP | SC_Apply
Katameya Creeks |  | RFQ-00092 | Hussein Nabil | MEP (Electro Mechanical) | 2024-08-29 | مقاولة الاعمال الكهربائية | Approved | All Buildings | STAIRS MACHINE | ECH | 7 | 4 | 301.31 | 1205.24 | SC_Apply | شركة زهره الجوهرة للمقاولات | All Buildings | STAIRS MACHINE | ECH | 4 | 350 | 1400 | EGP | SC_Apply
Katameya Creeks |  | RFQ-00092 | Hussein Nabil | MEP (Electro Mechanical) | 2024-08-29 | مقاولة الاعمال الكهربائية | Approved | All Buildings | MCC for VRF | ECH | 7 | 4 | 1406.1 | 5624.4 | SC_Apply | شركة زهره الجوهرة للمقاولات | All Buildings | MCC for VRF | ECH | 4 | 1400 | 5600 | EGP | SC_Apply
Katameya Creeks |  | RFQ-00092 | Hussein Nabil | MEP (Electro Mechanical) | 2024-08-29 | مقاولة الاعمال الكهربائية | Approved | All Buildings | MCC for HVAC | ECH | 7 | 4 | 1406.1 | 5624.4 | SC_Apply | شركة زهره الجوهرة للمقاولات | All Buildings | MCC for HVAC | ECH | 4 | 1400 | 5600 | EGP | SC_Apply
Katameya Creeks |  | RFQ-00092 | Hussein Nabil | MEP (Electro Mechanical) | 2024-08-29 | مقاولة الاعمال الكهربائية | Approved | All Buildings | MCC for PUMP | ECH | 7 | 4 | 1406.1 | 5624.4 | SC_Apply | شركة زهره الجوهرة للمقاولات | All Buildings | MCC for PUMP | ECH | 4 | 1400 | 5600 | EGP | SC_Apply
Katameya Creeks |  | RFQ-00092 | Hussein Nabil | MEP (Electro Mechanical) | 2024-08-29 | مقاولة الاعمال الكهربائية | Approved | All Buildings | install & test a lighting fixtures outlet 2nd fix only with wiring (3x3) mm², back to panel or second outlet, according to drawings and specifications FOR Basement السعر لسحب السلك فقط | ECH | 200 | 200 | 72.5 | 14500 | SC_Apply | شركة زهره الجوهرة للمقاولات | All Buildings | install & test a lighting fixtures outlet 2nd fix only with wiring (3x3) mm², back to panel or second outlet, according to drawings and specifications FOR Basement السعر لسحب السلك فقط | ECH | 200 | 35 | 7000 | EGP | SC_Apply
Katameya Creeks |  | RFQ-00092 | Hussein Nabil | MEP (Electro Mechanical) | 2024-08-29 | مقاولة الاعمال الكهربائية | Approved | All Buildings | LPP-B (with pre-paid power meter ) | ECH | 7 | 4 | 2762.8 | 11051.2 | SC_Apply | شركة زهره الجوهرة للمقاولات | All Buildings | LPP-B (with pre-paid power meter ) | ECH | 4 | 2500 | 10000 | EGP | SC_Apply
Katameya Creeks |  | RFQ-00092 | Hussein Nabil | MEP (Electro Mechanical) | 2024-08-29 | مقاولة الاعمال الكهربائية | Approved | All Buildings | SMDB-G | ECH | 7 | 4 | 1506.53 | 6026.12 | SC_Apply | شركة زهره الجوهرة للمقاولات | All Buildings | SMDB-G | ECH | 4 | 1800 | 7200 | EGP | SC_Apply
Katameya Creeks |  | RFQ-00092 | Hussein Nabil | MEP (Electro Mechanical) | 2024-08-29 | مقاولة الاعمال الكهربائية | Approved | All Types Buildings | (3x50+25)+16mm² | LM | 115 | 90 | 65 | 5850 | SC_Apply | شركة زهره الجوهرة للمقاولات | All Types Buildings | (3x50+25)+16mm² | LM | 90 | 45 | 4050 | EGP | SC_Apply
Katameya Creeks |  | RFQ-00092 | Hussein Nabil | MEP (Electro Mechanical) | 2024-08-29 | مقاولة الاعمال الكهربائية | Approved | All Types Buildings | (3x70+35)+16mm² | LM | 190 | 80 | 85 | 6800 | SC_Apply | شركة زهره الجوهرة للمقاولات | All Types Buildings | (3x70+35)+16mm² | LM | 80 | 50 | 4000 | EGP | SC_Apply
Katameya Creeks |  | RFQ-00092 | Hussein Nabil | MEP (Electro Mechanical) | 2024-08-29 | مقاولة الاعمال الكهربائية | Approved | All Types Buildings | (3x95+50)+25mm² | LM | 245 | 120 | 115 | 13800 | SC_Apply | شركة زهره الجوهرة للمقاولات | All Types Buildings | (3x95+50)+25mm² | LM | 120 | 55 | 6600 | EGP | SC_Apply
Katameya Creeks |  | RFQ-00092 | Hussein Nabil | MEP (Electro Mechanical) | 2024-08-29 | مقاولة الاعمال الكهربائية | Approved | All Buildings | MDB-2 | ECH | 7 | 4 | 3300.63 | 13202.52 | SC_Apply | شركة زهره الجوهرة للمقاولات | All Buildings | MDB-2 | ECH | 4 | 4000 | 16000 | EGP | SC_Apply
Katameya Creeks |  | RFQ-00092 | Hussein Nabil | MEP (Electro Mechanical) | 2024-08-29 | مقاولة الاعمال الكهربائية | Approved | All Buildings | EMDB | ECH | 7 | 4 | 1883.17 | 7532.68 | SC_Apply | شركة زهره الجوهرة للمقاولات | All Buildings | EMDB | ECH | 4 | 2000 | 8000 | EGP | SC_Apply
Katameya Creeks |  | RFQ-00092 | Hussein Nabil | MEP (Electro Mechanical) | 2024-08-29 | مقاولة الاعمال الكهربائية | Approved | All Buildings | install & test a lighting fixtures outlet 2nd fix only with wiring (3x3) mm², back to panel or second outlet, according to drawings and specifications FOR Basement السعر لسحب السلك فقط | ECH | 200 | 200 | 72.5 | 14500 | SC_Apply | شركة زهره الجوهرة للمقاولات | All Buildings | install & test a lighting fixtures outlet 2nd fix only with wiring (3x3) mm², back to panel or second outlet, according to drawings and specifications FOR Basement السعر لسحب السلك فقط | ECH | 200 | 35 | 7000 | EGP | SC_Apply
Katameya Creeks |  | RFQ-00092 | Hussein Nabil | MEP (Electro Mechanical) | 2024-08-29 | مقاولة الاعمال الكهربائية | Approved | All Types Buildings | install & test a lighting fixtures outlet 2nd fix only with wiring (3x3) mm², back to panel or second outlet, according to drawings and specifications FOR Basement السعر لسحب السلك فقط | ECH | 200 | 200 | 57.75 | 11550 | SC_Apply | شركة زهره الجوهرة للمقاولات | All Types Buildings | install & test a lighting fixtures outlet 2nd fix only with wiring (3x3) mm², back to panel or second outlet, according to drawings and specifications FOR Basement السعر لسحب السلك فقط | ECH | 200 | 35 | 7000 | EGP | SC_Apply
Katameya Creeks |  | RFQ-00092 | Hussein Nabil | MEP (Electro Mechanical) | 2024-08-29 | مقاولة الاعمال الكهربائية | Approved | All Buildings | One way, two gang switch outlet | ECH | 14 | 4 | 94.16 | 376.64 | SC_Apply | شركة زهره الجوهرة للمقاولات | All Buildings | One way, two gang switch outlet | ECH | 4 | 125 | 500 | EGP | SC_Apply
Katameya Creeks |  | RFQ-00092 | Hussein Nabil | MEP (Electro Mechanical) | 2024-08-29 | مقاولة الاعمال الكهربائية | Approved | All Buildings | Supply, install & test a lighting fixtures outlet 1st fix,install and test 2nd fix wiring (3x3) mm², back to panel or second outlet, according to drawings and specifications FOR Lobby السعر يشمل توريد و تأسيس مخارج اللوبي و سحب السلك | ECH | 1000 | 396 | 365.33 | 144670.68 | SC_Apply | شركة زهره الجوهرة للمقاولات | All Buildings | Supply, install & test a lighting fixtures outlet 1st fix,install and test 2nd fix wiring (3x3) mm², back to panel or second outlet, according to drawings and specifications FOR Lobby السعر يشمل توريد و تأسيس مخارج اللوبي و سحب السلك | ECH | 396 | 220 | 87120 | EGP | SC_Apply
Katameya Creeks |  | RFQ-00092 | Hussein Nabil | MEP (Electro Mechanical) | 2024-08-29 | مقاولة الاعمال الكهربائية | Approved | All Types Buildings | (3x120+70)+35mm² | LM | 135 | 90 | 135 | 12150 | SC_Apply | شركة زهره الجوهرة للمقاولات | All Types Buildings | (3x120+70)+35mm² | LM | 90 | 60 | 5400 | EGP | SC_Apply
Katameya Creeks |  | RFQ-00092 | Hussein Nabil | MEP (Electro Mechanical) | 2024-08-29 | مقاولة الاعمال الكهربائية | Approved | All Buildings | One way, one gang switch outlet | ECH | 140 | 140 | 109.1 | 15274 | SC_Apply | شركة زهره الجوهرة للمقاولات | All Buildings | One way, one gang switch outlet | ECH | 140 | 125 | 17500 | EGP | SC_Apply
Katameya Creeks |  | RFQ-00092 | Hussein Nabil | MEP (Electro Mechanical) | 2024-08-29 | مقاولة الاعمال الكهربائية | Approved | All Buildings | Two way, one gang switch outlet | ECH | 14 | 8 | 133.33 | 1066.64 | SC_Apply | شركة زهره الجوهرة للمقاولات | All Buildings | Two way, one gang switch outlet | ECH | 8 | 125 | 1000 | EGP | SC_Apply
Katameya Creeks |  | RFQ-00092 | Hussein Nabil | MEP (Electro Mechanical) | 2024-08-29 | مقاولة الاعمال الكهربائية | Approved | All Buildings | Entermediate switch outlet | ECH | 50 | 28 | 158.81 | 4446.68 | SC_Apply | شركة زهره الجوهرة للمقاولات | All Buildings | Entermediate switch outlet | ECH | 28 | 125 | 3500 | EGP | SC_Apply
Katameya Creeks |  | RFQ-00092 | Hussein Nabil | MEP (Electro Mechanical) | 2024-08-29 | مقاولة الاعمال الكهربائية | Approved | All Buildings | One way, one gang switch outlet فى حاله السلالم فقط | ECH | 12 | 12 | 227.24 | 2726.88 | SC_Apply | شركة زهره الجوهرة للمقاولات | All Buildings | One way, one gang switch outlet فى حاله السلالم فقط | ECH | 12 | 125 | 1500 | EGP | SC_Apply
Katameya Creeks |  | RFQ-00092 | Hussein Nabil | MEP (Electro Mechanical) | 2024-08-29 | مقاولة الاعمال الكهربائية | Approved | All Buildings | One way, one gang switch outlet | ECH | 4 | 2 | 94.16 | 188.32 | SC_Apply | شركة زهره الجوهرة للمقاولات | All Buildings | One way, one gang switch outlet | ECH | 2 | 125 | 250 | EGP | SC_Apply
Katameya Creeks |  | RFQ-00092 | Hussein Nabil | MEP (Electro Mechanical) | 2024-08-29 | مقاولة الاعمال الكهربائية | Approved | All Buildings | One way, three gang switch outlet | ECH | 4 | 4 | 94.16 | 376.64 | SC_Apply | شركة زهره الجوهرة للمقاولات | All Buildings | One way, three gang switch outlet | ECH | 4 | 125 | 500 | EGP | SC_Apply
Katameya Creeks |  | RFQ-00092 | Hussein Nabil | MEP (Electro Mechanical) | 2024-08-29 | مقاولة الاعمال الكهربائية | Approved | All Types Buildings | install & test a lighting fixtures outlet 2nd fix only with wiring (3x3) mm², back to panel or second outlet, according to drawings and specifications FOR Basement السعر لسحب السلك فقط | ECH | 200 | 48 | 57.75 | 2772 | SC_Apply | شركة زهره الجوهرة للمقاولات | All Types Buildings | install & test a lighting fixtures outlet 2nd fix only with wiring (3x3) mm², back to panel or second outlet, according to drawings and specifications FOR Basement السعر لسحب السلك فقط | ECH | 48 | 35 | 1680 | EGP | SC_Apply
Katameya Creeks |  | RFQ-00092 | Hussein Nabil | MEP (Electro Mechanical) | 2024-08-29 | مقاولة الاعمال الكهربائية | Approved | All Types Buildings | install & test a socket outlet 2nd fix only with wiring (3x3) mm², back to panel or second outlet, according to drawings and specifications (exclude the socket)FOR Basement السعر لسحب السلك فقط | ECH | 500 | 388 | 55 | 21340 | SC_Apply | شركة زهره الجوهرة للمقاولات | All Types Buildings | install & test a socket outlet 2nd fix only with wiring (3x3) mm², back to panel or second outlet, according to drawings and specifications (exclude the socket)FOR Basement السعر لسحب السلك فقط | ECH | 388 | 35 | 13580 | EGP | SC_Apply
Katameya Creeks |  | RFQ-00092 | Hussein Nabil | MEP (Electro Mechanical) | 2024-08-29 | مقاولة الاعمال الكهربائية | Approved | All Types Buildings | install & test a socket outlet 2nd fix only with wiring (4X6+6) mm², back to panel or second outlet, according to drawings and specifications (exclude the socket)FOR Basement السعر لسحب السلك فقط | ECH | 200 | 188 | 55 | 10340 | SC_Apply | شركة زهره الجوهرة للمقاولات | All Types Buildings | install & test a socket outlet 2nd fix only with wiring (4X6+6) mm², back to panel or second outlet, according to drawings and specifications (exclude the socket)FOR Basement السعر لسحب السلك فقط | ECH | 188 | 35 | 6580 | EGP | SC_Apply
Katameya Creeks |  | RFQ-00092 | Hussein Nabil | MEP (Electro Mechanical) | 2024-08-29 | مقاولة الاعمال الكهربائية | Approved | All Types Buildings | install & test a socket outlet 2nd fix only with wiring (3x3) mm², back to panel or second outlet, according to drawings and specifications (exclude the socket)FOR LOBBY السعر لسحب السلك فقط | ECH | 400 | 72 | 55 | 3960 | SC_Apply | شركة زهره الجوهرة للمقاولات | All Types Buildings | install & test a socket outlet 2nd fix only with wiring (3x3) mm², back to panel or second outlet, according to drawings and specifications (exclude the socket)FOR LOBBY السعر لسحب السلك فقط | ECH | 72 | 35 | 2520 | EGP | SC_Apply
Katameya Creeks |  | RFQ-00092 | Hussein Nabil | MEP (Electro Mechanical) | 2024-08-29 | مقاولة الاعمال الكهربائية | Approved | All Types Buildings | install & test a socket outlet 2nd fix only with wiring (3x3) mm², back to panel or second outlet, according to drawings and specifications (exclude the socket)FOR KC ROOM السعر لسحب السلك فقط | ECH | 500 | 12 | 55 | 660 | SC_Apply | شركة زهره الجوهرة للمقاولات | All Types Buildings | install & test a socket outlet 2nd fix only with wiring (3x3) mm², back to panel or second outlet, according to drawings and specifications (exclude the socket)FOR KC ROOM السعر لسحب السلك فقط | ECH | 12 | 35 | 420 | EGP | SC_Apply
Katameya Creeks |  | RFQ-00092 | Hussein Nabil | MEP (Electro Mechanical) | 2024-08-29 | مقاولة الاعمال الكهربائية | Approved | All Buildings | Supply, install SOCKET outlet 1st fix , install and test 2nd fix wiring (3x3) mm², back to panel or second outlet, according to drawings and specifications FOR Basement (exclude the socket) | ECH | 100 | 100 | 369.1 | 36910 | SC_Apply | شركة زهره الجوهرة للمقاولات | All Buildings | Supply, install SOCKET outlet 1st fix , install and test 2nd fix wiring (3x3) mm², back to panel or second outlet, according to drawings and specifications FOR Basement (exclude the socket) | ECH | 100 | 235 | 23500 | EGP | SC_Apply
Katameya Creeks |  | RFQ-00092 | Hussein Nabil | MEP (Electro Mechanical) | 2024-08-29 | مقاولة الاعمال الكهربائية | Approved | All Buildings | Supply, install SOCKET outlet 1st fix , install and test 2nd fix wiring (3x3) mm², back to panel or second outlet, according to drawings and specifications FOR Basement (exclude the socket) | ECH | 100 | 100 | 369.1 | 36910 | SC_Apply | شركة زهره الجوهرة للمقاولات | All Buildings | Supply, install SOCKET outlet 1st fix , install and test 2nd fix wiring (3x3) mm², back to panel or second outlet, according to drawings and specifications FOR Basement (exclude the socket) | ECH | 100 | 230 | 23000 | EGP | SC_Apply
Katameya Creeks |  | RFQ-00092 | Hussein Nabil | MEP (Electro Mechanical) | 2024-08-29 | مقاولة الاعمال الكهربائية | Approved | All Buildings | Supply, install SOCKET outlet 1st fix,install and test 2nd fix wiring (3x3) mm², back to panel or second outlet, according to drawings and specifications FOR Lobby (exclude the socket) | ECH | 100 | 72 | 369.1 | 26575.2 | SC_Apply | شركة زهره الجوهرة للمقاولات | All Buildings | Supply, install SOCKET outlet 1st fix,install and test 2nd fix wiring (3x3) mm², back to panel or second outlet, according to drawings and specifications FOR Lobby (exclude the socket) | ECH | 72 | 235 | 16920 | EGP | SC_Apply
Katameya Creeks |  | RFQ-00092 | Hussein Nabil | MEP (Electro Mechanical) | 2024-08-29 | مقاولة الاعمال الكهربائية | Approved | All Types Buildings | Type C2 | ECH | 140 | 56 | 88 | 4928 | SC_Apply | شركة زهره الجوهرة للمقاولات | All Types Buildings | Type C2 | ECH | 56 | 80 | 4480 | EGP | SC_Apply
Katameya Creeks |  | RFQ-00092 | Hussein Nabil | MEP (Electro Mechanical) | 2024-08-29 | مقاولة الاعمال الكهربائية | Approved | All Types Buildings | Type D1 | ECH | 98 | 32 | 88 | 2816 | SC_Apply | شركة زهره الجوهرة للمقاولات | All Types Buildings | Type D1 | ECH | 32 | 80 | 2560 | EGP | SC_Apply
Katameya Creeks |  | RFQ-00092 | Hussein Nabil | MEP (Electro Mechanical) | 2024-08-29 | مقاولة الاعمال الكهربائية | Approved | All Types Buildings | Type D2 | ECH | 168 | 32 | 88 | 2816 | SC_Apply | شركة زهره الجوهرة للمقاولات | All Types Buildings | Type D2 | ECH | 32 | 80 | 2560 | EGP | SC_Apply
Katameya Creeks |  | RFQ-00092 | Hussein Nabil | MEP (Electro Mechanical) | 2024-08-29 | مقاولة الاعمال الكهربائية | Approved | All Types Buildings | Type D3 | LM | 210 | 80 | 50 | 4000 | SC_Apply | شركة زهره الجوهرة للمقاولات | All Types Buildings | Type D3 | LM | 80 | 45 | 3600 | EGP | SC_Apply
Katameya Creeks |  | RFQ-00092 | Hussein Nabil | MEP (Electro Mechanical) | 2024-08-29 | مقاولة الاعمال الكهربائية | Approved | All Buildings | Type F1 | ECH | 924 | 600 | 110.48 | 66288 | SC_Apply | شركة زهره الجوهرة للمقاولات | All Buildings | Type F1 | ECH | 600 | 120 | 72000 | EGP | SC_Apply
Katameya Creeks |  | RFQ-00092 | Hussein Nabil | MEP (Electro Mechanical) | 2024-08-29 | مقاولة الاعمال الكهربائية | Approved | All Types Buildings | Type C3 | ECH | 763 | 444 | 88 | 39072 | SC_Apply | شركة زهره الجوهرة للمقاولات | All Types Buildings | Type C3 | ECH | 444 | 80 | 35520 | EGP | SC_Apply
Katameya Creeks |  | RFQ-00092 | Hussein Nabil | MEP (Electro Mechanical) | 2024-08-29 | مقاولة الاعمال الكهربائية | Approved | All Types Buildings | One way, one gang switch | ECH | 140 | 140 | 56 | 7840 | SC_Apply | شركة زهره الجوهرة للمقاولات | All Types Buildings | One way, one gang switch | ECH | 140 | 50 | 7000 | EGP | SC_Apply
Katameya Creeks |  | RFQ-00092 | Hussein Nabil | MEP (Electro Mechanical) | 2024-08-29 | مقاولة الاعمال الكهربائية | Approved | All Types Buildings | Two way, one gang switch | ECH | 7 | 7 | 56 | 392 | SC_Apply | شركة زهره الجوهرة للمقاولات | All Types Buildings | Two way, one gang switch | ECH | 7 | 50 | 350 | EGP | SC_Apply
Katameya Creeks |  | RFQ-00092 | Hussein Nabil | MEP (Electro Mechanical) | 2024-08-29 | مقاولة الاعمال الكهربائية | Approved | All Types Buildings | 16 AMP, 220 Volt, doublex socket for T.V | ECH | 7 | 4 | 56 | 224 | SC_Apply | شركة زهره الجوهرة للمقاولات | All Types Buildings | 16 AMP, 220 Volt, doublex socket for T.V | ECH | 4 | 50 | 200 | EGP | SC_Apply
Katameya Creeks |  | RFQ-00092 | Hussein Nabil | MEP (Electro Mechanical) | 2024-08-29 | مقاولة الاعمال الكهربائية | Approved | All Types Buildings | I.S, 3P, 40 A for LIFT | ECH | 7 | 7 | 100 | 700 | SC_Apply | شركة زهره الجوهرة للمقاولات | All Types Buildings | I.S, 3P, 40 A for LIFT | ECH | 7 | 100 | 700 | EGP | SC_Apply
Katameya Creeks |  | RFQ-00092 | Hussein Nabil | MEP (Electro Mechanical) | 2024-08-29 | مقاولة الاعمال الكهربائية | Approved | All Types Buildings | I.S, 2P, 20 A for A/C | ECH | 7 | 7 | 100 | 700 | SC_Apply | شركة زهره الجوهرة للمقاولات | All Types Buildings | I.S, 2P, 20 A for A/C | ECH | 7 | 100 | 700 | EGP | SC_Apply
Katameya Creeks |  | RFQ-00092 | Hussein Nabil | MEP (Electro Mechanical) | 2024-08-29 | مقاولة الاعمال الكهربائية | Approved | All Types Buildings | I.S, 2P, 20 A for E.W.H (ceiling mounted) | ECH | 7 | 7 | 100 | 700 | SC_Apply | شركة زهره الجوهرة للمقاولات | All Types Buildings | I.S, 2P, 20 A for E.W.H (ceiling mounted) | ECH | 7 | 100 | 700 | EGP | SC_Apply
Katameya Creeks |  | RFQ-00092 | Hussein Nabil | MEP (Electro Mechanical) | 2024-08-29 | مقاولة الاعمال الكهربائية | Approved | All Types Buildings | motion detector | ECH | 42 | 42 | 70 | 2940 | SC_Apply | شركة زهره الجوهرة للمقاولات | All Types Buildings | motion detector | ECH | 42 | 80 | 3360 | EGP | SC_Apply
Katameya Creeks |  | RFQ-00092 | Hussein Nabil | MEP (Electro Mechanical) | 2024-08-29 | مقاولة الاعمال الكهربائية | Approved | All Types Buildings | One way, two gang switch outlet | ECH | 49 | 49 | 56 | 2744 | SC_Apply | شركة زهره الجوهرة للمقاولات | All Types Buildings | One way, two gang switch outlet | ECH | 49 | 50 | 2450 | EGP | SC_Apply
Katameya Creeks |  | RFQ-00092 | Hussein Nabil | MEP (Electro Mechanical) | 2024-08-29 | مقاولة الاعمال الكهربائية | Approved | All Types Buildings | Entermediate switch | ECH | 42 | 42 | 56 | 2352 | SC_Apply | شركة زهره الجوهرة للمقاولات | All Types Buildings | Entermediate switch | ECH | 42 | 50 | 2100 | EGP | SC_Apply
Katameya Creeks |  | RFQ-00092 | Hussein Nabil | MEP (Electro Mechanical) | 2024-08-29 | مقاولة الاعمال الكهربائية | Approved | All Types Buildings | 16 AMP, 220 Volt, doublex socket | ECH | 42 | 42 | 56 | 2352 | SC_Apply | شركة زهره الجوهرة للمقاولات | All Types Buildings | 16 AMP, 220 Volt, doublex socket | ECH | 42 | 50 | 2100 | EGP | SC_Apply
Katameya Creeks |  | RFQ-00092 | Hussein Nabil | MEP (Electro Mechanical) | 2024-08-29 | مقاولة الاعمال الكهربائية | Approved | All Types Buildings | Supply and install 1st fix only with pulling rope Low Current outlet from RACK to the outlet | ECH | 210 | 210 | 280 | 58800 | SC_Apply | شركة زهره الجوهرة للمقاولات | All Types Buildings | Supply and install 1st fix only with pulling rope Low Current outlet from RACK to the outlet | ECH | 210 | 160 | 33600 | EGP | SC_Apply
Katameya Creeks |  | RFQ-00092 | Hussein Nabil | MEP (Electro Mechanical) | 2024-08-29 | مقاولة الاعمال الكهربائية | Approved | All Types Buildings | 16 AMP, 220 Volt, single socket for storage EX.FAN (Weather Proof) | ECH | 133 | 133 | 56 | 7448 | SC_Apply | شركة زهره الجوهرة للمقاولات | All Types Buildings | 16 AMP, 220 Volt, single socket for storage EX.FAN (Weather Proof) | ECH | 133 | 50 | 6650 | EGP | SC_Apply
Katameya Creeks |  | RFQ-00092 | Hussein Nabil | MEP (Electro Mechanical) | 2024-08-29 | مقاولة الاعمال الكهربائية | Approved | All Types Buildings | 32 AMP, 380 Volt, three phase socket. | ECH | 217 | 217 | 75 | 16275 | SC_Apply | شركة زهره الجوهرة للمقاولات | All Types Buildings | 32 AMP, 380 Volt, three phase socket. | ECH | 217 | 75 | 16275 | EGP | SC_Apply
Katameya Creeks |  | RFQ-00092 | Hussein Nabil | MEP (Electro Mechanical) | 2024-08-29 | مقاولة الاعمال الكهربائية | Approved | All Types Buildings | 20 AMP, 220 Volt, single socket (Weather Proof) | ECH | 140 | 140 | 56 | 7840 | SC_Apply | شركة زهره الجوهرة للمقاولات | All Types Buildings | 20 AMP, 220 Volt, single socket (Weather Proof) | ECH | 140 | 50 | 7000 | EGP | SC_Apply
Katameya Creeks |  | RFQ-00092 | Hussein Nabil | MEP (Electro Mechanical) | 2024-08-29 | مقاولة الاعمال الكهربائية | Approved | All Buildings | I.S, 3P, 40 A for LIFT | ECH | 7 | 7 | 125.54 | 878.78 | SC_Apply | شركة زهره الجوهرة للمقاولات | All Buildings | I.S, 3P, 40 A for LIFT | ECH | 7 | 100 | 700 | EGP | SC_Apply
Katameya Creeks |  | RFQ-00092 | Hussein Nabil | MEP (Electro Mechanical) | 2024-08-29 | مقاولة الاعمال الكهربائية | Approved | All Types Buildings | 16 AMP, 220 Volt, single socket (Weather Proof) | ECH | 728 | 728 | 56 | 40768 | SC_Apply | شركة زهره الجوهرة للمقاولات | All Types Buildings | 16 AMP, 220 Volt, single socket (Weather Proof) | ECH | 728 | 50 | 36400 | EGP | SC_Apply
Katameya Creeks |  | RFQ-00092 | Hussein Nabil | MEP (Electro Mechanical) | 2024-08-29 | مقاولة الاعمال الكهربائية | Approved | All Buildings | install, connect and test cable trays size 700X100mm includes cable trays without cover, earthing, , ends,...etc and necessary fittings required to complete the job according to the specification, drawings and other contract documents. | LM | 200 | 200 | 308.84 | 61768 | SC_Apply | شركة زهره الجوهرة للمقاولات | All Buildings | install, connect and test cable trays size 700X100mm includes cable trays without cover, earthing, , ends,...etc and necessary fittings required to complete the job according to the specification, drawings and other contract documents. | LM | 200 | 85 | 17000 | EGP | SC_Apply
Katameya Creeks |  | RFQ-00092 | Hussein Nabil | MEP (Electro Mechanical) | 2024-08-29 | مقاولة الاعمال الكهربائية | Approved | All Buildings | install, connect and test cable trays size 600X100mm includes cable trays without cover, earthing, , ends,...etc and necessary fittings required to complete the job according to the specification, drawings and other contract documents. | LM | 200 | 200 | 277.45 | 55490 | SC_Apply | شركة زهره الجوهرة للمقاولات | All Buildings | install, connect and test cable trays size 600X100mm includes cable trays without cover, earthing, , ends,...etc and necessary fittings required to complete the job according to the specification, drawings and other contract documents. | LM | 200 | 75 | 15000 | EGP | SC_Apply
Katameya Creeks |  | RFQ-00092 | Hussein Nabil | MEP (Electro Mechanical) | 2024-08-29 | مقاولة الاعمال الكهربائية | Approved | All Buildings | install, connect and test cable trays size 300X100mm includes cable trays without cover, earthing, , ends,...etc and necessary fittings required to complete the job according to the specification, drawings and other contract documents. | LM | 200 | 200 | 182.04 | 36408 | SC_Apply | شركة زهره الجوهرة للمقاولات | All Buildings | install, connect and test cable trays size 300X100mm includes cable trays without cover, earthing, , ends,...etc and necessary fittings required to complete the job according to the specification, drawings and other contract documents. | LM | 200 | 55 | 11000 | EGP | SC_Apply
Katameya Creeks |  | RFQ-00092 | Hussein Nabil | MEP (Electro Mechanical) | 2024-08-29 | مقاولة الاعمال الكهربائية | Approved | All Buildings | install, connect and test cable trays size 200X100mm includes cable trays with cover, earthing, , ends,...etc and necessary fittings required to complete the job according to the specification, drawings and other contract documents. | LM | 200 | 200 | 175.76 | 35152 | SC_Apply | شركة زهره الجوهرة للمقاولات | All Buildings | install, connect and test cable trays size 200X100mm includes cable trays with cover, earthing, , ends,...etc and necessary fittings required to complete the job according to the specification, drawings and other contract documents. | LM | 200 | 50 | 10000 | EGP | SC_Apply
Katameya Creeks |  | RFQ-00092 | Hussein Nabil | MEP (Electro Mechanical) | 2024-08-29 | مقاولة الاعمال الكهربائية | Approved | All Buildings | install, connect and test cable trunking with cover for light current size 300X100 including , earthing, covers, ends,...etc and necessary fittings required to complete the job according to the specification, drawings and other contract documents.. | LM | 200 | 200 | 208.4 | 41680 | SC_Apply | شركة زهره الجوهرة للمقاولات | All Buildings | install, connect and test cable trunking with cover for light current size 300X100 including , earthing, covers, ends,...etc and necessary fittings required to complete the job according to the specification, drawings and other contract documents.. | LM | 200 | 55 | 11000 | EGP | SC_Apply
Katameya Creeks |  | RFQ-00092 | Hussein Nabil | MEP (Electro Mechanical) | 2024-08-29 | مقاولة الاعمال الكهربائية | Approved | All Types Buildings | 100x100 mm width | LM | 200 | 200 | 74 | 14800 | SC_Apply | شركة زهره الجوهرة للمقاولات | All Types Buildings | 100x100 mm width | LM | 200 | 50 | 10000 | EGP | SC_Apply
Katameya Creeks |  | RFQ-00092 | Hussein Nabil | MEP (Electro Mechanical) | 2024-08-29 | مقاولة الاعمال الكهربائية | Approved | All Types Buildings | install, connect and test 25 mm EMT Conduit including all necessary fittings required to complete the job according to the specification, drawings and other contract documents.. | LM | 200 | 200 | 40 | 8000 | SC_Apply | شركة زهره الجوهرة للمقاولات | All Types Buildings | install, connect and test 25 mm EMT Conduit including all necessary fittings required to complete the job according to the specification, drawings and other contract documents.. | LM | 200 | 35 | 7000 | EGP | SC_Apply
Abo Shanab El Agamien _0195 |  | RFQ-00096 | Ahmed Fouad | MEP (Electro Mechanical) | 2024-09-10 | اعمال تركيب خمس محطات | Approved | Total | المضخات الغاطسه تركيب وإختبار وتشغيل وتسليم مضخة غاطسة 20 لتر / ثانية ، رفع 12 م متصله بمحرك كهربائي كامل مع كوع جزمه وقضبان التوجيه والوصلة و الكابل الغاطس وجميع عناصر الحماية ... إلخ) وكافة الاكسسوارات لحالة عمل جيدة ،وفقا الرسومات التنفيذيه وتوصيات المورد كما يشمل خط طرد المضخات (Pumps Delivery) تركيب وإختبار وتشغيل وتسليم خط طرد المضخات من نوع مواسير زهر مرن ( دكتايل) Ggg50 قطر 150 مم للخطوط ومحابس البوابه و محابس عدم الرجوع كاملة مع الوصلات والتركيب ، ... إلخ ، وفقًا للرسومات التنفيذيه . ( داخل البياره و داخل الغرفه الملحقه لها) وذلك لعدد 3 مضخه بالبياره كما يشمل خط الطرد الرئيسى (Main Header) تركيب وإختبار وتشغيل وتسليم خط الطرد الرئيسى نوع مواسير زهر مرن ( دكتايل) Ggg50 قطر 200 مم للخط كامل مع المحابس وقطع التركيب الجاهزه للمواسير من أكواع ومشتركات و وصلات الإستطاله ... إلخ ، وفقًا للرسومات التنفيذيه ( داخل الغرفه الملحقه للبياره) كما يشمل مصافي السلة تركيب وتسليم مصافي السلة وتشمل جميع الملحقات وفقًا الرسومات التنفيذيه وتوصيات مورد النظام. كما يشمل رافعات تركيب وتشغيل ونش دوار 2 طن كامل مع جميع الملحقات وفقًا الرسومات التنفيذيه وتوصيات مورد النظام. | LS | 1 | 1 | 141717 | 141717 | SC_Apply | السعيد ابراهيم عبدالرؤوف ابراهيم بعلول | Total | المضخات الغاطسه تركيب وإختبار وتشغيل وتسليم مضخة غاطسة 20 لتر / ثانية ، رفع 12 م متصله بمحرك كهربائي كامل مع كوع جزمه وقضبان التوجيه والوصلة و الكابل الغاطس وجميع عناصر الحماية ... إلخ) وكافة الاكسسوارات لحالة عمل جيدة ،وفقا الرسومات التنفيذيه وتوصيات المورد كما يشمل خط طرد المضخات (Pumps Delivery) تركيب وإختبار وتشغيل وتسليم خط طرد المضخات من نوع مواسير زهر مرن ( دكتايل) Ggg50 قطر 150 مم للخطوط ومحابس البوابه و محابس عدم الرجوع كاملة مع الوصلات والتركيب ، ... إلخ ، وفقًا للرسومات التنفيذيه . ( داخل البياره و داخل الغرفه الملحقه لها) وذلك لعدد 3 مضخه بالبياره كما يشمل خط الطرد الرئيسى (Main Header) تركيب وإختبار وتشغيل وتسليم خط الطرد الرئيسى نوع مواسير زهر مرن ( دكتايل) Ggg50 قطر 200 مم للخط كامل مع المحابس وقطع التركيب الجاهزه للمواسير من أكواع ومشتركات و وصلات الإستطاله ... إلخ ، وفقًا للرسومات التنفيذيه ( داخل الغرفه الملحقه للبياره) كما يشمل مصافي السلة تركيب وتسليم مصافي السلة وتشمل جميع الملحقات وفقًا الرسومات التنفيذيه وتوصيات مورد النظام. كما يشمل رافعات تركيب وتشغيل ونش دوار 2 طن كامل مع جميع الملحقات وفقًا الرسومات التنفيذيه وتوصيات مورد النظام. | LS | 1 | 130300 | 130300 | EGP | SC_Apply
Abo Shanab El Agamien _0195 |  | RFQ-00096 | Ahmed Fouad | MEP (Electro Mechanical) | 2024-09-10 | اعمال تركيب خمس محطات | Approved | Total | مواسير الزهر بالموقع العام للمحطه مواسير زهر مرن ( دكتايل) (K9) رأس وديل قطر 150 م | LS | 2 | 2 | 1995 | 3990 | SC_Apply | السعيد ابراهيم عبدالرؤوف ابراهيم بعلول | Total | مواسير الزهر بالموقع العام للمحطه مواسير زهر مرن ( دكتايل) (K9) رأس وديل قطر 150 م | LS | 2 | 1600 | 3200 | EGP | SC_Apply
Abo Shanab El Agamien _0195 |  | RFQ-00096 | Ahmed Fouad | MEP (Electro Mechanical) | 2024-09-10 | اعمال تركيب خمس محطات | Approved | Total | غرفة محبس تفريغ هواء تركيب واختبار نظام داكتايل (DN 150) يشمل محابس البوابه ومحبس الهواء من الزهر المرن ووصلات الفك والتركيب والقطع الخاصة والمشتركات والأكواع ووصلات الحائط شامل المسامير والصواميل والورد والجوانات والركائز والدعامات الخرسانيه وكل مايلزم لنهو الأعمال داخل الغرفه وتوصيلها على مواسير الزهر المرن خارج الغرفه طبقا للمواصفات والرسومات التنفيذيه | NO | 2 | 2 | 3400 | 6800 | SC_Apply | السعيد ابراهيم عبدالرؤوف ابراهيم بعلول | Total | غرفة محبس تفريغ هواء تركيب واختبار نظام داكتايل (DN 150) يشمل محابس البوابه ومحبس الهواء من الزهر المرن ووصلات الفك والتركيب والقطع الخاصة والمشتركات والأكواع ووصلات الحائط شامل المسامير والصواميل والورد والجوانات والركائز والدعامات الخرسانيه وكل مايلزم لنهو الأعمال داخل الغرفه وتوصيلها على مواسير الزهر المرن خارج الغرفه طبقا للمواصفات والرسومات التنفيذيه | NO | 2 | 3100 | 6200 | EGP | SC_Apply
Abo Shanab El Agamien _0195 |  | RFQ-00096 | Ahmed Fouad | MEP (Electro Mechanical) | 2024-09-10 | اعمال تركيب خمس محطات | Approved | Total | غرفة محبس غسيل تركيب واختبار نظام داكتايل (DN 150) يشمل محابس البوابه من الزهر المرن ووصلات الفك والتركيب والقطع الخاصة والمشتركات والأكواع ووصلات الحائط شامل المسامير والصواميل والورد والجوانات والركائز والدعامات الخرسانيه وكل مايلزم لنهو الأعمال داخل الغرفه وتوصيلها على مواسير الزهر المرن خارج الغرفه طبقا للمواصفات والرسومات التنفيذيه | NO | 1 | 1 | 5800 | 5800 | SC_Apply | السعيد ابراهيم عبدالرؤوف ابراهيم بعلول | Total | غرفة محبس غسيل تركيب واختبار نظام داكتايل (DN 150) يشمل محابس البوابه من الزهر المرن ووصلات الفك والتركيب والقطع الخاصة والمشتركات والأكواع ووصلات الحائط شامل المسامير والصواميل والورد والجوانات والركائز والدعامات الخرسانيه وكل مايلزم لنهو الأعمال داخل الغرفه وتوصيلها على مواسير الزهر المرن خارج الغرفه طبقا للمواصفات والرسومات التنفيذيه | NO | 1 | 4500 | 4500 | EGP | SC_Apply
Abo Shanab El Agamien _0195 |  | RFQ-00096 | Ahmed Fouad | MEP (Electro Mechanical) | 2024-09-10 | اعمال تركيب خمس محطات | Approved | Total | غرفة عداد قياس التدفق تركيب واختبار نظام داكتايل (DN 150) يشمل عداد قياس التصرف ووصلات الفك والتركيب والقطع الخاصة والمشتركات والأكواع ووصلات الحائط شامل المسامير والصواميل والورد والجوانات والركائز والدعامات الخرسانيه وكل مايلزم لنهو الأعمال داخل الغرفه وتوصيلها على مواسير الزهر المرن خارج الغرفه طبقا للمواصفات والرسومات التنفيذيه | NO | 2 | 2 | 5800 | 11600 | SC_Apply | السعيد ابراهيم عبدالرؤوف ابراهيم بعلول | Total | غرفة عداد قياس التدفق تركيب واختبار نظام داكتايل (DN 150) يشمل عداد قياس التصرف ووصلات الفك والتركيب والقطع الخاصة والمشتركات والأكواع ووصلات الحائط شامل المسامير والصواميل والورد والجوانات والركائز والدعامات الخرسانيه وكل مايلزم لنهو الأعمال داخل الغرفه وتوصيلها على مواسير الزهر المرن خارج الغرفه طبقا للمواصفات والرسومات التنفيذيه | NO | 2 | 5000 | 10000 | EGP | SC_Apply
Abo Shanab El Agamien _0195 |  | RFQ-00096 | Ahmed Fouad | MEP (Electro Mechanical) | 2024-09-10 | اعمال تركيب خمس محطات | Approved | Total | غرفة محبس تفريغ هواء تركيب واختبار نظام داكتايل (DN 200) يشمل محابس البوابه ومحبس الهواء من الزهر المرن ووصلات الفك والتركيب والقطع الخاصة والمشتركات والأكواع ووصلات الحائط شامل المسامير والصواميل والورد والجوانات والركائز والدعامات الخرسانيه وكل مايلزم لنهو الأعمال داخل الغرفه وتوصيلها على مواسير الزهر المرن خارج الغرفه طبقا للمواصفات والرسومات التنفيذيه | NO | 7 | 7 | 4000 | 28000 | SC_Apply | السعيد ابراهيم عبدالرؤوف ابراهيم بعلول | Total | غرفة محبس تفريغ هواء تركيب واختبار نظام داكتايل (DN 200) يشمل محابس البوابه ومحبس الهواء من الزهر المرن ووصلات الفك والتركيب والقطع الخاصة والمشتركات والأكواع ووصلات الحائط شامل المسامير والصواميل والورد والجوانات والركائز والدعامات الخرسانيه وكل مايلزم لنهو الأعمال داخل الغرفه وتوصيلها على مواسير الزهر المرن خارج الغرفه طبقا للمواصفات والرسومات التنفيذيه | NO | 7 | 3764.29 | 26350.03 | EGP | SC_Apply
Abo Shanab El Agamien _0195 |  | RFQ-00096 | Ahmed Fouad | MEP (Electro Mechanical) | 2024-09-10 | اعمال تركيب خمس محطات | Approved | Total | غرفة محابس من نوع (أ) تركيب واختبار نظام داكتايل (DN 200) يشمل محابس البوابه ومحبس الهواء ومحابس عدم الرجوع من الزهر المرن ووصلات الفك والتركيب والقطع الخاصة والمشتركات والأكواع ووصلات الحائط شامل المسامير والصواميل والورد والجوانات والركائز والدعامات الخرسانيه وكل مايلزم لنهو الأعمال داخل الغرفه وتوصيلها على مواسير الزهر المرن خارج الغرفه طبقا للمواصفات والرسومات التنفيذيه | NO | 3 | 3 | 9000 | 27000 | SC_Apply | السعيد ابراهيم عبدالرؤوف ابراهيم بعلول | Total | غرفة محابس من نوع (أ) تركيب واختبار نظام داكتايل (DN 200) يشمل محابس البوابه ومحبس الهواء ومحابس عدم الرجوع من الزهر المرن ووصلات الفك والتركيب والقطع الخاصة والمشتركات والأكواع ووصلات الحائط شامل المسامير والصواميل والورد والجوانات والركائز والدعامات الخرسانيه وكل مايلزم لنهو الأعمال داخل الغرفه وتوصيلها على مواسير الزهر المرن خارج الغرفه طبقا للمواصفات والرسومات التنفيذيه | NO | 3 | 6433.33 | 19299.99 | EGP | SC_Apply
Abo Shanab El Agamien _0195 |  | RFQ-00096 | Ahmed Fouad | MEP (Electro Mechanical) | 2024-09-10 | اعمال تركيب خمس محطات | Approved | Total | غرفة محبس غسيل ( العدايه) تركيب واختبار نظام داكتايل (DN 200) يشمل محابس البوابه من الزهر المرن ووصلات الفك والتركيب والقطع الخاصة والمشتركات والأكواع ووصلات الحائط ووصلات الإستطاله شامل المسامير والصواميل والورد والجوانات والركائز والدعامات الخرسانيه وكل مايلزم لنهو الأعمال داخل الغرفه وتوصيلها على مواسير الزهر المرن خارج الغرفه طبقا للمواصفات والرسومات التنفيذيه | NO | 1 | 1 | 8400 | 8400 | SC_Apply | السعيد ابراهيم عبدالرؤوف ابراهيم بعلول | Total | غرفة محبس غسيل ( العدايه) تركيب واختبار نظام داكتايل (DN 200) يشمل محابس البوابه من الزهر المرن ووصلات الفك والتركيب والقطع الخاصة والمشتركات والأكواع ووصلات الحائط ووصلات الإستطاله شامل المسامير والصواميل والورد والجوانات والركائز والدعامات الخرسانيه وكل مايلزم لنهو الأعمال داخل الغرفه وتوصيلها على مواسير الزهر المرن خارج الغرفه طبقا للمواصفات والرسومات التنفيذيه | NO | 1 | 6500 | 6500 | EGP | SC_Apply
ORA ZED-Ph 2-Pkgs A&D |  | RFQ-00060 | Sarah Al Shaarawy | MEP (Electro Mechanical) | 2024-09-04 | Supply Access Control System & Arm Barrier | Approved | Access control system Material, Civil, Delivery | Door sensor. | ECH | 29 | 29 | 431.49 | 12513.21 | SC_Supply/Apply | Summit Technology Solutions (STS) | Access control system Material, Civil, Delivery | Door sensor. | ECH | 29 | 13.68 | 396.72 | EGP | SC_Supply/Apply
ORA ZED-Ph 2-Pkgs A&D |  | RFQ-00060 | Sarah Al Shaarawy | MEP (Electro Mechanical) | 2024-09-04 | Supply Access Control System & Arm Barrier | Approved | Access control system Material, Civil, Delivery | Magnetic door lock. | ECH | 17 | 17 | 3334.49 | 56686.33 | SC_Supply/Apply | Summit Technology Solutions (STS) | Access control system Material, Civil, Delivery | Magnetic door lock. | ECH | 17 | 446.65 | 7593.05 | EGP | SC_Supply/Apply
ORA ZED-Ph 2-Pkgs A&D |  | RFQ-00060 | Sarah Al Shaarawy | MEP (Electro Mechanical) | 2024-09-04 | Supply Access Control System & Arm Barrier | Approved | Access control system Material, Civil, Delivery | Request to exit button. | ECH | 17 | 17 | 757.44 | 12876.48 | SC_Supply/Apply | Summit Technology Solutions (STS) | Access control system Material, Civil, Delivery | Request to exit button. | ECH | 17 | 63.27 | 1075.59 | EGP | SC_Supply/Apply
ORA ZED-Ph 2-Pkgs A&D |  | RFQ-00060 | Sarah Al Shaarawy | MEP (Electro Mechanical) | 2024-09-04 | Supply Access Control System & Arm Barrier | Approved | Access control system Material, Civil, Delivery | Security break glass. | ECH | 17 | 17 | 693.54 | 11790.18 | SC_Supply/Apply | Summit Technology Solutions (STS) | Access control system Material, Civil, Delivery | Security break glass. | ECH | 17 | 18.01 | 306.17 | EGP | SC_Supply/Apply
ORA ZED-Ph 2-Pkgs A&D |  | RFQ-00060 | Sarah Al Shaarawy | MEP (Electro Mechanical) | 2024-09-04 | Supply Access Control System & Arm Barrier | Approved | Access control system Material, Civil, Erection, Delivery | Upgrading license for access control server in Phase-1A to accommodate all network door controllers for phase-2 c/w all required hardware modules, software packages, license, etc. | ECH | 1 | 1 | 453574.85 | 453574.85 | SC_Supply/Apply | Summit Technology Solutions (STS) | Access control system Material, Civil, Erection, Delivery | Upgrading license for access control server in Phase-1A to accommodate all network door controllers for phase-2 c/w all required hardware modules, software packages, license, etc. | ECH | 1 | 22438.25 | 22438.25 | EGP | SC_Supply/Apply
ORA ZED-Ph 2-Pkgs A&D |  | RFQ-00060 | Sarah Al Shaarawy | MEP (Electro Mechanical) | 2024-09-04 | Supply Access Control System & Arm Barrier | Approved | Access control system Material, Civil, Delivery | Standalone Raisng Arm Bbarrier system include the following: - Aluminum raising arm barrier 4m - Underground loop detector - Connecting cable - Barrier controller - all related hardware accessories | ECH | 6 | 6 | 121434.63 | 728607.78 | SC_Supply/Apply | Summit Technology Solutions (STS) | Access control system Material, Civil, Delivery | Standalone Raisng Arm Bbarrier system include the following: - Aluminum raising arm barrier 4m - Underground loop detector - Connecting cable - Barrier controller - all related hardware accessories | ECH | 6 | 6097.74 | 36586.44 | EGP | SC_Supply/Apply
ORA ZED-Ph 2-Pkgs A&D |  | RFQ-00060 | Sarah Al Shaarawy | MEP (Electro Mechanical) | 2024-09-04 | Supply Access Control System & Arm Barrier | Approved | Access control system Material, Civil, Delivery | [4 DOORS] Door modular networked controller including relays I/O Board. | ECH | 10 | 10 | 50705.38 | 507053.8 | SC_Supply/Apply | Summit Technology Solutions (STS) | Access control system Material, Civil, Delivery | [4 DOORS] Door modular networked controller including relays I/O Board. | ECH | 10 | 2204.31 | 22043.1 | EGP | SC_Supply/Apply
ORA ZED-Ph 2-Pkgs A&D |  | RFQ-00060 | Sarah Al Shaarawy | MEP (Electro Mechanical) | 2024-09-04 | Supply Access Control System & Arm Barrier | Approved | Access control system Material, Civil, Delivery | Proximity card reader c/w numeric keypad. | ECH | 17 | 17 | 10096.71 | 171644.07 | SC_Supply/Apply | Summit Technology Solutions (STS) | Access control system Material, Civil, Delivery | Proximity card reader c/w numeric keypad. | ECH | 17 | 232.43 | 3951.31 | EGP | SC_Supply/Apply
ORA ZED-Ph 2-Pkgs A&D |  | RFQ-00060 | Sarah Al Shaarawy | MEP (Electro Mechanical) | 2024-09-04 | Supply Access Control System & Arm Barrier | Approved | Access control system Material, Civil, Delivery | Outdoor Proximity card reader c/w numeric keypad. | ECH | 12 | 12 | 10096.71 | 121160.52 | SC_Supply/Apply | Summit Technology Solutions (STS) | Access control system Material, Civil, Delivery | Outdoor Proximity card reader c/w numeric keypad. | ECH | 12 | 232.43 | 2789.16 | EGP | SC_Supply/Apply
Katameya Creeks |  | RFQ-00092 | Hussein Nabil | MEP (Electro Mechanical) | 2024-08-29 | مقاولة الاعمال الكهربائية | Approved | All Types Buildings | install, connect and test 20 mm EMT Conduit including all necessary fittings required to complete the job according to the specification, drawings and other contract documents.. | LM | 200 | 200 | 35 | 7000 | SC_Apply | شركة زهره الجوهرة للمقاولات | All Types Buildings | install, connect and test 20 mm EMT Conduit including all necessary fittings required to complete the job according to the specification, drawings and other contract documents.. | LM | 200 | 30 | 6000 | EGP | SC_Apply
Katameya Creeks |  | RFQ-00092 | Hussein Nabil | MEP (Electro Mechanical) | 2024-08-29 | مقاولة الاعمال الكهربائية | Approved | All Buildings | supply and install PVC conduits size 50 mm and 25mm from the panel to the electrical riser inside the apartment including all accessories and fitting requiere to complete the work as per specification and drawing and handing over the work to consultant FOR Loppy | LS | 190 | 190 | 800.97 | 152184.3 | SC_Apply | شركة زهره الجوهرة للمقاولات | All Buildings | supply and install PVC conduits size 50 mm and 25mm from the panel to the electrical riser inside the apartment including all accessories and fitting requiere to complete the work as per specification and drawing and handing over the work to consultant FOR Loppy | LS | 190 | 250 | 47500 | EGP | SC_Apply
Katameya Creeks |  | RFQ-00092 | Hussein Nabil | MEP (Electro Mechanical) | 2024-08-29 | مقاولة الاعمال الكهربائية | Approved | All Buildings | supply and install PVC conduits 2X32mm for light current from electrical room to the Riser including all accessories and fitting requiere to complete the work as per specification and drawing and handing over the work to consultant FOR Loppy | LS | 190 | 190 | 1423.24 | 270415.6 | SC_Apply | شركة زهره الجوهرة للمقاولات | All Buildings | supply and install PVC conduits 2X32mm for light current from electrical room to the Riser including all accessories and fitting requiere to complete the work as per specification and drawing and handing over the work to consultant FOR Loppy | LS | 190 | 150 | 28500 | EGP | SC_Apply
Katameya Creeks |  | RFQ-00092 | Hussein Nabil | MEP (Electro Mechanical) | 2024-08-29 | مقاولة الاعمال الكهربائية | Approved | All Types Buildings | install Fire alarm outlet 2nd fix only 2x1.5 mm² fire alarm cable rated 105C back to next outlet or fire alarm panel, conduits will be PVC type in case of imbedded in concrete or galvanized steel in case of exposed fixation. | ECH | 240 | 50 | 63 | 3150 | SC_Apply | شركة زهره الجوهرة للمقاولات | All Types Buildings | install Fire alarm outlet 2nd fix only 2x1.5 mm² fire alarm cable rated 105C back to next outlet or fire alarm panel, conduits will be PVC type in case of imbedded in concrete or galvanized steel in case of exposed fixation. | ECH | 50 | 175 | 8750 | EGP | SC_Apply
Katameya Creeks |  | RFQ-00092 | Hussein Nabil | MEP (Electro Mechanical) | 2024-08-29 | مقاولة الاعمال الكهربائية | Approved | All Types Buildings | install monitor module for fire fighting switches. | ECH | 20 | 20 | 175 | 3500 | SC_Apply | شركة زهره الجوهرة للمقاولات | All Types Buildings | install monitor module for fire fighting switches. | ECH | 20 | 175 | 3500 | EGP | SC_Apply
Katameya Creeks |  | RFQ-00092 | Hussein Nabil | MEP (Electro Mechanical) | 2024-08-29 | مقاولة الاعمال الكهربائية | Approved | All Types Buildings | install control module for exhaust fan. | ECH | 8 | 8 | 175 | 1400 | SC_Apply | شركة زهره الجوهرة للمقاولات | All Types Buildings | install control module for exhaust fan. | ECH | 8 | 175 | 1400 | EGP | SC_Apply
Katameya Creeks |  | RFQ-00092 | Hussein Nabil | MEP (Electro Mechanical) | 2024-08-29 | مقاولة الاعمال الكهربائية | Approved | All Types Buildings | install Intelligent addressable optical smoke detector | ECH | 270 | 270 | 175 | 47250 | SC_Apply | شركة زهره الجوهرة للمقاولات | All Types Buildings | install Intelligent addressable optical smoke detector | ECH | 270 | 175 | 47250 | EGP | SC_Apply
Katameya Creeks |  | RFQ-00092 | Hussein Nabil | MEP (Electro Mechanical) | 2024-08-29 | مقاولة الاعمال الكهربائية | Approved | All Types Buildings | install Intelligent addressable rise of heat detector | ECH | 4 | 4 | 175 | 700 | SC_Apply | شركة زهره الجوهرة للمقاولات | All Types Buildings | install Intelligent addressable rise of heat detector | ECH | 4 | 175 | 700 | EGP | SC_Apply
Katameya Creeks |  | RFQ-00092 | Hussein Nabil | MEP (Electro Mechanical) | 2024-08-29 | مقاولة الاعمال الكهربائية | Approved | All Types Buildings | install Intelligent addressable Multisensor detector | ECH | 8 | 8 | 150 | 1200 | SC_Apply | شركة زهره الجوهرة للمقاولات | All Types Buildings | install Intelligent addressable Multisensor detector | ECH | 8 | 175 | 1400 | EGP | SC_Apply
Katameya Creeks |  | RFQ-00092 | Hussein Nabil | MEP (Electro Mechanical) | 2024-08-29 | مقاولة الاعمال الكهربائية | Approved | All Types Buildings | install Fire alarm outlet 2nd fix only 2x1.5 mm² fire alarm cable rated 105C back to next outlet or fire alarm panel, conduits will be PVC type in case of imbedded in concrete or galvanized steel in case of exposed fixation. | ECH | 240 | 200 | 63 | 12600 | SC_Apply | شركة زهره الجوهرة للمقاولات | All Types Buildings | install Fire alarm outlet 2nd fix only 2x1.5 mm² fire alarm cable rated 105C back to next outlet or fire alarm panel, conduits will be PVC type in case of imbedded in concrete or galvanized steel in case of exposed fixation. | ECH | 200 | 60 | 12000 | EGP | SC_Apply
Katameya Creeks |  | RFQ-00092 | Hussein Nabil | MEP (Electro Mechanical) | 2024-08-29 | مقاولة الاعمال الكهربائية | Approved | All Buildings | Main fire alarm control panel (FACP) intelligent addressable type with capacity (1 loops), the item includes back-up batteries, battery charger, fault isolation modules, interfaces modules, programming and any needed / related accessories. | ECH | 7 | 4 | 4135.44 | 16541.76 | SC_Apply | شركة زهره الجوهرة للمقاولات | All Buildings | Main fire alarm control panel (FACP) intelligent addressable type with capacity (1 loops), the item includes back-up batteries, battery charger, fault isolation modules, interfaces modules, programming and any needed / related accessories. | ECH | 4 | 1000 | 4000 | EGP | SC_Apply
Katameya Creeks |  | RFQ-00092 | Hussein Nabil | MEP (Electro Mechanical) | 2024-08-29 | مقاولة الاعمال الكهربائية | Approved | All Buildings | Automatic dialer to call fire brigade in case of fire | ECH | 1 | 1 | 256.11 | 256.11 | SC_Apply | شركة زهره الجوهرة للمقاولات | All Buildings | Automatic dialer to call fire brigade in case of fire | ECH | 1 | 200 | 200 | EGP | SC_Apply
Katameya Creeks |  | RFQ-00092 | Hussein Nabil | MEP (Electro Mechanical) | 2024-08-29 | مقاولة الاعمال الكهربائية | Approved | All Types Buildings | install Fire alarm bell with Strobe light. | ECH | 40 | 40 | 195 | 7800 | SC_Apply | شركة زهره الجوهرة للمقاولات | All Types Buildings | install Fire alarm bell with Strobe light. | ECH | 40 | 200 | 8000 | EGP | SC_Apply
Katameya Creeks |  | RFQ-00092 | Hussein Nabil | MEP (Electro Mechanical) | 2024-08-29 | مقاولة الاعمال الكهربائية | Approved | All Types Buildings | install Intelligent addressable manual alarm station. | ECH | 40 | 40 | 185 | 7400 | SC_Apply | شركة زهره الجوهرة للمقاولات | All Types Buildings | install Intelligent addressable manual alarm station. | ECH | 40 | 185 | 7400 | EGP | SC_Apply
Katameya Creeks |  | RFQ-00092 | Hussein Nabil | MEP (Electro Mechanical) | 2024-08-29 | مقاولة الاعمال الكهربائية | Approved | All Buildings | I.S, 2P, 16 A outlet with wire (3x3) for A/C (ceiling mounted) | ECH | 5 | 5 | 709.33 | 3546.65 | SC_Apply | شركة زهره الجوهرة للمقاولات | All Buildings | I.S, 2P, 16 A outlet with wire (3x3) for A/C (ceiling mounted) | ECH | 5 | 240 | 1200 | EGP | SC_Apply
Katameya Creeks |  | RFQ-00092 | Hussein Nabil | MEP (Electro Mechanical) | 2024-08-29 | مقاولة الاعمال الكهربائية | Approved | All Types Buildings | I.S, 3P, 40 A for LIFT | ECH | 7 | 7 | 100 | 700 | SC_Apply | شركة زهره الجوهرة للمقاولات | All Types Buildings | I.S, 3P, 40 A for LIFT | ECH | 7 | 240 | 1680 | EGP | SC_Apply
Katameya Creeks |  | RFQ-00092 | Hussein Nabil | MEP (Electro Mechanical) | 2024-08-29 | مقاولة الاعمال الكهربائية | Approved | All Types Buildings | I.S, 2P, 20 A for E.W.H (ceiling mounted) | ECH | 7 | 4 | 100 | 400 | SC_Apply | شركة زهره الجوهرة للمقاولات | All Types Buildings | I.S, 2P, 20 A for E.W.H (ceiling mounted) | ECH | 4 | 240 | 960 | EGP | SC_Apply
Katameya Creeks |  | RFQ-00092 | Hussein Nabil | MEP (Electro Mechanical) | 2024-08-29 | مقاولة الاعمال الكهربائية | Approved | All Buildings | install & test a socket outlet 2nd fix only with wiring (4X6+6) mm², back to panel or second outlet, according to drawings and specifications (exclude the socket)FOR Basement السعر لسحب السلك فقط | ECH | 200 | 188 | 69.05 | 12981.4 | SC_Apply | شركة زهره الجوهرة للمقاولات | All Buildings | install & test a socket outlet 2nd fix only with wiring (4X6+6) mm², back to panel or second outlet, according to drawings and specifications (exclude the socket)FOR Basement السعر لسحب السلك فقط | ECH | 188 | 235 | 44180 | EGP | SC_Apply
Katameya Creeks |  | RFQ-00092 | Hussein Nabil | MEP (Electro Mechanical) | 2024-08-29 | مقاولة الاعمال الكهربائية | Approved | All Types Buildings | I.S, 3P, 40 A for LIFT | ECH | 7 | 1 | 100 | 100 | SC_Apply | شركة زهره الجوهرة للمقاولات | All Types Buildings | I.S, 3P, 40 A for LIFT | ECH | 1 | 240 | 240 | EGP | SC_Apply
Katameya Creeks |  | RFQ-00092 | Hussein Nabil | MEP (Electro Mechanical) | 2024-08-29 | مقاولة الاعمال الكهربائية | Approved | All Buildings | I.S, 2P, 16 A outlet with wire (3x3) for A/C (ceiling mounted) | ECH | 5 | 5 | 709.33 | 3546.65 | SC_Apply | شركة زهره الجوهرة للمقاولات | All Buildings | I.S, 2P, 16 A outlet with wire (3x3) for A/C (ceiling mounted) | ECH | 5 | 240 | 1200 | EGP | SC_Apply
Katameya Creeks |  | RFQ-00092 | Hussein Nabil | MEP (Electro Mechanical) | 2024-08-29 | مقاولة الاعمال الكهربائية | Approved | Type G1 Buildings | PP-G1 | ECH | 1 | 1 | 560 | 560 | SC_Apply | شركة زهره الجوهرة للمقاولات | Type G1 Buildings | PP-G1 | ECH | 1 | 850 | 850 | EGP | SC_Apply
Katameya Creeks |  | RFQ-00092 | Hussein Nabil | MEP (Electro Mechanical) | 2024-08-29 | مقاولة الاعمال الكهربائية | Approved | Type G1 Buildings | PP-G3 | ECH | 1 | 1 | 560 | 560 | SC_Apply | شركة زهره الجوهرة للمقاولات | Type G1 Buildings | PP-G3 | ECH | 1 | 850 | 850 | EGP | SC_Apply
Katameya Creeks |  | RFQ-00092 | Hussein Nabil | MEP (Electro Mechanical) | 2024-08-29 | مقاولة الاعمال الكهربائية | Approved | Type G1 Buildings | MCC-G3 | ECH | 1 | 1 | 1274 | 1274 | SC_Apply | شركة زهره الجوهرة للمقاولات | Type G1 Buildings | MCC-G3 | ECH | 1 | 1400 | 1400 | EGP | SC_Apply
Katameya Creeks |  | RFQ-00092 | Hussein Nabil | MEP (Electro Mechanical) | 2024-08-29 | مقاولة الاعمال الكهربائية | Approved | Type G1 Buildings | PP-T1 | ECH | 1 | 1 | 560 | 560 | SC_Apply | شركة زهره الجوهرة للمقاولات | Type G1 Buildings | PP-T1 | ECH | 1 | 850 | 850 | EGP | SC_Apply
Katameya Creeks |  | RFQ-00092 | Hussein Nabil | MEP (Electro Mechanical) | 2024-08-29 | مقاولة الاعمال الكهربائية | Approved | Type G1 Buildings | MCC-T1 | ECH | 1 | 1 | 1274 | 1274 | SC_Apply | شركة زهره الجوهرة للمقاولات | Type G1 Buildings | MCC-T1 | ECH | 1 | 1400 | 1400 | EGP | SC_Apply
Katameya Creeks |  | RFQ-00092 | Hussein Nabil | MEP (Electro Mechanical) | 2024-08-29 | مقاولة الاعمال الكهربائية | Approved | Type G1 Buildings | MCC-4TH1 | ECH | 1 | 1 | 1274 | 1274 | SC_Apply | شركة زهره الجوهرة للمقاولات | Type G1 Buildings | MCC-4TH1 | ECH | 1 | 1400 | 1400 | EGP | SC_Apply
Katameya Creeks |  | RFQ-00092 | Hussein Nabil | MEP (Electro Mechanical) | 2024-08-29 | مقاولة الاعمال الكهربائية | Approved | Type G1 Buildings | PP-T3 | ECH | 1 | 1 | 560 | 560 | SC_Apply | شركة زهره الجوهرة للمقاولات | Type G1 Buildings | PP-T3 | ECH | 1 | 850 | 850 | EGP | SC_Apply
Katameya Creeks |  | RFQ-00092 | Hussein Nabil | MEP (Electro Mechanical) | 2024-08-29 | مقاولة الاعمال الكهربائية | Approved | Type G1 Buildings | MCC-G1 | ECH | 1 | 1 | 1225 | 1225 | SC_Apply | شركة زهره الجوهرة للمقاولات | Type G1 Buildings | MCC-G1 | ECH | 1 | 1400 | 1400 | EGP | SC_Apply
Katameya Creeks |  | RFQ-00092 | Hussein Nabil | MEP (Electro Mechanical) | 2024-08-29 | مقاولة الاعمال الكهربائية | Approved | Type G1 Buildings | PP-4TH1 | ECH | 1 | 1 | 560 | 560 | SC_Apply | شركة زهره الجوهرة للمقاولات | Type G1 Buildings | PP-4TH1 | ECH | 1 | 850 | 850 | EGP | SC_Apply
Katameya Creeks |  | RFQ-00092 | Hussein Nabil | MEP (Electro Mechanical) | 2024-08-29 | مقاولة الاعمال الكهربائية | Approved | All Buildings | PP-4TH-D1-01 | ECH | 1 | 1 | 401.74 | 401.74 | SC_Apply | شركة زهره الجوهرة للمقاولات | All Buildings | PP-4TH-D1-01 | ECH | 1 | 850 | 850 | EGP | SC_Apply
Katameya Creeks |  | RFQ-00092 | Hussein Nabil | MEP (Electro Mechanical) | 2024-08-29 | مقاولة الاعمال الكهربائية | Approved | Type G1 Buildings | MCC-T3 | ECH | 1 | 1 | 1275 | 1275 | SC_Apply | شركة زهره الجوهرة للمقاولات | Type G1 Buildings | MCC-T3 | ECH | 1 | 1400 | 1400 | EGP | SC_Apply
Katameya Creeks |  | RFQ-00092 | Hussein Nabil | MEP (Electro Mechanical) | 2024-08-29 | مقاولة الاعمال الكهربائية | Approved | Type G1 Buildings | (4x6)+6mm² ---- 25 M | LM | 25 | 25 | 34 | 850 | SC_Apply | شركة زهره الجوهرة للمقاولات | Type G1 Buildings | (4x6)+6mm² ---- 25 M | LM | 25 | 10 | 250 | EGP | SC_Apply
Katameya Creeks |  | RFQ-00092 | Hussein Nabil | MEP (Electro Mechanical) | 2024-08-29 | مقاولة الاعمال الكهربائية | Approved | Type G1 Buildings | (4x25)+16mm² | LM | 15 | 15 | 45 | 675 | SC_Apply | شركة زهره الجوهرة للمقاولات | Type G1 Buildings | (4x25)+16mm² | LM | 15 | 35 | 525 | EGP | SC_Apply
Katameya Creeks |  | RFQ-00092 | Hussein Nabil | MEP (Electro Mechanical) | 2024-08-29 | مقاولة الاعمال الكهربائية | Approved | Type G1 Buildings | (4x35)+16 mm² | LM | 15 | 15 | 45 | 675 | SC_Apply | شركة زهره الجوهرة للمقاولات | Type G1 Buildings | (4x35)+16 mm² | LM | 15 | 40 | 600 | EGP | SC_Apply
Katameya Creeks |  | RFQ-00092 | Hussein Nabil | MEP (Electro Mechanical) | 2024-08-29 | مقاولة الاعمال الكهربائية | Approved | Type G1 Buildings | (4x16)+16mm² | LM | 15 | 15 | 34 | 510 | SC_Apply | شركة زهره الجوهرة للمقاولات | Type G1 Buildings | (4x16)+16mm² | LM | 15 | 30 | 450 | EGP | SC_Apply
Katameya Creeks |  | RFQ-00092 | Hussein Nabil | MEP (Electro Mechanical) | 2024-08-29 | مقاولة الاعمال الكهربائية | Approved | Type G1 Buildings | (4x6)+6mm² ---- 20 M | LM | 20 | 20 | 34 | 680 | SC_Apply | شركة زهره الجوهرة للمقاولات | Type G1 Buildings | (4x6)+6mm² ---- 20 M | LM | 20 | 10 | 200 | EGP | SC_Apply
Katameya Creeks |  | RFQ-00092 | Hussein Nabil | MEP (Electro Mechanical) | 2024-08-29 | مقاولة الاعمال الكهربائية | Approved | Type G1 Buildings | (4x6)+6mm² ---- 25 M | LM | 25 | 25 | 34 | 850 | SC_Apply | شركة زهره الجوهرة للمقاولات | Type G1 Buildings | (4x6)+6mm² ---- 25 M | LM | 25 | 10 | 250 | EGP | SC_Apply
Katameya Creeks |  | RFQ-00092 | Hussein Nabil | MEP (Electro Mechanical) | 2024-08-29 | مقاولة الاعمال الكهربائية | Approved | Type G1 Buildings | (4x16)+10mm² | LM | 25 | 20 | 34 | 680 | SC_Apply | شركة زهره الجوهرة للمقاولات | Type G1 Buildings | (4x16)+10mm² | LM | 20 | 30 | 600 | EGP | SC_Apply
Katameya Creeks |  | RFQ-00092 | Hussein Nabil | MEP (Electro Mechanical) | 2024-08-29 | مقاولة الاعمال الكهربائية | Approved | Type G1 Buildings | (4x10)+10mm² | LM | 10 | 10 | 34 | 340 | SC_Apply | شركة زهره الجوهرة للمقاولات | Type G1 Buildings | (4x10)+10mm² | LM | 10 | 30 | 300 | EGP | SC_Apply
Katameya Creeks |  | RFQ-00092 | Hussein Nabil | MEP (Electro Mechanical) | 2024-08-29 | مقاولة الاعمال الكهربائية | Approved | Type G1 Buildings | (4x6)+6mm² ---- 25 M | LM | 25 | 5 | 34 | 170 | SC_Apply | شركة زهره الجوهرة للمقاولات | Type G1 Buildings | (4x6)+6mm² ---- 25 M | LM | 5 | 10 | 50 | EGP | SC_Apply
Katameya Creeks |  | RFQ-00092 | Hussein Nabil | MEP (Electro Mechanical) | 2024-08-29 | مقاولة الاعمال الكهربائية | Approved | Type G1 Buildings | (4x6)+6mm² ---- 25 M | LM | 25 | 25 | 34 | 850 | SC_Apply | شركة زهره الجوهرة للمقاولات | Type G1 Buildings | (4x6)+6mm² ---- 25 M | LM | 25 | 10 | 250 | EGP | SC_Apply
Katameya Creeks |  | RFQ-00092 | Hussein Nabil | MEP (Electro Mechanical) | 2024-08-29 | مقاولة الاعمال الكهربائية | Approved | Type G1 Buildings | (4x16)+16mm² | LM | 10 | 10 | 34 | 340 | SC_Apply | شركة زهره الجوهرة للمقاولات | Type G1 Buildings | (4x16)+16mm² | LM | 10 | 15 | 150 | EGP | SC_Apply
Katameya Creeks |  | RFQ-00092 | Hussein Nabil | MEP (Electro Mechanical) | 2024-08-29 | مقاولة الاعمال الكهربائية | Approved | Type G1 Buildings | (4x16)+10mm² | LM | 25 | 20 | 34 | 680 | SC_Apply | شركة زهره الجوهرة للمقاولات | Type G1 Buildings | (4x16)+10mm² | LM | 20 | 30 | 600 | EGP | SC_Apply
Katameya Creeks |  | RFQ-00092 | Hussein Nabil | MEP (Electro Mechanical) | 2024-08-29 | مقاولة الاعمال الكهربائية | Approved | Type G1 Buildings | (4x16)+10mm² | LM | 25 | 5 | 34 | 170 | SC_Apply | شركة زهره الجوهرة للمقاولات | Type G1 Buildings | (4x16)+10mm² | LM | 5 | 30 | 150 | EGP | SC_Apply
Katameya Creeks |  | RFQ-00092 | Hussein Nabil | MEP (Electro Mechanical) | 2024-08-29 | مقاولة الاعمال الكهربائية | Approved | All Buildings | Door bell switch outlet | ECH | 1 | 1 | 94.16 | 94.16 | SC_Apply | شركة زهره الجوهرة للمقاولات | All Buildings | Door bell switch outlet | ECH | 1 | 90 | 90 | EGP | SC_Apply
Mivida BP#189 |  | RFQ-00136 | Mostafa Shourbagi | MEP (Electro Mechanical) | 2024-09-09 | Rock Wool Rolls | Approved | 152105.BAS | P.R. 99832 → Duct Insulation | LS | 1 | 1 | 1891.75 | 1891.75 | SC_Supply | Al Alamia | 152105.BAS | P.R. 99832 → Duct Insulation | LS | 1 | 19200 | 19200 | EGP | SC_Supply
Katameya Creeks |  | RFQ-00092 | Hussein Nabil | MEP (Electro Mechanical) | 2024-08-29 | مقاولة الاعمال الكهربائية | Approved | All Buildings | THERMOSTAT outlet | ECH | 3 | 3 | 636.51 | 1909.53 | SC_Apply | شركة زهره الجوهرة للمقاولات | All Buildings | THERMOSTAT outlet | ECH | 3 | 90 | 270 | EGP | SC_Apply
Katameya Creeks |  | RFQ-00092 | Hussein Nabil | MEP (Electro Mechanical) | 2024-08-29 | مقاولة الاعمال الكهربائية | Approved | All Buildings | Door bell switch outlet | ECH | 1 | 1 | 94.16 | 94.16 | SC_Apply | شركة زهره الجوهرة للمقاولات | All Buildings | Door bell switch outlet | ECH | 1 | 90 | 90 | EGP | SC_Apply
Katameya Creeks |  | RFQ-00092 | Hussein Nabil | MEP (Electro Mechanical) | 2024-08-29 | مقاولة الاعمال الكهربائية | Approved | All Buildings | THERMOSTAT outlet | ECH | 5 | 5 | 636.51 | 3182.55 | SC_Apply | شركة زهره الجوهرة للمقاولات | All Buildings | THERMOSTAT outlet | ECH | 5 | 90 | 450 | EGP | SC_Apply
Katameya Creeks |  | RFQ-00092 | Hussein Nabil | MEP (Electro Mechanical) | 2024-08-29 | مقاولة الاعمال الكهربائية | Approved | All Buildings | Door bell switch outlet | ECH | 1 | 1 | 94.16 | 94.16 | SC_Apply | شركة زهره الجوهرة للمقاولات | All Buildings | Door bell switch outlet | ECH | 1 | 90 | 90 | EGP | SC_Apply
Katameya Creeks |  | RFQ-00092 | Hussein Nabil | MEP (Electro Mechanical) | 2024-08-29 | مقاولة الاعمال الكهربائية | Approved | All Buildings | THERMOSTAT outlet | ECH | 3 | 3 | 636.51 | 1909.53 | SC_Apply | شركة زهره الجوهرة للمقاولات | All Buildings | THERMOSTAT outlet | ECH | 3 | 90 | 270 | EGP | SC_Apply
Katameya Creeks |  | RFQ-00092 | Hussein Nabil | MEP (Electro Mechanical) | 2024-08-29 | مقاولة الاعمال الكهربائية | Approved | All Buildings | THERMOSTAT outlet | ECH | 3 | 3 | 636.51 | 1909.53 | SC_Apply | شركة زهره الجوهرة للمقاولات | All Buildings | THERMOSTAT outlet | ECH | 3 | 90 | 270 | EGP | SC_Apply
Katameya Creeks |  | RFQ-00092 | Hussein Nabil | MEP (Electro Mechanical) | 2024-08-29 | مقاولة الاعمال الكهربائية | Approved | All Buildings | Door bell switch outlet | ECH | 2 | 2 | 94.16 | 188.32 | SC_Apply | شركة زهره الجوهرة للمقاولات | All Buildings | Door bell switch outlet | ECH | 2 | 90 | 180 | EGP | SC_Apply
Katameya Creeks |  | RFQ-00092 | Hussein Nabil | MEP (Electro Mechanical) | 2024-08-29 | مقاولة الاعمال الكهربائية | Approved | All Buildings | Door bell switch outlet | ECH | 1 | 1 | 94.16 | 94.16 | SC_Apply | شركة زهره الجوهرة للمقاولات | All Buildings | Door bell switch outlet | ECH | 1 | 90 | 90 | EGP | SC_Apply
Katameya Creeks |  | RFQ-00092 | Hussein Nabil | MEP (Electro Mechanical) | 2024-08-29 | مقاولة الاعمال الكهربائية | Approved | All Buildings | THERMOSTAT outlet | ECH | 3 | 2 | 636.51 | 1273.02 | SC_Apply | شركة زهره الجوهرة للمقاولات | All Buildings | THERMOSTAT outlet | ECH | 2 | 90 | 180 | EGP | SC_Apply
Katameya Creeks |  | RFQ-00092 | Hussein Nabil | MEP (Electro Mechanical) | 2024-08-29 | مقاولة الاعمال الكهربائية | Approved | All Buildings | THERMOSTAT outlet | ECH | 5 | 5 | 636.51 | 3182.55 | SC_Apply | شركة زهره الجوهرة للمقاولات | All Buildings | THERMOSTAT outlet | ECH | 5 | 90 | 450 | EGP | SC_Apply
Katameya Creeks |  | RFQ-00092 | Hussein Nabil | MEP (Electro Mechanical) | 2024-08-29 | مقاولة الاعمال الكهربائية | Approved | All Buildings | Supply, install & test a lighting fixtures complete with wiring (3x3) mm², back to panel or second outlet, according to drawings and specifications | ECH | 30 | 30 | 381.66 | 11449.8 | SC_Apply | شركة زهره الجوهرة للمقاولات | All Buildings | Supply, install & test a lighting fixtures complete with wiring (3x3) mm², back to panel or second outlet, according to drawings and specifications | ECH | 30 | 160 | 4800 | EGP | SC_Apply
Katameya Creeks |  | RFQ-00092 | Hussein Nabil | MEP (Electro Mechanical) | 2024-08-29 | مقاولة الاعمال الكهربائية | Approved | All Buildings | Supply and install a complete socket outlet complete with wiring (3x3) mm² back to panel board or second outlet (exclude the socket) | ECH | 27 | 27 | 381.66 | 10304.82 | SC_Apply | شركة زهره الجوهرة للمقاولات | All Buildings | Supply and install a complete socket outlet complete with wiring (3x3) mm² back to panel board or second outlet (exclude the socket) | ECH | 27 | 160 | 4320 | EGP | SC_Apply
Katameya Creeks |  | RFQ-00092 | Hussein Nabil | MEP (Electro Mechanical) | 2024-08-29 | مقاولة الاعمال الكهربائية | Approved | All Buildings | Supply and install a complete socket outlet complete with wiring (3x3) mm² back to panel board or second outlet (exclude the socket) | ECH | 36 | 32 | 381.66 | 12213.12 | SC_Apply | شركة زهره الجوهرة للمقاولات | All Buildings | Supply and install a complete socket outlet complete with wiring (3x3) mm² back to panel board or second outlet (exclude the socket) | ECH | 32 | 160 | 5120 | EGP | SC_Apply
Katameya Creeks |  | RFQ-00092 | Hussein Nabil | MEP (Electro Mechanical) | 2024-08-29 | مقاولة الاعمال الكهربائية | Approved | All Buildings | Supply and install a complete socket outlet complete with wiring (3x4) mm² back to panel board or second outlet (exclude the socket) | ECH | 6 | 6 | 381.66 | 2289.96 | SC_Apply | شركة زهره الجوهرة للمقاولات | All Buildings | Supply and install a complete socket outlet complete with wiring (3x4) mm² back to panel board or second outlet (exclude the socket) | ECH | 6 | 160 | 960 | EGP | SC_Apply
Katameya Creeks |  | RFQ-00092 | Hussein Nabil | MEP (Electro Mechanical) | 2024-08-29 | مقاولة الاعمال الكهربائية | Approved | All Buildings | Supply, install & test a lighting fixtures complete with wiring (3x3) mm², back to panel or second outlet, according to drawings and specifications | ECH | 30 | 30 | 381.66 | 11449.8 | SC_Apply | شركة زهره الجوهرة للمقاولات | All Buildings | Supply, install & test a lighting fixtures complete with wiring (3x3) mm², back to panel or second outlet, according to drawings and specifications | ECH | 30 | 160 | 4800 | EGP | SC_Apply
Katameya Creeks |  | RFQ-00092 | Hussein Nabil | MEP (Electro Mechanical) | 2024-08-29 | مقاولة الاعمال الكهربائية | Approved | All Buildings | Supply and install a complete socket outlet complete with wiring (3x4) mm² back to panel board or second outlet (exclude the socket) | ECH | 4 | 4 | 381.66 | 1526.64 | SC_Apply | شركة زهره الجوهرة للمقاولات | All Buildings | Supply and install a complete socket outlet complete with wiring (3x4) mm² back to panel board or second outlet (exclude the socket) | ECH | 4 | 160 | 640 | EGP | SC_Apply
Katameya Creeks |  | RFQ-00092 | Hussein Nabil | MEP (Electro Mechanical) | 2024-08-29 | مقاولة الاعمال الكهربائية | Approved | All Buildings | Supply, install & test a lighting fixtures complete with wiring (3x3) mm², back to panel or second outlet, according to drawings and specifications | ECH | 30 | 30 | 277.45 | 8323.5 | SC_Apply | شركة زهره الجوهرة للمقاولات | All Buildings | Supply, install & test a lighting fixtures complete with wiring (3x3) mm², back to panel or second outlet, according to drawings and specifications | ECH | 30 | 160 | 4800 | EGP | SC_Apply
Katameya Creeks |  | RFQ-00092 | Hussein Nabil | MEP (Electro Mechanical) | 2024-08-29 | مقاولة الاعمال الكهربائية | Approved | All Buildings | Supply and install a complete socket outlet complete with wiring (3x3) mm² back to panel board or second outlet (exclude the socket) | ECH | 48 | 48 | 381.66 | 18319.68 | SC_Apply | شركة زهره الجوهرة للمقاولات | All Buildings | Supply and install a complete socket outlet complete with wiring (3x3) mm² back to panel board or second outlet (exclude the socket) | ECH | 48 | 160 | 7680 | EGP | SC_Apply
Katameya Creeks |  | RFQ-00092 | Hussein Nabil | MEP (Electro Mechanical) | 2024-08-29 | مقاولة الاعمال الكهربائية | Approved | All Buildings | Supply and install a complete socket outlet complete with wiring (3x4) mm² back to panel board or second outlet (exclude the socket) | ECH | 4 | 4 | 381.66 | 1526.64 | SC_Apply | شركة زهره الجوهرة للمقاولات | All Buildings | Supply and install a complete socket outlet complete with wiring (3x4) mm² back to panel board or second outlet (exclude the socket) | ECH | 4 | 160 | 640 | EGP | SC_Apply
Katameya Creeks |  | RFQ-00092 | Hussein Nabil | MEP (Electro Mechanical) | 2024-08-29 | مقاولة الاعمال الكهربائية | Approved | All Buildings | Supply and install a complete socket outlet complete with wiring (3x3) mm² back to panel board or second outlet (exclude the socket) | ECH | 27 | 15 | 381.66 | 5724.9 | SC_Apply | شركة زهره الجوهرة للمقاولات | All Buildings | Supply and install a complete socket outlet complete with wiring (3x3) mm² back to panel board or second outlet (exclude the socket) | ECH | 15 | 160 | 2400 | EGP | SC_Apply
Katameya Creeks |  | RFQ-00092 | Hussein Nabil | MEP (Electro Mechanical) | 2024-08-29 | مقاولة الاعمال الكهربائية | Approved | All Buildings | Supply, install & test a lighting fixtures complete with wiring (3x3) mm², back to panel or second outlet, according to drawings and specifications | ECH | 35 | 35 | 298.8 | 10458 | SC_Apply | شركة زهره الجوهرة للمقاولات | All Buildings | Supply, install & test a lighting fixtures complete with wiring (3x3) mm², back to panel or second outlet, according to drawings and specifications | ECH | 35 | 160 | 5600 | EGP | SC_Apply
Katameya Creeks |  | RFQ-00092 | Hussein Nabil | MEP (Electro Mechanical) | 2024-08-29 | مقاولة الاعمال الكهربائية | Approved | All Buildings | Supply and install a complete socket outlet complete with wiring (3x3) mm² back to panel board or second outlet (exclude the socket) | ECH | 51 | 51 | 400.49 | 20424.99 | SC_Apply | شركة زهره الجوهرة للمقاولات | All Buildings | Supply and install a complete socket outlet complete with wiring (3x3) mm² back to panel board or second outlet (exclude the socket) | ECH | 51 | 160 | 8160 | EGP | SC_Apply
Katameya Creeks |  | RFQ-00092 | Hussein Nabil | MEP (Electro Mechanical) | 2024-08-29 | مقاولة الاعمال الكهربائية | Approved | All Buildings | Supply, install & test a lighting fixtures complete with wiring (3x3) mm², back to panel or second outlet, according to drawings and specifications | ECH | 35 | 35 | 298.8 | 10458 | SC_Apply | شركة زهره الجوهرة للمقاولات | All Buildings | Supply, install & test a lighting fixtures complete with wiring (3x3) mm², back to panel or second outlet, according to drawings and specifications | ECH | 35 | 160 | 5600 | EGP | SC_Apply
Katameya Creeks |  | RFQ-00092 | Hussein Nabil | MEP (Electro Mechanical) | 2024-08-29 | مقاولة الاعمال الكهربائية | Approved | All Buildings | Supply and install a complete socket outlet complete with wiring (3x3) mm² back to panel board or second outlet (exclude the socket) | ECH | 51 | 51 | 400.49 | 20424.99 | SC_Apply | شركة زهره الجوهرة للمقاولات | All Buildings | Supply and install a complete socket outlet complete with wiring (3x3) mm² back to panel board or second outlet (exclude the socket) | ECH | 51 | 160 | 8160 | EGP | SC_Apply
Katameya Creeks |  | RFQ-00092 | Hussein Nabil | MEP (Electro Mechanical) | 2024-08-29 | مقاولة الاعمال الكهربائية | Approved | All Buildings | Supply and install a complete socket outlet complete with wiring (3x4) mm² back to panel board or second outlet (exclude the socket) | ECH | 4 | 4 | 381.66 | 1526.64 | SC_Apply | شركة زهره الجوهرة للمقاولات | All Buildings | Supply and install a complete socket outlet complete with wiring (3x4) mm² back to panel board or second outlet (exclude the socket) | ECH | 4 | 160 | 640 | EGP | SC_Apply
Katameya Creeks |  | RFQ-00092 | Hussein Nabil | MEP (Electro Mechanical) | 2024-08-29 | مقاولة الاعمال الكهربائية | Approved | All Buildings | One way, one gang switch outlet فى حاله السلالم فقط | ECH | 12 | 11 | 227.24 | 2499.64 | SC_Apply | شركة زهره الجوهرة للمقاولات | All Buildings | One way, one gang switch outlet فى حاله السلالم فقط | ECH | 11 | 100 | 1100 | EGP | SC_Apply
Katameya Creeks |  | RFQ-00092 | Hussein Nabil | MEP (Electro Mechanical) | 2024-08-29 | مقاولة الاعمال الكهربائية | Approved | All Buildings | Two way, two gang switch outlet | ECH | 2 | 2 | 94.16 | 188.32 | SC_Apply | شركة زهره الجوهرة للمقاولات | All Buildings | Two way, two gang switch outlet | ECH | 2 | 100 | 200 | EGP | SC_Apply
Katameya Creeks |  | RFQ-00092 | Hussein Nabil | MEP (Electro Mechanical) | 2024-08-29 | مقاولة الاعمال الكهربائية | Approved | All Buildings | Two way, one gang switch outlet | ECH | 14 | 5 | 133.33 | 666.65 | SC_Apply | شركة زهره الجوهرة للمقاولات | All Buildings | Two way, one gang switch outlet | ECH | 5 | 100 | 500 | EGP | SC_Apply
Katameya Creeks |  | RFQ-00092 | Hussein Nabil | MEP (Electro Mechanical) | 2024-08-29 | مقاولة الاعمال الكهربائية | Approved | All Buildings | Two way, two gang switch outlet | ECH | 3 | 3 | 94.16 | 282.48 | SC_Apply | شركة زهره الجوهرة للمقاولات | All Buildings | Two way, two gang switch outlet | ECH | 3 | 100 | 300 | EGP | SC_Apply
Katameya Creeks |  | RFQ-00092 | Hussein Nabil | MEP (Electro Mechanical) | 2024-08-29 | مقاولة الاعمال الكهربائية | Approved | All Buildings | Two way, three gang switch outlet | ECH | 6 | 6 | 94.16 | 564.96 | SC_Apply | شركة زهره الجوهرة للمقاولات | All Buildings | Two way, three gang switch outlet | ECH | 6 | 100 | 600 | EGP | SC_Apply
Katameya Creeks |  | RFQ-00092 | Hussein Nabil | MEP (Electro Mechanical) | 2024-08-29 | مقاولة الاعمال الكهربائية | Approved | All Buildings | Curtain switch | ECH | 3 | 3 | 315.12 | 945.36 | SC_Apply | شركة زهره الجوهرة للمقاولات | All Buildings | Curtain switch | ECH | 3 | 100 | 300 | EGP | SC_Apply
Katameya Creeks |  | RFQ-00092 | Hussein Nabil | MEP (Electro Mechanical) | 2024-08-29 | مقاولة الاعمال الكهربائية | Approved | All Buildings | Two way, three gang switch outlet | ECH | 8 | 7 | 94.16 | 659.12 | SC_Apply | شركة زهره الجوهرة للمقاولات | All Buildings | Two way, three gang switch outlet | ECH | 7 | 100 | 700 | EGP | SC_Apply
Katameya Creeks |  | RFQ-00092 | Hussein Nabil | MEP (Electro Mechanical) | 2024-08-29 | مقاولة الاعمال الكهربائية | Approved | All Buildings | Curtain switch | ECH | 5 | 5 | 315.12 | 1575.6 | SC_Apply | شركة زهره الجوهرة للمقاولات | All Buildings | Curtain switch | ECH | 5 | 100 | 500 | EGP | SC_Apply
Katameya Creeks |  | RFQ-00092 | Hussein Nabil | MEP (Electro Mechanical) | 2024-08-29 | مقاولة الاعمال الكهربائية | Approved | All Buildings | One way, three gang switch outlet | ECH | 4 | 4 | 94.16 | 376.64 | SC_Apply | شركة زهره الجوهرة للمقاولات | All Buildings | One way, three gang switch outlet | ECH | 4 | 100 | 400 | EGP | SC_Apply
Katameya Creeks |  | RFQ-00092 | Hussein Nabil | MEP (Electro Mechanical) | 2024-08-29 | مقاولة الاعمال الكهربائية | Approved | All Buildings | One way, two gang switch outlet | ECH | 7 | 2 | 174 | 348 | SC_Apply | شركة زهره الجوهرة للمقاولات | All Buildings | One way, two gang switch outlet | ECH | 2 | 100 | 200 | EGP | SC_Apply
Katameya Creeks |  | RFQ-00092 | Hussein Nabil | MEP (Electro Mechanical) | 2024-08-29 | مقاولة الاعمال الكهربائية | Approved | All Buildings | One way, three gang switch outlet | ECH | 7 | 7 | 227.24 | 1590.68 | SC_Apply | شركة زهره الجوهرة للمقاولات | All Buildings | One way, three gang switch outlet | ECH | 7 | 100 | 700 | EGP | SC_Apply
Katameya Creeks |  | RFQ-00092 | Hussein Nabil | MEP (Electro Mechanical) | 2024-08-29 | مقاولة الاعمال الكهربائية | Approved | Type G1 Buildings | Install panel with power meter (pre-paid) as per Electric recommendation, complete with all related accessories as shown on drawings. | ECH | 1 | 1 | 100 | 100 | SC_Apply | شركة زهره الجوهرة للمقاولات | Type G1 Buildings | Install panel with power meter (pre-paid) as per Electric recommendation, complete with all related accessories as shown on drawings. | ECH | 1 | 150 | 150 | EGP | SC_Apply
Katameya Creeks |  | RFQ-00092 | Hussein Nabil | MEP (Electro Mechanical) | 2024-08-29 | مقاولة الاعمال الكهربائية | Approved | Type G1 Buildings | Install panel with power meter (pre-paid) as per Electric recommendation, complete with all related accessories as shown on drawings. | ECH | 1 | 1 | 100 | 100 | SC_Apply | شركة زهره الجوهرة للمقاولات | Type G1 Buildings | Install panel with power meter (pre-paid) as per Electric recommendation, complete with all related accessories as shown on drawings. | ECH | 1 | 150 | 150 | EGP | SC_Apply
Katameya Creeks |  | RFQ-00092 | Hussein Nabil | MEP (Electro Mechanical) | 2024-08-29 | مقاولة الاعمال الكهربائية | Approved | Type G1 Buildings | Install panel with power meter (pre-paid) as per Electric recommendation, complete with all related accessories as shown on drawings. | ECH | 1 | 1 | 100 | 100 | SC_Apply | شركة زهره الجوهرة للمقاولات | Type G1 Buildings | Install panel with power meter (pre-paid) as per Electric recommendation, complete with all related accessories as shown on drawings. | ECH | 1 | 150 | 150 | EGP | SC_Apply
Katameya Creeks |  | RFQ-00092 | Hussein Nabil | MEP (Electro Mechanical) | 2024-08-29 | مقاولة الاعمال الكهربائية | Approved | All Buildings | Supply and install a complete electrical outlet for door bill complete with wiring (3x3) mm² back to panel board or second outlet | ECH | 1 | 1 | 399.23 | 399.23 | SC_Apply | شركة زهره الجوهرة للمقاولات | All Buildings | Supply and install a complete electrical outlet for door bill complete with wiring (3x3) mm² back to panel board or second outlet | ECH | 1 | 160 | 160 | EGP | SC_Apply
Mivida BP#189 |  | RFQ-00137 | Ahmed Saleh | MEP (Electro Mechanical) | 2024-09-09 | Landscape Electrical Works | Approved | Low voltage distribution panels | Supply, install, testing and Commissioning of Low voltage distribution panels; including items mentioned in "Method of Measurements".DB-LS1 | LS | 1 | 1 | 3455 | 3455 | SC_Supply/Apply | مكتب اليسر للمقاولات العموميه ياسر بيومى جمعه | Low voltage distribution panels | Supply, install, testing and Commissioning of Low voltage distribution panels; including items mentioned in "Method of Measurements".DB-LS1 | LS | 1 | 5500 | 5500 | EGP | SC_Supply/Apply
Mivida BP#189 |  | RFQ-00137 | Ahmed Saleh | MEP (Electro Mechanical) | 2024-09-09 | Landscape Electrical Works | Approved | Low voltage distribution panels | Supply, install, testing and Commissioning of Low voltage distribution panels; including items mentioned in "Method of Measurements".DB-LS2 | LS | 1 | 1 | 2775 | 2775 | SC_Supply/Apply | مكتب اليسر للمقاولات العموميه ياسر بيومى جمعه | Low voltage distribution panels | Supply, install, testing and Commissioning of Low voltage distribution panels; including items mentioned in "Method of Measurements".DB-LS2 | LS | 1 | 5500 | 5500 | EGP | SC_Supply/Apply
Mivida BP#189 |  | RFQ-00137 | Ahmed Saleh | MEP (Electro Mechanical) | 2024-09-09 | Landscape Electrical Works | Approved | Outdoor wiring | Supply, install, testing and Commissioning of outlets for lighting and power with PVC insulated copper conductor wires in UPVC conduits; including all items as mentioned in "Method of Measurements" .Outdoor wiring for one lighting outlet including wires 3(1x6) mm2, embedded pvc conduits 25mm, junction boxes, and all necessary accessories from panel to lighting fixtures. | ECH | 987 | 987 | 200 | 197400 | SC_Supply/Apply | مكتب اليسر للمقاولات العموميه ياسر بيومى جمعه | Outdoor wiring | Supply, install, testing and Commissioning of outlets for lighting and power with PVC insulated copper conductor wires in UPVC conduits; including all items as mentioned in "Method of Measurements" .Outdoor wiring for one lighting outlet including wires 3(1x6) mm2, embedded pvc conduits 25mm, junction boxes, and all necessary accessories from panel to lighting fixtures. | ECH | 987 | 265 | 261555 | EGP | SC_Supply/Apply
Mivida BP#189 |  | RFQ-00137 | Ahmed Saleh | MEP (Electro Mechanical) | 2024-09-09 | Landscape Electrical Works | Approved | Outdoor wiring | Supply, install, testing and Commissioning of outlets for lighting and power with PVC insulated copper conductor wires in UPVC conduits; including all items as mentioned in "Method of Measurements" .Outdoor wiring for one lighting outlet including wires 5(1x10) mm2, embedded pvc conduits 32mm, junction boxes, and all necessary accessories from panel to lighting fixtures. | ECH | 61 | 61 | 300 | 18300 | SC_Supply/Apply | مكتب اليسر للمقاولات العموميه ياسر بيومى جمعه | Outdoor wiring | Supply, install, testing and Commissioning of outlets for lighting and power with PVC insulated copper conductor wires in UPVC conduits; including all items as mentioned in "Method of Measurements" .Outdoor wiring for one lighting outlet including wires 5(1x10) mm2, embedded pvc conduits 32mm, junction boxes, and all necessary accessories from panel to lighting fixtures. | ECH | 61 | 450 | 27450 | EGP | SC_Supply/Apply
Mivida BP#189 |  | RFQ-00137 | Ahmed Saleh | MEP (Electro Mechanical) | 2024-09-09 | Landscape Electrical Works | Approved | indoor and outdoor Lighting Fixtures | install, testing and Commissioning of indoor and outdoor Lighting Fixtures as indicated in Lighting fixtures schedule ; including items mentioned in "Method of Measurements". LL1 | ECH | 45 | 45 | 75 | 3375 | SC_Apply | مكتب اليسر للمقاولات العموميه ياسر بيومى جمعه | indoor and outdoor Lighting Fixtures | install, testing and Commissioning of indoor and outdoor Lighting Fixtures as indicated in Lighting fixtures schedule ; including items mentioned in "Method of Measurements". LL1 | ECH | 45 | 120 | 5400 | EGP | SC_Apply
Mivida BP#189 |  | RFQ-00137 | Ahmed Saleh | MEP (Electro Mechanical) | 2024-09-09 | Landscape Electrical Works | Approved | indoor and outdoor Lighting Fixtures | install, testing and Commissioning of indoor and outdoor Lighting Fixtures as indicated in Lighting fixtures schedule ; including items mentioned in "Method of Measurements". LL2 | ECH | 104 | 104 | 60 | 6240 | SC_Apply | مكتب اليسر للمقاولات العموميه ياسر بيومى جمعه | indoor and outdoor Lighting Fixtures | install, testing and Commissioning of indoor and outdoor Lighting Fixtures as indicated in Lighting fixtures schedule ; including items mentioned in "Method of Measurements". LL2 | ECH | 104 | 90 | 9360 | EGP | SC_Apply
Mivida BP#189 |  | RFQ-00137 | Ahmed Saleh | MEP (Electro Mechanical) | 2024-09-09 | Landscape Electrical Works | Approved | indoor and outdoor Lighting Fixtures | install, testing and Commissioning of indoor and outdoor Lighting Fixtures as indicated in Lighting fixtures schedule ; including items mentioned in "Method of Measurements". LL4 | ECH | 266 | 266 | 60 | 15960 | SC_Apply | مكتب اليسر للمقاولات العموميه ياسر بيومى جمعه | indoor and outdoor Lighting Fixtures | install, testing and Commissioning of indoor and outdoor Lighting Fixtures as indicated in Lighting fixtures schedule ; including items mentioned in "Method of Measurements". LL4 | ECH | 266 | 90 | 23940 | EGP | SC_Apply
Mivida BP#189 |  | RFQ-00137 | Ahmed Saleh | MEP (Electro Mechanical) | 2024-09-09 | Landscape Electrical Works | Approved | indoor and outdoor Lighting Fixtures | install, testing and Commissioning of indoor and outdoor Lighting Fixtures as indicated in Lighting fixtures schedule ; including items mentioned in "Method of Measurements". LL5 | ECH | 54 | 54 | 500 | 27000 | SC_Apply | مكتب اليسر للمقاولات العموميه ياسر بيومى جمعه | indoor and outdoor Lighting Fixtures | install, testing and Commissioning of indoor and outdoor Lighting Fixtures as indicated in Lighting fixtures schedule ; including items mentioned in "Method of Measurements". LL5 | ECH | 54 | 750 | 40500 | EGP | SC_Apply
Mivida BP#189 |  | RFQ-00137 | Ahmed Saleh | MEP (Electro Mechanical) | 2024-09-09 | Landscape Electrical Works | Approved | indoor and outdoor Lighting Fixtures | install, testing and Commissioning of indoor and outdoor Lighting Fixtures as indicated in Lighting fixtures schedule ; including items mentioned in "Method of Measurements". LL6 | ECH | 7 | 7 | 750 | 5250 | SC_Apply | مكتب اليسر للمقاولات العموميه ياسر بيومى جمعه | indoor and outdoor Lighting Fixtures | install, testing and Commissioning of indoor and outdoor Lighting Fixtures as indicated in Lighting fixtures schedule ; including items mentioned in "Method of Measurements". LL6 | ECH | 7 | 1000 | 7000 | EGP | SC_Apply
Mivida BP#189 |  | RFQ-00137 | Ahmed Saleh | MEP (Electro Mechanical) | 2024-09-09 | Landscape Electrical Works | Approved | indoor and outdoor Lighting Fixtures | install, testing and Commissioning of indoor and outdoor Lighting Fixtures as indicated in Lighting fixtures schedule ; including items mentioned in "Method of Measurements". LL8 | ECH | 51 | 51 | 60 | 3060 | SC_Apply | مكتب اليسر للمقاولات العموميه ياسر بيومى جمعه | indoor and outdoor Lighting Fixtures | install, testing and Commissioning of indoor and outdoor Lighting Fixtures as indicated in Lighting fixtures schedule ; including items mentioned in "Method of Measurements". LL8 | ECH | 51 | 90 | 4590 | EGP | SC_Apply
Mivida BP#189 |  | RFQ-00137 | Ahmed Saleh | MEP (Electro Mechanical) | 2024-09-09 | Landscape Electrical Works | Approved | indoor and outdoor Lighting Fixtures | install, testing and Commissioning of indoor and outdoor Lighting Fixtures as indicated in Lighting fixtures schedule ; including items mentioned in "Method of Measurements". LL9 | ECH | 89 | 89 | 60 | 5340 | SC_Apply | مكتب اليسر للمقاولات العموميه ياسر بيومى جمعه | indoor and outdoor Lighting Fixtures | install, testing and Commissioning of indoor and outdoor Lighting Fixtures as indicated in Lighting fixtures schedule ; including items mentioned in "Method of Measurements". LL9 | ECH | 89 | 90 | 8010 | EGP | SC_Apply
Mivida BP#189 |  | RFQ-00137 | Ahmed Saleh | MEP (Electro Mechanical) | 2024-09-09 | Landscape Electrical Works | Approved | indoor and outdoor Lighting Fixtures | install, testing and Commissioning of indoor and outdoor Lighting Fixtures as indicated in Lighting fixtures schedule ; including items mentioned in "Method of Measurements". LL12 | ECH | 91 | 91 | 60 | 5460 | SC_Apply | مكتب اليسر للمقاولات العموميه ياسر بيومى جمعه | indoor and outdoor Lighting Fixtures | install, testing and Commissioning of indoor and outdoor Lighting Fixtures as indicated in Lighting fixtures schedule ; including items mentioned in "Method of Measurements". LL12 | ECH | 91 | 90 | 8190 | EGP | SC_Apply
Mivida BP#189 |  | RFQ-00137 | Ahmed Saleh | MEP (Electro Mechanical) | 2024-09-09 | Landscape Electrical Works | Approved | indoor and outdoor Lighting Fixtures | install, testing and Commissioning of indoor and outdoor Lighting Fixtures as indicated in Lighting fixtures schedule ; including items mentioned in "Method of Measurements". LL13 | ECH | 60 | 60 | 60 | 3600 | SC_Apply | مكتب اليسر للمقاولات العموميه ياسر بيومى جمعه | indoor and outdoor Lighting Fixtures | install, testing and Commissioning of indoor and outdoor Lighting Fixtures as indicated in Lighting fixtures schedule ; including items mentioned in "Method of Measurements". LL13 | ECH | 60 | 90 | 5400 | EGP | SC_Apply
Mivida BP#189 |  | RFQ-00137 | Ahmed Saleh | MEP (Electro Mechanical) | 2024-09-09 | Landscape Electrical Works | Approved | indoor and outdoor Lighting Fixtures | install, testing and Commissioning of indoor and outdoor Lighting Fixtures as indicated in Lighting fixtures schedule ; including items mentioned in "Method of Measurements". LL15 | ECH | 155 | 155 | 60 | 9300 | SC_Apply | مكتب اليسر للمقاولات العموميه ياسر بيومى جمعه | indoor and outdoor Lighting Fixtures | install, testing and Commissioning of indoor and outdoor Lighting Fixtures as indicated in Lighting fixtures schedule ; including items mentioned in "Method of Measurements". LL15 | ECH | 155 | 90 | 13950 | EGP | SC_Apply
Mivida BP#189 |  | RFQ-00137 | Ahmed Saleh | MEP (Electro Mechanical) | 2024-09-09 | Landscape Electrical Works | Approved | indoor and outdoor Lighting Fixtures | install, testing and Commissioning of indoor and outdoor Lighting Fixtures as indicated in Lighting fixtures schedule ; including items mentioned in "Method of Measurements". LL16 | ECH | 50 | 50 | 60 | 3000 | SC_Apply | مكتب اليسر للمقاولات العموميه ياسر بيومى جمعه | indoor and outdoor Lighting Fixtures | install, testing and Commissioning of indoor and outdoor Lighting Fixtures as indicated in Lighting fixtures schedule ; including items mentioned in "Method of Measurements". LL16 | ECH | 50 | 90 | 4500 | EGP | SC_Apply
Mivida BP#189 |  | RFQ-00137 | Ahmed Saleh | MEP (Electro Mechanical) | 2024-09-09 | Landscape Electrical Works | Approved | indoor and outdoor Lighting Fixtures | install, testing and Commissioning of indoor and outdoor Lighting Fixtures as indicated in Lighting fixtures schedule ; including items mentioned in "Method of Measurements". LL18 | ECH | 76 | 76 | 60 | 4560 | SC_Apply | مكتب اليسر للمقاولات العموميه ياسر بيومى جمعه | indoor and outdoor Lighting Fixtures | install, testing and Commissioning of indoor and outdoor Lighting Fixtures as indicated in Lighting fixtures schedule ; including items mentioned in "Method of Measurements". LL18 | ECH | 76 | 90 | 6840 | EGP | SC_Apply
Mivida BP#189 |  | RFQ-00137 | Ahmed Saleh | MEP (Electro Mechanical) | 2024-09-09 | Landscape Electrical Works | Approved | 162600.Buildings | Empty boxe for 3 phase KWHM 40 Amp. | NO | 382 | 54 | 500 | 27000 | SC_Apply | مكتب اليسر للمقاولات العموميه ياسر بيومى جمعه | 162600.Buildings | Empty boxe for 3 phase KWHM 40 Amp. | NO | 54 | 250 | 13500 | EGP | SC_Apply
ORA ZED-Ph 2-Pkgs A&D |  | RFQ-00063 | Sarah Al Shaarawy | MEP (Electro Mechanical) | 2024-09-08 | Supply CCTV System | Approved | CCTV Material, Acc, Civil, Delivery | [Indoor][IP] fixed wall CCTV camera [2Mpixel]. | ECH | 6 | 6 | 10765.02 | 64590.12 | SC_Supply/Apply | Summit Technology Solutions (STS) | CCTV Material, Acc, Civil, Delivery | [Indoor][IP] fixed wall CCTV camera [2Mpixel]. | ECH | 6 | 261.33 | 1567.98 | EGP | SC_Supply/Apply
ORA ZED-Ph 2-Pkgs A&D |  | RFQ-00063 | Sarah Al Shaarawy | MEP (Electro Mechanical) | 2024-09-08 | Supply CCTV System | Approved | CCTV Material, Acc, Civil, Erection, Delivery | Upgrading license for IP-CCTV VMS server in Phase-1A to accommodate all IP cameras for phase-2 c/w all required hardware modules, software packages, license, etc. | ECH | 1 | 1 | 640491.15 | 640491.15 | SC_Supply/Apply | Summit Technology Solutions (STS) | CCTV Material, Acc, Civil, Erection, Delivery | Upgrading license for IP-CCTV VMS server in Phase-1A to accommodate all IP cameras for phase-2 c/w all required hardware modules, software packages, license, etc. | ECH | 1 | 48047.75 | 48047.75 | EGP | SC_Supply/Apply
ORA ZED-Ph 2-Pkgs A&D |  | RFQ-00063 | Sarah Al Shaarawy | MEP (Electro Mechanical) | 2024-09-08 | Supply CCTV System | Approved | CCTV V.O | [outdoor][IP] PTZ dome CCTV camera [2Mpixel]. | ECH | 19 | 19 | 93681.69 | 1779952.11 | SC_Supply/Apply | Summit Technology Solutions (STS) | CCTV V.O | [outdoor][IP] PTZ dome CCTV camera [2Mpixel]. | ECH | 19 | 1922 | 36518 | EGP | SC_Supply/Apply
ORA ZED-Ph 2-Pkgs A&D |  | RFQ-00063 | Sarah Al Shaarawy | MEP (Electro Mechanical) | 2024-09-08 | Supply CCTV System | Approved | CCTV V.O | Upgrading NVR storage capacities in Phase-1A to accommodate IP cameras for Phase 2 c/w all required hardware disks, software packages, license | ECH | 1 | 1 | 2405984.3 | 2405984.3 | SC_Supply/Apply | Summit Technology Solutions (STS) | CCTV V.O | Upgrading NVR storage capacities in Phase-1A to accommodate IP cameras for Phase 2 c/w all required hardware disks, software packages, license | ECH | 1 | 49364 | 49364 | EGP | SC_Supply/Apply
ORA ZED-Ph 2-Pkgs A&D |  | RFQ-00063 | Sarah Al Shaarawy | MEP (Electro Mechanical) | 2024-09-08 | Supply CCTV System | Approved | E05 4 - [outdoor][IP] fixed wall CCTV camera [2Mpixel]. | [outdoor][IP] fixed wall CCTV camera [2Mpixel]. | ECH | 2 | 2 | 23813.32 | 47626.64 | SC_Supply/Apply | Summit Technology Solutions (STS) | E05 4 - [outdoor][IP] fixed wall CCTV camera [2Mpixel]. | [outdoor][IP] fixed wall CCTV camera [2Mpixel]. | ECH | 2 | 261.33 | 522.66 | EGP | SC_Supply/Apply
ORA ZED-Ph 2-Pkgs A&D |  | RFQ-00063 | Sarah Al Shaarawy | MEP (Electro Mechanical) | 2024-09-08 | Supply CCTV System | Approved | Podium D 1 - [Indoor][IP] fixed DOME CCTV camera [2Mpixel]. | [Indoor][IP] fixed DOME CCTV camera [2Mpixel]. | ECH | 27 | 27 | 9011.59 | 243312.93 | SC_Supply/Apply | Summit Technology Solutions (STS) | Podium D 1 - [Indoor][IP] fixed DOME CCTV camera [2Mpixel]. | [Indoor][IP] fixed DOME CCTV camera [2Mpixel]. | ECH | 27 | 261.33 | 7055.91 | EGP | SC_Supply/Apply
Rabigh CCPP-Civil _K0006 |  | RFQ-00037 | Ahmed Adel | MEP (Electro Mechanical) | 2024-09-09 | UPVC Conduits - Storm Network | Approved | 33 42 11 SNT-0042 | Supplying; installing; testing; gravity; PN6 bar; thermoplastic (UPVC) pipes; outer Dia. 250mm; installed under ground; depth range 2m<D≤3m; on sand bedding; for storm network. | MTR | 218 | 207 | 84 | 17388 | MAT_Raw | المؤسسة الوطنية للتسويق المحدودة | 33 42 11 SNT-0042 | Supplying; installing; testing; gravity; PN6 bar; thermoplastic (UPVC) pipes; outer Dia. 250mm; installed under ground; depth range 2m<D≤3m; on sand bedding; for storm network. | MTR | 207 | 60.62 | 12548.34 | SAR | MAT_Raw
Rabigh CCPP-Civil _K0006 |  | RFQ-00037 | Ahmed Adel | MEP (Electro Mechanical) | 2024-09-09 | UPVC Conduits - Storm Network | Approved | 33 42 11 SNT-0013 | Supplying; installing; testing; gravity; PN6 bar; thermoplastic (UPVC) pipes; outer Dia. 160mm; installed under ground; depth range 1m<D≤2m; buried; for storm network. | MTR | 6885 | 5310 | 38.42 | 204010.2 | MAT_Raw | المؤسسة الوطنية للتسويق المحدودة | 33 42 11 SNT-0013 | Supplying; installing; testing; gravity; PN6 bar; thermoplastic (UPVC) pipes; outer Dia. 160mm; installed under ground; depth range 1m<D≤2m; buried; for storm network. | MTR | 5310 | 25.05 | 133015.5 | SAR | MAT_Raw
Rabigh CCPP-Civil _K0006 |  | RFQ-00037 | Ahmed Adel | MEP (Electro Mechanical) | 2024-09-09 | UPVC Conduits - Storm Network | Approved | 33 42 11 SNT-0014 | Supplying; installing; testing; gravity; PN6 bar; thermoplastic (UPVC) pipes; outer Dia. 200mm; installed under ground; depth range 1m<D≤2m; buried; for storm network. | MTR | 510 | 510 | 54 | 27540 | MAT_Raw | المؤسسة الوطنية للتسويق المحدودة | 33 42 11 SNT-0014 | Supplying; installing; testing; gravity; PN6 bar; thermoplastic (UPVC) pipes; outer Dia. 200mm; installed under ground; depth range 1m<D≤2m; buried; for storm network. | MTR | 510 | 39.12 | 19951.2 | SAR | MAT_Raw
Rabigh CCPP-Civil _K0006 |  | RFQ-00037 | Ahmed Adel | MEP (Electro Mechanical) | 2024-09-09 | UPVC Conduits - Storm Network | Approved | 33 42 11 SNT-0044 | Supplying; installing; testing; gravity; PN6 bar; thermoplastic (UPVC) pipes; outer Dia. 400mm; installed under ground; depth range 2m<D≤3m; on sand bedding; for storm network. | MTR | 425 | 391 | 213 | 83283 | MAT_Raw | المؤسسة الوطنية للتسويق المحدودة | 33 42 11 SNT-0044 | Supplying; installing; testing; gravity; PN6 bar; thermoplastic (UPVC) pipes; outer Dia. 400mm; installed under ground; depth range 2m<D≤3m; on sand bedding; for storm network. | MTR | 391 | 156.81 | 61312.71 | SAR | MAT_Raw
Rabigh CCPP-Civil _K0006 |  | RFQ-00037 | Ahmed Adel | MEP (Electro Mechanical) | 2024-09-09 | UPVC Conduits - Storm Network | Approved | 33 42 11 SNT-0043 | Supplying; installing; testing; gravity; PN6 bar; thermoplastic (UPVC) pipes; outer Dia. 315mm; installed under ground; depth range 2m<D≤3m; on sand bedding; for storm network. | MTR | 218 | 189 | 133 | 25137 | MAT_Raw | المؤسسة الوطنية للتسويق المحدودة | 33 42 11 SNT-0043 | Supplying; installing; testing; gravity; PN6 bar; thermoplastic (UPVC) pipes; outer Dia. 315mm; installed under ground; depth range 2m<D≤3m; on sand bedding; for storm network. | MTR | 189 | 95.38 | 18026.82 | SAR | MAT_Raw
Rabigh CCPP-Civil _K0006 |  | RFQ-00037 | Ahmed Adel | MEP (Electro Mechanical) | 2024-09-09 | UPVC Conduits - Storm Network | Approved | 33 42 11 SNT-0041 | Supplying; installing; testing; gravity; PN6 bar; thermoplastic (UPVC) pipes; outer Dia. 200mm; installed under ground; depth range 2m<D≤3m; on sand bedding; for storm network. | MTR | 217 | 84 | 54 | 4536 | MAT_Raw | المؤسسة الوطنية للتسويق المحدودة | 33 42 11 SNT-0041 | Supplying; installing; testing; gravity; PN6 bar; thermoplastic (UPVC) pipes; outer Dia. 200mm; installed under ground; depth range 2m<D≤3m; on sand bedding; for storm network. | MTR | 84 | 39.12 | 3286.08 | SAR | MAT_Raw
Rabigh CCPP-Civil _K0006 |  | RFQ-00037 | Ahmed Adel | MEP (Electro Mechanical) | 2024-09-09 | UPVC Conduits - Storm Network | Approved | 33 42 11 SNT-0017 | Supplying; installing; testing; gravity; PN6 bar; thermoplastic (UPVC) pipes; outer Dia. 400mm; installed under ground; depth range 1m<D≤2m; buried; for storm network. | MTR | 425 | 425 | 213 | 90525 | MAT_Raw | المؤسسة الوطنية للتسويق المحدودة | 33 42 11 SNT-0017 | Supplying; installing; testing; gravity; PN6 bar; thermoplastic (UPVC) pipes; outer Dia. 400mm; installed under ground; depth range 1m<D≤2m; buried; for storm network. | MTR | 425 | 156.81 | 66644.25 | SAR | MAT_Raw
Rabigh CCPP-Civil _K0006 |  | RFQ-00037 | Ahmed Adel | MEP (Electro Mechanical) | 2024-09-09 | UPVC Conduits - Storm Network | Approved | 33 42 11 SNT-0015 | Supplying; installing; testing; gravity; PN6 bar; thermoplastic (UPVC) pipes; outer Dia. 250mm; installed under ground; depth range 1m<D≤2m; buried; for storm network. | MTR | 327 | 327 | 84 | 27468 | MAT_Raw | المؤسسة الوطنية للتسويق المحدودة | 33 42 11 SNT-0015 | Supplying; installing; testing; gravity; PN6 bar; thermoplastic (UPVC) pipes; outer Dia. 250mm; installed under ground; depth range 1m<D≤2m; buried; for storm network. | MTR | 327 | 60.62 | 19822.74 | SAR | MAT_Raw
Rabigh CCPP-Civil _K0006 |  | RFQ-00037 | Ahmed Adel | MEP (Electro Mechanical) | 2024-09-09 | UPVC Conduits - Storm Network | Approved | 33 42 11 SNT-0016 | Supplying; installing; testing; gravity; PN6 bar; thermoplastic (UPVC) pipes; outer Dia. 315mm; installed under ground; depth range 1m<D≤2m; buried; for storm network. | MTR | 327 | 327 | 133 | 43491 | MAT_Raw | المؤسسة الوطنية للتسويق المحدودة | 33 42 11 SNT-0016 | Supplying; installing; testing; gravity; PN6 bar; thermoplastic (UPVC) pipes; outer Dia. 315mm; installed under ground; depth range 1m<D≤2m; buried; for storm network. | MTR | 327 | 95.38 | 31189.26 | SAR | MAT_Raw
Jawhara Palace Restoration _0200 |  | RFQ-00016 | Marwa Mounir | Operation | 2024-09-16 | نقل مخلفات 02 | Approved | 11.27 | بالمتر المكعب حفر يدوي لزوم اعمال حقن الاساسات والحوائط والحفاظ علي الاثر في اي نوع من انواع التربة ما عدا التربه الصخرية والفئة تشمل الحفر والتكسير وازالة اي دكات وعمل اي مكاشف ان وجدت - وعمل سند للجوانب ونزح المياه الجوفية إذا لزم الامر والفئة تشمل نقل ناتج الحفر الي المقالب العمويمة ونزح المياه ( DEWATERING) بالطريقة الهندسية التي يتم اعدادها بواسطة المقاول واعتمادها من طاقم الاشراف مع عمل كل ما يلزم لنهو الاعمال حسب اصول الصناعه وتعليمات جهاز الاشراف . | CBM | 2500 | 1180 | 150 | 177000 | OTH | رجب احمد عبدالفتاح عبدالحليم | 11.27 | بالمتر المكعب حفر يدوي لزوم اعمال حقن الاساسات والحوائط والحفاظ علي الاثر في اي نوع من انواع التربة ما عدا التربه الصخرية والفئة تشمل الحفر والتكسير وازالة اي دكات وعمل اي مكاشف ان وجدت - وعمل سند للجوانب ونزح المياه الجوفية إذا لزم الامر والفئة تشمل نقل ناتج الحفر الي المقالب العمويمة ونزح المياه ( DEWATERING) بالطريقة الهندسية التي يتم اعدادها بواسطة المقاول واعتمادها من طاقم الاشراف مع عمل كل ما يلزم لنهو الاعمال حسب اصول الصناعه وتعليمات جهاز الاشراف . | CBM | 1180 | 155 | 182900 | EGP | OTH
Katameya Creeks |  | RFQ-00092 | Hussein Nabil | MEP (Electro Mechanical) | 2024-08-29 | مقاولة الاعمال الكهربائية | Approved | All Buildings | Install panel with power meter (pre-paid) as per Electric recommendation, complete with all related accessories as shown on drawings. | ECH | 1 | 1 | 125.54 | 125.54 | SC_Apply | شركة زهره الجوهرة للمقاولات | All Buildings | Install panel with power meter (pre-paid) as per Electric recommendation, complete with all related accessories as shown on drawings. | ECH | 1 | 150 | 150 | EGP | SC_Apply
Katameya Creeks |  | RFQ-00092 | Hussein Nabil | MEP (Electro Mechanical) | 2024-08-29 | مقاولة الاعمال الكهربائية | Approved | All Buildings | Supply and install a complete electrical outlet for door bill complete with wiring (3x3) mm² back to panel board or second outlet | ECH | 2 | 2 | 400.49 | 800.98 | SC_Apply | شركة زهره الجوهرة للمقاولات | All Buildings | Supply and install a complete electrical outlet for door bill complete with wiring (3x3) mm² back to panel board or second outlet | ECH | 2 | 160 | 320 | EGP | SC_Apply
Katameya Creeks |  | RFQ-00092 | Hussein Nabil | MEP (Electro Mechanical) | 2024-08-29 | مقاولة الاعمال الكهربائية | Approved | All Buildings | Supply and install a complete electrical outlet for POOL complete with wiring (4x6+6) mm² back to panel board or second outlet | ECH | 1 | 1 | 400.49 | 400.49 | SC_Apply | شركة زهره الجوهرة للمقاولات | All Buildings | Supply and install a complete electrical outlet for POOL complete with wiring (4x6+6) mm² back to panel board or second outlet | ECH | 1 | 160 | 160 | EGP | SC_Apply
Katameya Creeks |  | RFQ-00092 | Hussein Nabil | MEP (Electro Mechanical) | 2024-08-29 | مقاولة الاعمال الكهربائية | Approved | All Buildings | Supply and install a complete electrical outlet for door bill complete with wiring (3x3) mm² back to panel board or second outlet | ECH | 1 | 1 | 399.23 | 399.23 | SC_Apply | شركة زهره الجوهرة للمقاولات | All Buildings | Supply and install a complete electrical outlet for door bill complete with wiring (3x3) mm² back to panel board or second outlet | ECH | 1 | 160 | 160 | EGP | SC_Apply
Katameya Creeks |  | RFQ-00092 | Hussein Nabil | MEP (Electro Mechanical) | 2024-08-29 | مقاولة الاعمال الكهربائية | Approved | Type G1 Buildings | Install panel with power meter (pre-paid) as per Electric recommendation, complete with all related accessories as shown on drawings. | ECH | 1 | 1 | 100 | 100 | SC_Apply | شركة زهره الجوهرة للمقاولات | Type G1 Buildings | Install panel with power meter (pre-paid) as per Electric recommendation, complete with all related accessories as shown on drawings. | ECH | 1 | 150 | 150 | EGP | SC_Apply
Katameya Creeks |  | RFQ-00092 | Hussein Nabil | MEP (Electro Mechanical) | 2024-08-29 | مقاولة الاعمال الكهربائية | Approved | All Buildings | Supply and install a complete electrical outlet for door bill complete with wiring (3x3) mm² back to panel board or second outlet | ECH | 1 | 1 | 399.23 | 399.23 | SC_Apply | شركة زهره الجوهرة للمقاولات | All Buildings | Supply and install a complete electrical outlet for door bill complete with wiring (3x3) mm² back to panel board or second outlet | ECH | 1 | 160 | 160 | EGP | SC_Apply
Katameya Creeks |  | RFQ-00092 | Hussein Nabil | MEP (Electro Mechanical) | 2024-08-29 | مقاولة الاعمال الكهربائية | Approved | All Buildings | Supply and install a complete electrical outlet for door bill complete with wiring (3x3) mm² back to panel board or second outlet | ECH | 1 | 1 | 399.23 | 399.23 | SC_Apply | شركة زهره الجوهرة للمقاولات | All Buildings | Supply and install a complete electrical outlet for door bill complete with wiring (3x3) mm² back to panel board or second outlet | ECH | 1 | 160 | 160 | EGP | SC_Apply
Katameya Creeks |  | RFQ-00092 | Hussein Nabil | MEP (Electro Mechanical) | 2024-08-29 | مقاولة الاعمال الكهربائية | Approved | All Buildings | Install IT RACK INCLUDED 2 PATCH PANNEL | ECH | 1 | 1 | 188.32 | 188.32 | SC_Apply | شركة زهره الجوهرة للمقاولات | All Buildings | Install IT RACK INCLUDED 2 PATCH PANNEL | ECH | 1 | 750 | 750 | EGP | SC_Apply
Katameya Creeks |  | RFQ-00092 | Hussein Nabil | MEP (Electro Mechanical) | 2024-08-29 | مقاولة الاعمال الكهربائية | Approved | All Buildings | Supply and install a complete Low Current outlet from the to the outlet | ECH | 18 | 18 | 276.2 | 4971.6 | SC_Apply | شركة زهره الجوهرة للمقاولات | All Buildings | Supply and install a complete Low Current outlet from the to the outlet | ECH | 18 | 160 | 2880 | EGP | SC_Apply
Katameya Creeks |  | RFQ-00092 | Hussein Nabil | MEP (Electro Mechanical) | 2024-08-29 | مقاولة الاعمال الكهربائية | Approved | Type G1 Buildings | Install IT RACK INCLUDED 2 PATCH PANNEL | ECH | 1 | 1 | 150 | 150 | SC_Apply | شركة زهره الجوهرة للمقاولات | Type G1 Buildings | Install IT RACK INCLUDED 2 PATCH PANNEL | ECH | 1 | 750 | 750 | EGP | SC_Apply
Katameya Creeks |  | RFQ-00092 | Hussein Nabil | MEP (Electro Mechanical) | 2024-08-29 | مقاولة الاعمال الكهربائية | Approved | Type G1 Buildings | Install IT RACK INCLUDED 2 PATCH PANNEL | ECH | 1 | 1 | 150 | 150 | SC_Apply | شركة زهره الجوهرة للمقاولات | Type G1 Buildings | Install IT RACK INCLUDED 2 PATCH PANNEL | ECH | 1 | 750 | 750 | EGP | SC_Apply
Katameya Creeks |  | RFQ-00092 | Hussein Nabil | MEP (Electro Mechanical) | 2024-08-29 | مقاولة الاعمال الكهربائية | Approved | All Buildings | Install IT RACK INCLUDED 2 PATCH PANNEL | ECH | 1 | 1 | 188.32 | 188.32 | SC_Apply | شركة زهره الجوهرة للمقاولات | All Buildings | Install IT RACK INCLUDED 2 PATCH PANNEL | ECH | 1 | 750 | 750 | EGP | SC_Apply
Katameya Creeks |  | RFQ-00092 | Hussein Nabil | MEP (Electro Mechanical) | 2024-08-29 | مقاولة الاعمال الكهربائية | Approved | All Buildings | Supply and install a complete Low Current outlet from the to the outlet | ECH | 18 | 18 | 276.2 | 4971.6 | SC_Apply | شركة زهره الجوهرة للمقاولات | All Buildings | Supply and install a complete Low Current outlet from the to the outlet | ECH | 18 | 160 | 2880 | EGP | SC_Apply
Katameya Creeks |  | RFQ-00092 | Hussein Nabil | MEP (Electro Mechanical) | 2024-08-29 | مقاولة الاعمال الكهربائية | Approved | All Buildings | Supply and install a complete Low Current outlet from the to the outlet | ECH | 18 | 18 | 276.2 | 4971.6 | SC_Apply | شركة زهره الجوهرة للمقاولات | All Buildings | Supply and install a complete Low Current outlet from the to the outlet | ECH | 18 | 160 | 2880 | EGP | SC_Apply
Katameya Creeks |  | RFQ-00092 | Hussein Nabil | MEP (Electro Mechanical) | 2024-08-29 | مقاولة الاعمال الكهربائية | Approved | All Buildings | Install IT RACK INCLUDED 2 PATCH PANNEL | ECH | 1 | 1 | 188.32 | 188.32 | SC_Apply | شركة زهره الجوهرة للمقاولات | All Buildings | Install IT RACK INCLUDED 2 PATCH PANNEL | ECH | 1 | 750 | 750 | EGP | SC_Apply
Katameya Creeks |  | RFQ-00092 | Hussein Nabil | MEP (Electro Mechanical) | 2024-08-29 | مقاولة الاعمال الكهربائية | Approved | All Buildings | Supply and install a complete Low Current outlet from the to the outlet | ECH | 18 | 18 | 276.2 | 4971.6 | SC_Apply | شركة زهره الجوهرة للمقاولات | All Buildings | Supply and install a complete Low Current outlet from the to the outlet | ECH | 18 | 160 | 2880 | EGP | SC_Apply
Katameya Creeks |  | RFQ-00092 | Hussein Nabil | MEP (Electro Mechanical) | 2024-08-29 | مقاولة الاعمال الكهربائية | Approved | All Buildings | Supply and install a complete Low Current outlet from the to the outlet | ECH | 18 | 18 | 276.2 | 4971.6 | SC_Apply | شركة زهره الجوهرة للمقاولات | All Buildings | Supply and install a complete Low Current outlet from the to the outlet | ECH | 18 | 160 | 2880 | EGP | SC_Apply
Katameya Creeks |  | RFQ-00092 | Hussein Nabil | MEP (Electro Mechanical) | 2024-08-29 | مقاولة الاعمال الكهربائية | Approved | All Buildings | I.S, 2P, 16 A outlet with wire (3x3) for A/C (ceiling mounted) | ECH | 5 | 5 | 709.33 | 3546.65 | SC_Apply | شركة زهره الجوهرة للمقاولات | All Buildings | I.S, 2P, 16 A outlet with wire (3x3) for A/C (ceiling mounted) | ECH | 5 | 160 | 800 | EGP | SC_Apply
Katameya Creeks |  | RFQ-00092 | Hussein Nabil | MEP (Electro Mechanical) | 2024-08-29 | مقاولة الاعمال الكهربائية | Approved | All Buildings | I.S, 2P, 16 A outlet with wire (3x3) for A/C | ECH | 1 | 1 | 709.33 | 709.33 | SC_Apply | شركة زهره الجوهرة للمقاولات | All Buildings | I.S, 2P, 16 A outlet with wire (3x3) for A/C | ECH | 1 | 160 | 160 | EGP | SC_Apply
Katameya Creeks |  | RFQ-00092 | Hussein Nabil | MEP (Electro Mechanical) | 2024-08-29 | مقاولة الاعمال الكهربائية | Approved | All Buildings | I.S, 2P, 20 A outlet with wire (3x4) for E.W.H | ECH | 4 | 4 | 709.33 | 2837.32 | SC_Apply | شركة زهره الجوهرة للمقاولات | All Buildings | I.S, 2P, 20 A outlet with wire (3x4) for E.W.H | ECH | 4 | 160 | 640 | EGP | SC_Apply
Katameya Creeks |  | RFQ-00092 | Hussein Nabil | MEP (Electro Mechanical) | 2024-08-29 | مقاولة الاعمال الكهربائية | Approved | All Buildings | I.S, 2P, 20 A outlet with wire (3x4) for HOOD | ECH | 1 | 1 | 709.33 | 709.33 | SC_Apply | شركة زهره الجوهرة للمقاولات | All Buildings | I.S, 2P, 20 A outlet with wire (3x4) for HOOD | ECH | 1 | 160 | 160 | EGP | SC_Apply
Katameya Creeks |  | RFQ-00092 | Hussein Nabil | MEP (Electro Mechanical) | 2024-08-29 | مقاولة الاعمال الكهربائية | Approved | All Buildings | I.S, 2P, 20 A outlet with wire (3x4) for HOOD | ECH | 1 | 1 | 636.51 | 636.51 | SC_Apply | شركة زهره الجوهرة للمقاولات | All Buildings | I.S, 2P, 20 A outlet with wire (3x4) for HOOD | ECH | 1 | 160 | 160 | EGP | SC_Apply
Katameya Creeks |  | RFQ-00092 | Hussein Nabil | MEP (Electro Mechanical) | 2024-08-29 | مقاولة الاعمال الكهربائية | Approved | All Buildings | I.S, 2P, 20 A outlet with wire (3x4) for HOOD | ECH | 1 | 1 | 636.51 | 636.51 | SC_Apply | شركة زهره الجوهرة للمقاولات | All Buildings | I.S, 2P, 20 A outlet with wire (3x4) for HOOD | ECH | 1 | 160 | 160 | EGP | SC_Apply
Katameya Creeks |  | RFQ-00092 | Hussein Nabil | MEP (Electro Mechanical) | 2024-08-29 | مقاولة الاعمال الكهربائية | Approved | All Buildings | I.S, 2P, 16 A outlet with wire (3x3) for A/C (ceiling mounted) | ECH | 4 | 4 | 636.51 | 2546.04 | SC_Apply | شركة زهره الجوهرة للمقاولات | All Buildings | I.S, 2P, 16 A outlet with wire (3x3) for A/C (ceiling mounted) | ECH | 4 | 160 | 640 | EGP | SC_Apply
Katameya Creeks |  | RFQ-00092 | Hussein Nabil | MEP (Electro Mechanical) | 2024-08-29 | مقاولة الاعمال الكهربائية | Approved | All Buildings | I.S, 2P, 16 A outlet with wire (3x3) for A/C | ECH | 1 | 1 | 636.51 | 636.51 | SC_Apply | شركة زهره الجوهرة للمقاولات | All Buildings | I.S, 2P, 16 A outlet with wire (3x3) for A/C | ECH | 1 | 160 | 160 | EGP | SC_Apply
Katameya Creeks |  | RFQ-00092 | Hussein Nabil | MEP (Electro Mechanical) | 2024-08-29 | مقاولة الاعمال الكهربائية | Approved | All Buildings | I.S, 2P, 20 A outlet with wire (3x4) for E.W.H | ECH | 4 | 4 | 636.51 | 2546.04 | SC_Apply | شركة زهره الجوهرة للمقاولات | All Buildings | I.S, 2P, 20 A outlet with wire (3x4) for E.W.H | ECH | 4 | 160 | 640 | EGP | SC_Apply
Katameya Creeks |  | RFQ-00092 | Hussein Nabil | MEP (Electro Mechanical) | 2024-08-29 | مقاولة الاعمال الكهربائية | Approved | All Buildings | I.S, 2P, 16 A outlet with wire (3x3) for A/C (ceiling mounted) | ECH | 4 | 4 | 636.51 | 2546.04 | SC_Apply | شركة زهره الجوهرة للمقاولات | All Buildings | I.S, 2P, 16 A outlet with wire (3x3) for A/C (ceiling mounted) | ECH | 4 | 160 | 640 | EGP | SC_Apply
Katameya Creeks |  | RFQ-00092 | Hussein Nabil | MEP (Electro Mechanical) | 2024-08-29 | مقاولة الاعمال الكهربائية | Approved | All Buildings | I.S, 2P, 16 A outlet with wire (3x3) for A/C (ceiling mounted) | ECH | 5 | 5 | 709.33 | 3546.65 | SC_Apply | شركة زهره الجوهرة للمقاولات | All Buildings | I.S, 2P, 16 A outlet with wire (3x3) for A/C (ceiling mounted) | ECH | 5 | 160 | 800 | EGP | SC_Apply
Katameya Creeks |  | RFQ-00092 | Hussein Nabil | MEP (Electro Mechanical) | 2024-08-29 | مقاولة الاعمال الكهربائية | Approved | All Buildings | I.S, 2P, 16 A outlet with wire (3x3) for A/C | ECH | 1 | 1 | 709.33 | 709.33 | SC_Apply | شركة زهره الجوهرة للمقاولات | All Buildings | I.S, 2P, 16 A outlet with wire (3x3) for A/C | ECH | 1 | 160 | 160 | EGP | SC_Apply
Katameya Creeks |  | RFQ-00092 | Hussein Nabil | MEP (Electro Mechanical) | 2024-08-29 | مقاولة الاعمال الكهربائية | Approved | All Buildings | I.S, 2P, 16 A outlet with wire (3x3) for A/C (ceiling mounted) | ECH | 7 | 7 | 636.51 | 4455.57 | SC_Apply | شركة زهره الجوهرة للمقاولات | All Buildings | I.S, 2P, 16 A outlet with wire (3x3) for A/C (ceiling mounted) | ECH | 7 | 160 | 1120 | EGP | SC_Apply
Katameya Creeks |  | RFQ-00092 | Hussein Nabil | MEP (Electro Mechanical) | 2024-08-29 | مقاولة الاعمال الكهربائية | Approved | All Buildings | I.S, 2P, 16 A outlet with wire (3x3) for A/C | ECH | 1 | 1 | 636.51 | 636.51 | SC_Apply | شركة زهره الجوهرة للمقاولات | All Buildings | I.S, 2P, 16 A outlet with wire (3x3) for A/C | ECH | 1 | 160 | 160 | EGP | SC_Apply
Katameya Creeks |  | RFQ-00092 | Hussein Nabil | MEP (Electro Mechanical) | 2024-08-29 | مقاولة الاعمال الكهربائية | Approved | All Buildings | I.S, 2P, 20 A outlet with wire (3x4) for E.W.H | ECH | 5 | 5 | 636.51 | 3182.55 | SC_Apply | شركة زهره الجوهرة للمقاولات | All Buildings | I.S, 2P, 20 A outlet with wire (3x4) for E.W.H | ECH | 5 | 160 | 800 | EGP | SC_Apply
Katameya Creeks |  | RFQ-00092 | Hussein Nabil | MEP (Electro Mechanical) | 2024-08-29 | مقاولة الاعمال الكهربائية | Approved | All Buildings | I.S, 2P, 16 A outlet with wire (3x3) for A/C | ECH | 1 | 1 | 636.51 | 636.51 | SC_Apply | شركة زهره الجوهرة للمقاولات | All Buildings | I.S, 2P, 16 A outlet with wire (3x3) for A/C | ECH | 1 | 160 | 160 | EGP | SC_Apply
Katameya Creeks |  | RFQ-00092 | Hussein Nabil | MEP (Electro Mechanical) | 2024-08-29 | مقاولة الاعمال الكهربائية | Approved | All Buildings | I.S, 2P, 20 A outlet with wire (3x4) for HOOD | ECH | 1 | 1 | 636.51 | 636.51 | SC_Apply | شركة زهره الجوهرة للمقاولات | All Buildings | I.S, 2P, 20 A outlet with wire (3x4) for HOOD | ECH | 1 | 160 | 160 | EGP | SC_Apply
Katameya Creeks |  | RFQ-00092 | Hussein Nabil | MEP (Electro Mechanical) | 2024-08-29 | مقاولة الاعمال الكهربائية | Approved | All Buildings | I.S, 2P, 16 A outlet with wire (3x3) for A/C (ceiling mounted) | ECH | 7 | 7 | 636.51 | 4455.57 | SC_Apply | شركة زهره الجوهرة للمقاولات | All Buildings | I.S, 2P, 16 A outlet with wire (3x3) for A/C (ceiling mounted) | ECH | 7 | 160 | 1120 | EGP | SC_Apply
Katameya Creeks |  | RFQ-00092 | Hussein Nabil | MEP (Electro Mechanical) | 2024-08-29 | مقاولة الاعمال الكهربائية | Approved | All Buildings | I.S, 2P, 20 A for E.W.H (ceiling mounted) | ECH | 7 | 7 | 125.54 | 878.78 | SC_Apply | شركة زهره الجوهرة للمقاولات | All Buildings | I.S, 2P, 20 A for E.W.H (ceiling mounted) | ECH | 7 | 160 | 1120 | EGP | SC_Apply
Katameya Creeks |  | RFQ-00092 | Hussein Nabil | MEP (Electro Mechanical) | 2024-08-29 | مقاولة الاعمال الكهربائية | Approved | All Buildings | I.S, 2P, 20 A outlet with wire (3x4) for E.W.H | ECH | 4 | 4 | 636.51 | 2546.04 | SC_Apply | شركة زهره الجوهرة للمقاولات | All Buildings | I.S, 2P, 20 A outlet with wire (3x4) for E.W.H | ECH | 4 | 160 | 640 | EGP | SC_Apply
Katameya Creeks |  | RFQ-00092 | Hussein Nabil | MEP (Electro Mechanical) | 2024-08-29 | مقاولة الاعمال الكهربائية | Approved | All Buildings | I.S, 2P, 20 A outlet with wire (3x4) for HOOD | ECH | 1 | 1 | 636.51 | 636.51 | SC_Apply | شركة زهره الجوهرة للمقاولات | All Buildings | I.S, 2P, 20 A outlet with wire (3x4) for HOOD | ECH | 1 | 160 | 160 | EGP | SC_Apply
Katameya Creeks |  | RFQ-00092 | Hussein Nabil | MEP (Electro Mechanical) | 2024-08-29 | مقاولة الاعمال الكهربائية | Approved | All Buildings | Curtain switch | ECH | 3 | 3 | 315.12 | 945.36 | SC_Apply | شركة زهره الجوهرة للمقاولات | All Buildings | Curtain switch | ECH | 3 | 100 | 300 | EGP | SC_Apply
Katameya Creeks |  | RFQ-00092 | Hussein Nabil | MEP (Electro Mechanical) | 2024-08-29 | مقاولة الاعمال الكهربائية | Approved | All Buildings | Two way, three gang switch outlet | ECH | 6 | 6 | 94.16 | 564.96 | SC_Apply | شركة زهره الجوهرة للمقاولات | All Buildings | Two way, three gang switch outlet | ECH | 6 | 100 | 600 | EGP | SC_Apply
Katameya Creeks |  | RFQ-00092 | Hussein Nabil | MEP (Electro Mechanical) | 2024-08-29 | مقاولة الاعمال الكهربائية | Approved | All Buildings | Two way, two gang switch outlet | ECH | 2 | 2 | 94.16 | 188.32 | SC_Apply | شركة زهره الجوهرة للمقاولات | All Buildings | Two way, two gang switch outlet | ECH | 2 | 100 | 200 | EGP | SC_Apply
Katameya Creeks |  | RFQ-00092 | Hussein Nabil | MEP (Electro Mechanical) | 2024-08-29 | مقاولة الاعمال الكهربائية | Approved | All Buildings | One way, one gang switch outlet | ECH | 4 | 4 | 94.16 | 376.64 | SC_Apply | شركة زهره الجوهرة للمقاولات | All Buildings | One way, one gang switch outlet | ECH | 4 | 100 | 400 | EGP | SC_Apply
Katameya Creeks |  | RFQ-00092 | Hussein Nabil | MEP (Electro Mechanical) | 2024-08-29 | مقاولة الاعمال الكهربائية | Approved | All Buildings | One way, two gang switch outlet | ECH | 9 | 9 | 94.16 | 847.44 | SC_Apply | شركة زهره الجوهرة للمقاولات | All Buildings | One way, two gang switch outlet | ECH | 9 | 100 | 900 | EGP | SC_Apply
Katameya Creeks |  | RFQ-00092 | Hussein Nabil | MEP (Electro Mechanical) | 2024-08-29 | مقاولة الاعمال الكهربائية | Approved | All Buildings | One way, three gang switch outlet | ECH | 4 | 4 | 94.16 | 376.64 | SC_Apply | شركة زهره الجوهرة للمقاولات | All Buildings | One way, three gang switch outlet | ECH | 4 | 100 | 400 | EGP | SC_Apply
ORA ZED-Ph 2-Pkgs A&D |  | RFQ-00063 | Sarah Al Shaarawy | MEP (Electro Mechanical) | 2024-09-08 | Supply CCTV System | Approved | E06 3 - [Indoor][IP] fixed dome CCTV camera [2Mpixel]. | [Indoor][IP] fixed dome CCTV camera [2Mpixel]. | ECH | 2 | 2 | 10247.89 | 20495.78 | SC_Supply/Apply | Summit Technology Solutions (STS) | E06 3 - [Indoor][IP] fixed dome CCTV camera [2Mpixel]. | [Indoor][IP] fixed dome CCTV camera [2Mpixel]. | ECH | 2 | 261.33 | 522.66 | EGP | SC_Supply/Apply
ORA ZED-Ph 2-Pkgs A&D |  | RFQ-00063 | Sarah Al Shaarawy | MEP (Electro Mechanical) | 2024-09-08 | Supply CCTV System | Approved | E07 4 - [outdoor][IP] fixed wall CCTV camera [2Mpixel]. | [outdoor][IP] fixed wall CCTV camera [2Mpixel]. | ECH | 2 | 2 | 23813.32 | 47626.64 | SC_Supply/Apply | Summit Technology Solutions (STS) | E07 4 - [outdoor][IP] fixed wall CCTV camera [2Mpixel]. | [outdoor][IP] fixed wall CCTV camera [2Mpixel]. | ECH | 2 | 261.33 | 522.66 | EGP | SC_Supply/Apply
ORA ZED-Ph 2-Pkgs A&D |  | RFQ-00063 | Sarah Al Shaarawy | MEP (Electro Mechanical) | 2024-09-08 | Supply CCTV System | Approved | E05 3 - [Indoor][IP] fixed dome CCTV camera [2Mpixel]. | [Indoor][IP] fixed dome CCTV camera [2Mpixel]. | ECH | 2 | 2 | 10247.89 | 20495.78 | SC_Supply/Apply | Summit Technology Solutions (STS) | E05 3 - [Indoor][IP] fixed dome CCTV camera [2Mpixel]. | [Indoor][IP] fixed dome CCTV camera [2Mpixel]. | ECH | 2 | 261.33 | 522.66 | EGP | SC_Supply/Apply
ORA ZED-Ph 2-Pkgs A&D |  | RFQ-00063 | Sarah Al Shaarawy | MEP (Electro Mechanical) | 2024-09-08 | Supply CCTV System | Approved | Podium D 3 - [outdoor][IP] fixed wall CCTV camera [2Mpixel]. | [outdoor][IP] fixed wall CCTV camera [2Mpixel]. | ECH | 164 | 164 | 9199.51 | 1508719.64 | SC_Supply/Apply | Summit Technology Solutions (STS) | Podium D 3 - [outdoor][IP] fixed wall CCTV camera [2Mpixel]. | [outdoor][IP] fixed wall CCTV camera [2Mpixel]. | ECH | 164 | 261.33 | 42858.12 | EGP | SC_Supply/Apply
ORA ZED-Ph 2-Pkgs A&D |  | RFQ-00063 | Sarah Al Shaarawy | MEP (Electro Mechanical) | 2024-09-08 | Supply CCTV System | Approved | E06 4 - [outdoor][IP] fixed wall CCTV camera [2Mpixel]. | [outdoor][IP] fixed wall CCTV camera [2Mpixel]. | ECH | 2 | 2 | 23813.32 | 47626.64 | SC_Supply/Apply | Summit Technology Solutions (STS) | E06 4 - [outdoor][IP] fixed wall CCTV camera [2Mpixel]. | [outdoor][IP] fixed wall CCTV camera [2Mpixel]. | ECH | 2 | 261.33 | 522.66 | EGP | SC_Supply/Apply
ORA ZED-Ph 2-Pkgs A&D |  | RFQ-00063 | Sarah Al Shaarawy | MEP (Electro Mechanical) | 2024-09-08 | Supply CCTV System | Approved | E07 3 - [Indoor][IP] fixed dome CCTV camera [2Mpixel]. | [Indoor][IP] fixed dome CCTV camera [2Mpixel]. | ECH | 2 | 2 | 10247.89 | 20495.78 | SC_Supply/Apply | Summit Technology Solutions (STS) | E07 3 - [Indoor][IP] fixed dome CCTV camera [2Mpixel]. | [Indoor][IP] fixed dome CCTV camera [2Mpixel]. | ECH | 2 | 261.33 | 522.66 | EGP | SC_Supply/Apply
ORA ZED-Ph 2-Pkgs A&D |  | RFQ-00063 | Sarah Al Shaarawy | MEP (Electro Mechanical) | 2024-09-08 | Supply CCTV System | Approved | E08 3 - [Indoor][IP] fixed dome CCTV camera [2Mpixel]. | [Indoor][IP] fixed dome CCTV camera [2Mpixel]. | ECH | 2 | 2 | 10247.89 | 20495.78 | SC_Supply/Apply | Summit Technology Solutions (STS) | E08 3 - [Indoor][IP] fixed dome CCTV camera [2Mpixel]. | [Indoor][IP] fixed dome CCTV camera [2Mpixel]. | ECH | 2 | 261.33 | 522.66 | EGP | SC_Supply/Apply
ORA ZED-Ph 2-Pkgs A&D |  | RFQ-00063 | Sarah Al Shaarawy | MEP (Electro Mechanical) | 2024-09-08 | Supply CCTV System | Approved | E08 4 - [outdoor][IP] fixed wall CCTV camera [2Mpixel]. | [outdoor][IP] fixed wall CCTV camera [2Mpixel]. | ECH | 2 | 2 | 23813.32 | 47626.64 | SC_Supply/Apply | Summit Technology Solutions (STS) | E08 4 - [outdoor][IP] fixed wall CCTV camera [2Mpixel]. | [outdoor][IP] fixed wall CCTV camera [2Mpixel]. | ECH | 2 | 261.33 | 522.66 | EGP | SC_Supply/Apply
ORA ZED-Ph 2-Pkgs A&D |  | RFQ-00063 | Sarah Al Shaarawy | MEP (Electro Mechanical) | 2024-09-08 | Supply CCTV System | Approved | CCTV V.O | Failover -Main Servers | ECH | 1 | 1 | 1006085.23 | 1006085.23 | SC_Supply/Apply | Summit Technology Solutions (STS) | CCTV V.O | Failover -Main Servers | ECH | 1 | 20642 | 20642 | EGP | SC_Supply/Apply
Katameya Creeks |  | RFQ-00092 | Hussein Nabil | MEP (Electro Mechanical) | 2024-08-29 | مقاولة الاعمال الكهربائية | Approved | All Buildings | One way, three gang switch outlet | ECH | 8 | 8 | 111.73 | 893.84 | SC_Apply | شركة زهره الجوهرة للمقاولات | All Buildings | One way, three gang switch outlet | ECH | 8 | 100 | 800 | EGP | SC_Apply
Katameya Creeks |  | RFQ-00092 | Hussein Nabil | MEP (Electro Mechanical) | 2024-08-29 | مقاولة الاعمال الكهربائية | Approved | All Buildings | Two way, two gang switch outlet | ECH | 2 | 2 | 111.73 | 223.46 | SC_Apply | شركة زهره الجوهرة للمقاولات | All Buildings | Two way, two gang switch outlet | ECH | 2 | 100 | 200 | EGP | SC_Apply
Katameya Creeks |  | RFQ-00092 | Hussein Nabil | MEP (Electro Mechanical) | 2024-08-29 | مقاولة الاعمال الكهربائية | Approved | All Buildings | Two way, three gang switch outlet | ECH | 4 | 4 | 111.73 | 446.92 | SC_Apply | شركة زهره الجوهرة للمقاولات | All Buildings | Two way, three gang switch outlet | ECH | 4 | 100 | 400 | EGP | SC_Apply
Katameya Creeks |  | RFQ-00092 | Hussein Nabil | MEP (Electro Mechanical) | 2024-08-29 | مقاولة الاعمال الكهربائية | Approved | All Buildings | Curtain switch | ECH | 3 | 3 | 315.12 | 945.36 | SC_Apply | شركة زهره الجوهرة للمقاولات | All Buildings | Curtain switch | ECH | 3 | 100 | 300 | EGP | SC_Apply
Katameya Creeks |  | RFQ-00092 | Hussein Nabil | MEP (Electro Mechanical) | 2024-08-29 | مقاولة الاعمال الكهربائية | Approved | All Buildings | Two way, three gang switch outlet | ECH | 6 | 6 | 94.16 | 564.96 | SC_Apply | شركة زهره الجوهرة للمقاولات | All Buildings | Two way, three gang switch outlet | ECH | 6 | 100 | 600 | EGP | SC_Apply
Katameya Creeks |  | RFQ-00092 | Hussein Nabil | MEP (Electro Mechanical) | 2024-08-29 | مقاولة الاعمال الكهربائية | Approved | All Buildings | One way, three gang switch outlet | ECH | 8 | 8 | 94.16 | 753.28 | SC_Apply | شركة زهره الجوهرة للمقاولات | All Buildings | One way, three gang switch outlet | ECH | 8 | 100 | 800 | EGP | SC_Apply
Katameya Creeks |  | RFQ-00092 | Hussein Nabil | MEP (Electro Mechanical) | 2024-08-29 | مقاولة الاعمال الكهربائية | Approved | All Buildings | One way, one gang switch outlet | ECH | 4 | 4 | 94.16 | 376.64 | SC_Apply | شركة زهره الجوهرة للمقاولات | All Buildings | One way, one gang switch outlet | ECH | 4 | 100 | 400 | EGP | SC_Apply
Katameya Creeks |  | RFQ-00092 | Hussein Nabil | MEP (Electro Mechanical) | 2024-08-29 | مقاولة الاعمال الكهربائية | Approved | All Buildings | Curtain switch | ECH | 4 | 4 | 315.12 | 1260.48 | SC_Apply | شركة زهره الجوهرة للمقاولات | All Buildings | Curtain switch | ECH | 4 | 100 | 400 | EGP | SC_Apply
Katameya Creeks |  | RFQ-00092 | Hussein Nabil | MEP (Electro Mechanical) | 2024-08-29 | مقاولة الاعمال الكهربائية | Approved | All Buildings | One way, two gang switch outlet | ECH | 8 | 8 | 94.16 | 753.28 | SC_Apply | شركة زهره الجوهرة للمقاولات | All Buildings | One way, two gang switch outlet | ECH | 8 | 100 | 800 | EGP | SC_Apply
Katameya Creeks |  | RFQ-00092 | Hussein Nabil | MEP (Electro Mechanical) | 2024-08-29 | مقاولة الاعمال الكهربائية | Approved | All Buildings | One way, one gang switch outlet | ECH | 5 | 5 | 111.73 | 558.65 | SC_Apply | شركة زهره الجوهرة للمقاولات | All Buildings | One way, one gang switch outlet | ECH | 5 | 100 | 500 | EGP | SC_Apply
Katameya Creeks |  | RFQ-00092 | Hussein Nabil | MEP (Electro Mechanical) | 2024-08-29 | مقاولة الاعمال الكهربائية | Approved | All Buildings | One way, two gang switch outlet | ECH | 15 | 15 | 111.73 | 1675.95 | SC_Apply | شركة زهره الجوهرة للمقاولات | All Buildings | One way, two gang switch outlet | ECH | 15 | 100 | 1500 | EGP | SC_Apply
Katameya Creeks |  | RFQ-00092 | Hussein Nabil | MEP (Electro Mechanical) | 2024-08-29 | مقاولة الاعمال الكهربائية | Approved | All Buildings | Two way, two gang switch outlet | ECH | 2 | 2 | 94.16 | 188.32 | SC_Apply | شركة زهره الجوهرة للمقاولات | All Buildings | Two way, two gang switch outlet | ECH | 2 | 100 | 200 | EGP | SC_Apply
Katameya Creeks |  | RFQ-00092 | Hussein Nabil | MEP (Electro Mechanical) | 2024-08-29 | مقاولة الاعمال الكهربائية | Approved | All Buildings | One way, three gang switch outlet | ECH | 4 | 4 | 94.16 | 376.64 | SC_Apply | شركة زهره الجوهرة للمقاولات | All Buildings | One way, three gang switch outlet | ECH | 4 | 100 | 400 | EGP | SC_Apply
Katameya Creeks |  | RFQ-00092 | Hussein Nabil | MEP (Electro Mechanical) | 2024-08-29 | مقاولة الاعمال الكهربائية | Approved | All Buildings | Two way, two gang switch outlet | ECH | 2 | 2 | 111.73 | 223.46 | SC_Apply | شركة زهره الجوهرة للمقاولات | All Buildings | Two way, two gang switch outlet | ECH | 2 | 100 | 200 | EGP | SC_Apply
Katameya Creeks |  | RFQ-00092 | Hussein Nabil | MEP (Electro Mechanical) | 2024-08-29 | مقاولة الاعمال الكهربائية | Approved | All Buildings | One way, one gang switch outlet | ECH | 7 | 7 | 94.16 | 659.12 | SC_Apply | شركة زهره الجوهرة للمقاولات | All Buildings | One way, one gang switch outlet | ECH | 7 | 100 | 700 | EGP | SC_Apply
Katameya Creeks |  | RFQ-00092 | Hussein Nabil | MEP (Electro Mechanical) | 2024-08-29 | مقاولة الاعمال الكهربائية | Approved | All Buildings | One way, two gang switch outlet | ECH | 20 | 20 | 94.16 | 1883.2 | SC_Apply | شركة زهره الجوهرة للمقاولات | All Buildings | One way, two gang switch outlet | ECH | 20 | 100 | 2000 | EGP | SC_Apply
Katameya Creeks |  | RFQ-00092 | Hussein Nabil | MEP (Electro Mechanical) | 2024-08-29 | مقاولة الاعمال الكهربائية | Approved | All Buildings | Two way, three gang switch outlet | ECH | 8 | 8 | 94.16 | 753.28 | SC_Apply | شركة زهره الجوهرة للمقاولات | All Buildings | Two way, three gang switch outlet | ECH | 8 | 100 | 800 | EGP | SC_Apply
Katameya Creeks |  | RFQ-00092 | Hussein Nabil | MEP (Electro Mechanical) | 2024-08-29 | مقاولة الاعمال الكهربائية | Approved | All Buildings | Curtain switch | ECH | 5 | 5 | 315.12 | 1575.6 | SC_Apply | شركة زهره الجوهرة للمقاولات | All Buildings | Curtain switch | ECH | 5 | 100 | 500 | EGP | SC_Apply
Katameya Creeks |  | RFQ-00092 | Hussein Nabil | MEP (Electro Mechanical) | 2024-08-29 | مقاولة الاعمال الكهربائية | Approved | All Buildings | Supply, install & test a lighting fixtures complete with wiring (3x3) mm², back to panel or second outlet, according to drawings and specifications | ECH | 30 | 10 | 381.66 | 3816.6 | SC_Apply | شركة زهره الجوهرة للمقاولات | All Buildings | Supply, install & test a lighting fixtures complete with wiring (3x3) mm², back to panel or second outlet, according to drawings and specifications | ECH | 10 | 150 | 1500 | EGP | SC_Apply
Katameya Creeks |  | RFQ-00092 | Hussein Nabil | MEP (Electro Mechanical) | 2024-08-29 | مقاولة الاعمال الكهربائية | Approved | All Buildings | Supply, install & test a lighting fixtures outlet 1st fix,install and test 2nd fix wiring (3x3) mm², back to panel or second outlet, according to drawings and specifications FOR Lobby for building 19 السعر يشمل توريد و تأسيس مواسير الصواعد و مخارج اللوبي و سحب السلك | ECH | 200 | 200 | 365.33 | 73066 | SC_Apply | شركة زهره الجوهرة للمقاولات | All Buildings | Supply, install & test a lighting fixtures outlet 1st fix,install and test 2nd fix wiring (3x3) mm², back to panel or second outlet, according to drawings and specifications FOR Lobby for building 19 السعر يشمل توريد و تأسيس مواسير الصواعد و مخارج اللوبي و سحب السلك | ECH | 200 | 150 | 30000 | EGP | SC_Apply
Katameya Creeks |  | RFQ-00092 | Hussein Nabil | MEP (Electro Mechanical) | 2024-08-29 | مقاولة الاعمال الكهربائية | Approved | All Buildings | Supply, install & test a lighting fixtures outlet 1st fix,install and test 2nd fix wiring (3x3) mm², back to panel or second outlet, according to drawings and specifications FOR Lobby السعر يشمل توريد و تأسيس مخارج اللوبي و سحب السلك | ECH | 1000 | 350 | 365.33 | 127865.5 | SC_Apply | شركة زهره الجوهرة للمقاولات | All Buildings | Supply, install & test a lighting fixtures outlet 1st fix,install and test 2nd fix wiring (3x3) mm², back to panel or second outlet, according to drawings and specifications FOR Lobby السعر يشمل توريد و تأسيس مخارج اللوبي و سحب السلك | ECH | 350 | 150 | 52500 | EGP | SC_Apply
Katameya Creeks |  | RFQ-00092 | Hussein Nabil | MEP (Electro Mechanical) | 2024-08-29 | مقاولة الاعمال الكهربائية | Approved | All Buildings | Supply, install & test a lighting fixtures complete with wiring (3x3) mm², back to panel or second outlet, according to drawings and specifications | ECH | 35 | 35 | 381.66 | 13358.1 | SC_Apply | شركة زهره الجوهرة للمقاولات | All Buildings | Supply, install & test a lighting fixtures complete with wiring (3x3) mm², back to panel or second outlet, according to drawings and specifications | ECH | 35 | 150 | 5250 | EGP | SC_Apply
Katameya Creeks |  | RFQ-00092 | Hussein Nabil | MEP (Electro Mechanical) | 2024-08-29 | مقاولة الاعمال الكهربائية | Approved | All Buildings | Supply, install & test a lighting fixtures complete with wiring (3x3) mm², back to panel or second outlet, according to drawings and specifications | ECH | 35 | 10 | 298.8 | 2988 | SC_Apply | شركة زهره الجوهرة للمقاولات | All Buildings | Supply, install & test a lighting fixtures complete with wiring (3x3) mm², back to panel or second outlet, according to drawings and specifications | ECH | 10 | 150 | 1500 | EGP | SC_Apply
Katameya Creeks |  | RFQ-00092 | Hussein Nabil | MEP (Electro Mechanical) | 2024-08-29 | مقاولة الاعمال الكهربائية | Approved | All Buildings | Supply, install & test a lighting fixtures complete with wiring (3x3) mm², back to panel or second outlet, according to drawings and specifications | ECH | 30 | 18 | 277.45 | 4994.1 | SC_Apply | شركة زهره الجوهرة للمقاولات | All Buildings | Supply, install & test a lighting fixtures complete with wiring (3x3) mm², back to panel or second outlet, according to drawings and specifications | ECH | 18 | 150 | 2700 | EGP | SC_Apply
Katameya Creeks |  | RFQ-00092 | Hussein Nabil | MEP (Electro Mechanical) | 2024-08-29 | مقاولة الاعمال الكهربائية | Approved | All Types Buildings | MCC for HVAC | ECH | 7 | 7 | 1120 | 7840 | SC_Apply | شركة زهره الجوهرة للمقاولات | All Types Buildings | MCC for HVAC | ECH | 7 | 1400 | 9800 | EGP | SC_Apply
Katameya Creeks |  | RFQ-00092 | Hussein Nabil | MEP (Electro Mechanical) | 2024-08-29 | مقاولة الاعمال الكهربائية | Approved | All Types Buildings | MCC for VRF | ECH | 7 | 7 | 1120 | 7840 | SC_Apply | شركة زهره الجوهرة للمقاولات | All Types Buildings | MCC for VRF | ECH | 7 | 1400 | 9800 | EGP | SC_Apply
Katameya Creeks |  | RFQ-00092 | Hussein Nabil | MEP (Electro Mechanical) | 2024-08-29 | مقاولة الاعمال الكهربائية | Approved | All Buildings | MCC for VRF | ECH | 7 | 7 | 1406.1 | 9842.7 | SC_Apply | شركة زهره الجوهرة للمقاولات | All Buildings | MCC for VRF | ECH | 7 | 1400 | 9800 | EGP | SC_Apply
Katameya Creeks |  | RFQ-00092 | Hussein Nabil | MEP (Electro Mechanical) | 2024-08-29 | مقاولة الاعمال الكهربائية | Approved | All Buildings | MCC for HVAC | ECH | 7 | 7 | 1406.1 | 9842.7 | SC_Apply | شركة زهره الجوهرة للمقاولات | All Buildings | MCC for HVAC | ECH | 7 | 1400 | 9800 | EGP | SC_Apply
Katameya Creeks |  | RFQ-00092 | Hussein Nabil | MEP (Electro Mechanical) | 2024-08-29 | مقاولة الاعمال الكهربائية | Approved | All Buildings | MCC for VRF | ECH | 7 | 7 | 1406.1 | 9842.7 | SC_Apply | شركة زهره الجوهرة للمقاولات | All Buildings | MCC for VRF | ECH | 7 | 1400 | 9800 | EGP | SC_Apply
Katameya Creeks |  | RFQ-00092 | Hussein Nabil | MEP (Electro Mechanical) | 2024-08-29 | مقاولة الاعمال الكهربائية | Approved | All Buildings | MCC for HVAC | ECH | 7 | 7 | 1406.1 | 9842.7 | SC_Apply | شركة زهره الجوهرة للمقاولات | All Buildings | MCC for HVAC | ECH | 7 | 1400 | 9800 | EGP | SC_Apply
Katameya Creeks |  | RFQ-00092 | Hussein Nabil | MEP (Electro Mechanical) | 2024-08-29 | مقاولة الاعمال الكهربائية | Approved | All Types Buildings | MCC for HVAC | ECH | 7 | 7 | 1120 | 7840 | SC_Apply | شركة زهره الجوهرة للمقاولات | All Types Buildings | MCC for HVAC | ECH | 7 | 1400 | 9800 | EGP | SC_Apply
Katameya Creeks |  | RFQ-00092 | Hussein Nabil | MEP (Electro Mechanical) | 2024-08-29 | مقاولة الاعمال الكهربائية | Approved | All Types Buildings | MCC for VRF | ECH | 7 | 7 | 1120 | 7840 | SC_Apply | شركة زهره الجوهرة للمقاولات | All Types Buildings | MCC for VRF | ECH | 7 | 1400 | 9800 | EGP | SC_Apply
Katameya Creeks |  | RFQ-00092 | Hussein Nabil | MEP (Electro Mechanical) | 2024-08-29 | مقاولة الاعمال الكهربائية | Approved | All Buildings | Supply, install SOCKET outlet 1st fix , install and test 2nd fix wiring (3x3) mm², back to panel or second outlet, according to drawings and specifications FOR Basement (exclude the socket) | ECH | 100 | 100 | 369.1 | 36910 | SC_Apply | شركة زهره الجوهرة للمقاولات | All Buildings | Supply, install SOCKET outlet 1st fix , install and test 2nd fix wiring (3x3) mm², back to panel or second outlet, according to drawings and specifications FOR Basement (exclude the socket) | ECH | 100 | 235 | 23500 | EGP | SC_Apply
Katameya Creeks |  | RFQ-00092 | Hussein Nabil | MEP (Electro Mechanical) | 2024-08-29 | مقاولة الاعمال الكهربائية | Approved | All Buildings | Supply, install SOCKET outlet 1st fix,install and test 2nd fix wiring (3x3) mm², back to panel or second outlet, according to drawings and specifications FOR Lobby (exclude the socket) | ECH | 100 | 88 | 369.1 | 32480.8 | SC_Apply | شركة زهره الجوهرة للمقاولات | All Buildings | Supply, install SOCKET outlet 1st fix,install and test 2nd fix wiring (3x3) mm², back to panel or second outlet, according to drawings and specifications FOR Lobby (exclude the socket) | ECH | 88 | 235 | 20680 | EGP | SC_Apply
MOC HQ at Diriyah _K0005 |  | RFQ-00028 | MOC. TO.C | Operation | 2024-08-29 | Plaster work | Approved | 14.15 - 09 - FINISHES-9.8.1 | For internal walls to receive paints Painting | SQM | 13324 | 6662 | 80 | 532960 | SC_Supply/Apply | شركة ديار واعمار للمقاولات | 14.15 - 09 - FINISHES-9.8.1 | For internal walls to receive paints Painting | SQM | 6662 | 35 | 233170 | SAR | SC_Supply/Apply
Katameya Creeks |  | RFQ-00091 | Purchasing Engineers | Purchasing | 2024-08-28 | Ready Mix Concrete | Approved | All Buildings | Supply Ready Mix Concrete Compressive Strength 350 Kg/cm2 (WP) OPC 400 Kg/m3 Including Water, Sand, Cement and all Required Additives According to Approved Trial Mix And Specifications. | CBM | 708 | 708 | 1809.18 | 1280899.44 | MAT_Raw | ELsewedy for readymix | All Buildings | Supply Ready Mix Concrete Compressive Strength 350 Kg/cm2 (WP) OPC 400 Kg/m3 Including Water, Sand, Cement and all Required Additives According to Approved Trial Mix And Specifications. | CBM | 708 | 1587 | 1123596 | EGP | MAT_Raw
Katameya Creeks |  | RFQ-00091 | Purchasing Engineers | Purchasing | 2024-08-28 | Ready Mix Concrete | Approved | All Buildings | Supply Ready Mix Concrete Compressive Strength 200 Kg/cm2 OPC 280 Kg/m3 Including Water, Sand, Cement and all Required Additives According to Approved Trial Mix And Specifications. | CBM | 306 | 306 | 1505.94 | 460817.64 | MAT_Raw | ELsewedy for readymix | All Buildings | Supply Ready Mix Concrete Compressive Strength 200 Kg/cm2 OPC 280 Kg/m3 Including Water, Sand, Cement and all Required Additives According to Approved Trial Mix And Specifications. | CBM | 306 | 1321 | 404226 | EGP | MAT_Raw
Katameya Creeks |  | RFQ-00091 | Purchasing Engineers | Purchasing | 2024-08-28 | Ready Mix Concrete | Approved | All Buildings | Supply Ready Mix Concrete Compressive Strength 350 Kg/cm OPC 400 Kg/m3 Including Water, Sand, Cement and all Required Additives According to Approved Trial Mix And Specifications. | CBM | 130 | 130 | 1780.68 | 231488.4 | MAT_Raw | ELsewedy for readymix | All Buildings | Supply Ready Mix Concrete Compressive Strength 350 Kg/cm OPC 400 Kg/m3 Including Water, Sand, Cement and all Required Additives According to Approved Trial Mix And Specifications. | CBM | 130 | 1562 | 203060 | EGP | MAT_Raw
Katameya Creeks |  | RFQ-00091 | Purchasing Engineers | Purchasing | 2024-08-28 | Ready Mix Concrete | Approved | All Buildings | Supply Ready Mix Concrete Compressive Strength 250 Kg/cm2 OPC 325 Kg/m3 Including Water, Sand, Cement and all Required Additives According to Approved Trial Mix And Specifications. | CBM | 43 | 43 | 1643.88 | 70686.84 | MAT_Raw | ELsewedy for readymix | All Buildings | Supply Ready Mix Concrete Compressive Strength 250 Kg/cm2 OPC 325 Kg/m3 Including Water, Sand, Cement and all Required Additives According to Approved Trial Mix And Specifications. | CBM | 43 | 1442 | 62006 | EGP | MAT_Raw
Rabigh CCPP-Civil _K0006 |  | RFQ-00032 | Mohamed Amr | Procurement | 2024-08-25 | Steel RFT | Approved | 03 21 00 SLB-0004 | Supplying; fabricating; transporting Straight bar 12m, Grade 60, (ITTEFAQ) black steel, ASTM A-615 - 10mm | TON | 32 | 32 | 2574 | 82368 | MAT_Raw | شركة مدار لمواد البناء المحدودة | 03 21 00 SLB-0004 | Supplying; fabricating; transporting Straight bar 12m, Grade 60, (ITTEFAQ) black steel, ASTM A-615 - 10mm | TON | 32 | 2500 | 80000 | SAR | MAT_Raw
Rabigh CCPP-Civil _K0006 |  | RFQ-00032 | Mohamed Amr | Procurement | 2024-08-25 | Steel RFT | Approved | 03 21 00 SLB-0004 | Supplying; fabricating; transporting Straight bar 12m, Grade 60, (ITTEFAQ) black steel, ASTM A-615 - 12mm | TON | 33 | 33 | 2574 | 84942 | MAT_Raw | شركة مدار لمواد البناء المحدودة | 03 21 00 SLB-0004 | Supplying; fabricating; transporting Straight bar 12m, Grade 60, (ITTEFAQ) black steel, ASTM A-615 - 12mm | TON | 33 | 2320 | 76560 | SAR | MAT_Raw
Rabigh CCPP-Civil _K0006 |  | RFQ-00032 | Mohamed Amr | Procurement | 2024-08-25 | Steel RFT | Approved | 03 21 00 SLB-0004 | Supplying; fabricating; transporting Straight bar 12m, Grade 60, (ITTEFAQ) black steel, ASTM A-615 - 14mm | TON | 10 | 10 | 2574 | 25740 | MAT_Raw | شركة مدار لمواد البناء المحدودة | 03 21 00 SLB-0004 | Supplying; fabricating; transporting Straight bar 12m, Grade 60, (ITTEFAQ) black steel, ASTM A-615 - 14mm | TON | 10 | 2320 | 23200 | SAR | MAT_Raw
Rabigh CCPP-Civil _K0006 |  | RFQ-00032 | Mohamed Amr | Procurement | 2024-08-25 | Steel RFT | Approved | 03 21 00 SLB-0004 | Supplying; fabricating; transporting Straight bar 12m, Grade 60, (ITTEFAQ) black steel, ASTM A-615 - 16mm | TON | 65 | 65 | 2574 | 167310 | MAT_Raw | شركة مدار لمواد البناء المحدودة | 03 21 00 SLB-0004 | Supplying; fabricating; transporting Straight bar 12m, Grade 60, (ITTEFAQ) black steel, ASTM A-615 - 16mm | TON | 65 | 2320 | 150800 | SAR | MAT_Raw
Rabigh CCPP-Civil _K0006 |  | RFQ-00032 | Mohamed Amr | Procurement | 2024-08-25 | Steel RFT | Approved | 03 21 00 SLB-0004 | Supplying; fabricating; transporting Straight bar 12m, Grade 60, (ITTEFAQ) black steel, ASTM A-615 - 20mm | TON | 90 | 90 | 2574 | 231660 | MAT_Raw | شركة مدار لمواد البناء المحدودة | 03 21 00 SLB-0004 | Supplying; fabricating; transporting Straight bar 12m, Grade 60, (ITTEFAQ) black steel, ASTM A-615 - 20mm | TON | 90 | 2320 | 208800 | SAR | MAT_Raw
Rabigh CCPP-Civil _K0006 |  | RFQ-00032 | Mohamed Amr | Procurement | 2024-08-25 | Steel RFT | Approved | 03 21 00 SLB-0004 | Supplying; fabricating; transporting Straight bar 12m, Grade 60, (ITTEFAQ) black steel, ASTM A-615 - 25mm | TON | 20 | 20 | 2574 | 51480 | MAT_Raw | شركة مدار لمواد البناء المحدودة | 03 21 00 SLB-0004 | Supplying; fabricating; transporting Straight bar 12m, Grade 60, (ITTEFAQ) black steel, ASTM A-615 - 25mm | TON | 20 | 2320 | 46400 | SAR | MAT_Raw
Qasr Rashwan - Lot B _0208 | 208 | RFQ-00069 | Reham Ashraf | Operation | 2024-11-07 | Sewage and Main Force Networks | Approved | 10.10 - Abd Al Azeem Al Sofy | Alternative Sewer Networks in which cannot be considered as Re-location of Publice Utilites and Requires Full Transfer of Pipe lines and Chambers to avoid Potential Social damages For illegal existing Networks | MTR | 0 | 0 | 0 | 0 | SC_Apply | ياسين ثابت عبد العال | 10.10 - Abd Al Azeem Al Sofy | Alternative Sewer Networks in which cannot be considered as Re-location of Publice Utilites and Requires Full Transfer of Pipe lines and Chambers to avoid Potential Social damages For illegal existing Networks | MTR | 0 | 160 | 0 | EGP | SC_Apply
Qasr Rashwan - Lot B _0208 | 208 | RFQ-00069 | Reham Ashraf | Operation | 2024-11-07 | Sewage and Main Force Networks | Approved | 11.10 - Abd Al Rahman Ibrahim-BILL NO.1: SEWAGE NETWORK--1.8 | Deep Dewatering according to soil investigation, specification and Engineer instruction. | ECH | 4225 | 4225 | 1800 | 7605000 | OTH | ياسين ثابت عبد العال | 11.10 - Abd Al Rahman Ibrahim-BILL NO.1: SEWAGE NETWORK--1.8 | Deep Dewatering according to soil investigation, specification and Engineer instruction. | ECH | 4225 | 2000 | 8450000 | EGP | OTH
Qasr Rashwan - Lot B _0208 | 208 | RFQ-00069 | Reham Ashraf | Operation | 2024-11-07 | Sewage and Main Force Networks | Approved | 11.10 - Abd Al Rahman Ibrahim-BILL NO.1: SEWAGE NETWORK-1.1.1-d.3 | Ditto, depth to invert between 4.51 m and 5.50 m --*C_DN/ID 300 mm (SN 8) 4.51 m and 5.50 m_(SUB) | MTR | 605 | 605 | 1030.78 | 623621.9 | OTH | ياسين ثابت عبد العال | 11.10 - Abd Al Rahman Ibrahim-BILL NO.1: SEWAGE NETWORK-1.1.1-d.3 | Ditto, depth to invert between 4.51 m and 5.50 m --*C_DN/ID 300 mm (SN 8) 4.51 m and 5.50 m_(SUB) | MTR | 605 | 1300 | 786500 | EGP | OTH
Qasr Rashwan - Lot B _0208 | 208 | RFQ-00069 | Reham Ashraf | Operation | 2024-11-07 | Sewage and Main Force Networks | Approved | 13.10 - Salih Shamatah-BILL NO.1: SEWAGE NETWORK-1.6-b | Concrete encasement 25cm (200mm) | ECH | 120 | 120 | 1066.87 | 128024.4 | OTH | ياسين ثابت عبد العال | 13.10 - Salih Shamatah-BILL NO.1: SEWAGE NETWORK-1.6-b | Concrete encasement 25cm (200mm) | ECH | 120 | 600 | 72000 | EGP | OTH
Qasr Rashwan - Lot B _0208 | 208 | RFQ-00069 | Reham Ashraf | Operation | 2024-11-07 | Sewage and Main Force Networks | Approved | 13.10 - Salih Shamatah-BILL NO.1: SEWAGE NETWORK-1.6-a | Concrete encasement 25cm (250mm) | ECH | 35 | 35 | 1246.61 | 43631.35 | OTH | ياسين ثابت عبد العال | 13.10 - Salih Shamatah-BILL NO.1: SEWAGE NETWORK-1.6-a | Concrete encasement 25cm (250mm) | ECH | 35 | 740 | 25900 | EGP | OTH
Qasr Rashwan - Lot B _0208 | 208 | RFQ-00069 | Reham Ashraf | Operation | 2024-11-07 | Sewage and Main Force Networks | Approved | 13.10 - Salih Shamatah-BILL NO.1: SEWAGE NETWORK--1.7 | Excavation in rock as specified in the Contract Documents. | ECH | 30 | 30 | 346.67 | 10400.1 | OTH | ياسين ثابت عبد العال | 13.10 - Salih Shamatah-BILL NO.1: SEWAGE NETWORK--1.7 | Excavation in rock as specified in the Contract Documents. | ECH | 30 | 550 | 16500 | EGP | OTH
Qasr Rashwan - Lot B _0208 | 208 | RFQ-00069 | Reham Ashraf | Operation | 2024-11-07 | Sewage and Main Force Networks | Approved | 15.10 - Al Burm-BILL NO. 1: SEWAGE NETWORK-1.2.1-b.4 | Ditto, depth to invert between 3.01 m and 3.50 m --*C_Sewer Manhole - Circular - Concrete with internal diameter 1200 mm with GRP Cover and steps(21)_(SUB)+(Cement)+(Insulation) | ECH | 19 | 19 | 20311.88 | 385925.72 | OTH | ياسين ثابت عبد العال | 15.10 - Al Burm-BILL NO. 1: SEWAGE NETWORK-1.2.1-b.4 | Ditto, depth to invert between 3.01 m and 3.50 m --*C_Sewer Manhole - Circular - Concrete with internal diameter 1200 mm with GRP Cover and steps(21)_(SUB)+(Cement)+(Insulation) | ECH | 19 | 18200 | 345800 | EGP | OTH
Qasr Rashwan - Lot B _0208 | 208 | RFQ-00069 | Reham Ashraf | Operation | 2024-11-07 | Sewage and Main Force Networks | Approved | 15.10 - Al Burm-BILL NO. 1: SEWAGE NETWORK-1.2.1-b.5 | Ditto, depth to invert between 3.51 m and 4.00 m --*C_Sewer Manhole - Circular - Concrete with internal diameter 1200 mm with GRP Cover and steps(22)_(SUB)+(Cement)+(Insulation) | ECH | 1 | 1 | 24337.87 | 24337.87 | OTH | ياسين ثابت عبد العال | 15.10 - Al Burm-BILL NO. 1: SEWAGE NETWORK-1.2.1-b.5 | Ditto, depth to invert between 3.51 m and 4.00 m --*C_Sewer Manhole - Circular - Concrete with internal diameter 1200 mm with GRP Cover and steps(22)_(SUB)+(Cement)+(Insulation) | ECH | 1 | 22000 | 22000 | EGP | OTH
Qasr Rashwan - Lot B _0208 | 208 | RFQ-00069 | Reham Ashraf | Operation | 2024-11-07 | Sewage and Main Force Networks | Approved | 12.10 - Suleiman Tadrus-BILL NO.1: SEWAGE NETWORK-1.1.1-f.1 | Ditto, depth to invert between 2.51 m and 3.50 m --*C_DN/ID 500 mm (SN 8) 2.51 m and 3.50 m_(SUB) | MTR | 275 | 275 | 975.98 | 268394.5 | OTH | ياسين ثابت عبد العال | 12.10 - Suleiman Tadrus-BILL NO.1: SEWAGE NETWORK-1.1.1-f.1 | Ditto, depth to invert between 2.51 m and 3.50 m --*C_DN/ID 500 mm (SN 8) 2.51 m and 3.50 m_(SUB) | MTR | 275 | 960 | 264000 | EGP | OTH
Qasr Rashwan - Lot B _0208 | 208 | RFQ-00069 | Reham Ashraf | Operation | 2024-11-07 | Sewage and Main Force Networks | Approved | 12.10 - Suleiman Tadrus-BILL NO.1: SEWAGE NETWORK-1.1.1-a.2 | Ditto, depth to invert between 1.21 m and 1.70 m --*C_DN/ID 150 mm (SN 4) 1.2 m and 1.7 m_(SUB) | MTR | 50 | 50 | 255.3 | 12765 | OTH | ياسين ثابت عبد العال | 12.10 - Suleiman Tadrus-BILL NO.1: SEWAGE NETWORK-1.1.1-a.2 | Ditto, depth to invert between 1.21 m and 1.70 m --*C_DN/ID 150 mm (SN 4) 1.2 m and 1.7 m_(SUB) | MTR | 50 | 300 | 15000 | EGP | OTH
Qasr Rashwan - Lot B _0208 | 208 | RFQ-00069 | Reham Ashraf | Operation | 2024-11-07 | Sewage and Main Force Networks | Approved | 10.10 - Abd Al Azeem Al Sofy -BILL NO.1: SEWAGE NETWORK-1.5-b | HC 60*90 cm --*HC 60*90 cm(2)_(SUB)+(Cement)+(Insulation) | ECH | 75 | 75 | 6147.18 | 461038.5 | OTH | ياسين ثابت عبد العال | 10.10 - Abd Al Azeem Al Sofy -BILL NO.1: SEWAGE NETWORK-1.5-b | HC 60*90 cm --*HC 60*90 cm(2)_(SUB)+(Cement)+(Insulation) | ECH | 75 | 6500 | 487500 | EGP | OTH
Qasr Rashwan - Lot B _0208 | 208 | RFQ-00069 | Reham Ashraf | Operation | 2024-11-07 | Sewage and Main Force Networks | Approved | 10.10 - Abd Al Azeem Al Sofy -BILL NO.1: SEWAGE NETWORK-1.1.1-a.1 | Depth to invert not exceeding 1.2 m --*C_DN/ID 150 mm (SN 4) 1.2 m_(SUB) | MTR | 1100 | 1100 | 182.47 | 200717 | OTH | ياسين ثابت عبد العال | 10.10 - Abd Al Azeem Al Sofy -BILL NO.1: SEWAGE NETWORK-1.1.1-a.1 | Depth to invert not exceeding 1.2 m --*C_DN/ID 150 mm (SN 4) 1.2 m_(SUB) | MTR | 1100 | 275 | 302500 | EGP | OTH
Qasr Rashwan - Lot B _0208 | 208 | RFQ-00069 | Reham Ashraf | Operation | 2024-11-07 | Sewage and Main Force Networks | Approved | 12.10 - Suleiman Tadrus-BILL NO.1: SEWAGE NETWORK-1.1.1-b.4 | Ditto, depth to invert between 3.51 m and 4.50 m --*C_DN/ID 200mm (SN 8) 3.51m and 4.5 m_(SUB) | MTR | 70 | 70 | 666.33 | 46643.1 | OTH | ياسين ثابت عبد العال | 12.10 - Suleiman Tadrus-BILL NO.1: SEWAGE NETWORK-1.1.1-b.4 | Ditto, depth to invert between 3.51 m and 4.50 m --*C_DN/ID 200mm (SN 8) 3.51m and 4.5 m_(SUB) | MTR | 70 | 780 | 54600 | EGP | OTH
Qasr Rashwan - Lot B _0208 | 208 | RFQ-00069 | Reham Ashraf | Operation | 2024-11-07 | Sewage and Main Force Networks | Approved | 12.10 - Suleiman Tadrus-BILL NO.1: SEWAGE NETWORK-1.7.3-e | Concrete encasement 25cm (400mm) | ECH | 15 | 15 | 1795.21 | 26928.15 | OTH | ياسين ثابت عبد العال | 12.10 - Suleiman Tadrus-BILL NO.1: SEWAGE NETWORK-1.7.3-e | Concrete encasement 25cm (400mm) | ECH | 15 | 1000 | 15000 | EGP | OTH
Qasr Rashwan - Lot B _0208 | 208 | RFQ-00069 | Reham Ashraf | Operation | 2024-11-07 | Sewage and Main Force Networks | Approved | 12.10 - Suleiman Tadrus-BILL NO.1: SEWAGE NETWORK-1.7.3-f | Concrete encasement 25cm (500mm) | ECH | 15 | 15 | 2168.76 | 32531.4 | OTH | ياسين ثابت عبد العال | 12.10 - Suleiman Tadrus-BILL NO.1: SEWAGE NETWORK-1.7.3-f | Concrete encasement 25cm (500mm) | ECH | 15 | 1100 | 16500 | EGP | OTH
Qasr Rashwan - Lot B _0208 | 208 | RFQ-00069 | Reham Ashraf | Operation | 2024-11-07 | Sewage and Main Force Networks | Approved | total | تحويل خط بديل شامل أعمال الغرف والتحويلات | MTR | 0 | 0 | 0 | 0 | SC_Apply | ياسين ثابت عبد العال | total | تحويل خط بديل شامل أعمال الغرف والتحويلات | MTR | 0 | 60 | 0 | EGP | SC_Apply
Qasr Rashwan - Lot B _0208 | 208 | RFQ-00069 | Reham Ashraf | Operation | 2024-11-07 | Sewage and Main Force Networks | Approved | 12.10 - Suleiman Tadrus-BILL NO.1: SEWAGE NETWORK-1.2.1-b.4 | Ditto, depth to invert between 3.01 m and 3.50 m --*C_Sewer Manhole - Circular - Concrete with internal diameter 1200 mm with GRP Cover and steps(21)_(SUB)+(Cement)+(Insulation) | ECH | 59 | 59 | 20311.88 | 1198400.92 | OTH | ياسين ثابت عبد العال | 12.10 - Suleiman Tadrus-BILL NO.1: SEWAGE NETWORK-1.2.1-b.4 | Ditto, depth to invert between 3.01 m and 3.50 m --*C_Sewer Manhole - Circular - Concrete with internal diameter 1200 mm with GRP Cover and steps(21)_(SUB)+(Cement)+(Insulation) | ECH | 59 | 18200 | 1073800 | EGP | OTH
Qasr Rashwan - Lot B _0208 | 208 | RFQ-00069 | Reham Ashraf | Operation | 2024-11-07 | Sewage and Main Force Networks | Approved | 11.10 - Abd Al Rahman Ibrahim-BILL NO.1: SEWAGE NETWORK--1.8 | Deep Dewatering according to soil investigation, specification and Engineer instruction. | ECH | 2275 | 2275 | 984.17 | 2238986.75 | OTH | ياسين ثابت عبد العال | 11.10 - Abd Al Rahman Ibrahim-BILL NO.1: SEWAGE NETWORK--1.8 | Deep Dewatering according to soil investigation, specification and Engineer instruction. | ECH | 2275 | 1000 | 2275000 | EGP | OTH
Qasr Rashwan - Lot B _0208 | 208 | RFQ-00069 | Reham Ashraf | Operation | 2024-11-07 | Sewage and Main Force Networks | Approved | 12.10 - Suleiman Tadrus-BILL NO.1: SEWAGE NETWORK-1.1.1-b.3 | Ditto, depth to invert between 2.51 m and 3.50 m --*C_DN/ID 200mm (SN 8) 2.51 and 3.5 m_(SUB) | MTR | 1300 | 1079.1 | 473.5 | 510953.85 | OTH | ياسين ثابت عبد العال | 12.10 - Suleiman Tadrus-BILL NO.1: SEWAGE NETWORK-1.1.1-b.3 | Ditto, depth to invert between 2.51 m and 3.50 m --*C_DN/ID 200mm (SN 8) 2.51 and 3.5 m_(SUB) | MTR | 1079.1 | 620 | 669042 | EGP | OTH
Qasr Rashwan - Lot B _0208 | 208 | RFQ-00069 | Reham Ashraf | Operation | 2024-11-07 | Sewage and Main Force Networks | Approved | 11.10 - Abd Al Rahman Ibrahim-BILL NO.1: SEWAGE NETWORK-1.2.1-b.1 | Ditto, depth to invert between 1.51 m and 2.00 m --*C_Manholes with internal diameter of 1200mm(2)_(SUB)+(Cement)+(Insulation) | ECH | 232 | 182 | 12060.97 | 2195096.54 | OTH | ياسين ثابت عبد العال | 11.10 - Abd Al Rahman Ibrahim-BILL NO.1: SEWAGE NETWORK-1.2.1-b.1 | Ditto, depth to invert between 1.51 m and 2.00 m --*C_Manholes with internal diameter of 1200mm(2)_(SUB)+(Cement)+(Insulation) | ECH | 182 | 11400 | 2074800 | EGP | OTH
Qasr Rashwan - Lot B _0208 | 208 | RFQ-00069 | Reham Ashraf | Operation | 2024-11-07 | Sewage and Main Force Networks | Approved | 11.10 - Abd Al Rahman Ibrahim-BILL NO.1: SEWAGE NETWORK-1.1.1-c.1 | Depth to invert not exceeding 1.5 m --*C_DN/ID 250mm (SN 8) 1.5 m_(SUB) | MTR | 500 | 350 | 328.37 | 114929.5 | OTH | ياسين ثابت عبد العال | 11.10 - Abd Al Rahman Ibrahim-BILL NO.1: SEWAGE NETWORK-1.1.1-c.1 | Depth to invert not exceeding 1.5 m --*C_DN/ID 250mm (SN 8) 1.5 m_(SUB) | MTR | 350 | 460 | 161000 | EGP | OTH
Qasr Rashwan - Lot B _0208 | 208 | RFQ-00069 | Reham Ashraf | Operation | 2024-11-07 | Sewage and Main Force Networks | Approved | 15.10 - Al Burm-BILL NO. 1: SEWAGE NETWORK-1.2.1-b.3 | Ditto, depth to invert between 2.51 m and 3.00 m --*C_Sewer Manhole - Circular - Concrete with internal diameter 1200 mm with GRP Cover and steps(20)_(SUB)+(Cement)+(Insulation) | ECH | 44 | 39 | 17793.16 | 693933.24 | OTH | ياسين ثابت عبد العال | 15.10 - Al Burm-BILL NO. 1: SEWAGE NETWORK-1.2.1-b.3 | Ditto, depth to invert between 2.51 m and 3.00 m --*C_Sewer Manhole - Circular - Concrete with internal diameter 1200 mm with GRP Cover and steps(20)_(SUB)+(Cement)+(Insulation) | ECH | 39 | 16000 | 624000 | EGP | OTH
Qasr Rashwan - Lot B _0208 | 208 | RFQ-00069 | Reham Ashraf | Operation | 2024-11-07 | Sewage and Main Force Networks | Approved | 14.10 - Abou Hussein-BILL NO.1 : SEWAGE NETWORK-1.3-b | IC 60*90 cm --*IC 60*90 cm_(SUB)+(Cement)+(Insulation) | ECH | 1 | 1 | 6147.18 | 6147.18 | OTH | ياسين ثابت عبد العال | 14.10 - Abou Hussein-BILL NO.1 : SEWAGE NETWORK-1.3-b | IC 60*90 cm --*IC 60*90 cm_(SUB)+(Cement)+(Insulation) | ECH | 1 | 5500 | 5500 | EGP | OTH
Damietta Container Terminal-Infra & Bldgs _0216 | 216 | RFQ-00086 | Purchasing Engineers | Purchasing | 2024-11-13 | Anchor M27 Length 50cm (PR_103252) Threaded | Approved | 10.22 - Infrastructure Package-9_Pavement-02895-9.7.2 | transition slab hinge beam, mounted to quay wall backside (according to pavement drawings) | ECH | 4299.8 | 4299.8 | 53.62 | 230555.28 | MAT_Misc | اليكس فاسترز | 10.22 - Infrastructure Package-9_Pavement-02895-9.7.2 | transition slab hinge beam, mounted to quay wall backside (according to pavement drawings) | ECH | 4299.8 | 195 | 838461 | EGP | MAT_Misc
Damietta Container Terminal-Infra & Bldgs _0216 | 216 | RFQ-00086 | Purchasing Engineers | Purchasing | 2024-11-13 | Anchor M27 Length 50cm (PR_103252) Threaded | Approved | 10.22 - Infrastructure Package-9_Pavement-02895-9.7.2 | transition slab hinge beam, mounted to quay wall backside (according to pavement drawings) | ECH | 11300.2 | 11300.2 | 0 | 0 | MAT_Misc | اليكس فاسترز | 10.22 - Infrastructure Package-9_Pavement-02895-9.7.2 | transition slab hinge beam, mounted to quay wall backside (according to pavement drawings) | ECH | 11300.2 | 195 | 2203539 | EGP | MAT_Misc
Mivida BP#189 | 170 | RFQ-00157 | Ahmed Mobarak | MEP (Electro Mechanical) | 2024-11-13 | Apply Electrical Items | Approved | 162600.Basement P31 | (3 x 185+95) mm2. | LM | 200 | 200 | 50 | 10000 | SC_Apply | اولاد عبده-انتصارمصطفى محمد | 162600.Basement P31 | (3 x 185+95) mm2. | LM | 200 | 95 | 19000 | EGP | SC_Apply
Mivida BP#189 | 170 | RFQ-00157 | Ahmed Mobarak | MEP (Electro Mechanical) | 2024-11-13 | Apply Electrical Items | Approved | 162600.Basement P31 | (3 x 6) mm2. | LM | 280 | 280 | 8 | 2240 | SC_Apply | اولاد عبده-انتصارمصطفى محمد | 162600.Basement P31 | (3 x 6) mm2. | LM | 280 | 20 | 5600 | EGP | SC_Apply
Mivida BP#189 | 170 | RFQ-00157 | Ahmed Mobarak | MEP (Electro Mechanical) | 2024-11-13 | Apply Electrical Items | Approved | 162600.Basement P31 | (4 x10) mm2. | LM | 920 | 920 | 10 | 9200 | SC_Apply | اولاد عبده-انتصارمصطفى محمد | 162600.Basement P31 | (4 x10) mm2. | LM | 920 | 35 | 32200 | EGP | SC_Apply
Mivida BP#189 | 170 | RFQ-00157 | Ahmed Mobarak | MEP (Electro Mechanical) | 2024-11-13 | Apply Electrical Items | Approved | 162600.Basement P31 | Multi-core, CU/MICA/XLPE/ LS0H (4C x25) mm2 | LM | 25 | 25 | 20 | 500 | SC_Apply | اولاد عبده-انتصارمصطفى محمد | 162600.Basement P31 | Multi-core, CU/MICA/XLPE/ LS0H (4C x25) mm2 | LM | 25 | 35 | 875 | EGP | SC_Apply
Mivida BP#189 | 170 | RFQ-00157 | Ahmed Mobarak | MEP (Electro Mechanical) | 2024-11-13 | Apply Electrical Items | Approved | 162600.Basement P31 | (3Cx240)mm2 , Multi core, AL/XLPE/PVC (18/30 KV). | LM | 120 | 120 | 90 | 10800 | SC_Apply | اولاد عبده-انتصارمصطفى محمد | 162600.Basement P31 | (3Cx240)mm2 , Multi core, AL/XLPE/PVC (18/30 KV). | LM | 120 | 95 | 11400 | EGP | SC_Apply
Mivida BP#189 | 170 | RFQ-00157 | Ahmed Mobarak | MEP (Electro Mechanical) | 2024-11-13 | Apply Electrical Items | Approved | 162600.Basement P31 | (3 x 95+50) mm2. | LM | 180 | 180 | 40 | 7200 | SC_Apply | اولاد عبده-انتصارمصطفى محمد | 162600.Basement P31 | (3 x 95+50) mm2. | LM | 180 | 85 | 15300 | EGP | SC_Apply
Mivida BP#189 | 170 | RFQ-00157 | Ahmed Mobarak | MEP (Electro Mechanical) | 2024-11-13 | Apply Electrical Items | Approved | 162600.Basement P31 | (1C x 95) mm2 ECC. | LM | 200 | 200 | 10 | 2000 | SC_Apply | اولاد عبده-انتصارمصطفى محمد | 162600.Basement P31 | (1C x 95) mm2 ECC. | LM | 200 | 20 | 4000 | EGP | SC_Apply
Mivida BP#189 | 170 | RFQ-00157 | Ahmed Mobarak | MEP (Electro Mechanical) | 2024-11-13 | Apply Electrical Items | Approved | 162600.Basement P31 | Multi-core, CU/MICA/XLPE/ LS0H (4C x10) mm2 | LM | 740 | 740 | 13 | 9620 | SC_Apply | اولاد عبده-انتصارمصطفى محمد | 162600.Basement P31 | Multi-core, CU/MICA/XLPE/ LS0H (4C x10) mm2 | LM | 740 | 22 | 16280 | EGP | SC_Apply
Mivida BP#189 | 170 | RFQ-00157 | Ahmed Mobarak | MEP (Electro Mechanical) | 2024-11-13 | Apply Electrical Items | Approved | 162600.Basement P31 | (4 x16) mm2. | LM | 1720 | 1720 | 13 | 22360 | SC_Apply | اولاد عبده-انتصارمصطفى محمد | 162600.Basement P31 | (4 x16) mm2. | LM | 1720 | 40 | 68800 | EGP | SC_Apply
Mivida BP#189 | 170 | RFQ-00157 | Ahmed Mobarak | MEP (Electro Mechanical) | 2024-11-13 | Apply Electrical Items | Approved | 162600.Basement P31 | (1C x 70) mm2 ECC. | LM | 200 | 200 | 10 | 2000 | SC_Apply | اولاد عبده-انتصارمصطفى محمد | 162600.Basement P31 | (1C x 70) mm2 ECC. | LM | 200 | 15 | 3000 | EGP | SC_Apply
Mivida BP#189 | 170 | RFQ-00157 | Ahmed Mobarak | MEP (Electro Mechanical) | 2024-11-13 | Apply Electrical Items | Approved | 162600.Basement P31 | Multi-core, CU/MICA/XLPE/ LS0H (3C x4) mm2 | LM | 5400 | 5400 | 5 | 27000 | SC_Apply | اولاد عبده-انتصارمصطفى محمد | 162600.Basement P31 | Multi-core, CU/MICA/XLPE/ LS0H (3C x4) mm2 | LM | 5400 | 15 | 81000 | EGP | SC_Apply
Mivida BP#189 | 170 | RFQ-00157 | Ahmed Mobarak | MEP (Electro Mechanical) | 2024-11-13 | Apply Electrical Items | Approved | 162600.Basement P31 | Multi-core, CU/MICA/XLPE/ LS0H (3C x25) mm2 | LM | 540 | 540 | 25 | 13500 | SC_Apply | اولاد عبده-انتصارمصطفى محمد | 162600.Basement P31 | Multi-core, CU/MICA/XLPE/ LS0H (3C x25) mm2 | LM | 540 | 25 | 13500 | EGP | SC_Apply
Mivida BP#189 | 170 | RFQ-00157 | Ahmed Mobarak | MEP (Electro Mechanical) | 2024-11-13 | Apply Electrical Items | Approved | 162600.Basement P31 | Multi-core, CU/MICA/XLPE/ LS0H (3C x95+50) mm2 | LM | 415 | 415 | 35 | 14525 | SC_Apply | اولاد عبده-انتصارمصطفى محمد | 162600.Basement P31 | Multi-core, CU/MICA/XLPE/ LS0H (3C x95+50) mm2 | LM | 415 | 60 | 24900 | EGP | SC_Apply
Mivida BP#189 | 170 | RFQ-00157 | Ahmed Mobarak | MEP (Electro Mechanical) | 2024-11-13 | Apply Electrical Items | Approved | 162600.Basement P31 | (1C x 35) mm2 ECC. | LM | 10 | 10 | 5 | 50 | SC_Apply | اولاد عبده-انتصارمصطفى محمد | 162600.Basement P31 | (1C x 35) mm2 ECC. | LM | 10 | 10 | 100 | EGP | SC_Apply
Mivida BP#189 | 170 | RFQ-00157 | Ahmed Mobarak | MEP (Electro Mechanical) | 2024-11-13 | Apply Electrical Items | Approved | 162600.Basement P31 | (1C x 50) mm2 ECC. | LM | 415 | 415 | 10 | 4150 | SC_Apply | اولاد عبده-انتصارمصطفى محمد | 162600.Basement P31 | (1C x 50) mm2 ECC. | LM | 415 | 12 | 4980 | EGP | SC_Apply
Mivida BP#189 | 170 | RFQ-00157 | Ahmed Mobarak | MEP (Electro Mechanical) | 2024-11-13 | Apply Electrical Items | Approved | 162600.Basement P31 | (1C x 95) mm2 ECC. | LM | 200 | 200 | 10 | 2000 | SC_Apply | اولاد عبده-انتصارمصطفى محمد | 162600.Basement P31 | (1C x 95) mm2 ECC. | LM | 200 | 20 | 4000 | EGP | SC_Apply
Mivida BP#189 | 170 | RFQ-00157 | Ahmed Mobarak | MEP (Electro Mechanical) | 2024-11-13 | Apply Electrical Items | Approved | 162600.Basement P31 | Multi-core, CU/MICA/XLPE/ LS0H (3C x70+35) mm2 | LM | 10 | 10 | 33 | 330 | SC_Apply | اولاد عبده-انتصارمصطفى محمد | 162600.Basement P31 | Multi-core, CU/MICA/XLPE/ LS0H (3C x70+35) mm2 | LM | 10 | 75 | 750 | EGP | SC_Apply
Mivida BP#189 | 170 | RFQ-00157 | Ahmed Mobarak | MEP (Electro Mechanical) | 2024-11-13 | Apply Electrical Items | Approved | 162600.Basement P31 | Multi-core, CU/MICA/XLPE/ LS0H (3C x120+70) mm2 | LM | 660 | 660 | 40 | 26400 | SC_Apply | اولاد عبده-انتصارمصطفى محمد | 162600.Basement P31 | Multi-core, CU/MICA/XLPE/ LS0H (3C x120+70) mm2 | LM | 660 | 65 | 42900 | EGP | SC_Apply
Mivida BP#189 | 170 | RFQ-00157 | Ahmed Mobarak | MEP (Electro Mechanical) | 2024-11-13 | Apply Electrical Items | Approved | 162600.Basement P31 | Multi-core, CU/MICA/XLPE/ LS0H (3C x185+95) mm2 | LM | 650 | 650 | 45 | 29250 | SC_Apply | اولاد عبده-انتصارمصطفى محمد | 162600.Basement P31 | Multi-core, CU/MICA/XLPE/ LS0H (3C x185+95) mm2 | LM | 650 | 95 | 61750 | EGP | SC_Apply
Mivida BP#189 | 170 | RFQ-00157 | Ahmed Mobarak | MEP (Electro Mechanical) | 2024-11-13 | Apply Electrical Items | Approved | 162600.Basement P31 | Multi-core, CU/MICA/XLPE/ LS0H (3C x240+120) mm2 | LM | 340 | 340 | 50 | 17000 | SC_Apply | اولاد عبده-انتصارمصطفى محمد | 162600.Basement P31 | Multi-core, CU/MICA/XLPE/ LS0H (3C x240+120) mm2 | LM | 340 | 95 | 32300 | EGP | SC_Apply
Mivida BP#189 | 170 | RFQ-00157 | Ahmed Mobarak | MEP (Electro Mechanical) | 2024-11-13 | Apply Electrical Items | Approved | 162600.Basement P31 | (1C x 50) mm2 ECC. | LM | 180 | 180 | 10 | 1800 | SC_Apply | اولاد عبده-انتصارمصطفى محمد | 162600.Basement P31 | (1C x 50) mm2 ECC. | LM | 180 | 12 | 2160 | EGP | SC_Apply
Mivida BP#189 | 170 | RFQ-00157 | Ahmed Mobarak | MEP (Electro Mechanical) | 2024-11-13 | Apply Electrical Items | Approved | 162600.Basement P31 | Supply & Install Metal, Non-perforated hot-dip galvanized steel Cable Tray [10X10 cm] for Security systems c/w all necessary accessories for (fixation & suspension) to complete work. | LM | 2350 | 2350 | 75 | 176250 | SC_Apply | اولاد عبده-انتصارمصطفى محمد | 162600.Basement P31 | Supply & Install Metal, Non-perforated hot-dip galvanized steel Cable Tray [10X10 cm] for Security systems c/w all necessary accessories for (fixation & suspension) to complete work. | LM | 2350 | 65 | 152750 | EGP | SC_Apply
Mivida BP#189 | 170 | RFQ-00157 | Ahmed Mobarak | MEP (Electro Mechanical) | 2024-11-13 | Apply Electrical Items | Approved | 162600.Basement P31 - SEGAB | Install Metal, Non-perforated hot-dip galvanized steel Cable Tray [120X10 cm] for Low current systems c/w all necessary accessories, fittings (factory fabricated) for fixation & suspension to complete work. | LM | 52 | 52 | 197.69 | 10279.88 | SC_Apply | اولاد عبده-انتصارمصطفى محمد | 162600.Basement P31 - SEGAB | Install Metal, Non-perforated hot-dip galvanized steel Cable Tray [120X10 cm] for Low current systems c/w all necessary accessories, fittings (factory fabricated) for fixation & suspension to complete work. | LM | 52 | 150 | 7800 | EGP | SC_Apply
Mivida BP#189 | 170 | RFQ-00157 | Ahmed Mobarak | MEP (Electro Mechanical) | 2024-11-13 | Apply Electrical Items | Approved | 162600.Basement P31 - SEGAB | Install Metal, Non-perforated hot-dip galvanized steel Cable Tray [20X10 cm] for Low current systems c/w all necessary accessories, fittings (factory fabricated) for fixation & suspension to complete work. | LM | 300 | 300 | 104.05 | 31215 | SC_Apply | اولاد عبده-انتصارمصطفى محمد | 162600.Basement P31 - SEGAB | Install Metal, Non-perforated hot-dip galvanized steel Cable Tray [20X10 cm] for Low current systems c/w all necessary accessories, fittings (factory fabricated) for fixation & suspension to complete work. | LM | 300 | 75 | 22500 | EGP | SC_Apply
Mivida BP#189 | 170 | RFQ-00157 | Ahmed Mobarak | MEP (Electro Mechanical) | 2024-11-13 | Apply Electrical Items | Approved | 162600.Basement P31 - SEGAB | Install Metal, Non-perforated hot-dip galvanized steel Cable Tray [40X10 cm] for Low current systems c/w all necessary accessories, fittings (factory fabricated) for fixation & suspension to complete work. | LM | 250 | 250 | 114.45 | 28612.5 | SC_Apply | اولاد عبده-انتصارمصطفى محمد | 162600.Basement P31 - SEGAB | Install Metal, Non-perforated hot-dip galvanized steel Cable Tray [40X10 cm] for Low current systems c/w all necessary accessories, fittings (factory fabricated) for fixation & suspension to complete work. | LM | 250 | 80 | 20000 | EGP | SC_Apply
Mivida BP#189 | 170 | RFQ-00157 | Ahmed Mobarak | MEP (Electro Mechanical) | 2024-11-13 | Apply Electrical Items | Approved | 162600.Basement P31 | (1C x 95) mm2 ECC. | LM | 370 | 370 | 10 | 3700 | SC_Apply | اولاد عبده-انتصارمصطفى محمد | 162600.Basement P31 | (1C x 95) mm2 ECC. | LM | 370 | 20 | 7400 | EGP | SC_Apply
Mivida BP#189 | 170 | RFQ-00157 | Ahmed Mobarak | MEP (Electro Mechanical) | 2024-11-13 | Apply Electrical Items | Approved | 162600.Basement P31 | (1C x 120) mm2 ECC. | LM | 460 | 460 | 15 | 6900 | SC_Apply | اولاد عبده-انتصارمصطفى محمد | 162600.Basement P31 | (1C x 120) mm2 ECC. | LM | 460 | 18 | 8280 | EGP | SC_Apply
Mivida BP#189 | 170 | RFQ-00157 | Ahmed Mobarak | MEP (Electro Mechanical) | 2024-11-13 | Apply Electrical Items | Approved | 162600.Basement P31 - SEGAB | Install Metal, Non-perforated hot-dip galvanized steel Cable Tray [80X10 cm] for Low current systems c/w all necessary accessories, fittings (factory fabricated) for fixation & suspension to complete work. | LM | 210 | 210 | 156.07 | 32774.7 | SC_Apply | اولاد عبده-انتصارمصطفى محمد | 162600.Basement P31 - SEGAB | Install Metal, Non-perforated hot-dip galvanized steel Cable Tray [80X10 cm] for Low current systems c/w all necessary accessories, fittings (factory fabricated) for fixation & suspension to complete work. | LM | 210 | 120 | 25200 | EGP | SC_Apply
Damietta Container Terminal-Infra & Bldgs _0216 | 216 | RFQ-00095 | Purchasing Engineers | Purchasing | 2024-11-19 | Supply Reinforcement (PR_103869) | Approved | Total | Steel Rebars 10 mm | TON | 716 | 30 | 765.65 | 22969.5 | MAT_Raw | حديد المصريين لتجارة مواد البناء | Total | Steel Rebars 10 mm | TON | 30 | 34298.25 | 1028947.5 | EGP | MAT_Raw
Damietta Container Terminal-Infra & Bldgs _0216 | 216 | RFQ-00095 | Purchasing Engineers | Purchasing | 2024-11-19 | Supply Reinforcement (PR_103869) | Approved | Total | Steel Rebars 12 mm | TON | 537 | 50 | 765.65 | 38282.5 | MAT_Raw | حديد المصريين لتجارة مواد البناء | Total | Steel Rebars 12 mm | TON | 50 | 34298.25 | 1714912.5 | EGP | MAT_Raw
Damietta Container Terminal-Infra & Bldgs _0216 | 216 | RFQ-00095 | Purchasing Engineers | Purchasing | 2024-11-19 | Supply Reinforcement (PR_103869) | Approved | Total | Steel Rebars 16 mm | TON | 4137 | 200 | 765.65 | 153130 | MAT_Raw | حديد المصريين لتجارة مواد البناء | Total | Steel Rebars 16 mm | TON | 200 | 34298.25 | 6859650 | EGP | MAT_Raw
Hosh Eissa Hospital _0201 | 201 | RFQ-00034 | Purchasing Engineers | Purchasing | 2024-11-20 | RFT Supply (PR NO.104407) | Approved | 10.3 | *حديد تسليح قطر 12 مم | TON | 134 | 58 | 33500 | 1943000 | MAT_Raw | حديد المصريين لتجارة مواد البناء | 10.3 | *حديد تسليح قطر 12 مم | TON | 58 | 39100 | 2267800 | EGP | MAT_Raw
Hosh Eissa Hospital _0201 | 201 | RFQ-00034 | Purchasing Engineers | Purchasing | 2024-11-20 | RFT Supply (PR NO.104407) | Approved | 10.3 | *حديد تسليح قطر 16 مم | TON | 50 | 12 | 33500 | 402000 | MAT_Raw | حديد المصريين لتجارة مواد البناء | 10.3 | *حديد تسليح قطر 16 مم | TON | 12 | 39100 | 469200 | EGP | MAT_Raw
Hosh Eissa Hospital _0201 | 201 | RFQ-00034 | Purchasing Engineers | Purchasing | 2024-11-20 | RFT Supply (PR NO.104407) | Approved | 10.3 | *حديد تسليح قطر 18 مم | TON | 40 | 14 | 33500 | 469000 | MAT_Raw | حديد المصريين لتجارة مواد البناء | 10.3 | *حديد تسليح قطر 18 مم | TON | 14 | 39100 | 547400 | EGP | MAT_Raw
Hosh Eissa Hospital _0201 | 201 | RFQ-00034 | Purchasing Engineers | Purchasing | 2024-11-20 | RFT Supply (PR NO.104407) | Approved | 10.3 | *حديد تسليح قطر 8 مم | TON | 10 | 6 | 33500 | 201000 | MAT_Raw | حديد المصريين لتجارة مواد البناء | 10.3 | *حديد تسليح قطر 8 مم | TON | 6 | 39100 | 234600 | EGP | MAT_Raw
ORA ZED-Ph 2-Pkgs A&D | 151 | RFQ-00087 | Purchasing Engineers | Purchasing | 2024-11-20 | RFT Supply Pr 104376 | Approved | All areas | Rebar Steel 10 mm (QTY =8 ton ) | TON | 8 | 8 | 38408 | 307264 | SC_Supply | حديد المصريين لتجارة مواد البناء | All areas | Rebar Steel 10 mm (QTY =8 ton ) | TON | 8 | 39100 | 312800 | EGP | SC_Supply
ORA ZED-Ph 2-Pkgs A&D | 151 | RFQ-00087 | Purchasing Engineers | Purchasing | 2024-11-20 | RFT Supply Pr 104376 | Approved | All areas | Rebar Steel 12 mm (QTY =6 ton ) | TON | 6 | 6 | 38408 | 230448 | SC_Supply | حديد المصريين لتجارة مواد البناء | All areas | Rebar Steel 12 mm (QTY =6 ton ) | TON | 6 | 39100 | 234600 | EGP | SC_Supply
Qasr Rashwan - Lot B _0208 | 208 | RFQ-00073 | Purchasing Engineers | Purchasing | 2024-11-20 | Cement supply PR (101237) | Approved | Total | أسمنت مقاوم SRC 42 | TON | 165 | 70 | 0 | 0 | MAT_Raw | المروه للتجارة والتوريدات | Total | أسمنت مقاوم SRC 42 | TON | 70 | 3840 | 268800 | EGP | MAT_Raw
Qasr Rashwan Lot A _0207 | 207 | RFQ-00072 | Purchasing Engineers | Purchasing | 2024-11-20 | Cement supply PR (100864) | Approved | total | أسمنت مقاوم SRC 42 | TON | 80 | 70 | 0 | 0 | MAT_Raw | المروه للتجارة والتوريدات | total | أسمنت مقاوم SRC 42 | TON | 70 | 3840 | 268800 | EGP | MAT_Raw
Creeks URBN K _0192 | 192 | RFQ-00049 | Purchasing Engineers | Purchasing | 2024-11-20 | Supply RFT (PR NO.104377) | Approved | 1.1.13.10 - B04-P1-33000-1 | حديد تسليح اقطار مختلفه | TON | 126 | 126 | 38200 | 4813200 | MAT_Raw | حديد المصريين لتجارة مواد البناء | 1.1.13.10 - B04-P1-33000-1 | حديد تسليح اقطار مختلفه | TON | 126 | 39100 | 4926600 | EGP | MAT_Raw
Qasr Rashwan Lot A _0207 | 207 | RFQ-00071 | Purchasing Engineers | Purchasing | 2024-11-20 | Concrete ready mix (Jul to Nov) | Approved | 13.12 - Khulusi-Bill No. 3 Main Pumping Station (Civil works) | *Ready Mix Concrete 200 kg/cm2 | CBM | 34 | 24 | 0 | 0 | SC_Supply | سما ميكس للمقاولات العامه والخرسانه الجاهزه | 13.12 - Khulusi-Bill No. 3 Main Pumping Station (Civil works) | *Ready Mix Concrete 200 kg/cm2 | CBM | 24 | 1886.7 | 45280.8 | EGP | SC_Supply
Qasr Rashwan Lot A _0207 | 207 | RFQ-00071 | Purchasing Engineers | Purchasing | 2024-11-20 | Concrete ready mix (Jul to Nov) | Approved | Total | Ready Mix Concrete 300 kg/cm2, SRC CC 400 kg/m3 | CBM | 1454.19 | 30 | 1395 | 41850 | RC | سما ميكس للمقاولات العامه والخرسانه الجاهزه | Total | Ready Mix Concrete 300 kg/cm2, SRC CC 400 kg/m3 | CBM | 30 | 2114.7 | 63441 | EGP | RC
Mivida BP#189 | 170 | RFQ-00162 | Purchasing Engineers | Purchasing | 2024-11-25 | اسمنت رتبة 22.5 - PR 101736 | Approved | 1304.BasementP31 | اسمنتاسودرتبة22.5 | TON | 80 | 80 | 1155 | 92400 | SC_Supply/Apply | امكو للتجاره والتوريدات | 1304.BasementP31 | اسمنتاسودرتبة22.5 | TON | 80 | 2750 | 220000 | EGP | SC_Supply/Apply
BIOLOGICALS AND BIOSIMILARS MANUFACTURING FACILITY EIPICO 3 _0187 | 187 | RFQ-00180 | Purchasing Engineers | Purchasing | 2024-11-26 | بردوره رصيف 50 * 30 *15 / 12.5 - pr 103446 | Approved | 1 - Landscape and Infra-321313-1 | Non-mountable curbs | MTR | 100 | 100 | 0 | 0 | MAT_Raw | المتحدة للمنتجات الاسمنتيه (يوني كريت)(سيد احمد حل | 1 - Landscape and Infra-321313-1 | Non-mountable curbs | MTR | 100 | 108.3 | 10830 | EGP | MAT_Raw
Katameya Creeks | 138 | RFQ-00134 | Purchasing Engineers | Purchasing | 2024-11-25 | Paintings PR 103508+103694 | Approved | Type D1.Buildings.2-1 | دهان ديكورا داخلي سكيب -- Decora | LTR | 20000 | 3412 | 56.21 | 191788.52 | SC_Supply | الزعيترى للتجارة والتوريدات | Type D1.Buildings.2-1 | دهان ديكورا داخلي سكيب -- Decora | LTR | 3412 | 450.3 | 1536423.6 | EGP | SC_Supply
Katameya Creeks | 138 | RFQ-00134 | Purchasing Engineers | Purchasing | 2024-11-25 | Paintings PR 103508+103694 | Approved | Type D1.Buildings.2-1 | بريمو هيرو (معجون بلاستيك جاهز ماركة سكيب للدهانات درجة 2) | Bag | 20000 | 746 | 50 | 37300 | SC_Supply | الزعيترى للتجارة والتوريدات | Type D1.Buildings.2-1 | بريمو هيرو (معجون بلاستيك جاهز ماركة سكيب للدهانات درجة 2) | Bag | 746 | 156.47 | 116726.62 | EGP | SC_Supply
Mivida BP#189 | 170 | RFQ-00158 | Purchasing Engineers | Purchasing | 2024-11-13 | Cement Supply | Approved | 9000.all | Cement Supply Grade 22.5 | TON | 175.58 | 60 | 1155 | 69300 | MAT_Raw | امكو للتجاره والتوريدات | 9000.all | Cement Supply Grade 22.5 | TON | 60 | 2750 | 165000 | EGP | MAT_Raw
Rabigh CCPP-Civil _K0006 | K0006 | RFQ-00088 | Mahmoud El Nady | MEP (Electro Mechanical) | 2024-11-24 | Metallic & Non Metallic Conduits | Approved | 26 05 33.13 CND-0009 | installing; connecting; testing; embedded; nonmetallic conduits; PVC; 150mm; with coupling; to duct banks. | ECH | 11250 | 1000 | 50 | 50000 | SC_Apply | nemko | 26 05 33.13 CND-0009 | installing; connecting; testing; embedded; nonmetallic conduits; PVC; 150mm; with coupling; to duct banks. | ECH | 1000 | 25 | 25000 | SAR | SC_Apply
Rabigh CCPP-Civil _K0006 | K0006 | RFQ-00088 | Mahmoud El Nady | MEP (Electro Mechanical) | 2024-11-24 | Metallic & Non Metallic Conduits | Approved | 26 05 33.13 CND-0010 | installing; connecting; testing; embedded; metallic conduits; rigid mild steel (RGS); 3"; with coupling; to equipment's. | ECH | 1500 | 310 | 70 | 21700 | SC_Apply | nemko | 26 05 33.13 CND-0010 | installing; connecting; testing; embedded; metallic conduits; rigid mild steel (RGS); 3"; with coupling; to equipment's. | ECH | 310 | 75 | 23250 | SAR | SC_Apply
Rabigh CCPP-Civil _K0006 | K0006 | RFQ-00088 | Mahmoud El Nady | MEP (Electro Mechanical) | 2024-11-24 | Metallic & Non Metallic Conduits | Approved | 26 05 33.13 CND-0013 | installing; connecting; testing; embedded; nonmetallic conduits; PVC; 5"; with coupling; to equipment's. | ECH | 264 | 50 | 15 | 750 | SC_Apply | nemko | 26 05 33.13 CND-0013 | installing; connecting; testing; embedded; nonmetallic conduits; PVC; 5"; with coupling; to equipment's. | ECH | 50 | 45 | 2250 | SAR | SC_Apply
Abo Shanab El Agamien _0195 | 195 | RFQ-00105 | Purchasing Engineers | Purchasing | 2024-11-17 | concrete ready mix | Approved | 6 - Huwaydi Village-Bill No.5 Store Building (Civil Works)-27-5.1.2-a.1 | Under foundations | CBM | 3.3 | 3.3 | 1020 | 3366 | RC | Sama mix | 6 - Huwaydi Village-Bill No.5 Store Building (Civil Works)-27-5.1.2-a.1 | Under foundations | CBM | 3.3 | 1584.6 | 5229.18 | EGP | RC
Abo Shanab El Agamien _0195 | 195 | RFQ-00105 | Purchasing Engineers | Purchasing | 2024-11-17 | concrete ready mix | Approved | 5 - Tahawi Village-Bill No.5 Store Building (Civil Works)-27-5.1.2-c.2 | RC protection layer | CBM | 3.14 | 3.14 | 1085 | 3406.9 | RC | Sama mix | 5 - Tahawi Village-Bill No.5 Store Building (Civil Works)-27-5.1.2-c.2 | RC protection layer | CBM | 3.14 | 1664.4 | 5226.22 | EGP | RC
Abo Shanab El Agamien _0195 | 195 | RFQ-00105 | Purchasing Engineers | Purchasing | 2024-11-17 | concrete ready mix | Approved | 2 - Kariman sednaoui-Bill No.4 Guard Room (Civil Works)-23-4.1.2-b.1 | for foundation | CBM | 6.3 | 6.3 | 1095 | 6898.5 | RC | Sama mix | 2 - Kariman sednaoui-Bill No.4 Guard Room (Civil Works)-23-4.1.2-b.1 | for foundation | CBM | 6.3 | 1687.2 | 10629.36 | EGP | RC
Abo Shanab El Agamien _0195 | 195 | RFQ-00105 | Purchasing Engineers | Purchasing | 2024-11-17 | concrete ready mix | Approved | 6 - Huwaydi Village-Bill No.4 Guard Room (Civil Works)-21-4.1.2-a.2 | For roof slopes, 30 mm to 140 mm thick | CBM | 2.46 | 2.46 | 1010 | 2484.6 | RC | Sama mix | 6 - Huwaydi Village-Bill No.4 Guard Room (Civil Works)-21-4.1.2-a.2 | For roof slopes, 30 mm to 140 mm thick | CBM | 2.46 | 1561.8 | 3842.03 | EGP | RC
Abo Shanab El Agamien _0195 | 195 | RFQ-00105 | Purchasing Engineers | Purchasing | 2024-11-17 | concrete ready mix | Approved | 7 - Iz. Raslan & Iz. Mokhtar Eiss-Bill No. 3 Main Pumping Station (Civil works)-14-3.1.2-a.3 | For roof slopes, 30 mm to 140 mm thick | CBM | 2.31 | 2.31 | 1210 | 2795.1 | RC | Sama mix | 7 - Iz. Raslan & Iz. Mokhtar Eiss-Bill No. 3 Main Pumping Station (Civil works)-14-3.1.2-a.3 | For roof slopes, 30 mm to 140 mm thick | CBM | 2.31 | 1801.2 | 4160.77 | EGP | RC
Abo Shanab El Agamien _0195 | 195 | RFQ-00105 | Purchasing Engineers | Purchasing | 2024-11-17 | concrete ready mix | Approved | 9 - Iz. Seror-Bill No. 3 Main Pumping Station (Civil works)-16-3.1.2-a.3 | For roof slopes, 30 mm to 140 mm thick | CBM | 2.64 | 2.64 | 1210 | 3194.4 | RC | Sama mix | 9 - Iz. Seror-Bill No. 3 Main Pumping Station (Civil works)-16-3.1.2-a.3 | For roof slopes, 30 mm to 140 mm thick | CBM | 2.64 | 1801.2 | 4755.17 | EGP | RC
Abo Shanab El Agamien _0195 | 195 | RFQ-00105 | Purchasing Engineers | Purchasing | 2024-11-17 | concrete ready mix | Approved | 2 - Kariman sednaoui-Bill No. 3 Main Pumping Station (Civil works)-13-3.1.2-a.3 | For roof slopes, 30 mm to 140 mm thick | CBM | 2.86 | 2.86 | 1210 | 3460.6 | RC | Sama mix | 2 - Kariman sednaoui-Bill No. 3 Main Pumping Station (Civil works)-13-3.1.2-a.3 | For roof slopes, 30 mm to 140 mm thick | CBM | 2.86 | 1801.2 | 5151.43 | EGP | RC
Abo Shanab El Agamien _0195 | 195 | RFQ-00105 | Purchasing Engineers | Purchasing | 2024-11-17 | concrete ready mix | Approved | 1 - Sharaf Al Deen Village-Bill No. 3 Main Pumping Station (Civil works)-19-3.1.2-b | Supplying and casting unreinforced concrete (Grade C30) for dicophyl by sulfate- resistant cement below underground water and up to the required level, and it includes the supply, installation and installation of galvanized iron injection pipes as required by Drawings and Specifications. | CBM | 62.4 | 62.4 | 1210 | 75504 | RC | Sama mix | 1 - Sharaf Al Deen Village-Bill No. 3 Main Pumping Station (Civil works)-19-3.1.2-b | Supplying and casting unreinforced concrete (Grade C30) for dicophyl by sulfate- resistant cement below underground water and up to the required level, and it includes the supply, installation and installation of galvanized iron injection pipes as required by Drawings and Specifications. | CBM | 62.4 | 1801.2 | 112394.88 | EGP | RC
Abo Shanab El Agamien _0195 | 195 | RFQ-00105 | Purchasing Engineers | Purchasing | 2024-11-17 | concrete ready mix | Approved | 7 - Iz. Raslan & Iz. Mokhtar Eiss-Bill No. 3 Main Pumping Station (Civil works)-14-3.1.2-a.2 | PC Slope concrete for floor with hardener | CBM | 5.94 | 5.94 | 1210 | 7187.4 | RC | Sama mix | 7 - Iz. Raslan & Iz. Mokhtar Eiss-Bill No. 3 Main Pumping Station (Civil works)-14-3.1.2-a.2 | PC Slope concrete for floor with hardener | CBM | 5.94 | 1801.2 | 10699.13 | EGP | RC
Abo Shanab El Agamien _0195 | 195 | RFQ-00105 | Purchasing Engineers | Purchasing | 2024-11-17 | concrete ready mix | Approved | 6 - Huwaydi Village-Bill No.5 Store Building (Civil Works)-27-5.1.2-a.1 | Under foundations | CBM | 3.3 | 3.3 | 1020 | 3366 | RC | Sama mix | 6 - Huwaydi Village-Bill No.5 Store Building (Civil Works)-27-5.1.2-a.1 | Under foundations | CBM | 3.3 | 1584.6 | 5229.18 | EGP | RC
Abo Shanab El Agamien _0195 | 195 | RFQ-00105 | Purchasing Engineers | Purchasing | 2024-11-17 | concrete ready mix | Approved | 3 - Iz.Junaidi Wisa & Iz. Zaki-Bill No. 3 Main Pumping Station (Civil works)-14-3.1.2-b | Supplying and casting unreinforced concrete (Grade C30) for dicophyl by sulfate-resistant cement below underground water and up to the required level, and it includes the supply, installation and installation of galvanized iron injection pipes as required by Drawings and Specifications. | CBM | 19.2 | 19.2 | 1210 | 23232 | RC | Sama mix | 3 - Iz.Junaidi Wisa & Iz. Zaki-Bill No. 3 Main Pumping Station (Civil works)-14-3.1.2-b | Supplying and casting unreinforced concrete (Grade C30) for dicophyl by sulfate-resistant cement below underground water and up to the required level, and it includes the supply, installation and installation of galvanized iron injection pipes as required by Drawings and Specifications. | CBM | 19.2 | 1801.2 | 34583.04 | EGP | RC
Abo Shanab El Agamien _0195 | 195 | RFQ-00105 | Purchasing Engineers | Purchasing | 2024-11-17 | concrete ready mix | Approved | 6 - Huwaydi Village-Bill No. 3 Main Pumping Station (Civil works)-12-3.1.2-a.3 | For roof slopes, 30 mm to 140 mm thick | CBM | 3.19 | 3.19 | 1210 | 3859.9 | RC | Sama mix | 6 - Huwaydi Village-Bill No. 3 Main Pumping Station (Civil works)-12-3.1.2-a.3 | For roof slopes, 30 mm to 140 mm thick | CBM | 3.19 | 1801.2 | 5745.83 | EGP | RC
Abo Shanab El Agamien _0195 | 195 | RFQ-00105 | Purchasing Engineers | Purchasing | 2024-11-17 | concrete ready mix | Approved | 5 - Tahawi Village-Bill No.6Admin Room - Civil Works-32-6.1.2-b.1 | for foundation | CBM | 8.4 | 8.4 | 1095 | 9198 | RC | Sama mix | 5 - Tahawi Village-Bill No.6Admin Room - Civil Works-32-6.1.2-b.1 | for foundation | CBM | 8.4 | 1687.2 | 14172.48 | EGP | RC
Abo Shanab El Agamien _0195 | 195 | RFQ-00105 | Purchasing Engineers | Purchasing | 2024-11-17 | concrete ready mix | Approved | 2 - Kariman sednaoui-Bill No.4 Guard Room (Civil Works)-23-4.1.2-b.1 | for foundation | CBM | 6.3 | 6.3 | 1095 | 6898.5 | RC | Sama mix | 2 - Kariman sednaoui-Bill No.4 Guard Room (Civil Works)-23-4.1.2-b.1 | for foundation | CBM | 6.3 | 1687.2 | 10629.36 | EGP | RC
Abo Shanab El Agamien _0195 | 195 | RFQ-00105 | Purchasing Engineers | Purchasing | 2024-11-17 | concrete ready mix | Approved | 3 - Iz.Junaidi Wisa & Iz. Zaki-Bill No.9 Site and Civil Works -34-7.2.2.a- | Under foundations | CBM | 14.3 | 14.3 | 1020 | 14586 | RC | Sama mix | 3 - Iz.Junaidi Wisa & Iz. Zaki-Bill No.9 Site and Civil Works -34-7.2.2.a- | Under foundations | CBM | 14.3 | 1584.6 | 22659.78 | EGP | RC
Abo Shanab El Agamien _0195 | 195 | RFQ-00105 | Purchasing Engineers | Purchasing | 2024-11-17 | concrete ready mix | Approved | 4 - IZ. AL BILTAJI-Bill No.6Admin Room - Civil Works-34-6.1.2-c.1 | structure | CBM | 8.4 | 8.4 | 1085 | 9114 | RC | Sama mix | 4 - IZ. AL BILTAJI-Bill No.6Admin Room - Civil Works-34-6.1.2-c.1 | structure | CBM | 8.4 | 1664.4 | 13980.96 | EGP | RC
Qasr Rashwan - Lot B _0208 | 208 | RFQ-00070 | Purchasing Engineers | Purchasing | 2024-11-17 | Ready Mix Concrete | Approved | Total | Ready Mix Concrete 300 kg/cm2, SRC CC 400 kg/m3 | CBM | 2028.2 | 34 | 1395 | 47430 | RC | سما ميكس للمقاولات العامه والخرسانه الجاهزه | Total | Ready Mix Concrete 300 kg/cm2, SRC CC 400 kg/m3 | CBM | 34 | 2114.7 | 71899.8 | EGP | RC
Qasr Rashwan Lot A _0207 | 207 | RFQ-00070 | Purchasing Engineers | Purchasing | 2024-11-19 | RFT steel PR ( 104364 ) | Approved | total | Steel Reinforcement Bars phi 10 | TON | 5.9 | 2 | 26315.79 | 52631.58 | MAT_Raw | حديد المصريين لتجارة مواد البناء | total | Steel Reinforcement Bars phi 10 | TON | 2 | 39100 | 78200 | EGP | MAT_Raw
Qasr Rashwan Lot A _0207 | 207 | RFQ-00070 | Purchasing Engineers | Purchasing | 2024-11-19 | RFT steel PR ( 104364 ) | Approved | total | Steel Reinforcement Bars phi 8 | TON | 5.9 | 2 | 26315.79 | 52631.58 | MAT_Raw | حديد المصريين لتجارة مواد البناء | total | Steel Reinforcement Bars phi 8 | TON | 2 | 39100 | 78200 | EGP | MAT_Raw
Qasr Rashwan - Lot B _0208 | 208 | RFQ-00072 | Purchasing Engineers | Purchasing | 2024-11-19 | RFT steel PR (104370) | Approved | total | Supply Steel Material phi 16 mm | TON | 84.15 | 4 | 26315.79 | 105263.16 | MAT_Raw | حديد المصريين لتجارة مواد البناء | total | Supply Steel Material phi 16 mm | TON | 4 | 39100 | 156400 | EGP | MAT_Raw
Qasr Rashwan - Lot B _0208 | 208 | RFQ-00072 | Purchasing Engineers | Purchasing | 2024-11-19 | RFT steel PR (104370) | Approved | total | Supply Steel Material phi 8 mm | TON | 3.28 | 2 | 26315.79 | 52631.58 | MAT_Raw | حديد المصريين لتجارة مواد البناء | total | Supply Steel Material phi 8 mm | TON | 2 | 39100 | 78200 | EGP | MAT_Raw
Qasr Rashwan - Lot B _0208 | 208 | RFQ-00072 | Purchasing Engineers | Purchasing | 2024-11-19 | RFT steel PR (104370) | Approved | total | Supply Steel Material phi 12 mm | TON | 47.93 | 4 | 26315.79 | 105263.16 | MAT_Raw | حديد المصريين لتجارة مواد البناء | total | Supply Steel Material phi 12 mm | TON | 4 | 39100 | 156400 | EGP | MAT_Raw
Qasr Rashwan - Lot B _0208 | 208 | RFQ-00069 | Reham Ashraf | Operation | 2024-11-07 | Sewage and Main Force Networks | Approved | 13.10 - Salih Shamatah-BILL NO.1: SEWAGE NETWORK-1.2.1-b.4 | Ditto, depth to invert between 3.01 m and 3.50 m --*C_Sewer Manhole - Circular - Concrete with internal diameter 1200 mm with GRP Cover and steps(21)_(SUB)+(Cement)+(Insulation) | ECH | 23 | 20 | 20311.88 | 406237.6 | OTH | ياسين ثابت عبد العال | 13.10 - Salih Shamatah-BILL NO.1: SEWAGE NETWORK-1.2.1-b.4 | Ditto, depth to invert between 3.01 m and 3.50 m --*C_Sewer Manhole - Circular - Concrete with internal diameter 1200 mm with GRP Cover and steps(21)_(SUB)+(Cement)+(Insulation) | ECH | 20 | 18200 | 364000 | EGP | OTH
Qasr Rashwan - Lot B _0208 | 208 | RFQ-00069 | Reham Ashraf | Operation | 2024-11-07 | Sewage and Main Force Networks | Approved | 15.10 - Al Burm-BILL NO. 1: SEWAGE NETWORK-1.1.1-f.2 | Ditto, depth to invert between 4.51 m and 5.50 m --*C_DN/ID 500 mm (SN 8) 4.51 m and 5.50 m_(SUB) | MTR | 235 | 235 | 1707.73 | 401316.55 | OTH | ياسين ثابت عبد العال | 15.10 - Al Burm-BILL NO. 1: SEWAGE NETWORK-1.1.1-f.2 | Ditto, depth to invert between 4.51 m and 5.50 m --*C_DN/ID 500 mm (SN 8) 4.51 m and 5.50 m_(SUB) | MTR | 235 | 1670 | 392450 | EGP | OTH
Qasr Rashwan - Lot B _0208 | 208 | RFQ-00069 | Reham Ashraf | Operation | 2024-11-07 | Sewage and Main Force Networks | Approved | 10.10 - Abd Al Azeem Al Sofy -BILL NO.1: SEWAGE NETWORK-1.5-a | HC 60*60 cm --*HC 60*60 cm(2)_(SUB)+(Cement)+(Insulation) | ECH | 150 | 150 | 4654.45 | 698167.5 | OTH | ياسين ثابت عبد العال | 10.10 - Abd Al Azeem Al Sofy -BILL NO.1: SEWAGE NETWORK-1.5-a | HC 60*60 cm --*HC 60*60 cm(2)_(SUB)+(Cement)+(Insulation) | ECH | 150 | 4500 | 675000 | EGP | OTH
Qasr Rashwan - Lot B _0208 | 208 | RFQ-00069 | Reham Ashraf | Operation | 2024-11-07 | Sewage and Main Force Networks | Approved | 15.10 - Al Burm-BILL NO. 1: SEWAGE NETWORK-1.2.1-a.1 | Depth to invert not exceeding 1.5 m --*C_Sewer Manhole - Circular - Concrete with internal diameter 1000 mm with GRP Cover and steps_(SUB)+(Cement)+(Insulation) | NO | 185 | 135 | 9782.21 | 1320598.35 | OTH | ياسين ثابت عبد العال | 15.10 - Al Burm-BILL NO. 1: SEWAGE NETWORK-1.2.1-a.1 | Depth to invert not exceeding 1.5 m --*C_Sewer Manhole - Circular - Concrete with internal diameter 1000 mm with GRP Cover and steps_(SUB)+(Cement)+(Insulation) | NO | 135 | 9300 | 1255500 | EGP | OTH
Qasr Rashwan - Lot B _0208 | 208 | RFQ-00069 | Reham Ashraf | Operation | 2024-11-07 | Sewage and Main Force Networks | Approved | 11.10 - Abd Al Rahman Ibrahim-BILL NO.1: SEWAGE NETWORK-1.2.1-b.3 | Ditto, depth to invert between 2.51 m and 3.00 m --*C_Sewer Manhole - Circular - Concrete with internal diameter 1200 mm with GRP Cover and steps(20)_(SUB)+(Cement)+(Insulation) | ECH | 63 | 53 | 17793.16 | 943037.48 | OTH | ياسين ثابت عبد العال | 11.10 - Abd Al Rahman Ibrahim-BILL NO.1: SEWAGE NETWORK-1.2.1-b.3 | Ditto, depth to invert between 2.51 m and 3.00 m --*C_Sewer Manhole - Circular - Concrete with internal diameter 1200 mm with GRP Cover and steps(20)_(SUB)+(Cement)+(Insulation) | ECH | 53 | 16000 | 848000 | EGP | OTH
Qasr Rashwan - Lot B _0208 | 208 | RFQ-00069 | Reham Ashraf | Operation | 2024-11-07 | Sewage and Main Force Networks | Approved | 15.12 - Iz. Al Burm | Alternative Water Networks in which cannot be considered as Re-location of Publice Utilites and Requires Full Transfer of Pipe lines and Valves to water Disconnection | MTR | 0 | 0 | 0 | 0 | SC_Apply | ياسين ثابت عبد العال | 15.12 - Iz. Al Burm | Alternative Water Networks in which cannot be considered as Re-location of Publice Utilites and Requires Full Transfer of Pipe lines and Valves to water Disconnection | MTR | 0 | 120 | 0 | EGP | SC_Apply
Qasr Rashwan - Lot B _0208 | 208 | RFQ-00069 | Reham Ashraf | Operation | 2024-11-07 | Sewage and Main Force Networks | Approved | 12.10 - Suleiman Tadrus-BILL NO.1: SEWAGE NETWORK-1.1.1-c.3 | Ditto, depth to invert between 2.51 m and 3.50 m --*C_DN/ID 250mm (SN 8) 2.51m and 3.5m_(SUB) | MTR | 1950 | 1650 | 543.34 | 896511 | OTH | ياسين ثابت عبد العال | 12.10 - Suleiman Tadrus-BILL NO.1: SEWAGE NETWORK-1.1.1-c.3 | Ditto, depth to invert between 2.51 m and 3.50 m --*C_DN/ID 250mm (SN 8) 2.51m and 3.5m_(SUB) | MTR | 1650 | 710 | 1171500 | EGP | OTH
Qasr Rashwan - Lot B _0208 | 208 | RFQ-00069 | Reham Ashraf | Operation | 2024-11-07 | Sewage and Main Force Networks | Approved | 14.10 - Abou Hussein-BILL NO.1 : SEWAGE NETWORK--1.8 | Deep Dewatering according to soil investigation, specification and Engineer instruction. | ECH | 630 | 630 | 984.17 | 620027.1 | OTH | ياسين ثابت عبد العال | 14.10 - Abou Hussein-BILL NO.1 : SEWAGE NETWORK--1.8 | Deep Dewatering according to soil investigation, specification and Engineer instruction. | ECH | 630 | 1000 | 630000 | EGP | OTH
Qasr Rashwan - Lot B _0208 | 208 | RFQ-00069 | Reham Ashraf | Operation | 2024-11-07 | Sewage and Main Force Networks | Approved | 13.10 - Salih Shamatah-BILL NO.1: SEWAGE NETWORK--1.1 | Wooden formwork left in their places after the construction and backfilling works completed as approved and instructed by the Engineer | ECH | 30 | 30 | 16000 | 480000 | OTH | ياسين ثابت عبد العال | 13.10 - Salih Shamatah-BILL NO.1: SEWAGE NETWORK--1.1 | Wooden formwork left in their places after the construction and backfilling works completed as approved and instructed by the Engineer | ECH | 30 | 16000 | 480000 | EGP | OTH
Qasr Rashwan - Lot B _0208 | 208 | RFQ-00069 | Reham Ashraf | Operation | 2024-11-07 | Sewage and Main Force Networks | Approved | 11.10 - Abd Al Rahman Ibrahim-BILL NO.1: SEWAGE NETWORK-1.3.1-a | IC 60*60 cm --*IC 60*60 cm_(SUB)+(Cement)+(Insulation) | ECH | 90 | 89 | 4654.45 | 414246.05 | OTH | ياسين ثابت عبد العال | 11.10 - Abd Al Rahman Ibrahim-BILL NO.1: SEWAGE NETWORK-1.3.1-a | IC 60*60 cm --*IC 60*60 cm_(SUB)+(Cement)+(Insulation) | ECH | 89 | 3800 | 338200 | EGP | OTH
Qasr Rashwan - Lot B _0208 | 208 | RFQ-00069 | Reham Ashraf | Operation | 2024-11-07 | Sewage and Main Force Networks | Approved | 10.10 - Abd Al Azeem Al Sofy -BILL NO.1: SEWAGE NETWORK-1.1.1-b.2 | Ditto, depth to invert between 1.51 m and 2.50 m --*C_DN/ID 200mm (SN 8) 1.51m and 2.5m_(SUB) | MTR | 2700 | 2700 | 364.41 | 983907 | OTH | ياسين ثابت عبد العال | 10.10 - Abd Al Azeem Al Sofy -BILL NO.1: SEWAGE NETWORK-1.1.1-b.2 | Ditto, depth to invert between 1.51 m and 2.50 m --*C_DN/ID 200mm (SN 8) 1.51m and 2.5m_(SUB) | MTR | 2700 | 520 | 1404000 | EGP | OTH
Qasr Rashwan - Lot B _0208 | 208 | RFQ-00069 | Reham Ashraf | Operation | 2024-11-07 | Sewage and Main Force Networks | Approved | 11.10 - Abd Al Rahman Ibrahim-BILL NO.1: SEWAGE NETWORK-1.1.1-c.2 | Ditto, depth to invert between 1.51 m and 2.50 m --*C_DN/ID 250mm (SN 8) 1.51m and 2.5m_(SUB) | MTR | 1500 | 1000 | 400.02 | 400020 | OTH | ياسين ثابت عبد العال | 11.10 - Abd Al Rahman Ibrahim-BILL NO.1: SEWAGE NETWORK-1.1.1-c.2 | Ditto, depth to invert between 1.51 m and 2.50 m --*C_DN/ID 250mm (SN 8) 1.51m and 2.5m_(SUB) | MTR | 1000 | 620 | 620000 | EGP | OTH
Qasr Rashwan - Lot B _0208 | 208 | RFQ-00069 | Reham Ashraf | Operation | 2024-11-07 | Sewage and Main Force Networks | Approved | 10.10 - Abd Al Azeem Al Sofy -BILL NO.1: SEWAGE NETWORK-1.1.1-c.4 | Ditto, depth to invert between 3.51 m and 4.50 m --*C_DN/ID 250mm (SN 8) 3.51m and 4.5 m_(SUB) | MTR | 185 | 185 | 738.32 | 136589.2 | OTH | ياسين ثابت عبد العال | 10.10 - Abd Al Azeem Al Sofy -BILL NO.1: SEWAGE NETWORK-1.1.1-c.4 | Ditto, depth to invert between 3.51 m and 4.50 m --*C_DN/ID 250mm (SN 8) 3.51m and 4.5 m_(SUB) | MTR | 185 | 860 | 159100 | EGP | OTH
Qasr Rashwan - Lot B _0208 | 208 | RFQ-00069 | Reham Ashraf | Operation | 2024-11-07 | Sewage and Main Force Networks | Approved | 10.10 - Abd Al Azeem Al Sofy -BILL NO.1: SEWAGE NETWORK--1.8 | Excavation in rock as specified in the Contract Documents. | ECH | 30 | 30 | 346.67 | 10400.1 | OTH | ياسين ثابت عبد العال | 10.10 - Abd Al Azeem Al Sofy -BILL NO.1: SEWAGE NETWORK--1.8 | Excavation in rock as specified in the Contract Documents. | ECH | 30 | 550 | 16500 | EGP | OTH
Qasr Rashwan - Lot B _0208 | 208 | RFQ-00069 | Reham Ashraf | Operation | 2024-11-07 | Sewage and Main Force Networks | Approved | 14.10 - Abou Hussein-BILL NO.1 : SEWAGE NETWORK-1.2.1-b.1 | Ditto, depth to invert between 1.51 m and 2.00 m --*C_Manholes with internal diameter of 1200mm(2)_(SUB)+(Cement)+(Insulation) | ECH | 42 | 42 | 12060.97 | 506560.74 | OTH | ياسين ثابت عبد العال | 14.10 - Abou Hussein-BILL NO.1 : SEWAGE NETWORK-1.2.1-b.1 | Ditto, depth to invert between 1.51 m and 2.00 m --*C_Manholes with internal diameter of 1200mm(2)_(SUB)+(Cement)+(Insulation) | ECH | 42 | 11400 | 478800 | EGP | OTH
Qasr Rashwan - Lot B _0208 | 208 | RFQ-00069 | Reham Ashraf | Operation | 2024-11-07 | Sewage and Main Force Networks | Approved | 13.10 - Salih Shamatah-BILL NO.1: SEWAGE NETWORK-1.1.1-c.2 | Ditto, depth to invert between 1.51 m and 2.50 m --*C_DN/ID 250mm (SN 8) 1.51m and 2.5m_(SUB) | MTR | 1000 | 800 | 400.02 | 320016 | OTH | ياسين ثابت عبد العال | 13.10 - Salih Shamatah-BILL NO.1: SEWAGE NETWORK-1.1.1-c.2 | Ditto, depth to invert between 1.51 m and 2.50 m --*C_DN/ID 250mm (SN 8) 1.51m and 2.5m_(SUB) | MTR | 800 | 620 | 496000 | EGP | OTH
Qasr Rashwan - Lot B _0208 | 208 | RFQ-00069 | Reham Ashraf | Operation | 2024-11-07 | Sewage and Main Force Networks | Approved | 15.10 - Al Burm-BILL NO. 1: SEWAGE NETWORK-1.2.1-b.2 | Ditto, depth to invert between 2.01 m and 2.50 m --*C_Sewer Manhole - Circular - Concrete with internal diameter 1200 mm with GRP Cover and steps(19)_(SUB)+(Cement)+(Insulation) | NO | 57 | 37 | 14451.71 | 534713.27 | OTH | ياسين ثابت عبد العال | 15.10 - Al Burm-BILL NO. 1: SEWAGE NETWORK-1.2.1-b.2 | Ditto, depth to invert between 2.01 m and 2.50 m --*C_Sewer Manhole - Circular - Concrete with internal diameter 1200 mm with GRP Cover and steps(19)_(SUB)+(Cement)+(Insulation) | NO | 37 | 13000 | 481000 | EGP | OTH
Qasr Rashwan - Lot B _0208 | 208 | RFQ-00069 | Reham Ashraf | Operation | 2024-11-07 | Sewage and Main Force Networks | Approved | 11.10 - Abd Al Rahman Ibrahim-BILL NO.1: SEWAGE NETWORK-1.1.1-f.2 | Ditto, depth to invert between 5.51 m and 6.50 m --*C_DN/ID 500 mm (SN 8) 5.51 m and 6.50 m_(SUB) | MTR | 310 | 310 | 1971.19 | 611068.9 | OTH | ياسين ثابت عبد العال | 11.10 - Abd Al Rahman Ibrahim-BILL NO.1: SEWAGE NETWORK-1.1.1-f.2 | Ditto, depth to invert between 5.51 m and 6.50 m --*C_DN/ID 500 mm (SN 8) 5.51 m and 6.50 m_(SUB) | MTR | 310 | 2000 | 620000 | EGP | OTH
Qasr Rashwan - Lot B _0208 | 208 | RFQ-00069 | Reham Ashraf | Operation | 2024-11-07 | Sewage and Main Force Networks | Approved | 10.10 - Abd Al Azeem Al Sofy -BILL NO.1: SEWAGE NETWORK-1.1.1-b.1 | Depth to invert not exceeding 1.5 m --*C_DN/ID 200mm (SN 8) 1.5 m_(SUB) | MTR | 5400 | 3997.08 | 282.83 | 1130494.14 | OTH | ياسين ثابت عبد العال | 10.10 - Abd Al Azeem Al Sofy -BILL NO.1: SEWAGE NETWORK-1.1.1-b.1 | Depth to invert not exceeding 1.5 m --*C_DN/ID 200mm (SN 8) 1.5 m_(SUB) | MTR | 3997.08 | 460 | 1838656.8 | EGP | OTH
Qasr Rashwan - Lot B _0208 | 208 | RFQ-00069 | Reham Ashraf | Operation | 2024-11-07 | Sewage and Main Force Networks | Approved | 15.10 - Al Burm-BILL NO. 1: SEWAGE NETWORK-1.1.1-e.2 | Ditto, depth to invert between 4.51 m and 5.50 m --*C_DN/ID 400mm (SN 8) 4.51 m and 5.50 m_(SUB) | MTR | 155 | 155 | 1821.42 | 282320.1 | OTH | ياسين ثابت عبد العال | 15.10 - Al Burm-BILL NO. 1: SEWAGE NETWORK-1.1.1-e.2 | Ditto, depth to invert between 4.51 m and 5.50 m --*C_DN/ID 400mm (SN 8) 4.51 m and 5.50 m_(SUB) | MTR | 155 | 1600 | 248000 | EGP | OTH
Qasr Rashwan - Lot B _0208 | 208 | RFQ-00069 | Reham Ashraf | Operation | 2024-11-07 | Sewage and Main Force Networks | Approved | 10.10 - Abd Al Azeem Al Sofy -BILL NO.1: SEWAGE NETWORK-1.2.2-a.2 | Ditto, depth to invert between 2.51 m and 3.00 m --*C_Manholes with Square Shape with internal size of 1750*1750 mm(2)_(SUB)+(Cement)+(Insulation) | ECH | 5 | 5 | 51000.74 | 255003.7 | OTH | ياسين ثابت عبد العال | 10.10 - Abd Al Azeem Al Sofy -BILL NO.1: SEWAGE NETWORK-1.2.2-a.2 | Ditto, depth to invert between 2.51 m and 3.00 m --*C_Manholes with Square Shape with internal size of 1750*1750 mm(2)_(SUB)+(Cement)+(Insulation) | ECH | 5 | 35500 | 177500 | EGP | OTH
Qasr Rashwan - Lot B _0208 | 208 | RFQ-00069 | Reham Ashraf | Operation | 2024-11-07 | Sewage and Main Force Networks | Approved | 15.10 - Al Burm-BILL NO. 1: SEWAGE NETWORK--1.1 | Wooden formwork left in their places after the construction and backfilling works completed as approved and instructed by the Engineer Bill No. 2: Force Main Pipeline | ECH | 25 | 25 | 16000 | 400000 | OTH | ياسين ثابت عبد العال | 15.10 - Al Burm-BILL NO. 1: SEWAGE NETWORK--1.1 | Wooden formwork left in their places after the construction and backfilling works completed as approved and instructed by the Engineer Bill No. 2: Force Main Pipeline | ECH | 25 | 16000 | 400000 | EGP | OTH
Egyptian University in Alamein _0220 | 220 | RFQ-00004 | Eslam Kamal | Operation | 2024-11-07 | اعمال استشارات هندسية | Approved | 11 | Calculations & Design Check for Faculty of dentistry | LS | 1 | 1 | 152206.07 | 152206.07 | Ind | مركز التصميمات - محمد حسن الزناتى | 11 | Calculations & Design Check for Faculty of dentistry | LS | 1 | 167000 | 167000 | EGP | Ind
Egyptian University in Alamein _0220 | 220 | RFQ-00004 | Eslam Kamal | Operation | 2024-11-07 | اعمال استشارات هندسية | Approved | 11 | Calculations & Design Check for Faculty of physiotherapy | LS | 1 | 1 | 101470.72 | 101470.72 | Ind | مركز التصميمات - محمد حسن الزناتى | 11 | Calculations & Design Check for Faculty of physiotherapy | LS | 1 | 133000 | 133000 | EGP | Ind
Egyptian University in Alamein _0220 | 220 | RFQ-00004 | Eslam Kamal | Operation | 2024-11-07 | اعمال استشارات هندسية | Approved | 11 | Calculations & Design Check for Faculty of computer and information | LS | 1 | 1 | 0 | 0 | Ind | مركز التصميمات - محمد حسن الزناتى | 11 | Calculations & Design Check for Faculty of computer and information | LS | 1 | 0 | 0 | EGP | Ind
Rabigh CCPP-Civil _K0006 | K0006 | RFQ-00066 | Ahmed Atia | Operation | 2024-11-10 | Mahmoud Elgohary - SD - SAR | Approved | indirect | Shop Drawings , detailing & As built | NO | 1500 | 100 | 100 | 10000 | Ind | محمود شعبان محمد الجوهرى احمد | indirect | Shop Drawings , detailing & As built | NO | 100 | 80 | 8000 | SAR | Ind
Rabigh CCPP-Civil _K0006 | K0006 | RFQ-00088 | Mahmoud El Nady | MEP (Electro Mechanical) | 2024-11-24 | Metallic & Non Metallic Conduits | Approved | 26 05 33.13 CND-0015 | installing; connecting; testing; embedded; nonmetallic conduits; PVC; 200mm; with coupling; to duct banks. | ECH | 11250 | 3000 | 55.5 | 166500 | MAT_Raw | nemko | 26 05 33.13 CND-0015 | installing; connecting; testing; embedded; nonmetallic conduits; PVC; 200mm; with coupling; to duct banks. | ECH | 3000 | 30 | 90000 | SAR | MAT_Raw
Rabigh CCPP-Civil _K0006 | K0006 | RFQ-00088 | Mahmoud El Nady | MEP (Electro Mechanical) | 2024-11-24 | Metallic & Non Metallic Conduits | Approved | 26 05 33.13 CND-0011 | installing; connecting; testing; embedded; nonmetallic conduits; PVC; 3"; with coupling; to equipment's. | ECH | 825 | 500 | 12 | 6000 | SC_Apply | nemko | 26 05 33.13 CND-0011 | installing; connecting; testing; embedded; nonmetallic conduits; PVC; 3"; with coupling; to equipment's. | ECH | 500 | 45 | 22500 | SAR | SC_Apply
Rabigh CCPP-Civil _K0006 | K0006 | RFQ-00088 | Mahmoud El Nady | MEP (Electro Mechanical) | 2024-11-24 | Metallic & Non Metallic Conduits | Approved | 26 05 33.13 CND-0012 | installing; connecting; testing; embedded; nonmetallic conduits; PVC; 4"; with coupling; to equipment's. | ECH | 1725 | 500 | 14 | 7000 | SC_Apply | nemko | 26 05 33.13 CND-0012 | installing; connecting; testing; embedded; nonmetallic conduits; PVC; 4"; with coupling; to equipment's. | ECH | 500 | 45 | 22500 | SAR | SC_Apply
Rabigh CCPP-Civil _K0006 | K0006 | RFQ-00088 | Mahmoud El Nady | MEP (Electro Mechanical) | 2024-11-24 | Metallic & Non Metallic Conduits | Approved | 26 05 33.13 CND-0014 | installing; connecting; testing; embedded; metallic conduits; rigid mild steel (RGS); 4"; with coupling; to equipment's. | ECH | 1500 | 300 | 100 | 30000 | SC_Apply | nemko | 26 05 33.13 CND-0014 | installing; connecting; testing; embedded; metallic conduits; rigid mild steel (RGS); 4"; with coupling; to equipment's. | ECH | 300 | 75 | 22500 | SAR | SC_Apply
Qasr Rashwan - Lot B _0208 | 208 | RFQ-00069 | Reham Ashraf | Operation | 2024-11-07 | Sewage and Main Force Networks | Approved | 10.10 - Abd Al Azeem Al Sofy -BILL NO.1: SEWAGE NETWORK--1.9 | Deep Dewatering according to soil investigation, specification and Engineer instruction. | ECH | 1950 | 1950 | 1800 | 3510000 | OTH | ياسين ثابت عبد العال | 10.10 - Abd Al Azeem Al Sofy -BILL NO.1: SEWAGE NETWORK--1.9 | Deep Dewatering according to soil investigation, specification and Engineer instruction. | ECH | 1950 | 2000 | 3900000 | EGP | OTH
Qasr Rashwan - Lot B _0208 | 208 | RFQ-00069 | Reham Ashraf | Operation | 2024-11-07 | Sewage and Main Force Networks | Approved | 10.10 - Abd Al Azeem Al Sofy -BILL NO.1: SEWAGE NETWORK--1.9 | Deep Dewatering according to soil investigation, specification and Engineer instruction. | ECH | 1050 | 1050 | 984.17 | 1033378.5 | OTH | ياسين ثابت عبد العال | 10.10 - Abd Al Azeem Al Sofy -BILL NO.1: SEWAGE NETWORK--1.9 | Deep Dewatering according to soil investigation, specification and Engineer instruction. | ECH | 1050 | 1000 | 1050000 | EGP | OTH
Qasr Rashwan - Lot B _0208 | 208 | RFQ-00069 | Reham Ashraf | Operation | 2024-11-07 | Sewage and Main Force Networks | Approved | 12.10 - Suleiman Tadrus-BILL NO.1: SEWAGE NETWORK-1.1.1-c.6 | Ditto, depth to invert between 5.51 m and 6.50 m --*C_DN/ID 250mm (SN 8) 5.51 m and 6.50 m_(SUB) | MTR | 120 | 120 | 1272.27 | 152672.4 | OTH | ياسين ثابت عبد العال | 12.10 - Suleiman Tadrus-BILL NO.1: SEWAGE NETWORK-1.1.1-c.6 | Ditto, depth to invert between 5.51 m and 6.50 m --*C_DN/ID 250mm (SN 8) 5.51 m and 6.50 m_(SUB) | MTR | 120 | 1350 | 162000 | EGP | OTH
Qasr Rashwan - Lot B _0208 | 208 | RFQ-00069 | Reham Ashraf | Operation | 2024-11-07 | Sewage and Main Force Networks | Approved | 14.11 - Abou Hussein-BILL NO.2 : Force Main Pipeline--2.8 | Supply and filling by clean sand between the existing covered waterways and the forcemain pipe covered by concrete encasement | ECH | 50 | 50 | 250 | 12500 | OTH | ياسين ثابت عبد العال | 14.11 - Abou Hussein-BILL NO.2 : Force Main Pipeline--2.8 | Supply and filling by clean sand between the existing covered waterways and the forcemain pipe covered by concrete encasement | ECH | 50 | 200 | 10000 | EGP | OTH
Qasr Rashwan - Lot B _0208 | 208 | RFQ-00069 | Reham Ashraf | Operation | 2024-11-07 | Sewage and Main Force Networks | Approved | 12.10 - Suleiman Tadrus-BILL NO.1: SEWAGE NETWORK-1.1.1-c.5 | Ditto, depth to invert between 4.51 m and 5.50 m --*C_DN/ID 250mm (SN 8) 4.51 m and 5.50 m_(SUB) | MTR | 260 | 260 | 1017.79 | 264625.4 | OTH | ياسين ثابت عبد العال | 12.10 - Suleiman Tadrus-BILL NO.1: SEWAGE NETWORK-1.1.1-c.5 | Ditto, depth to invert between 4.51 m and 5.50 m --*C_DN/ID 250mm (SN 8) 4.51 m and 5.50 m_(SUB) | MTR | 260 | 1200 | 312000 | EGP | OTH
Qasr Rashwan - Lot B _0208 | 208 | RFQ-00069 | Reham Ashraf | Operation | 2024-11-07 | Sewage and Main Force Networks | Approved | 14.10 - Abou Hussein-BILL NO.1 : SEWAGE NETWORK-1.2.1-b.2 | Ditto, depth to invert between 2.01 m and 2.50 m --*C_Sewer Manhole - Circular - Concrete with internal diameter 1200 mm with GRP Cover and steps(19)_(SUB)+(Cement)+(Insulation) | NO | 21 | 21 | 14451.71 | 303485.91 | OTH | ياسين ثابت عبد العال | 14.10 - Abou Hussein-BILL NO.1 : SEWAGE NETWORK-1.2.1-b.2 | Ditto, depth to invert between 2.01 m and 2.50 m --*C_Sewer Manhole - Circular - Concrete with internal diameter 1200 mm with GRP Cover and steps(19)_(SUB)+(Cement)+(Insulation) | NO | 21 | 13000 | 273000 | EGP | OTH
Qasr Rashwan - Lot B _0208 | 208 | RFQ-00069 | Reham Ashraf | Operation | 2024-11-07 | Sewage and Main Force Networks | Approved | 14.10 - Abou Hussein-BILL NO.1 : SEWAGE NETWORK-1.2.1-a.1 | Depth to invert not exceeding 1.5 m --*C_Sewer Manhole - Circular - Concrete with internal diameter 1000 mm with GRP Cover and steps_(SUB)+(Cement)+(Insulation) | NO | 102 | 72 | 9782.21 | 704319.12 | OTH | ياسين ثابت عبد العال | 14.10 - Abou Hussein-BILL NO.1 : SEWAGE NETWORK-1.2.1-a.1 | Depth to invert not exceeding 1.5 m --*C_Sewer Manhole - Circular - Concrete with internal diameter 1000 mm with GRP Cover and steps_(SUB)+(Cement)+(Insulation) | NO | 72 | 9300 | 669600 | EGP | OTH
Qasr Rashwan - Lot B _0208 | 208 | RFQ-00069 | Reham Ashraf | Operation | 2024-11-07 | Sewage and Main Force Networks | Approved | 13.10 - Salih Shamatah-BILL NO.1: SEWAGE NETWORK-1.1.1-d.2 | Ditto, depth to invert between 3.51 m and 4.50 m --*C_DN/ID 300 mm (SN 8) 3.51 m and 4.50 m_(SUB) | MTR | 110 | 110 | 772.15 | 84936.5 | OTH | ياسين ثابت عبد العال | 13.10 - Salih Shamatah-BILL NO.1: SEWAGE NETWORK-1.1.1-d.2 | Ditto, depth to invert between 3.51 m and 4.50 m --*C_DN/ID 300 mm (SN 8) 3.51 m and 4.50 m_(SUB) | MTR | 110 | 1100 | 121000 | EGP | OTH
Qasr Rashwan - Lot B _0208 | 208 | RFQ-00069 | Reham Ashraf | Operation | 2024-11-07 | Sewage and Main Force Networks | Approved | 13.10 - Salih Shamatah-BILL NO.1: SEWAGE NETWORK-1.1.1-c.1 | Depth to invert not exceeding 1.5 m --*C_DN/ID 250mm (SN 8) 1.5 m_(SUB) | MTR | 150 | 100 | 328.37 | 32837 | OTH | ياسين ثابت عبد العال | 13.10 - Salih Shamatah-BILL NO.1: SEWAGE NETWORK-1.1.1-c.1 | Depth to invert not exceeding 1.5 m --*C_DN/ID 250mm (SN 8) 1.5 m_(SUB) | MTR | 100 | 460 | 46000 | EGP | OTH
Qasr Rashwan - Lot B _0208 | 208 | RFQ-00069 | Reham Ashraf | Operation | 2024-11-07 | Sewage and Main Force Networks | Approved | 13.10 - Salih Shamatah-BILL NO.1: SEWAGE NETWORK-1.1.1-b.2 | Ditto, depth to invert between 1.51 m and 2.50 m --*C_DN/ID 200mm (SN 8) 1.51m and 2.5m_(SUB) | MTR | 2900 | 2200 | 364.41 | 801702 | OTH | ياسين ثابت عبد العال | 13.10 - Salih Shamatah-BILL NO.1: SEWAGE NETWORK-1.1.1-b.2 | Ditto, depth to invert between 1.51 m and 2.50 m --*C_DN/ID 200mm (SN 8) 1.51m and 2.5m_(SUB) | MTR | 2200 | 520 | 1144000 | EGP | OTH
Qasr Rashwan - Lot B _0208 | 208 | RFQ-00069 | Reham Ashraf | Operation | 2024-11-07 | Sewage and Main Force Networks | Approved | 10.10 - Abd Al Azeem Al Sofy -BILL NO.1: SEWAGE NETWORK-1.2.1-a.1 | Depth to invert not exceeding 1.5 m --*C_Sewer Manhole - Circular - Concrete with internal diameter 1000 mm with GRP Cover and steps_(SUB)+(Cement)+(Insulation) | NO | 215 | 165 | 9782.21 | 1614064.65 | OTH | ياسين ثابت عبد العال | 10.10 - Abd Al Azeem Al Sofy -BILL NO.1: SEWAGE NETWORK-1.2.1-a.1 | Depth to invert not exceeding 1.5 m --*C_Sewer Manhole - Circular - Concrete with internal diameter 1000 mm with GRP Cover and steps_(SUB)+(Cement)+(Insulation) | NO | 165 | 9300 | 1534500 | EGP | OTH
Qasr Rashwan - Lot B _0208 | 208 | RFQ-00069 | Reham Ashraf | Operation | 2024-11-07 | Sewage and Main Force Networks | Approved | 13.16 - Iz. Salih Shamatah | Alternative Sewer Networks in which cannot be considered as Re-location of Publice Utilites and Requires Full Transfer of Pipe lines and Chambers to avoid Potential Social damages For illegal existing Networks | MTR | 0 | 0 | 0 | 0 | SC_Apply | ياسين ثابت عبد العال | 13.16 - Iz. Salih Shamatah | Alternative Sewer Networks in which cannot be considered as Re-location of Publice Utilites and Requires Full Transfer of Pipe lines and Chambers to avoid Potential Social damages For illegal existing Networks | MTR | 0 | 160 | 0 | EGP | SC_Apply
Qasr Rashwan - Lot B _0208 | 208 | RFQ-00069 | Reham Ashraf | Operation | 2024-11-07 | Sewage and Main Force Networks | Approved | 14.16 - Iz. Abou Hussein | Alternative Water Networks in which cannot be considered as Re-location of Publice Utilites and Requires Full Transfer of Pipe lines and Valves to water Disconnection | MTR | 0 | 0 | 0 | 0 | SC_Apply | ياسين ثابت عبد العال | 14.16 - Iz. Abou Hussein | Alternative Water Networks in which cannot be considered as Re-location of Publice Utilites and Requires Full Transfer of Pipe lines and Valves to water Disconnection | MTR | 0 | 120 | 0 | EGP | SC_Apply
Qasr Rashwan - Lot B _0208 | 208 | RFQ-00069 | Reham Ashraf | Operation | 2024-11-07 | Sewage and Main Force Networks | Approved | 14.16 - Iz. Abou Hussein | Alternative Sewer Networks in which cannot be considered as Re-location of Publice Utilites and Requires Full Transfer of Pipe lines and Chambers to avoid Potential Social damages For illegal existing Networks | MTR | 0 | 0 | 0 | 0 | SC_Apply | ياسين ثابت عبد العال | 14.16 - Iz. Abou Hussein | Alternative Sewer Networks in which cannot be considered as Re-location of Publice Utilites and Requires Full Transfer of Pipe lines and Chambers to avoid Potential Social damages For illegal existing Networks | MTR | 0 | 160 | 0 | EGP | SC_Apply
Qasr Rashwan - Lot B _0208 | 208 | RFQ-00069 | Reham Ashraf | Operation | 2024-11-07 | Sewage and Main Force Networks | Approved | 15.10 - Al Burm-BILL NO. 1: SEWAGE NETWORK-1.2.1-b.6 | Ditto, depth to invert between 4.01 m and 4.50 m --*C_Sewer Manhole - Circular - Concrete with internal diameter 1200 mm with GRP Cover and steps(12)_(SUB)+(Cement)+(Insulation) | ECH | 6 | 6 | 27239.84 | 163439.04 | OTH | ياسين ثابت عبد العال | 15.10 - Al Burm-BILL NO. 1: SEWAGE NETWORK-1.2.1-b.6 | Ditto, depth to invert between 4.01 m and 4.50 m --*C_Sewer Manhole - Circular - Concrete with internal diameter 1200 mm with GRP Cover and steps(12)_(SUB)+(Cement)+(Insulation) | ECH | 6 | 24000 | 144000 | EGP | OTH
Qasr Rashwan - Lot B _0208 | 208 | RFQ-00069 | Reham Ashraf | Operation | 2024-11-07 | Sewage and Main Force Networks | Approved | 12.10 - Suleiman Tadrus-BILL NO.1: SEWAGE NETWORK--1.9 | Deep Dewatering according to soil investigation, specification and Engineer instruction. | ECH | 2100 | 2063.1 | 984.17 | 2030441.13 | OTH | ياسين ثابت عبد العال | 12.10 - Suleiman Tadrus-BILL NO.1: SEWAGE NETWORK--1.9 | Deep Dewatering according to soil investigation, specification and Engineer instruction. | ECH | 2063.1 | 1000 | 2063100 | EGP | OTH
Qasr Rashwan - Lot B _0208 | 208 | RFQ-00069 | Reham Ashraf | Operation | 2024-11-07 | Sewage and Main Force Networks | Approved | 14.10 - Abou Hussein-BILL NO.1 : SEWAGE NETWORK-1.1.1-b.1 | Depth to invert not exceeding 1.5 m --*C_DN/ID 200mm (SN 8) 1.5 m_(SUB) | MTR | 2100 | 2100 | 282.83 | 593943 | OTH | ياسين ثابت عبد العال | 14.10 - Abou Hussein-BILL NO.1 : SEWAGE NETWORK-1.1.1-b.1 | Depth to invert not exceeding 1.5 m --*C_DN/ID 200mm (SN 8) 1.5 m_(SUB) | MTR | 2100 | 460 | 966000 | EGP | OTH
Qasr Rashwan - Lot B _0208 | 208 | RFQ-00069 | Reham Ashraf | Operation | 2024-11-07 | Sewage and Main Force Networks | Approved | 15.10 - Al Burm-BILL NO. 1: SEWAGE NETWORK-1.1.1-f.3 | Ditto, depth to invert between 5.51 m and 6.50 m --*C_DN/ID 500 mm (SN 8) 5.51 m and 6.50 m_(SUB) | MTR | 60 | 60 | 1971.19 | 118271.4 | OTH | ياسين ثابت عبد العال | 15.10 - Al Burm-BILL NO. 1: SEWAGE NETWORK-1.1.1-f.3 | Ditto, depth to invert between 5.51 m and 6.50 m --*C_DN/ID 500 mm (SN 8) 5.51 m and 6.50 m_(SUB) | MTR | 60 | 2000 | 120000 | EGP | OTH
Qasr Rashwan - Lot B _0208 | 208 | RFQ-00069 | Reham Ashraf | Operation | 2024-11-07 | Sewage and Main Force Networks | Approved | 10.10 - Abd Al Azeem Al Sofy -BILL NO.1: SEWAGE NETWORK-1.7.3-a | Concrete encasement 25cm (200mm) | ECH | 40 | 40 | 1066.87 | 42674.8 | OTH | ياسين ثابت عبد العال | 10.10 - Abd Al Azeem Al Sofy -BILL NO.1: SEWAGE NETWORK-1.7.3-a | Concrete encasement 25cm (200mm) | ECH | 40 | 600 | 24000 | EGP | OTH
Qasr Rashwan - Lot B _0208 | 208 | RFQ-00069 | Reham Ashraf | Operation | 2024-11-07 | Sewage and Main Force Networks | Approved | 14.10 - Abou Hussein-BILL NO.1 : SEWAGE NETWORK-1.1.1-c.2 | Ditto, depth to invert between 1.51 m and 2.50 m --*C_DN/ID 250mm (SN 8) 1.51m and 2.5m_(SUB) | MTR | 600 | 600 | 400.02 | 240012 | OTH | ياسين ثابت عبد العال | 14.10 - Abou Hussein-BILL NO.1 : SEWAGE NETWORK-1.1.1-c.2 | Ditto, depth to invert between 1.51 m and 2.50 m --*C_DN/ID 250mm (SN 8) 1.51m and 2.5m_(SUB) | MTR | 600 | 620 | 372000 | EGP | OTH
Qasr Rashwan - Lot B _0208 | 208 | RFQ-00069 | Reham Ashraf | Operation | 2024-11-07 | Sewage and Main Force Networks | Approved | 11.10 - Abd Al Rahman Ibrahim-BILL NO.1: SEWAGE NETWORK-1.3.1-b | IC 60*90 cm --*IC 60*90 cm_(SUB)+(Cement)+(Insulation) | ECH | 5 | 0 | 6147.18 | 0 | OTH | ياسين ثابت عبد العال | 11.10 - Abd Al Rahman Ibrahim-BILL NO.1: SEWAGE NETWORK-1.3.1-b | IC 60*90 cm --*IC 60*90 cm_(SUB)+(Cement)+(Insulation) | ECH | 0 | 5500 | 0 | EGP | OTH
Qasr Rashwan - Lot B _0208 | 208 | RFQ-00069 | Reham Ashraf | Operation | 2024-11-07 | Sewage and Main Force Networks | Approved | 11.10 - Abd Al Rahman Ibrahim-BILL NO.1: SEWAGE NETWORK-1.2.1-a.1 | Depth to invert not exceeding 1.5 m --*C_Sewer Manhole - Circular - Concrete with internal diameter 1000 mm with GRP Cover and steps_(SUB)+(Cement)+(Insulation) | NO | 620 | 520 | 9782.21 | 5086749.2 | OTH | ياسين ثابت عبد العال | 11.10 - Abd Al Rahman Ibrahim-BILL NO.1: SEWAGE NETWORK-1.2.1-a.1 | Depth to invert not exceeding 1.5 m --*C_Sewer Manhole - Circular - Concrete with internal diameter 1000 mm with GRP Cover and steps_(SUB)+(Cement)+(Insulation) | NO | 520 | 9300 | 4836000 | EGP | OTH
Damietta Container Terminal-Infra & Bldgs _0216 | 216 | RFQ-00083 | Purchasing Engineers | Purchasing | 2024-11-10 | Supply Polyethylene Sheet 150 micron (PR_102116) | Approved | Total | HDPE Polyethylene sheets | KGR | 22326.53 | 2000 | 2 | 4000 | MAT_Raw | اراسيا بلاستيك للعزل و التبطين | Total | HDPE Polyethylene sheets | KGR | 2000 | 24.56 | 49120 | EGP | MAT_Raw
Mivida BP#189 | 170 | RFQ-00155 | Mostafa Shourbagi | MEP (Electro Mechanical) | 2024-11-06 | Air Ducts Accessories | Approved | 152105.BAS | PR 103423 - Duct Accessories | LS | 1 | 1 | 15840 | 15840 | SC_Supply | المتحدة لتصنيع مجارى الهواء (الصاج) الخاصه بالتكيف | 152105.BAS | PR 103423 - Duct Accessories | LS | 1 | 220350 | 220350 | EGP | SC_Supply
AS2 Saint Gobain _0221 | 221 | RFQ-00009 | Purchasing Engineers | Purchasing | 2024-11-10 | Polyethylene Sheet PR 103834 | Approved | 10.10 - Civil-31 | Providing and laying 150 microns thick polythene sheet | KGR | 1946.86 | 1000 | 263.28 | 263280 | SC_Supply/Apply | اراسيا بلاستيك للعزل و التبطين | 10.10 - Civil-31 | Providing and laying 150 microns thick polythene sheet | KGR | 1000 | 69 | 69000 | EGP | SC_Supply/Apply
Mivida BP#189 | 170 | RFQ-00157 | Ahmed Mobarak | MEP (Electro Mechanical) | 2024-11-13 | Apply Electrical Items | Approved | 162600.Basement P31 | Supply & Install Metal, Non-perforated hot-dip galvanized steel Cable Tray [30X10 cm] for Low current systems c/w all necessary accessories for (fixation & suspension) to complete work. | LM | 2350 | 2350 | 120 | 282000 | SC_Apply | اولاد عبده-انتصارمصطفى محمد | 162600.Basement P31 | Supply & Install Metal, Non-perforated hot-dip galvanized steel Cable Tray [30X10 cm] for Low current systems c/w all necessary accessories for (fixation & suspension) to complete work. | LM | 2350 | 80 | 188000 | EGP | SC_Apply
Mivida BP#189 | 170 | RFQ-00157 | Ahmed Mobarak | MEP (Electro Mechanical) | 2024-11-13 | Apply Electrical Items | Approved | 162600.Basement P31 - SEGAB | Install Metal, Non-perforated hot-dip galvanized steel Cable Tray [50X10 cm] for Low current systems c/w all necessary accessories, fittings (factory fabricated) for fixation & suspension to complete work. | LM | 220 | 220 | 124.86 | 27469.2 | SC_Apply | اولاد عبده-انتصارمصطفى محمد | 162600.Basement P31 - SEGAB | Install Metal, Non-perforated hot-dip galvanized steel Cable Tray [50X10 cm] for Low current systems c/w all necessary accessories, fittings (factory fabricated) for fixation & suspension to complete work. | LM | 220 | 90 | 19800 | EGP | SC_Apply
Mivida BP#189 | 170 | RFQ-00157 | Ahmed Mobarak | MEP (Electro Mechanical) | 2024-11-13 | Apply Electrical Items | Approved | 162600.Basement P31 - SEGAB | Install Metal, Non-perforated hot-dip galvanized steel Cable Tray [60X10 cm] for Low current systems c/w all necessary accessories, fittings (factory fabricated) for fixation & suspension to complete work. | LM | 90 | 90 | 135.26 | 12173.4 | SC_Apply | اولاد عبده-انتصارمصطفى محمد | 162600.Basement P31 - SEGAB | Install Metal, Non-perforated hot-dip galvanized steel Cable Tray [60X10 cm] for Low current systems c/w all necessary accessories, fittings (factory fabricated) for fixation & suspension to complete work. | LM | 90 | 100 | 9000 | EGP | SC_Apply
Qasr Rashwan - Lot B _0208 | 208 | RFQ-00069 | Reham Ashraf | Operation | 2024-11-07 | Sewage and Main Force Networks | Approved | 14.10 - Abou Hussein-BILL NO.1 : SEWAGE NETWORK-1.1.1-a.2 | Ditto, depth to invert between 1.21 m and 1.70 m --*C_DN/ID 150 mm (SN 4) 1.2 m and 1.7 m_(SUB) | MTR | 50 | 25 | 255.3 | 6382.5 | OTH | ياسين ثابت عبد العال | 14.10 - Abou Hussein-BILL NO.1 : SEWAGE NETWORK-1.1.1-a.2 | Ditto, depth to invert between 1.21 m and 1.70 m --*C_DN/ID 150 mm (SN 4) 1.2 m and 1.7 m_(SUB) | MTR | 25 | 300 | 7500 | EGP | OTH
Qasr Rashwan - Lot B _0208 | 208 | RFQ-00069 | Reham Ashraf | Operation | 2024-11-07 | Sewage and Main Force Networks | Approved | 12.10 - Suleiman Tadrus-BILL NO.1: SEWAGE NETWORK-1.2.1-a.1 | Depth to invert not exceeding 1.5 m --*C_Sewer Manhole - Circular - Concrete with internal diameter 1000 mm with GRP Cover and steps_(SUB)+(Cement)+(Insulation) | NO | 355 | 269 | 9782.21 | 2631414.49 | OTH | ياسين ثابت عبد العال | 12.10 - Suleiman Tadrus-BILL NO.1: SEWAGE NETWORK-1.2.1-a.1 | Depth to invert not exceeding 1.5 m --*C_Sewer Manhole - Circular - Concrete with internal diameter 1000 mm with GRP Cover and steps_(SUB)+(Cement)+(Insulation) | NO | 269 | 9300 | 2501700 | EGP | OTH
Qasr Rashwan - Lot B _0208 | 208 | RFQ-00069 | Reham Ashraf | Operation | 2024-11-07 | Sewage and Main Force Networks | Approved | 10.10 - Abd Al Azeem Al Sofy -BILL NO.1: SEWAGE NETWORK-1.1.1-d.4 | Ditto, depth to invert between 4.51 m and 5.50 m --*C_DN/ID 400mm (SN 8) 4.51 m and 5.50 m_(SUB) | MTR | 110 | 110 | 1821.42 | 200356.2 | OTH | ياسين ثابت عبد العال | 10.10 - Abd Al Azeem Al Sofy -BILL NO.1: SEWAGE NETWORK-1.1.1-d.4 | Ditto, depth to invert between 4.51 m and 5.50 m --*C_DN/ID 400mm (SN 8) 4.51 m and 5.50 m_(SUB) | MTR | 110 | 1600 | 176000 | EGP | OTH
Qasr Rashwan - Lot B _0208 | 208 | RFQ-00069 | Reham Ashraf | Operation | 2024-11-07 | Sewage and Main Force Networks | Approved | 12.12 - Iz. Suleiman Tadrus | Alternative Water Networks in which cannot be considered as Re-location of Publice Utilites and Requires Full Transfer of Pipe lines and Valves to water Disconnection | MTR | 0 | 0 | 0 | 0 | SC_Apply | ياسين ثابت عبد العال | 12.12 - Iz. Suleiman Tadrus | Alternative Water Networks in which cannot be considered as Re-location of Publice Utilites and Requires Full Transfer of Pipe lines and Valves to water Disconnection | MTR | 0 | 120 | 0 | EGP | SC_Apply
Qasr Rashwan - Lot B _0208 | 208 | RFQ-00069 | Reham Ashraf | Operation | 2024-11-07 | Sewage and Main Force Networks | Approved | 12.12 - Iz. Suleiman Tadrus | Alternative Sewer Networks in which cannot be considered as Re-location of Publice Utilites and Requires Full Transfer of Pipe lines and Chambers to avoid Potential Social damages For illegal existing Networks | MTR | 0 | 0 | 0 | 0 | SC_Apply | ياسين ثابت عبد العال | 12.12 - Iz. Suleiman Tadrus | Alternative Sewer Networks in which cannot be considered as Re-location of Publice Utilites and Requires Full Transfer of Pipe lines and Chambers to avoid Potential Social damages For illegal existing Networks | MTR | 0 | 160 | 0 | EGP | SC_Apply
Qasr Rashwan - Lot B _0208 | 208 | RFQ-00069 | Reham Ashraf | Operation | 2024-11-07 | Sewage and Main Force Networks | Approved | 10.10 - Abd Al Azeem Al Sofy -BILL NO.1: SEWAGE NETWORK-1.1.1-c.2 | Ditto, depth to invert between 1.51 m and 2.50 m --*C_DN/ID 250mm (SN 8) 1.51m and 2.5m_(SUB) | MTR | 550 | 550 | 400.02 | 220011 | OTH | ياسين ثابت عبد العال | 10.10 - Abd Al Azeem Al Sofy -BILL NO.1: SEWAGE NETWORK-1.1.1-c.2 | Ditto, depth to invert between 1.51 m and 2.50 m --*C_DN/ID 250mm (SN 8) 1.51m and 2.5m_(SUB) | MTR | 550 | 620 | 341000 | EGP | OTH
Qasr Rashwan - Lot B _0208 | 208 | RFQ-00069 | Reham Ashraf | Operation | 2024-11-07 | Sewage and Main Force Networks | Approved | 10.10 - Abd Al Azeem Al Sofy -BILL NO.1: SEWAGE NETWORK-1.1.1-b.4 | Ditto, depth to invert between 3.51 m and 4.50 m --*C_DN/ID 200mm (SN 8) 3.51m and 4.5 m_(SUB) | MTR | 45 | 45 | 666.33 | 29984.85 | OTH | ياسين ثابت عبد العال | 10.10 - Abd Al Azeem Al Sofy -BILL NO.1: SEWAGE NETWORK-1.1.1-b.4 | Ditto, depth to invert between 3.51 m and 4.50 m --*C_DN/ID 200mm (SN 8) 3.51m and 4.5 m_(SUB) | MTR | 45 | 780 | 35100 | EGP | OTH
Qasr Rashwan - Lot B _0208 | 208 | RFQ-00069 | Reham Ashraf | Operation | 2024-11-07 | Sewage and Main Force Networks | Approved | 13.10 - Salih Shamatah-BILL NO.1: SEWAGE NETWORK-1.2.1-b.2 | Ditto, depth to invert between 2.01 m and 2.50 m --*C_Sewer Manhole - Circular - Concrete with internal diameter 1200 mm with GRP Cover and steps(19)_(SUB)+(Cement)+(Insulation) | NO | 54 | 44 | 14451.71 | 635875.24 | OTH | ياسين ثابت عبد العال | 13.10 - Salih Shamatah-BILL NO.1: SEWAGE NETWORK-1.2.1-b.2 | Ditto, depth to invert between 2.01 m and 2.50 m --*C_Sewer Manhole - Circular - Concrete with internal diameter 1200 mm with GRP Cover and steps(19)_(SUB)+(Cement)+(Insulation) | NO | 44 | 13000 | 572000 | EGP | OTH
Qasr Rashwan - Lot B _0208 | 208 | RFQ-00069 | Reham Ashraf | Operation | 2024-11-07 | Sewage and Main Force Networks | Approved | 14.10 - Abou Hussein-BILL NO.1 : SEWAGE NETWORK-1.1.1-c.4 | Ditto, depth to invert between 3.51 m and 4.50 m --*C_DN/ID 250mm (SN 8) 3.51m and 4.5 m_(SUB) | MTR | 195 | 195 | 738.32 | 143972.4 | OTH | ياسين ثابت عبد العال | 14.10 - Abou Hussein-BILL NO.1 : SEWAGE NETWORK-1.1.1-c.4 | Ditto, depth to invert between 3.51 m and 4.50 m --*C_DN/ID 250mm (SN 8) 3.51m and 4.5 m_(SUB) | MTR | 195 | 860 | 167700 | EGP | OTH
Qasr Rashwan - Lot B _0208 | 208 | RFQ-00069 | Reham Ashraf | Operation | 2024-11-07 | Sewage and Main Force Networks | Approved | 13.11 - Salih Shamatah-Bill No.2: Force Main Pipeline--2.8 | Supply and filling by clean sand between the existing covered waterways and the forcemain pipe covered by concrete encasement | ECH | 100 | 100 | 250 | 25000 | OTH | ياسين ثابت عبد العال | 13.11 - Salih Shamatah-Bill No.2: Force Main Pipeline--2.8 | Supply and filling by clean sand between the existing covered waterways and the forcemain pipe covered by concrete encasement | ECH | 100 | 200 | 20000 | EGP | OTH
Qasr Rashwan - Lot B _0208 | 208 | RFQ-00069 | Reham Ashraf | Operation | 2024-11-07 | Sewage and Main Force Networks | Approved | 10.10 - Abd Al Azeem Al Sofy -BILL NO.1: SEWAGE NETWORK-1.2.1-b.4 | Ditto, depth to invert between 3.01 m and 3.50 m --*C_Sewer Manhole - Circular - Concrete with internal diameter 1200 mm with GRP Cover and steps(21)_(SUB)+(Cement)+(Insulation) | ECH | 17 | 17 | 20311.88 | 345301.96 | OTH | ياسين ثابت عبد العال | 10.10 - Abd Al Azeem Al Sofy -BILL NO.1: SEWAGE NETWORK-1.2.1-b.4 | Ditto, depth to invert between 3.01 m and 3.50 m --*C_Sewer Manhole - Circular - Concrete with internal diameter 1200 mm with GRP Cover and steps(21)_(SUB)+(Cement)+(Insulation) | ECH | 17 | 18200 | 309400 | EGP | OTH
Qasr Rashwan - Lot B _0208 | 208 | RFQ-00069 | Reham Ashraf | Operation | 2024-11-07 | Sewage and Main Force Networks | Approved | 13.10 - Salih Shamatah-BILL NO.1: SEWAGE NETWORK-1.1.1-c.3 | Ditto, depth to invert between 2.51 m and 3.50 m --*C_DN/ID 250mm (SN 8) 2.51m and 3.5m_(SUB) | MTR | 1350 | 1045.8 | 543.34 | 568224.97 | OTH | ياسين ثابت عبد العال | 13.10 - Salih Shamatah-BILL NO.1: SEWAGE NETWORK-1.1.1-c.3 | Ditto, depth to invert between 2.51 m and 3.50 m --*C_DN/ID 250mm (SN 8) 2.51m and 3.5m_(SUB) | MTR | 1045.8 | 710 | 742518 | EGP | OTH
Qasr Rashwan - Lot B _0208 | 208 | RFQ-00069 | Reham Ashraf | Operation | 2024-11-07 | Sewage and Main Force Networks | Approved | 12.10 - Suleiman Tadrus-BILL NO.1: SEWAGE NETWORK-1.1.1-b.1 | Depth to invert not exceeding 1.5 m --*C_DN/ID 200mm (SN 8) 1.5 m_(SUB) | MTR | 6500 | 6500 | 282.83 | 1838395 | OTH | ياسين ثابت عبد العال | 12.10 - Suleiman Tadrus-BILL NO.1: SEWAGE NETWORK-1.1.1-b.1 | Depth to invert not exceeding 1.5 m --*C_DN/ID 200mm (SN 8) 1.5 m_(SUB) | MTR | 6500 | 460 | 2990000 | EGP | OTH
Qasr Rashwan - Lot B _0208 | 208 | RFQ-00069 | Reham Ashraf | Operation | 2024-11-07 | Sewage and Main Force Networks | Approved | 10.10 - Abd Al Azeem Al Sofy -BILL NO.1: SEWAGE NETWORK-1.1.2-a.2 | Ditto, depth to invert between 2.51 m and 3.50 m --*C_DN/ID 700 mm sewer dia pipes (SN 8)_(SUB) | MTR | 460 | 460 | 1616.69 | 743677.4 | OTH | ياسين ثابت عبد العال | 10.10 - Abd Al Azeem Al Sofy -BILL NO.1: SEWAGE NETWORK-1.1.2-a.2 | Ditto, depth to invert between 2.51 m and 3.50 m --*C_DN/ID 700 mm sewer dia pipes (SN 8)_(SUB) | MTR | 460 | 1760 | 809600 | EGP | OTH
Qasr Rashwan - Lot B _0208 | 208 | RFQ-00069 | Reham Ashraf | Operation | 2024-11-07 | Sewage and Main Force Networks | Approved | 13.16 - Iz. Salih Shamatah | Alternative Water Networks in which cannot be considered as Re-location of Publice Utilites and Requires Full Transfer of Pipe lines and Valves to water Disconnection | MTR | 0 | 0 | 0 | 0 | SC_Apply | ياسين ثابت عبد العال | 13.16 - Iz. Salih Shamatah | Alternative Water Networks in which cannot be considered as Re-location of Publice Utilites and Requires Full Transfer of Pipe lines and Valves to water Disconnection | MTR | 0 | 120 | 0 | EGP | SC_Apply
Qasr Rashwan - Lot B _0208 | 208 | RFQ-00069 | Reham Ashraf | Operation | 2024-11-07 | Sewage and Main Force Networks | Approved | 13.10 - Salih Shamatah-BILL NO.1: SEWAGE NETWORK-1.2.1-b.1 | Ditto, depth to invert between 1.51 m and 2.00 m --*C_Manholes with internal diameter of 1200mm(2)_(SUB)+(Cement)+(Insulation) | ECH | 100 | 60 | 12060.97 | 723658.2 | OTH | ياسين ثابت عبد العال | 13.10 - Salih Shamatah-BILL NO.1: SEWAGE NETWORK-1.2.1-b.1 | Ditto, depth to invert between 1.51 m and 2.00 m --*C_Manholes with internal diameter of 1200mm(2)_(SUB)+(Cement)+(Insulation) | ECH | 60 | 11400 | 684000 | EGP | OTH
Qasr Rashwan - Lot B _0208 | 208 | RFQ-00069 | Reham Ashraf | Operation | 2024-11-07 | Sewage and Main Force Networks | Approved | 10.10 - Abd Al Azeem Al Sofy -BILL NO.1: SEWAGE NETWORK-1.2.1-b.2 | Ditto, depth to invert between 2.01 m and 2.50 m --*C_Sewer Manhole - Circular - Concrete with internal diameter 1200 mm with GRP Cover and steps(19)_(SUB)+(Cement)+(Insulation) | NO | 40 | 30 | 14451.71 | 433551.3 | OTH | ياسين ثابت عبد العال | 10.10 - Abd Al Azeem Al Sofy -BILL NO.1: SEWAGE NETWORK-1.2.1-b.2 | Ditto, depth to invert between 2.01 m and 2.50 m --*C_Sewer Manhole - Circular - Concrete with internal diameter 1200 mm with GRP Cover and steps(19)_(SUB)+(Cement)+(Insulation) | NO | 30 | 13000 | 390000 | EGP | OTH
Qasr Rashwan - Lot B _0208 | 208 | RFQ-00069 | Reham Ashraf | Operation | 2024-11-07 | Sewage and Main Force Networks | Approved | 14.10 - Abou Hussein-BILL NO.1 : SEWAGE NETWORK-1.1.1-b.2 | Ditto, depth to invert between 1.51 m and 2.50 m --*C_DN/ID 200mm (SN 8) 1.51m and 2.5m_(SUB) | MTR | 1050 | 1050 | 364.41 | 382630.5 | OTH | ياسين ثابت عبد العال | 14.10 - Abou Hussein-BILL NO.1 : SEWAGE NETWORK-1.1.1-b.2 | Ditto, depth to invert between 1.51 m and 2.50 m --*C_DN/ID 200mm (SN 8) 1.51m and 2.5m_(SUB) | MTR | 1050 | 520 | 546000 | EGP | OTH
Qasr Rashwan - Lot B _0208 | 208 | RFQ-00069 | Reham Ashraf | Operation | 2024-11-07 | Sewage and Main Force Networks | Approved | 10.10 - Abd Al Azeem Al Sofy -BILL NO.1: SEWAGE NETWORK-1.2.1-b.1 | Ditto, depth to invert between 1.51 m and 2.00 m --*C_Manholes with internal diameter of 1200mm(2)_(SUB)+(Cement)+(Insulation) | ECH | 72 | 72 | 12060.97 | 868389.84 | OTH | ياسين ثابت عبد العال | 10.10 - Abd Al Azeem Al Sofy -BILL NO.1: SEWAGE NETWORK-1.2.1-b.1 | Ditto, depth to invert between 1.51 m and 2.00 m --*C_Manholes with internal diameter of 1200mm(2)_(SUB)+(Cement)+(Insulation) | ECH | 72 | 11400 | 820800 | EGP | OTH
Qasr Rashwan - Lot B _0208 | 208 | RFQ-00069 | Reham Ashraf | Operation | 2024-11-07 | Sewage and Main Force Networks | Approved | 12.10 - Suleiman Tadrus-BILL NO.1: SEWAGE NETWORK-1.2.1-b.9 | Ditto, depth to invert between 5.51 m and 6.00 m --*C_Sewer Manhole - Circular - Concrete with internal diameter 1200 mm with GRP Cover and steps(16)_(SUB)+(Cement)+(Insulation) | ECH | 2 | 2 | 37764.28 | 75528.56 | OTH | ياسين ثابت عبد العال | 12.10 - Suleiman Tadrus-BILL NO.1: SEWAGE NETWORK-1.2.1-b.9 | Ditto, depth to invert between 5.51 m and 6.00 m --*C_Sewer Manhole - Circular - Concrete with internal diameter 1200 mm with GRP Cover and steps(16)_(SUB)+(Cement)+(Insulation) | ECH | 2 | 35000 | 70000 | EGP | OTH
MOC HQ at Diriyah _K0005 | K0005 | RFQ-00044 | Purchasing Engineers | Purchasing | 2024-11-07 | Block Work PR 615+640 Rev01 | Approved | 14.11 - 04 - MASONRY-4.1 | BW-01 - Rw50-hollow BLOCK-thickness-150 mm block dim. 400*150*200 | NO | 23000 | 23000 | 2 | 46000 | MAT_Raw | Sulieman AR Namlah Company | 14.11 - 04 - MASONRY-4.1 | BW-01 - Rw50-hollow BLOCK-thickness-150 mm block dim. 400*150*200 | NO | 23000 | 2 | 46000 | SAR | MAT_Raw
MOC HQ at Diriyah _K0005 | K0005 | RFQ-00044 | Purchasing Engineers | Purchasing | 2024-11-07 | Block Work PR 615+640 Rev01 | Approved | 14.11 - 04 - MASONRY-4.1 | BW-02 -Rw55-hollow hollow-thickness-200 mm block dim.400*200*200 | NO | 12000 | 12000 | 2.2 | 26400 | MAT_Raw | Sulieman AR Namlah Company | 14.11 - 04 - MASONRY-4.1 | BW-02 -Rw55-hollow hollow-thickness-200 mm block dim.400*200*200 | NO | 12000 | 2.2 | 26400 | SAR | MAT_Raw
MOC HQ at Diriyah _K0005 | K0005 | RFQ-00044 | Purchasing Engineers | Purchasing | 2024-11-07 | Block Work PR 615+640 Rev01 | Approved | 14.11 - 04 - MASONRY-4.1 | BW-03 -Rw55-solid Block-thickness-150 mm block dim. 400*150*200 | NO | 29500 | 29500 | 2.8 | 82600 | MAT_Raw | Sulieman AR Namlah Company | 14.11 - 04 - MASONRY-4.1 | BW-03 -Rw55-solid Block-thickness-150 mm block dim. 400*150*200 | NO | 29500 | 2.8 | 82600 | SAR | MAT_Raw
MOC HQ at Diriyah _K0005 | K0005 | RFQ-00044 | Purchasing Engineers | Purchasing | 2024-11-07 | Block Work PR 615+640 Rev01 | Approved | 14.11 - 04 - MASONRY-4.1 | BW-04-solid Block -thickness-100 mm block dim.400*100*200 | NO | 3000 | 3000 | 2.4 | 7200 | MAT_Raw | Sulieman AR Namlah Company | 14.11 - 04 - MASONRY-4.1 | BW-04-solid Block -thickness-100 mm block dim.400*100*200 | NO | 3000 | 2.4 | 7200 | SAR | MAT_Raw
MOC HQ at Diriyah _K0005 | K0005 | RFQ-00044 | Purchasing Engineers | Purchasing | 2024-11-07 | Block Work PR 615+640 Rev01 | Approved | 14.11 - 04 - MASONRY-4.1 | BW-06 - Rw50-SOLID Block Thickness 150 mm 400*150*200 | NO | 6000 | 6000 | 2.8 | 16800 | MAT_Raw | Sulieman AR Namlah Company | 14.11 - 04 - MASONRY-4.1 | BW-06 - Rw50-SOLID Block Thickness 150 mm 400*150*200 | NO | 6000 | 2.8 | 16800 | SAR | MAT_Raw
Mivida BP#189 | 170 | RFQ-00157 | Ahmed Mobarak | MEP (Electro Mechanical) | 2024-11-13 | Apply Electrical Items | Approved | 162600.Basement P31 - SEGAB | Install Metal, Non-perforated hot-dip galvanized steel Cable Tray [70X10 cm] for Low current systems c/w all necessary accessories, fittings (factory fabricated) for fixation & suspension to complete work. | LM | 400 | 400 | 145.67 | 58268 | SC_Apply | اولاد عبده-انتصارمصطفى محمد | 162600.Basement P31 - SEGAB | Install Metal, Non-perforated hot-dip galvanized steel Cable Tray [70X10 cm] for Low current systems c/w all necessary accessories, fittings (factory fabricated) for fixation & suspension to complete work. | LM | 400 | 115 | 46000 | EGP | SC_Apply
Mivida BP#189 | 170 | RFQ-00157 | Ahmed Mobarak | MEP (Electro Mechanical) | 2024-11-13 | Apply Electrical Items | Approved | 162600.Basement P31 | (1C x 185) mm2 ECC. | LM | 120 | 120 | 15 | 1800 | SC_Apply | اولاد عبده-انتصارمصطفى محمد | 162600.Basement P31 | (1C x 185) mm2 ECC. | LM | 120 | 25 | 3000 | EGP | SC_Apply
Mivida BP#189 | 170 | RFQ-00157 | Ahmed Mobarak | MEP (Electro Mechanical) | 2024-11-13 | Apply Electrical Items | Approved | 162600.Basement P31 - SEGAB | Install Metal, Non-perforated hot-dip galvanized steel Cable Tray [100X10 cm] for Low current systems c/w all necessary accessorie, fittings (factory fabricated) for fixation & suspension to complete work. | LM | 225 | 225 | 176.88 | 39798 | SC_Apply | اولاد عبده-انتصارمصطفى محمد | 162600.Basement P31 - SEGAB | Install Metal, Non-perforated hot-dip galvanized steel Cable Tray [100X10 cm] for Low current systems c/w all necessary accessorie, fittings (factory fabricated) for fixation & suspension to complete work. | LM | 225 | 140 | 31500 | EGP | SC_Apply
Mivida BP#189 | 170 | RFQ-00157 | Ahmed Mobarak | MEP (Electro Mechanical) | 2024-11-13 | Apply Electrical Items | Approved | 162600.Basement P31 - SEGAB | Install Metal, Non-perforated hot-dip galvanized steel Cable Tray [110X10 cm] for Low current systems c/w all necessary accessories, fittings (factory fabricated) for fixation & suspension to complete work. | LM | 35 | 35 | 187.29 | 6555.15 | SC_Apply | اولاد عبده-انتصارمصطفى محمد | 162600.Basement P31 - SEGAB | Install Metal, Non-perforated hot-dip galvanized steel Cable Tray [110X10 cm] for Low current systems c/w all necessary accessories, fittings (factory fabricated) for fixation & suspension to complete work. | LM | 35 | 150 | 5250 | EGP | SC_Apply
Mivida BP#189 | 170 | RFQ-00157 | Ahmed Mobarak | MEP (Electro Mechanical) | 2024-11-13 | Apply Electrical Items | Approved | 162600.Basement P31 - SEGAB | Install Metal, Non-perforated hot-dip galvanized steel Cable Tray [90X10 cm] for Low current systems c/w all necessary accessories, fittings (factory fabricated) for fixation & suspension to complete work. | LM | 230 | 230 | 166.48 | 38290.4 | SC_Apply | اولاد عبده-انتصارمصطفى محمد | 162600.Basement P31 - SEGAB | Install Metal, Non-perforated hot-dip galvanized steel Cable Tray [90X10 cm] for Low current systems c/w all necessary accessories, fittings (factory fabricated) for fixation & suspension to complete work. | LM | 230 | 130 | 29900 | EGP | SC_Apply
Mivida BP#189 | 170 | RFQ-00157 | Ahmed Mobarak | MEP (Electro Mechanical) | 2024-11-13 | Apply Electrical Items | Approved | 162600.Basement P31 | 24KV Medium voltage LBS | NO | 6 | 6 | 3000 | 18000 | SC_Apply | اولاد عبده-انتصارمصطفى محمد | 162600.Basement P31 | 24KV Medium voltage LBS | NO | 6 | 10500 | 63000 | EGP | SC_Apply
Mivida BP#189 | 170 | RFQ-00157 | Ahmed Mobarak | MEP (Electro Mechanical) | 2024-11-13 | Apply Electrical Items | Approved | 162600.Basement P31 | 24KV Medium voltage Switchgear | NO | 1 | 1 | 25000 | 25000 | SC_Apply | اولاد عبده-انتصارمصطفى محمد | 162600.Basement P31 | 24KV Medium voltage Switchgear | NO | 1 | 40000 | 40000 | EGP | SC_Apply
Mivida BP#189 | 170 | RFQ-00157 | Ahmed Mobarak | MEP (Electro Mechanical) | 2024-11-13 | Apply Electrical Items | Approved | 162600.Basement P31 | Distribution transformer, AL windings ,1600 kVA, or 22+(2X2.5%), - (4x2.5%)/0.4 KV , Dyn11. | NO | 3 | 3 | 15000 | 45000 | SC_Apply | اولاد عبده-انتصارمصطفى محمد | 162600.Basement P31 | Distribution transformer, AL windings ,1600 kVA, or 22+(2X2.5%), - (4x2.5%)/0.4 KV , Dyn11. | NO | 3 | 16600 | 49800 | EGP | SC_Apply
Mivida BP#189 | 170 | RFQ-00157 | Ahmed Mobarak | MEP (Electro Mechanical) | 2024-11-13 | Apply Electrical Items | Approved | 162600.Basement P31 | Distribution transformer, AL windings ,1250 kVA, or 22+(2X2.5%), - (4x2.5%)/0.4 KV , Dyn11. | NO | 3 | 3 | 12000 | 36000 | SC_Apply | اولاد عبده-انتصارمصطفى محمد | 162600.Basement P31 | Distribution transformer, AL windings ,1250 kVA, or 22+(2X2.5%), - (4x2.5%)/0.4 KV , Dyn11. | NO | 3 | 16600 | 49800 | EGP | SC_Apply
Mivida BP#189 | 170 | RFQ-00157 | Ahmed Mobarak | MEP (Electro Mechanical) | 2024-11-13 | Apply Electrical Items | Approved | 162600.Basement P31 | Type 24kV. | NO | 2 | 2 | 9000 | 18000 | SC_Apply | اولاد عبده-انتصارمصطفى محمد | 162600.Basement P31 | Type 24kV. | NO | 2 | 10000 | 20000 | EGP | SC_Apply
Mivida BP#189 | 170 | RFQ-00157 | Ahmed Mobarak | MEP (Electro Mechanical) | 2024-11-13 | Apply Electrical Items | Approved | 162600.Basement P31 | Install, testing and Commissioning of Low Voltage Electrical Power Conductors and Cables and related splices, terminations, and accessories; including all items as mentioned in "Method of Measurements". Size and Type as the following :Multi-core, Aluminum conductor, XLPE insulated/ PVC sheathed , rated 600/1000 V, Unarmoured.(3 x 120+70) mm2. | LM | 1960 | 1960 | 0 | 0 | SC_Apply | اولاد عبده-انتصارمصطفى محمد | 162600.Basement P31 | Install, testing and Commissioning of Low Voltage Electrical Power Conductors and Cables and related splices, terminations, and accessories; including all items as mentioned in "Method of Measurements". Size and Type as the following :Multi-core, Aluminum conductor, XLPE insulated/ PVC sheathed , rated 600/1000 V, Unarmoured.(3 x 120+70) mm2. | LM | 1960 | 95 | 186200 | EGP | SC_Apply
Mivida BP#189 | 170 | RFQ-00157 | Ahmed Mobarak | MEP (Electro Mechanical) | 2024-11-13 | Apply Electrical Items | Approved | 162600.Basement P31 | Install, testing and Commissioning of Low Voltage Electrical Power Conductors and Cables and related splices, terminations, and accessories; including all items as mentioned in "Method of Measurements". Size and Type as the following :Multi-core, Aluminum conductor, XLPE insulated/ PVC sheathed , rated 600/1000 V, Unarmoured.(3 x 70+35) mm2. | LM | 1440 | 1440 | 0 | 0 | SC_Apply | اولاد عبده-انتصارمصطفى محمد | 162600.Basement P31 | Install, testing and Commissioning of Low Voltage Electrical Power Conductors and Cables and related splices, terminations, and accessories; including all items as mentioned in "Method of Measurements". Size and Type as the following :Multi-core, Aluminum conductor, XLPE insulated/ PVC sheathed , rated 600/1000 V, Unarmoured.(3 x 70+35) mm2. | LM | 1440 | 75 | 108000 | EGP | SC_Apply
Mivida BP#189 | 170 | RFQ-00157 | Ahmed Mobarak | MEP (Electro Mechanical) | 2024-11-13 | Apply Electrical Items | Approved | 162600.Basement P31 | Install, testing and Commissioning of Low Voltage Electrical Power Conductors and Cables and related splices, terminations, and accessories; including all items as mentioned in "Method of Measurements". Size and Type as the following :Multi-core, Copper conductor, XLPE insulated/ PVC sheathed , rated 600/1000 V, Unarmoured.(4 x 25) mm2. | LM | 500 | 500 | 0 | 0 | SC_Apply | اولاد عبده-انتصارمصطفى محمد | 162600.Basement P31 | Install, testing and Commissioning of Low Voltage Electrical Power Conductors and Cables and related splices, terminations, and accessories; including all items as mentioned in "Method of Measurements". Size and Type as the following :Multi-core, Copper conductor, XLPE insulated/ PVC sheathed , rated 600/1000 V, Unarmoured.(4 x 25) mm2. | LM | 500 | 45 | 22500 | EGP | SC_Apply
Mivida BP#189 | 170 | RFQ-00157 | Ahmed Mobarak | MEP (Electro Mechanical) | 2024-11-13 | Apply Electrical Items | Approved | 162600.Basement P31 | Install, testing and Commissioning of Low Voltage Electrical Power Conductors and Cables and related splices, terminations, and accessories; including all items as mentioned in "Method of Measurements". Size and Type as the following :Multi-core, Copper conductor, XLPE insulated/ PVC sheathed , rated 600/1000 V, Unarmoured.(3 x 4) mm2. | LM | 500 | 500 | 0 | 0 | SC_Apply | اولاد عبده-انتصارمصطفى محمد | 162600.Basement P31 | Install, testing and Commissioning of Low Voltage Electrical Power Conductors and Cables and related splices, terminations, and accessories; including all items as mentioned in "Method of Measurements". Size and Type as the following :Multi-core, Copper conductor, XLPE insulated/ PVC sheathed , rated 600/1000 V, Unarmoured.(3 x 4) mm2. | LM | 500 | 15 | 7500 | EGP | SC_Apply
Mivida BP#189 | 170 | RFQ-00157 | Ahmed Mobarak | MEP (Electro Mechanical) | 2024-11-13 | Apply Electrical Items | Approved | 162600.Basement P31 | Install, testing and Commissioning of Low Voltage Electrical Power Conductors and Cables and related splices, terminations, and accessories; including all items as mentioned in "Method of Measurements". Size and Type as the following :Special cables - Fire resistance cables rated 600/1000 V unarmoured.Multi-core, CU/MICA/XLPE/ LS0H (4C x 25) mm2 | LM | 1330 | 1330 | 0 | 0 | SC_Apply | اولاد عبده-انتصارمصطفى محمد | 162600.Basement P31 | Install, testing and Commissioning of Low Voltage Electrical Power Conductors and Cables and related splices, terminations, and accessories; including all items as mentioned in "Method of Measurements". Size and Type as the following :Special cables - Fire resistance cables rated 600/1000 V unarmoured.Multi-core, CU/MICA/XLPE/ LS0H (4C x 25) mm2 | LM | 1330 | 35 | 46550 | EGP | SC_Apply
Mivida BP#189 | 170 | RFQ-00157 | Ahmed Mobarak | MEP (Electro Mechanical) | 2024-11-13 | Apply Electrical Items | Approved | 162600.Basement P31 | Install, testing and Commissioning of Low Voltage Electrical Power Conductors and Cables and related splices, terminations, and accessories; including all items as mentioned in "Method of Measurements". Size and Type as the following :Special cables - Fire resistance cables rated 600/1000 V unarmoured.Multi-core, CU/MICA/XLPE/ LS0H (3C x 6) mm2 | LM | 3800 | 3800 | 0 | 0 | SC_Apply | اولاد عبده-انتصارمصطفى محمد | 162600.Basement P31 | Install, testing and Commissioning of Low Voltage Electrical Power Conductors and Cables and related splices, terminations, and accessories; including all items as mentioned in "Method of Measurements". Size and Type as the following :Special cables - Fire resistance cables rated 600/1000 V unarmoured.Multi-core, CU/MICA/XLPE/ LS0H (3C x 6) mm2 | LM | 3800 | 20 | 76000 | EGP | SC_Apply
Mivida BP#189 | 170 | RFQ-00157 | Ahmed Mobarak | MEP (Electro Mechanical) | 2024-11-13 | Apply Electrical Items | Approved | 162600.Basement P31 | Install, testing and Commissioning of Low Voltage Electrical Power Conductors and Cables and related splices, terminations, and accessories; including all items as mentioned in "Method of Measurements". Size and Type as the following :450/750 V Single core Aluminum conductor /PVC insulated cables.(1C x 185) mm2 ECC. | LM | 1790 | 1790 | 0 | 0 | SC_Apply | اولاد عبده-انتصارمصطفى محمد | 162600.Basement P31 | Install, testing and Commissioning of Low Voltage Electrical Power Conductors and Cables and related splices, terminations, and accessories; including all items as mentioned in "Method of Measurements". Size and Type as the following :450/750 V Single core Aluminum conductor /PVC insulated cables.(1C x 185) mm2 ECC. | LM | 1790 | 25 | 44750 | EGP | SC_Apply
Mivida BP#189 | 170 | RFQ-00157 | Ahmed Mobarak | MEP (Electro Mechanical) | 2024-11-13 | Apply Electrical Items | Approved | 162600.Basement P31 | Install Metal, Perforated hot‐dip galvanized steel Cable Tray With Cover for LV Cables c/w all necessary accessories for (fixation & suspension) to complete work.Cable Tray 300X100 mm | LM | 426 | 426 | 0 | 0 | SC_Apply | اولاد عبده-انتصارمصطفى محمد | 162600.Basement P31 | Install Metal, Perforated hot‐dip galvanized steel Cable Tray With Cover for LV Cables c/w all necessary accessories for (fixation & suspension) to complete work.Cable Tray 300X100 mm | LM | 426 | 80 | 34080 | EGP | SC_Apply
Rabigh CCPP-Civil _K0006 | K0006 | RFQ-00087 | Rabigh. TO | Operation | 2024-11-20 | Dewatering APPlUS & SAFCO | Approved | 31 23 19 DWT-0042 | These items include all mobilization and demobilization charges needed for supply, installation and commissioning of the dewatering system. | LS | 1 | 1 | 0 | 0 | SC_Supply/Apply | Applus | 31 23 19 DWT-0042 | These items include all mobilization and demobilization charges needed for supply, installation and commissioning of the dewatering system. | LS | 1 | 10000 | 10000 | SAR | SC_Supply/Apply
Rabigh CCPP-Civil _K0006 | K0006 | RFQ-00087 | Rabigh. TO | Operation | 2024-11-20 | Dewatering APPlUS & SAFCO | Approved | 31 23 19 DWT-0042 | Supply and inserting the perforated PVC pipe | MTR | 72 | 72 | 0 | 0 | SC_Supply/Apply | Applus | 31 23 19 DWT-0042 | Supply and inserting the perforated PVC pipe | MTR | 72 | 115 | 8280 | SAR | SC_Supply/Apply
Rabigh CCPP-Civil _K0006 | K0006 | RFQ-00087 | Rabigh. TO | Operation | 2024-11-20 | Dewatering APPlUS & SAFCO | Approved | 31 23 19 DWT-0042 | Supply and installation of the most suitable pump set (max discharge of 75 m3/h) and all accessories needed including drainpipe, electrical cable and control panel | ECH | 1 | 1 | 0 | 0 | SC_Supply/Apply | Applus | 31 23 19 DWT-0042 | Supply and installation of the most suitable pump set (max discharge of 75 m3/h) and all accessories needed including drainpipe, electrical cable and control panel | ECH | 1 | 100000 | 100000 | SAR | SC_Supply/Apply
Rabigh CCPP-Civil _K0006 | K0006 | RFQ-00087 | Rabigh. TO | Operation | 2024-11-20 | Dewatering APPlUS & SAFCO | Approved | 31 23 19 DWT-0042 | Commissioning of the Pump Set, including 24 hrs/day monitoring and provision of required maintenance for a period of 60 days/pump set. | DAY | 2 | 2 | 101459.1 | 202918.2 | SC_Supply/Apply | Applus | 31 23 19 DWT-0042 | Commissioning of the Pump Set, including 24 hrs/day monitoring and provision of required maintenance for a period of 60 days/pump set. | DAY | 2 | 50000 | 100000 | SAR | SC_Supply/Apply
Rabigh CCPP-Civil _K0006 | K0006 | RFQ-00087 | Rabigh. TO | Operation | 2024-11-20 | Dewatering APPlUS & SAFCO | Approved | 31 23 19 DWT-0042 | Supply of Generators each with sufficient capacity to commission a max of 10 pump sets for a period of 12 hrs/day each including all maintenance and consumables for a period of 60 days. | ECH | 0 | 0 | 0 | 0 | SC_Supply/Apply | Applus | 31 23 19 DWT-0042 | Supply of Generators each with sufficient capacity to commission a max of 10 pump sets for a period of 12 hrs/day each including all maintenance and consumables for a period of 60 days. | ECH | 0 | 0 | 0 | SAR | SC_Supply/Apply
Sohag HSR Station _0210 | 210 | RFQ-00027 | Purchasing Engineers | Purchasing | 2024-11-20 | Cement for Concrete (PR NO. 104394) | Approved | 01.05- Main-STR-5 | اسمنت غير معبأ رتبة 42.5 | TON | 1240 | 240 | 2275 | 546000 | MAT_Raw | تارجت مصر للتجارة والاستثمار والنقل | 01.05- Main-STR-5 | اسمنت غير معبأ رتبة 42.5 | TON | 240 | 3000 | 720000 | EGP | MAT_Raw
Damietta Container Terminal-Infra & Bldgs _0216 | 216 | RFQ-00096 | Purchasing Engineers | Purchasing | 2024-11-20 | Supply Chemical Materials (PR_104325) | Approved | Total | Surface Curing Materials For Concrete | LS | 1 | 1 | 8830.01 | 8830.01 | MAT_Misc | اراكو لمواد البناء و المقاولات | Total | Surface Curing Materials For Concrete | LS | 1 | 40000 | 40000 | EGP | MAT_Misc
Damietta Container Terminal-Infra & Bldgs _0216 | 216 | RFQ-00096 | Purchasing Engineers | Purchasing | 2024-11-20 | Supply Chemical Materials (PR_104325) | Approved | Total | Araco Bitumen WB | KGR | 39000 | 10000 | 0.75 | 7500 | MAT_Raw | اراكو لمواد البناء و المقاولات | Total | Araco Bitumen WB | KGR | 10000 | 15 | 150000 | EGP | MAT_Raw
Damietta Container Terminal-Infra & Bldgs _0216 | 216 | RFQ-00096 | Purchasing Engineers | Purchasing | 2024-11-20 | Supply Chemical Materials (PR_104325) | Approved | Total | Araco Grout 150 | KGR | 37800 | 5000 | 0.18 | 900 | MAT_Misc | اراكو لمواد البناء و المقاولات | Total | Araco Grout 150 | KGR | 5000 | 4.8 | 24000 | EGP | MAT_Misc
Qasr Rashwan - Lot B _0208 | 208 | RFQ-00069 | Reham Ashraf | Operation | 2024-11-07 | Sewage and Main Force Networks | Approved | 12.10 - Suleiman Tadrus-BILL NO.1: SEWAGE NETWORK-1.2.1-b.3 | Ditto, depth to invert between 2.51 m and 3.00 m --*C_Sewer Manhole - Circular - Concrete with internal diameter 1200 mm with GRP Cover and steps(20)_(SUB)+(Cement)+(Insulation) | ECH | 76 | 66 | 17793.16 | 1174348.56 | OTH | ياسين ثابت عبد العال | 12.10 - Suleiman Tadrus-BILL NO.1: SEWAGE NETWORK-1.2.1-b.3 | Ditto, depth to invert between 2.51 m and 3.00 m --*C_Sewer Manhole - Circular - Concrete with internal diameter 1200 mm with GRP Cover and steps(20)_(SUB)+(Cement)+(Insulation) | ECH | 66 | 16000 | 1056000 | EGP | OTH
Qasr Rashwan - Lot B _0208 | 208 | RFQ-00069 | Reham Ashraf | Operation | 2024-11-07 | Sewage and Main Force Networks | Approved | 11.10 - Abd Al Rahman Ibrahim-BILL NO.1: SEWAGE NETWORK-1.2.1-b.4 | Ditto, depth to invert between 3.01 m and 3.50 m --*C_Sewer Manhole - Circular - Concrete with internal diameter 1200 mm with GRP Cover and steps(21)_(SUB)+(Cement)+(Insulation) | ECH | 45 | 40 | 20311.88 | 812475.2 | OTH | ياسين ثابت عبد العال | 11.10 - Abd Al Rahman Ibrahim-BILL NO.1: SEWAGE NETWORK-1.2.1-b.4 | Ditto, depth to invert between 3.01 m and 3.50 m --*C_Sewer Manhole - Circular - Concrete with internal diameter 1200 mm with GRP Cover and steps(21)_(SUB)+(Cement)+(Insulation) | ECH | 40 | 18200 | 728000 | EGP | OTH
Qasr Rashwan - Lot B _0208 | 208 | RFQ-00069 | Reham Ashraf | Operation | 2024-11-07 | Sewage and Main Force Networks | Approved | 12.10 - Suleiman Tadrus-BILL NO.1: SEWAGE NETWORK-1.1.1-e.2 | Ditto, depth to invert between 1.51 m and 2.50 m --*C_DN/ID 400mm (SN 8) 1.5 m and 2.5 mm_(SUB) | MTR | 660 | 660 | 706.42 | 466237.2 | OTH | ياسين ثابت عبد العال | 12.10 - Suleiman Tadrus-BILL NO.1: SEWAGE NETWORK-1.1.1-e.2 | Ditto, depth to invert between 1.51 m and 2.50 m --*C_DN/ID 400mm (SN 8) 1.5 m and 2.5 mm_(SUB) | MTR | 660 | 860 | 567600 | EGP | OTH
Qasr Rashwan - Lot B _0208 | 208 | RFQ-00069 | Reham Ashraf | Operation | 2024-11-07 | Sewage and Main Force Networks | Approved | 11.11 - Abd Al Rahman Ibrahim-Bill No.2: Force Main Pipeline--2.8 | Supply and filling by clean sand between the existing covered waterways and the forcemain pipe covered by concrete encasement | ECH | 200 | 200 | 250 | 50000 | OTH | ياسين ثابت عبد العال | 11.11 - Abd Al Rahman Ibrahim-Bill No.2: Force Main Pipeline--2.8 | Supply and filling by clean sand between the existing covered waterways and the forcemain pipe covered by concrete encasement | ECH | 200 | 200 | 40000 | EGP | OTH
Qasr Rashwan - Lot B _0208 | 208 | RFQ-00069 | Reham Ashraf | Operation | 2024-11-07 | Sewage and Main Force Networks | Approved | 11.10 - Abd Al Rahman Ibrahim-BILL NO.1: SEWAGE NETWORK-1.2.1-b.10 | Ditto, depth to invert between 6.01 m and 6.50 m --*C_Manholes with internal diameter of 1200mm(19)_(SUB)+(Cement)+(Insulation) | ECH | 4 | 4 | 39789.28 | 159157.12 | OTH | ياسين ثابت عبد العال | 11.10 - Abd Al Rahman Ibrahim-BILL NO.1: SEWAGE NETWORK-1.2.1-b.10 | Ditto, depth to invert between 6.01 m and 6.50 m --*C_Manholes with internal diameter of 1200mm(19)_(SUB)+(Cement)+(Insulation) | ECH | 4 | 36000 | 144000 | EGP | OTH
Qasr Rashwan - Lot B _0208 | 208 | RFQ-00069 | Reham Ashraf | Operation | 2024-11-07 | Sewage and Main Force Networks | Approved | 11.10 - Abd Al Rahman Ibrahim-BILL NO.1: SEWAGE NETWORK-1.2.1-b.8 | Ditto, depth to invert between 5.01 m and 5.50 m --*C_Manholes with internal diameter of 1200mm(16)_(SUB)+(Cement)+(Insulation) | ECH | 31 | 31 | 34206.19 | 1060391.89 | OTH | ياسين ثابت عبد العال | 11.10 - Abd Al Rahman Ibrahim-BILL NO.1: SEWAGE NETWORK-1.2.1-b.8 | Ditto, depth to invert between 5.01 m and 5.50 m --*C_Manholes with internal diameter of 1200mm(16)_(SUB)+(Cement)+(Insulation) | ECH | 31 | 31000 | 961000 | EGP | OTH
Qasr Rashwan - Lot B _0208 | 208 | RFQ-00069 | Reham Ashraf | Operation | 2024-11-07 | Sewage and Main Force Networks | Approved | 13.10 - Salih Shamatah-BILL NO.1: SEWAGE NETWORK-1.2.1-a.1 | Depth to invert not exceeding 1.5 m --*C_Sewer Manhole - Circular - Concrete with internal diameter 1000 mm with GRP Cover and steps_(SUB)+(Cement)+(Insulation) | NO | 140 | 140 | 9782.21 | 1369509.4 | OTH | ياسين ثابت عبد العال | 13.10 - Salih Shamatah-BILL NO.1: SEWAGE NETWORK-1.2.1-a.1 | Depth to invert not exceeding 1.5 m --*C_Sewer Manhole - Circular - Concrete with internal diameter 1000 mm with GRP Cover and steps_(SUB)+(Cement)+(Insulation) | NO | 140 | 9300 | 1302000 | EGP | OTH
Qasr Rashwan - Lot B _0208 | 208 | RFQ-00069 | Reham Ashraf | Operation | 2024-11-07 | Sewage and Main Force Networks | Approved | 12.10 - Suleiman Tadrus-BILL NO.1: SEWAGE NETWORK-1.7.3-a | Concrete encasement 25cm (150mm) | ECH | 15 | 15 | 828.69 | 12430.35 | OTH | ياسين ثابت عبد العال | 12.10 - Suleiman Tadrus-BILL NO.1: SEWAGE NETWORK-1.7.3-a | Concrete encasement 25cm (150mm) | ECH | 15 | 550 | 8250 | EGP | OTH
Qasr Rashwan - Lot B _0208 | 208 | RFQ-00069 | Reham Ashraf | Operation | 2024-11-07 | Sewage and Main Force Networks | Approved | 12.10 - Suleiman Tadrus-BILL NO.1: SEWAGE NETWORK-1.7.3-b | Concrete encasement 25cm (200mm) | ECH | 505 | 466.5 | 1066.87 | 497694.86 | OTH | ياسين ثابت عبد العال | 12.10 - Suleiman Tadrus-BILL NO.1: SEWAGE NETWORK-1.7.3-b | Concrete encasement 25cm (200mm) | ECH | 466.5 | 600 | 279900 | EGP | OTH
Qasr Rashwan - Lot B _0208 | 208 | RFQ-00069 | Reham Ashraf | Operation | 2024-11-07 | Sewage and Main Force Networks | Approved | 10.10 - Abd Al Azeem Al Sofy -BILL NO.1: SEWAGE NETWORK-1.2.1-b.7 | Ditto, depth to invert between 4.51 m and 5.00 m --*C_Sewer Manhole - Circular - Concrete with internal diameter 1200 mm with GRP Cover and steps(14)_(SUB)+(Cement)+(Insulation) | ECH | 9 | 9 | 30546.8 | 274921.2 | OTH | ياسين ثابت عبد العال | 10.10 - Abd Al Azeem Al Sofy -BILL NO.1: SEWAGE NETWORK-1.2.1-b.7 | Ditto, depth to invert between 4.51 m and 5.00 m --*C_Sewer Manhole - Circular - Concrete with internal diameter 1200 mm with GRP Cover and steps(14)_(SUB)+(Cement)+(Insulation) | ECH | 9 | 28000 | 252000 | EGP | OTH
Qasr Rashwan - Lot B _0208 | 208 | RFQ-00069 | Reham Ashraf | Operation | 2024-11-07 | Sewage and Main Force Networks | Approved | 14.10 - Abou Hussein-BILL NO.1 : SEWAGE NETWORK-1.2.1-b.6 | Ditto, depth to invert between 4.01 m and 4.50 m --*C_Sewer Manhole - Circular - Concrete with internal diameter 1200 mm with GRP Cover and steps(12)_(SUB)+(Cement)+(Insulation) | ECH | 2 | 2 | 27239.84 | 54479.68 | OTH | ياسين ثابت عبد العال | 14.10 - Abou Hussein-BILL NO.1 : SEWAGE NETWORK-1.2.1-b.6 | Ditto, depth to invert between 4.01 m and 4.50 m --*C_Sewer Manhole - Circular - Concrete with internal diameter 1200 mm with GRP Cover and steps(12)_(SUB)+(Cement)+(Insulation) | ECH | 2 | 24000 | 48000 | EGP | OTH
Qasr Rashwan - Lot B _0208 | 208 | RFQ-00069 | Reham Ashraf | Operation | 2024-11-07 | Sewage and Main Force Networks | Approved | 11.10 - Abd Al Rahman Ibrahim-BILL NO.1: SEWAGE NETWORK-1.1.1-c.4 | Ditto, depth to invert between 3.51 m and 4.50 m --*C_DN/ID 250mm (SN 8) 3.51m and 4.5 m_(SUB) | MTR | 1085 | 1017.6 | 738.32 | 751314.43 | OTH | ياسين ثابت عبد العال | 11.10 - Abd Al Rahman Ibrahim-BILL NO.1: SEWAGE NETWORK-1.1.1-c.4 | Ditto, depth to invert between 3.51 m and 4.50 m --*C_DN/ID 250mm (SN 8) 3.51m and 4.5 m_(SUB) | MTR | 1017.6 | 860 | 875136 | EGP | OTH
Qasr Rashwan - Lot B _0208 | 208 | RFQ-00069 | Reham Ashraf | Operation | 2024-11-07 | Sewage and Main Force Networks | Approved | 14.10 - Abou Hussein-BILL NO.1 : SEWAGE NETWORK-1.1.1-d.1 | Depth to invert between 2.51 m and 3.50 m --*C_DN/ID 300 mm (SN 8) 2.51 m and 3.50 m(1)_(SUB) | MTR | 180 | 180 | 772.15 | 138987 | OTH | ياسين ثابت عبد العال | 14.10 - Abou Hussein-BILL NO.1 : SEWAGE NETWORK-1.1.1-d.1 | Depth to invert between 2.51 m and 3.50 m --*C_DN/ID 300 mm (SN 8) 2.51 m and 3.50 m(1)_(SUB) | MTR | 180 | 860 | 154800 | EGP | OTH
Qasr Rashwan - Lot B _0208 | 208 | RFQ-00069 | Reham Ashraf | Operation | 2024-11-07 | Sewage and Main Force Networks | Approved | 10.10 - Abd Al Azeem Al Sofy -BILL NO.1: SEWAGE NETWORK-1.1.2-a.1 | Ditto, depth to invert between 1.51 m and 2.50 m --*C_DN/ID 700 mm sewer dia pipes (SN 8)_(SUB) | MTR | 115 | 115 | 1466.38 | 168633.7 | OTH | ياسين ثابت عبد العال | 10.10 - Abd Al Azeem Al Sofy -BILL NO.1: SEWAGE NETWORK-1.1.2-a.1 | Ditto, depth to invert between 1.51 m and 2.50 m --*C_DN/ID 700 mm sewer dia pipes (SN 8)_(SUB) | MTR | 115 | 1560 | 179400 | EGP | OTH
Qasr Rashwan - Lot B _0208 | 208 | RFQ-00069 | Reham Ashraf | Operation | 2024-11-07 | Sewage and Main Force Networks | Approved | 12.10 - Suleiman Tadrus-BILL NO.1: SEWAGE NETWORK-1.2.1-b.8 | Ditto, depth to invert between 5.01 m and 5.50 m --*C_Manholes with internal diameter of 1200mm(16)_(SUB)+(Cement)+(Insulation) | ECH | 10 | 10 | 34206.19 | 342061.9 | OTH | ياسين ثابت عبد العال | 12.10 - Suleiman Tadrus-BILL NO.1: SEWAGE NETWORK-1.2.1-b.8 | Ditto, depth to invert between 5.01 m and 5.50 m --*C_Manholes with internal diameter of 1200mm(16)_(SUB)+(Cement)+(Insulation) | ECH | 10 | 31000 | 310000 | EGP | OTH
Qasr Rashwan - Lot B _0208 | 208 | RFQ-00069 | Reham Ashraf | Operation | 2024-11-07 | Sewage and Main Force Networks | Approved | 13.10 - Salih Shamatah-BILL NO.1: SEWAGE NETWORK-1.4.1-b | HC 60*90 cm --*HC 60*90 cm(2)_(SUB)+(Cement)+(Insulation) | ECH | 37 | 37 | 6147.18 | 227445.66 | OTH | ياسين ثابت عبد العال | 13.10 - Salih Shamatah-BILL NO.1: SEWAGE NETWORK-1.4.1-b | HC 60*90 cm --*HC 60*90 cm(2)_(SUB)+(Cement)+(Insulation) | ECH | 37 | 6500 | 240500 | EGP | OTH
Qasr Rashwan - Lot B _0208 | 208 | RFQ-00069 | Reham Ashraf | Operation | 2024-11-07 | Sewage and Main Force Networks | Approved | 12.11 - Suleiman Tadrus-Bill No.2: Force Main Pipeline--2.7 | Supply and filling by clean sand between the existing covered waterways and the forcemain pipe covered by concrete encasement | ECH | 50 | 50 | 250 | 12500 | OTH | ياسين ثابت عبد العال | 12.11 - Suleiman Tadrus-Bill No.2: Force Main Pipeline--2.7 | Supply and filling by clean sand between the existing covered waterways and the forcemain pipe covered by concrete encasement | ECH | 50 | 200 | 10000 | EGP | OTH
Qasr Rashwan - Lot B _0208 | 208 | RFQ-00069 | Reham Ashraf | Operation | 2024-11-07 | Sewage and Main Force Networks | Approved | 12.10 - Suleiman Tadrus-BILL NO.1: SEWAGE NETWORK-1.5-a | HC 60*60 cm --*HC 60*60 cm(2)_(SUB)+(Cement)+(Insulation) | ECH | 262 | 262 | 4654.45 | 1219465.9 | OTH | ياسين ثابت عبد العال | 12.10 - Suleiman Tadrus-BILL NO.1: SEWAGE NETWORK-1.5-a | HC 60*60 cm --*HC 60*60 cm(2)_(SUB)+(Cement)+(Insulation) | ECH | 262 | 4500 | 1179000 | EGP | OTH
Qasr Rashwan - Lot B _0208 | 208 | RFQ-00069 | Reham Ashraf | Operation | 2024-11-07 | Sewage and Main Force Networks | Approved | 12.10 - Suleiman Tadrus-BILL NO.1: SEWAGE NETWORK-1.1.1-d.1 | Depth to invert between 2.51 m and 3.50 m --*C_DN/ID 300 mm (SN 8) 2.51 m and 3.50 m_(SUB) | MTR | 80 | 80 | 571.03 | 45682.4 | OTH | ياسين ثابت عبد العال | 12.10 - Suleiman Tadrus-BILL NO.1: SEWAGE NETWORK-1.1.1-d.1 | Depth to invert between 2.51 m and 3.50 m --*C_DN/ID 300 mm (SN 8) 2.51 m and 3.50 m_(SUB) | MTR | 80 | 860 | 68800 | EGP | OTH
Qasr Rashwan - Lot B _0208 | 208 | RFQ-00069 | Reham Ashraf | Operation | 2024-11-07 | Sewage and Main Force Networks | Approved | 14.10 - Abou Hussein-BILL NO.1 : SEWAGE NETWORK-1.4.1-b | HC 60*90 cm --*HC 60*90 cm(2)_(SUB)+(Cement)+(Insulation) | ECH | 33 | 33 | 6147.18 | 202856.94 | OTH | ياسين ثابت عبد العال | 14.10 - Abou Hussein-BILL NO.1 : SEWAGE NETWORK-1.4.1-b | HC 60*90 cm --*HC 60*90 cm(2)_(SUB)+(Cement)+(Insulation) | ECH | 33 | 6500 | 214500 | EGP | OTH
Qasr Rashwan - Lot B _0208 | 208 | RFQ-00069 | Reham Ashraf | Operation | 2024-11-07 | Sewage and Main Force Networks | Approved | 15.10 - Al Burm-BILL NO. 1: SEWAGE NETWORK-1.3-b | IC 60*90 cm --*IC 60*90 cm_(SUB)+(Cement)+(Insulation) | ECH | 1 | 0 | 6147.18 | 0 | OTH | ياسين ثابت عبد العال | 15.10 - Al Burm-BILL NO. 1: SEWAGE NETWORK-1.3-b | IC 60*90 cm --*IC 60*90 cm_(SUB)+(Cement)+(Insulation) | ECH | 0 | 5500 | 0 | EGP | OTH
Qasr Rashwan - Lot B _0208 | 208 | RFQ-00069 | Reham Ashraf | Operation | 2024-11-07 | Sewage and Main Force Networks | Approved | 12.11 - Suleiman Tadrus-Bill No.2: Force Main Pipeline-2.1-a | Inner diameter DN/ID 300 mm --*C_HDPE – PE100, PN 10(2)_(SUB) | MTR | 3880 | 3880 | 387.06 | 1501792.8 | OTH | ياسين ثابت عبد العال | 12.11 - Suleiman Tadrus-Bill No.2: Force Main Pipeline-2.1-a | Inner diameter DN/ID 300 mm --*C_HDPE – PE100, PN 10(2)_(SUB) | MTR | 3880 | 450 | 1746000 | EGP | OTH
Mivida BP#189 | 170 | RFQ-00157 | Ahmed Mobarak | MEP (Electro Mechanical) | 2024-11-13 | Apply Electrical Items | Approved | 162600.Basement P31 | Install Metal, Perforated hot‐dip galvanized steel Cable Tray With Cover for LV Cables c/w all necessary accessories for (fixation & suspension) to complete work.Cable Tray 150X100 mm | LM | 60 | 60 | 0 | 0 | SC_Apply | اولاد عبده-انتصارمصطفى محمد | 162600.Basement P31 | Install Metal, Perforated hot‐dip galvanized steel Cable Tray With Cover for LV Cables c/w all necessary accessories for (fixation & suspension) to complete work.Cable Tray 150X100 mm | LM | 60 | 70 | 4200 | EGP | SC_Apply
Mivida BP#189 | 170 | RFQ-00157 | Ahmed Mobarak | MEP (Electro Mechanical) | 2024-11-13 | Apply Electrical Items | Approved | 162600.Basement P31 | Install Metal, Perforated hot‐dip galvanized steel Cable Tray With Cover for LV Cables c/w all necessary accessories for (fixation & suspension) to complete work.Cable Tray 100X100 mm | LM | 1062 | 1062 | 0 | 0 | SC_Apply | اولاد عبده-انتصارمصطفى محمد | 162600.Basement P31 | Install Metal, Perforated hot‐dip galvanized steel Cable Tray With Cover for LV Cables c/w all necessary accessories for (fixation & suspension) to complete work.Cable Tray 100X100 mm | LM | 1062 | 65 | 69030 | EGP | SC_Apply
Mivida BP#189 | 170 | RFQ-00157 | Ahmed Mobarak | MEP (Electro Mechanical) | 2024-11-13 | Apply Electrical Items | Approved | 162600.Basement P31 | Install Metal hot‐dip galvanized steel Cable Ladder for MV Cables c/w all necessary accessories for (fixation & suspension) to complete work.Cable Ladder 1000X100 mm | LM | 30 | 30 | 0 | 0 | SC_Apply | اولاد عبده-انتصارمصطفى محمد | 162600.Basement P31 | Install Metal hot‐dip galvanized steel Cable Ladder for MV Cables c/w all necessary accessories for (fixation & suspension) to complete work.Cable Ladder 1000X100 mm | LM | 30 | 140 | 4200 | EGP | SC_Apply
Mivida BP#189 | 170 | RFQ-00157 | Ahmed Mobarak | MEP (Electro Mechanical) | 2024-11-13 | Apply Electrical Items | Approved | 162600.Basement P31 | Install Metal hot‐dip galvanized steel Cable Ladder for MV Cables c/w all necessary accessories for (fixation & suspension) to complete work.Cable Ladder 900X100 mm | LM | 9 | 9 | 0 | 0 | SC_Apply | اولاد عبده-انتصارمصطفى محمد | 162600.Basement P31 | Install Metal hot‐dip galvanized steel Cable Ladder for MV Cables c/w all necessary accessories for (fixation & suspension) to complete work.Cable Ladder 900X100 mm | LM | 9 | 130 | 1170 | EGP | SC_Apply
Mivida BP#189 | 170 | RFQ-00157 | Ahmed Mobarak | MEP (Electro Mechanical) | 2024-11-13 | Apply Electrical Items | Approved | 162600.Basement P31 | Install Metal hot‐dip galvanized steel Cable Ladder for MV Cables c/w all necessary accessories for (fixation & suspension) to complete work.Cable Ladder 500X100 mm | LM | 39 | 39 | 0 | 0 | SC_Apply | اولاد عبده-انتصارمصطفى محمد | 162600.Basement P31 | Install Metal hot‐dip galvanized steel Cable Ladder for MV Cables c/w all necessary accessories for (fixation & suspension) to complete work.Cable Ladder 500X100 mm | LM | 39 | 90 | 3510 | EGP | SC_Apply
Mivida BP#189 | 170 | RFQ-00157 | Ahmed Mobarak | MEP (Electro Mechanical) | 2024-11-13 | Apply Electrical Items | Approved | 162600.Basement P31 | Install Metal hot‐dip galvanized steel Cable Ladder for MV Cables c/w all necessary accessories for (fixation & suspension) to complete work.Cable Ladder 300X100 mm | LM | 6 | 6 | 0 | 0 | SC_Apply | اولاد عبده-انتصارمصطفى محمد | 162600.Basement P31 | Install Metal hot‐dip galvanized steel Cable Ladder for MV Cables c/w all necessary accessories for (fixation & suspension) to complete work.Cable Ladder 300X100 mm | LM | 6 | 80 | 480 | EGP | SC_Apply
Mivida BP#189 | 170 | RFQ-00157 | Ahmed Mobarak | MEP (Electro Mechanical) | 2024-11-13 | Apply Electrical Items | Approved | 162600.Basement P31 | (1C x 70) mm2 ECC. | LM | 200 | 200 | 10 | 2000 | SC_Apply | اولاد عبده-انتصارمصطفى محمد | 162600.Basement P31 | (1C x 70) mm2 ECC. | LM | 200 | 15 | 3000 | EGP | SC_Apply
Damietta Container Terminal-Infra & Bldgs _0216 | 216 | RFQ-00085 | Purchasing Engineers | Purchasing | 2024-11-11 | Ready mix Concrete (from30-9-2024 till 17-10-2024) | Approved | Total | Ready Mix Concrete, 150 kg/cm2 OPC | CBM | 2000 | 628 | 0 | 0 | MAT_Raw | جولد ميكس للانشاءات | Total | Ready Mix Concrete, 150 kg/cm2 OPC | CBM | 628 | 1830 | 1149240 | EGP | MAT_Raw
Damietta Container Terminal-Infra & Bldgs _0216 | 216 | RFQ-00085 | Purchasing Engineers | Purchasing | 2024-11-11 | Ready mix Concrete (from30-9-2024 till 17-10-2024) | Approved | Total | Ready Mix Concrete, 250 kg/cm2 OPC | CBM | 1000 | 80 | 0 | 0 | MAT_Raw | جولد ميكس للانشاءات | Total | Ready Mix Concrete, 250 kg/cm2 OPC | CBM | 80 | 2145 | 171600 | EGP | MAT_Raw
Damietta Container Terminal-Infra & Bldgs _0216 | 216 | RFQ-00085 | Purchasing Engineers | Purchasing | 2024-11-11 | Ready mix Concrete (from30-9-2024 till 17-10-2024) | Approved | Total | Ready Mix Concrete, 400 kg/cm2- CEM III | CBM | 24204.62 | 82.5 | 40.47 | 3338.78 | MAT_Raw | جولد ميكس للانشاءات | Total | Ready Mix Concrete, 400 kg/cm2- CEM III | CBM | 82.5 | 2730 | 225225 | EGP | MAT_Raw
Damietta Container Terminal-Infra & Bldgs _0216 | 216 | RFQ-00085 | Purchasing Engineers | Purchasing | 2024-11-11 | Ready mix Concrete (from30-9-2024 till 17-10-2024) | Approved | Total | خرسانة مسلحة اجهاد 250 كجم / سم 2 محتوى اسمنتى 350 كجم / م3 SRC | CBM | 250 | 14.5 | 27.4 | 397.3 | MAT_Raw | جولد ميكس للانشاءات | Total | خرسانة مسلحة اجهاد 250 كجم / سم 2 محتوى اسمنتى 350 كجم / م3 SRC | CBM | 14.5 | 2160 | 31320 | EGP | MAT_Raw
Damietta Container Terminal-Infra & Bldgs _0216 | 216 | RFQ-00096 | Purchasing Engineers | Purchasing | 2024-11-20 | Supply Chemical Materials (PR_104325) | Approved | Total | Araco Rep TX | KGR | 20000 | 5000 | 0 | 0 | MAT_Raw | اراكو لمواد البناء و المقاولات | Total | Araco Rep TX | KGR | 5000 | 4.25 | 21250 | EGP | MAT_Raw
Damietta Container Terminal-Infra & Bldgs _0216 | 216 | RFQ-00096 | Purchasing Engineers | Purchasing | 2024-11-20 | Supply Chemical Materials (PR_104325) | Approved | Total | E-Latex | DRM | 4000 | 1 | 0 | 0 | MAT_Raw | اراكو لمواد البناء و المقاولات | Total | E-Latex | DRM | 1 | 16000 | 16000 | EGP | MAT_Raw
Qasr Rashwan - Lot B _0208 | 208 | RFQ-00069 | Reham Ashraf | Operation | 2024-11-07 | Sewage and Main Force Networks | Approved | 10.10 - Abd Al Azeem Al Sofy -BILL NO.1: SEWAGE NETWORK-1.2.1-b.8 | Ditto, depth to invert between 5.01 m and 5.50 m --*C_Manholes with internal diameter of 1200mm(16)_(SUB)+(Cement)+(Insulation) | ECH | 1 | 1 | 34206.19 | 34206.19 | OTH | ياسين ثابت عبد العال | 10.10 - Abd Al Azeem Al Sofy -BILL NO.1: SEWAGE NETWORK-1.2.1-b.8 | Ditto, depth to invert between 5.01 m and 5.50 m --*C_Manholes with internal diameter of 1200mm(16)_(SUB)+(Cement)+(Insulation) | ECH | 1 | 31000 | 31000 | EGP | OTH
Qasr Rashwan - Lot B _0208 | 208 | RFQ-00069 | Reham Ashraf | Operation | 2024-11-07 | Sewage and Main Force Networks | Approved | 12.10 - Suleiman Tadrus-BILL NO.1: SEWAGE NETWORK-1.2.1-b.2 | Ditto, depth to invert between 2.01 m and 2.50 m --*C_Sewer Manhole - Circular - Concrete with internal diameter 1200 mm with GRP Cover and steps(19)_(SUB)+(Cement)+(Insulation) | NO | 167 | 146 | 14451.71 | 2109949.66 | OTH | ياسين ثابت عبد العال | 12.10 - Suleiman Tadrus-BILL NO.1: SEWAGE NETWORK-1.2.1-b.2 | Ditto, depth to invert between 2.01 m and 2.50 m --*C_Sewer Manhole - Circular - Concrete with internal diameter 1200 mm with GRP Cover and steps(19)_(SUB)+(Cement)+(Insulation) | NO | 146 | 13000 | 1898000 | EGP | OTH
Qasr Rashwan - Lot B _0208 | 208 | RFQ-00069 | Reham Ashraf | Operation | 2024-11-07 | Sewage and Main Force Networks | Approved | 15.10 - Al Burm-BILL NO. 1: SEWAGE NETWORK-1.1.1-e.1 | Depth to invert between 3.51 m and 4.50 m --*C_DN/ID 400mm (SN 8) 3.51 m and 4.50 m_(SUB) | MTR | 70 | 70 | 1411.42 | 98799.4 | OTH | ياسين ثابت عبد العال | 15.10 - Al Burm-BILL NO. 1: SEWAGE NETWORK-1.1.1-e.1 | Depth to invert between 3.51 m and 4.50 m --*C_DN/ID 400mm (SN 8) 3.51 m and 4.50 m_(SUB) | MTR | 70 | 1300 | 91000 | EGP | OTH
Qasr Rashwan - Lot B _0208 | 208 | RFQ-00069 | Reham Ashraf | Operation | 2024-11-07 | Sewage and Main Force Networks | Approved | 11.10 - Abd Al Rahman Ibrahim-BILL NO.1: SEWAGE NETWORK-1.4.1-b | HC 60*90 cm --*HC 60*90 cm(2)_(SUB)+(Cement)+(Insulation) | ECH | 187 | 187 | 6147.18 | 1149522.66 | OTH | ياسين ثابت عبد العال | 11.10 - Abd Al Rahman Ibrahim-BILL NO.1: SEWAGE NETWORK-1.4.1-b | HC 60*90 cm --*HC 60*90 cm(2)_(SUB)+(Cement)+(Insulation) | ECH | 187 | 6500 | 1215500 | EGP | OTH
Qasr Rashwan - Lot B _0208 | 208 | RFQ-00069 | Reham Ashraf | Operation | 2024-11-07 | Sewage and Main Force Networks | Approved | 12.10 - Suleiman Tadrus-BILL NO.1: SEWAGE NETWORK--1.8 | Excavation in rock as specified in the Contract Documents. | ECH | 50 | 50 | 346.67 | 17333.5 | OTH | ياسين ثابت عبد العال | 12.10 - Suleiman Tadrus-BILL NO.1: SEWAGE NETWORK--1.8 | Excavation in rock as specified in the Contract Documents. | ECH | 50 | 550 | 27500 | EGP | OTH
Qasr Rashwan - Lot B _0208 | 208 | RFQ-00069 | Reham Ashraf | Operation | 2024-11-07 | Sewage and Main Force Networks | Approved | 12.10 - Suleiman Tadrus-BILL NO.1: SEWAGE NETWORK--1.9 | Deep Dewatering according to soil investigation, specification and Engineer instruction. | ECH | 3900 | 3588 | 1800 | 6458400 | OTH | ياسين ثابت عبد العال | 12.10 - Suleiman Tadrus-BILL NO.1: SEWAGE NETWORK--1.9 | Deep Dewatering according to soil investigation, specification and Engineer instruction. | ECH | 3588 | 2000 | 7176000 | EGP | OTH
Qasr Rashwan - Lot B _0208 | 208 | RFQ-00069 | Reham Ashraf | Operation | 2024-11-07 | Sewage and Main Force Networks | Approved | 11.10 - Abd Al Rahman Ibrahim-BILL NO.1: SEWAGE NETWORK-1.1.1-b.2 | Ditto, depth to invert between 1.51 m and 2.50 m --*C_DN/ID 200mm (SN 8) 1.51m and 2.5m_(SUB) | MTR | 7450 | 5450 | 364.41 | 1986034.5 | OTH | ياسين ثابت عبد العال | 11.10 - Abd Al Rahman Ibrahim-BILL NO.1: SEWAGE NETWORK-1.1.1-b.2 | Ditto, depth to invert between 1.51 m and 2.50 m --*C_DN/ID 200mm (SN 8) 1.51m and 2.5m_(SUB) | MTR | 5450 | 520 | 2834000 | EGP | OTH
Qasr Rashwan - Lot B _0208 | 208 | RFQ-00069 | Reham Ashraf | Operation | 2024-11-07 | Sewage and Main Force Networks | Approved | 11.10 - Abd Al Rahman Ibrahim-BILL NO.1: SEWAGE NETWORK-1.1.1-d.1 | Depth to invert between 2.51 m and 3.50 m --*C_DN/ID 300 mm (SN 8) 2.51 m and 3.50 m_(SUB) | MTR | 50 | 50 | 571.03 | 28551.5 | OTH | ياسين ثابت عبد العال | 11.10 - Abd Al Rahman Ibrahim-BILL NO.1: SEWAGE NETWORK-1.1.1-d.1 | Depth to invert between 2.51 m and 3.50 m --*C_DN/ID 300 mm (SN 8) 2.51 m and 3.50 m_(SUB) | MTR | 50 | 860 | 43000 | EGP | OTH
Qasr Rashwan - Lot B _0208 | 208 | RFQ-00069 | Reham Ashraf | Operation | 2024-11-07 | Sewage and Main Force Networks | Approved | 11.10 - Abd Al Rahman Ibrahim-BILL NO.1: SEWAGE NETWORK-1.6-a | Concrete encasement 25cm (200mm) | ECH | 310 | 310 | 1066.87 | 330729.7 | OTH | ياسين ثابت عبد العال | 11.10 - Abd Al Rahman Ibrahim-BILL NO.1: SEWAGE NETWORK-1.6-a | Concrete encasement 25cm (200mm) | ECH | 310 | 600 | 186000 | EGP | OTH
Qasr Rashwan - Lot B _0208 | 208 | RFQ-00069 | Reham Ashraf | Operation | 2024-11-07 | Sewage and Main Force Networks | Approved | 11.10 - Abd Al Rahman Ibrahim-BILL NO.1: SEWAGE NETWORK-1.6-b | Concrete encasement 25cm (250mm) | ECH | 50 | 50 | 1246.61 | 62330.5 | OTH | ياسين ثابت عبد العال | 11.10 - Abd Al Rahman Ibrahim-BILL NO.1: SEWAGE NETWORK-1.6-b | Concrete encasement 25cm (250mm) | ECH | 50 | 740 | 37000 | EGP | OTH
Qasr Rashwan - Lot B _0208 | 208 | RFQ-00069 | Reham Ashraf | Operation | 2024-11-07 | Sewage and Main Force Networks | Approved | 15.10 - Al Burm-BILL NO. 1: SEWAGE NETWORK-1.2.1-b.8 | Ditto, depth to invert between 5.51 m and 6.00 m --*C_Sewer Manhole - Circular - Concrete with internal diameter 1200 mm with GRP Cover and steps(16)_(SUB)+(Cement)+(Insulation) | ECH | 15 | 15 | 37764.28 | 566464.2 | OTH | ياسين ثابت عبد العال | 15.10 - Al Burm-BILL NO. 1: SEWAGE NETWORK-1.2.1-b.8 | Ditto, depth to invert between 5.51 m and 6.00 m --*C_Sewer Manhole - Circular - Concrete with internal diameter 1200 mm with GRP Cover and steps(16)_(SUB)+(Cement)+(Insulation) | ECH | 15 | 35000 | 525000 | EGP | OTH
Qasr Rashwan - Lot B _0208 | 208 | RFQ-00069 | Reham Ashraf | Operation | 2024-11-07 | Sewage and Main Force Networks | Approved | 10.10 - Abd Al Azeem Al Sofy -BILL NO.1: SEWAGE NETWORK-1.2.1-b.3 | Ditto, depth to invert between 2.51 m and 3.00 m --*C_Sewer Manhole - Circular - Concrete with internal diameter 1200 mm with GRP Cover and steps(20)_(SUB)+(Cement)+(Insulation) | ECH | 28 | 25 | 17793.16 | 444829 | OTH | ياسين ثابت عبد العال | 10.10 - Abd Al Azeem Al Sofy -BILL NO.1: SEWAGE NETWORK-1.2.1-b.3 | Ditto, depth to invert between 2.51 m and 3.00 m --*C_Sewer Manhole - Circular - Concrete with internal diameter 1200 mm with GRP Cover and steps(20)_(SUB)+(Cement)+(Insulation) | ECH | 25 | 16000 | 400000 | EGP | OTH
Qasr Rashwan - Lot B _0208 | 208 | RFQ-00069 | Reham Ashraf | Operation | 2024-11-07 | Sewage and Main Force Networks | Approved | 15.10 - Al Burm-BILL NO. 1: SEWAGE NETWORK-1.6.3-a | Concrete encasement 25cm (200mm) | ECH | 290 | 290 | 1066.87 | 309392.3 | OTH | ياسين ثابت عبد العال | 15.10 - Al Burm-BILL NO. 1: SEWAGE NETWORK-1.6.3-a | Concrete encasement 25cm (200mm) | ECH | 290 | 600 | 174000 | EGP | OTH
Qasr Rashwan - Lot B _0208 | 208 | RFQ-00069 | Reham Ashraf | Operation | 2024-11-07 | Sewage and Main Force Networks | Approved | 10.10 - Abd Al Azeem Al Sofy -BILL NO.1: SEWAGE NETWORK-1.1.1-d.1 | Ditto, depth to invert between 1.51 m and 2.50 m --*C_DN/ID 400mm (SN 8) 1.51 m and 2.50 m_(SUB) | MTR | 10 | 10 | 706.42 | 7064.2 | OTH | ياسين ثابت عبد العال | 10.10 - Abd Al Azeem Al Sofy -BILL NO.1: SEWAGE NETWORK-1.1.1-d.1 | Ditto, depth to invert between 1.51 m and 2.50 m --*C_DN/ID 400mm (SN 8) 1.51 m and 2.50 m_(SUB) | MTR | 10 | 860 | 8600 | EGP | OTH
Qasr Rashwan - Lot B _0208 | 208 | RFQ-00069 | Reham Ashraf | Operation | 2024-11-07 | Sewage and Main Force Networks | Approved | 15.10 - Al Burm-BILL NO. 1: SEWAGE NETWORK-1.2.1-b.7 | Ditto, depth to invert between 4.51 m and 5.00 m --*C_Sewer Manhole - Circular - Concrete with internal diameter 1200 mm with GRP Cover and steps(14)_(SUB)+(Cement)+(Insulation) | ECH | 5 | 5 | 30546.8 | 152734 | OTH | ياسين ثابت عبد العال | 15.10 - Al Burm-BILL NO. 1: SEWAGE NETWORK-1.2.1-b.7 | Ditto, depth to invert between 4.51 m and 5.00 m --*C_Sewer Manhole - Circular - Concrete with internal diameter 1200 mm with GRP Cover and steps(14)_(SUB)+(Cement)+(Insulation) | ECH | 5 | 28000 | 140000 | EGP | OTH
Qasr Rashwan - Lot B _0208 | 208 | RFQ-00069 | Reham Ashraf | Operation | 2024-11-07 | Sewage and Main Force Networks | Approved | 10.10 - Abd Al Azeem Al Sofy -BILL NO.1: SEWAGE NETWORK-1.2.2-a.3 | Ditto, depth to invert between 3.01 m and 3.50 m --*C_Manholes with Square Shape with internal size of 1750*1750 mm(4)_(SUB)+(Cement)+(Insulation) | ECH | 14 | 14 | 52936.47 | 741110.58 | OTH | ياسين ثابت عبد العال | 10.10 - Abd Al Azeem Al Sofy -BILL NO.1: SEWAGE NETWORK-1.2.2-a.3 | Ditto, depth to invert between 3.01 m and 3.50 m --*C_Manholes with Square Shape with internal size of 1750*1750 mm(4)_(SUB)+(Cement)+(Insulation) | ECH | 14 | 39500 | 553000 | EGP | OTH
Qasr Rashwan - Lot B _0208 | 208 | RFQ-00069 | Reham Ashraf | Operation | 2024-11-07 | Sewage and Main Force Networks | Approved | 14.10 - Abou Hussein-BILL NO.1 : SEWAGE NETWORK-1.1.1-c.3 | Ditto, depth to invert between 2.51 m and 3.50 m --*C_DN/ID 250mm (SN 8) 2.51m and 3.5m_(SUB) | MTR | 1250 | 1250 | 543.34 | 679175 | OTH | ياسين ثابت عبد العال | 14.10 - Abou Hussein-BILL NO.1 : SEWAGE NETWORK-1.1.1-c.3 | Ditto, depth to invert between 2.51 m and 3.50 m --*C_DN/ID 250mm (SN 8) 2.51m and 3.5m_(SUB) | MTR | 1250 | 710 | 887500 | EGP | OTH
Qasr Rashwan - Lot B _0208 | 208 | RFQ-00069 | Reham Ashraf | Operation | 2024-11-07 | Sewage and Main Force Networks | Approved | 15.10 - Al Burm-BILL NO. 1: SEWAGE NETWORK-1.2.1-b.9 | Ditto, depth to invert between 6.01 m and 6.50 m --*C_Manholes with internal diameter of 1200mm(19)_(SUB)+(Cement)+(Insulation) | ECH | 3 | 3 | 39789.28 | 119367.84 | OTH | ياسين ثابت عبد العال | 15.10 - Al Burm-BILL NO. 1: SEWAGE NETWORK-1.2.1-b.9 | Ditto, depth to invert between 6.01 m and 6.50 m --*C_Manholes with internal diameter of 1200mm(19)_(SUB)+(Cement)+(Insulation) | ECH | 3 | 36000 | 108000 | EGP | OTH
Qasr Rashwan - Lot B _0208 | 208 | RFQ-00069 | Reham Ashraf | Operation | 2024-11-07 | Sewage and Main Force Networks | Approved | 13.10 - Salih Shamatah-BILL NO.1: SEWAGE NETWORK-1.1.1-b.1 | Depth to invert not exceeding 1.5 m --*C_DN/ID 200mm (SN 8) 1.5 m_(SUB) | MTR | 2850 | 2850 | 282.83 | 806065.5 | OTH | ياسين ثابت عبد العال | 13.10 - Salih Shamatah-BILL NO.1: SEWAGE NETWORK-1.1.1-b.1 | Depth to invert not exceeding 1.5 m --*C_DN/ID 200mm (SN 8) 1.5 m_(SUB) | MTR | 2850 | 460 | 1311000 | EGP | OTH
Qasr Rashwan - Lot B _0208 | 208 | RFQ-00069 | Reham Ashraf | Operation | 2024-11-07 | Sewage and Main Force Networks | Approved | 11.11 - Abd Al Rahman Ibrahim-Bill No.2: Force Main Pipeline-2.1-a | Inner diameter DN/ID 350 mm --*C_HDPE – PE100, PN 10(1)_(SUB) | MTR | 4140 | 4140 | 487.06 | 2016428.4 | OTH | ياسين ثابت عبد العال | 11.11 - Abd Al Rahman Ibrahim-Bill No.2: Force Main Pipeline-2.1-a | Inner diameter DN/ID 350 mm --*C_HDPE – PE100, PN 10(1)_(SUB) | MTR | 4140 | 500 | 2070000 | EGP | OTH
Qasr Rashwan - Lot B _0208 | 208 | RFQ-00069 | Reham Ashraf | Operation | 2024-11-07 | Sewage and Main Force Networks | Approved | 10.10 - Abd Al Azeem Al Sofy -BILL NO.1: SEWAGE NETWORK-1.1.1-b.3 | Ditto, depth to invert between 2.51 m and 3.50 m --*C_DN/ID 200mm (SN 8) 2.51 and 3.5 m_(SUB) | MTR | 500 | 500 | 473.5 | 236750 | OTH | ياسين ثابت عبد العال | 10.10 - Abd Al Azeem Al Sofy -BILL NO.1: SEWAGE NETWORK-1.1.1-b.3 | Ditto, depth to invert between 2.51 m and 3.50 m --*C_DN/ID 200mm (SN 8) 2.51 and 3.5 m_(SUB) | MTR | 500 | 620 | 310000 | EGP | OTH
Qasr Rashwan - Lot B _0208 | 208 | RFQ-00069 | Reham Ashraf | Operation | 2024-11-07 | Sewage and Main Force Networks | Approved | 12.10 - Suleiman Tadrus-BILL NO.1: SEWAGE NETWORK-1.2.1-b.5 | Ditto, depth to invert between 3.51 m and 4.00 m --*C_Sewer Manhole - Circular - Concrete with internal diameter 1200 mm with GRP Cover and steps(22)_(SUB)+(Cement)+(Insulation) | ECH | 34 | 34 | 24337.87 | 827487.58 | OTH | ياسين ثابت عبد العال | 12.10 - Suleiman Tadrus-BILL NO.1: SEWAGE NETWORK-1.2.1-b.5 | Ditto, depth to invert between 3.51 m and 4.00 m --*C_Sewer Manhole - Circular - Concrete with internal diameter 1200 mm with GRP Cover and steps(22)_(SUB)+(Cement)+(Insulation) | ECH | 34 | 22000 | 748000 | EGP | OTH
Qasr Rashwan - Lot B _0208 | 208 | RFQ-00069 | Reham Ashraf | Operation | 2024-11-07 | Sewage and Main Force Networks | Approved | 11.10 - Abd Al Rahman Ibrahim-BILL NO.1: SEWAGE NETWORK-1.1.1-b.3 | Ditto, depth to invert between 2.51 m and 3.50 m --*C_DN/ID 200mm (SN 8) 2.51 and 3.5 m_(SUB) | MTR | 1200 | 1200 | 473.5 | 568200 | OTH | ياسين ثابت عبد العال | 11.10 - Abd Al Rahman Ibrahim-BILL NO.1: SEWAGE NETWORK-1.1.1-b.3 | Ditto, depth to invert between 2.51 m and 3.50 m --*C_DN/ID 200mm (SN 8) 2.51 and 3.5 m_(SUB) | MTR | 1200 | 620 | 744000 | EGP | OTH
Rabigh CCPP-Civil _K0006 | K0006 | RFQ-00080 | Mina Ayman | Operation | 2024-11-14 | Earthworks Supply Apply -Handasati -rev01 | Approved | 31 23 23 FIL-0013 | Supplying; storing; placing; compacting; of imported material; selective material; for structural fill; fill layer thickness 25cm; on (Var) layers; final thickness range > 500mm deep after compaction; to horizontal surface; material source is the Subcontractor discretion; compaction 98%; modified proctor test; as per AASHTO-T180 Method D. | CBM | 39957 | 20000 | 63.05 | 1261000 | SC_Apply | Handasati Company for trading contracting and Wood | 31 23 23 FIL-0013 | Supplying; storing; placing; compacting; of imported material; selective material; for structural fill; fill layer thickness 25cm; on (Var) layers; final thickness range > 500mm deep after compaction; to horizontal surface; material source is the Subcontractor discretion; compaction 98%; modified proctor test; as per AASHTO-T180 Method D. | CBM | 20000 | 58 | 1160000 | SAR | SC_Apply
Rabigh CCPP-Civil _K0006 | K0006 | RFQ-00080 | Mina Ayman | Operation | 2024-11-14 | Earthworks Supply Apply -Handasati -rev01 | Approved | 31 23 23 FIL-0012 | Supplying; storing; placing; compacting; of imported material; fine graded sand; for common fill; fill layer thickness 25cm; on (Var) layers; final thickness range > 500mm deep after compaction; to horizontal surface; material source is the Subcontractor discretion; compaction 95%; modified proctor test; as per AASHTO-T180 Method D. | CBM | 194542.28 | 120000 | 44 | 5280000 | SC_Supply/Apply | Handasati Company for trading contracting and Wood | 31 23 23 FIL-0012 | Supplying; storing; placing; compacting; of imported material; fine graded sand; for common fill; fill layer thickness 25cm; on (Var) layers; final thickness range > 500mm deep after compaction; to horizontal surface; material source is the Subcontractor discretion; compaction 95%; modified proctor test; as per AASHTO-T180 Method D. | CBM | 120000 | 46.5 | 5580000 | SAR | SC_Supply/Apply
Qasr Rashwan Lot A _0207 | 207 | RFQ-00069 | Purchasing Engineers | Purchasing | 2024-11-18 | Cement supply | Approved | total | أسمنت مقاوم SRC 42 | TON | 80 | 80 | 0 | 0 | MAT_Raw | امكو للتجاره والتوريدات | total | أسمنت مقاوم SRC 42 | TON | 80 | 3950 | 316000 | EGP | MAT_Raw
Rabigh CCPP-Civil _K0006 | K0006 | RFQ-00084 | Purchasing Engineers | Purchasing | 2024-11-19 | Block Accessories pr 693 | Approved | 04 27 00 WL-0012 | SQ Tube 50*50*1.20*600MM | ECH | 80 | 80 | 33 | 2640 | SC_Supply | شركة مدار لمواد البناء المحدودة | 04 27 00 WL-0012 | SQ Tube 50*50*1.20*600MM | ECH | 80 | 33 | 2640 | SAR | SC_Supply
Rabigh CCPP-Civil _K0006 | K0006 | RFQ-00084 | Purchasing Engineers | Purchasing | 2024-11-19 | Block Accessories pr 693 | Approved | 04 27 00 WL-0012 | PNT COR SHEET 0.50*1000*600MM | ECH | 80 | 80 | 120 | 9600 | SC_Supply | شركة مدار لمواد البناء المحدودة | 04 27 00 WL-0012 | PNT COR SHEET 0.50*1000*600MM | ECH | 80 | 120 | 9600 | SAR | SC_Supply
Rabigh CCPP-Civil _K0006 | K0006 | RFQ-00084 | Purchasing Engineers | Purchasing | 2024-11-19 | Block Accessories pr 693 | Approved | 04 27 00 WL-0012 | ANGLE 30*30*3.00*600MM | ECH | 60 | 60 | 26 | 1560 | SC_Supply | شركة مدار لمواد البناء المحدودة | 04 27 00 WL-0012 | ANGLE 30*30*3.00*600MM | ECH | 60 | 26 | 1560 | SAR | SC_Supply
Rabigh CCPP-Civil _K0006 | K0006 | RFQ-00084 | Purchasing Engineers | Purchasing | 2024-11-19 | Block Accessories pr 693 | Approved | 04 27 00 WL-0012 | HR SHEET 3.00*1000*2000MM | ECH | 40 | 40 | 135 | 5400 | SC_Supply | شركة مدار لمواد البناء المحدودة | 04 27 00 WL-0012 | HR SHEET 3.00*1000*2000MM | ECH | 40 | 135 | 5400 | SAR | SC_Supply
Rabigh CCPP-Civil _K0006 | K0006 | RFQ-00084 | Purchasing Engineers | Purchasing | 2024-11-19 | Block Accessories pr 693 | Approved | 04 27 00 WL-0012 | FLAT BAR 50*5.00*600MM | ECH | 200 | 200 | 35 | 7000 | SC_Supply | شركة مدار لمواد البناء المحدودة | 04 27 00 WL-0012 | FLAT BAR 50*5.00*600MM | ECH | 200 | 35 | 7000 | SAR | SC_Supply
Rabigh CCPP-Civil _K0006 | K0006 | RFQ-00079 | Ahmed Adel | MEP (Electro Mechanical) | 2024-11-14 | UPVC SHORT PIECES | Approved | 33 42 11 SNT-0013 | UPVC Short Pipe Piece Class (III) PN 6 Diameter 160 MM Double Socket RJ L=3 MTER | ECH | 100 | 100 | 242.21 | 24221 | MAT_Raw | المؤسسة الوطنية للتسويق المحدودة | 33 42 11 SNT-0013 | UPVC Short Pipe Piece Class (III) PN 6 Diameter 160 MM Double Socket RJ L=3 MTER | ECH | 100 | 218.55 | 21855 | SAR | MAT_Raw
Rabigh CCPP-Civil _K0006 | K0006 | RFQ-00079 | Ahmed Adel | MEP (Electro Mechanical) | 2024-11-14 | UPVC SHORT PIECES | Approved | 33 42 11 SNT-0013 | UPVC Short Pipe Piece Class (III) PN 6 Diameter 200 MM Double Socket RJ L=3 MTER | ECH | 20 | 20 | 164.14 | 3282.8 | MAT_Raw | المؤسسة الوطنية للتسويق المحدودة | 33 42 11 SNT-0013 | UPVC Short Pipe Piece Class (III) PN 6 Diameter 200 MM Double Socket RJ L=3 MTER | ECH | 20 | 297.6 | 5952 | SAR | MAT_Raw
Rabigh CCPP-Civil _K0006 | K0006 | RFQ-00079 | Ahmed Adel | MEP (Electro Mechanical) | 2024-11-14 | UPVC SHORT PIECES | Approved | 33 42 11 SNT-0013 | UPVC Short Pipe Piece Class (III) PN 6 Diameter 250 MM Double Socket RJ L=3 MTER | ECH | 20 | 20 | 237.73 | 4754.6 | MAT_Raw | المؤسسة الوطنية للتسويق المحدودة | 33 42 11 SNT-0013 | UPVC Short Pipe Piece Class (III) PN 6 Diameter 250 MM Double Socket RJ L=3 MTER | ECH | 20 | 418.5 | 8370 | SAR | MAT_Raw
Rabigh CCPP-Civil _K0006 | K0006 | RFQ-00079 | Ahmed Adel | MEP (Electro Mechanical) | 2024-11-14 | UPVC SHORT PIECES | Approved | 33 42 11 SNT-0013 | UPVC Short Pipe Piece Class (III) PN 6 Diameter 315 MM Double Socket RJ L=3 MTER | ECH | 20 | 20 | 518.34 | 10366.8 | MAT_Raw | المؤسسة الوطنية للتسويق المحدودة | 33 42 11 SNT-0013 | UPVC Short Pipe Piece Class (III) PN 6 Diameter 315 MM Double Socket RJ L=3 MTER | ECH | 20 | 492.9 | 9858 | SAR | MAT_Raw
Rabigh CCPP-Civil _K0006 | K0006 | RFQ-00079 | Ahmed Adel | MEP (Electro Mechanical) | 2024-11-14 | UPVC SHORT PIECES | Approved | 33 42 11 SNT-0013 | UPVC Short Pipe Piece Class (III) PN 6 Diameter 400 MM Double Socket RJ L=3 MTER | ECH | 30 | 30 | 902.78 | 27083.4 | MAT_Raw | المؤسسة الوطنية للتسويق المحدودة | 33 42 11 SNT-0013 | UPVC Short Pipe Piece Class (III) PN 6 Diameter 400 MM Double Socket RJ L=3 MTER | ECH | 30 | 697.5 | 20925 | SAR | MAT_Raw
Qasr Rashwan - Lot B _0208 | 208 | RFQ-00071 | Purchasing Engineers | Purchasing | 2024-11-18 | Cement supply | Approved | Total | أسمنت مقاوم SRC 42 | TON | 240 | 80 | 0 | 0 | MAT_Raw | الوطن العربى | Total | أسمنت مقاوم SRC 42 | TON | 80 | 3900 | 312000 | EGP | MAT_Raw
AS2 Saint Gobain _0221 | 221 | RFQ-00016 | Purchasing Engineers | Purchasing | 2024-11-20 | Wood Supply 100790 | Approved | 10.13 - Civil-8-a | a) P.C.C 1:1.5:3 ( Concrete grade fcu = 20 N/mm2) | ECH | 218.83 | 218.83 | 1300 | 284479 | MAT_Wood | مؤسسة عباد الرحمن لتجارة الاخشاب اسامة ب | 10.13 - Civil-8-a | a) P.C.C 1:1.5:3 ( Concrete grade fcu = 20 N/mm2) | ECH | 218.83 | 1350 | 295420.5 | EGP | MAT_Wood
AS2 Saint Gobain _0221 | 221 | RFQ-00016 | Purchasing Engineers | Purchasing | 2024-11-20 | Wood Supply 100790 | Approved | 10.13 - Civil-11-a-2 | ii) Columns and pedestals | ECH | 295.19 | 295.19 | 1300 | 383747 | MAT_Wood | مؤسسة عباد الرحمن لتجارة الاخشاب اسامة ب | 10.13 - Civil-11-a-2 | ii) Columns and pedestals | ECH | 295.19 | 1350 | 398506.5 | EGP | MAT_Wood
AS2 Saint Gobain _0221 | 221 | RFQ-00016 | Purchasing Engineers | Purchasing | 2024-11-20 | Wood Supply 100790 | Approved | 10.13 - Civil-11-a-4 | iv) Retaining Walls | ECH | 392.88 | 392.88 | 1300 | 510744 | MAT_Wood | مؤسسة عباد الرحمن لتجارة الاخشاب اسامة ب | 10.13 - Civil-11-a-4 | iv) Retaining Walls | ECH | 392.88 | 1350 | 530388 | EGP | MAT_Wood
AS2 Saint Gobain _0221 | 221 | RFQ-00016 | Purchasing Engineers | Purchasing | 2024-11-20 | Wood Supply 100790 | Approved | 10.13 - Civil-11-a-1 | i) Foundations, Base slab | ECH | 98.74 | 98.74 | 1300 | 128362 | MAT_Wood | مؤسسة عباد الرحمن لتجارة الاخشاب اسامة ب | 10.13 - Civil-11-a-1 | i) Foundations, Base slab | ECH | 98.74 | 1350 | 133299 | EGP | MAT_Wood
AS2 Saint Gobain _0221 | 221 | RFQ-00016 | Purchasing Engineers | Purchasing | 2024-11-20 | Wood Supply 100790 | Approved | 10.13 - Civil-11-a-4 | iv) Retaining Walls | CBM | 56.05 | 50 | 22000.01 | 1100000.5 | MAT_Wood | مؤسسة عباد الرحمن لتجارة الاخشاب اسامة ب | 10.13 - Civil-11-a-4 | iv) Retaining Walls | CBM | 50 | 19000 | 950000 | EGP | MAT_Wood
AS2 Saint Gobain _0221 | 221 | RFQ-00017 | Purchasing Engineers | Purchasing | 2024-11-20 | Wood Supply 101860 | Approved | 10.13 - Civil-8-a | a) P.C.C 1:1.5:3 ( Concrete grade fcu = 20 N/mm2) | ECH | 218.83 | 218.83 | 1300 | 284479 | MAT_Wood | مؤسسة عباد الرحمن لتجارة الاخشاب اسامة ب | 10.13 - Civil-8-a | a) P.C.C 1:1.5:3 ( Concrete grade fcu = 20 N/mm2) | ECH | 218.83 | 1350 | 295420.5 | EGP | MAT_Wood
AS2 Saint Gobain _0221 | 221 | RFQ-00017 | Purchasing Engineers | Purchasing | 2024-11-20 | Wood Supply 101860 | Approved | 10.13 - Civil-9-e | Grade Slab (Including Shuttering) | ECH | 202.36 | 202.36 | 1300 | 263068 | MAT_Wood | مؤسسة عباد الرحمن لتجارة الاخشاب اسامة ب | 10.13 - Civil-9-e | Grade Slab (Including Shuttering) | ECH | 202.36 | 1350 | 273186 | EGP | MAT_Wood
AS2 Saint Gobain _0221 | 221 | RFQ-00017 | Purchasing Engineers | Purchasing | 2024-11-20 | Wood Supply 101860 | Approved | 10.13 - Civil-11-a-4 | iv) Retaining Walls | ECH | 392.88 | 392.88 | 1300 | 510744 | MAT_Wood | مؤسسة عباد الرحمن لتجارة الاخشاب اسامة ب | 10.13 - Civil-11-a-4 | iv) Retaining Walls | ECH | 392.88 | 1350 | 530388 | EGP | MAT_Wood
Qasr Rashwan - Lot B _0208 | 208 | RFQ-00069 | Reham Ashraf | Operation | 2024-11-07 | Sewage and Main Force Networks | Approved | 15.10 - Al Burm-BILL NO. 1: SEWAGE NETWORK-1.1.1-a.1 | Depth to invert not exceeding 1.2 m --*C_DN/ID 150 mm (SN 4) 1.2 m_(SUB) | MTR | 600 | 600 | 182.47 | 109482 | OTH | ياسين ثابت عبد العال | 15.10 - Al Burm-BILL NO. 1: SEWAGE NETWORK-1.1.1-a.1 | Depth to invert not exceeding 1.2 m --*C_DN/ID 150 mm (SN 4) 1.2 m_(SUB) | MTR | 600 | 275 | 165000 | EGP | OTH
Qasr Rashwan - Lot B _0208 | 208 | RFQ-00069 | Reham Ashraf | Operation | 2024-11-07 | Sewage and Main Force Networks | Approved | 12.10 - Suleiman Tadrus-BILL NO.1: SEWAGE NETWORK-1.1.1-b.2 | Ditto, depth to invert between 1.51 m and 2.50 m --*C_DN/ID 200mm (SN 8) 1.51m and 2.5m_(SUB) | MTR | 5600 | 5143 | 364.41 | 1874160.63 | OTH | ياسين ثابت عبد العال | 12.10 - Suleiman Tadrus-BILL NO.1: SEWAGE NETWORK-1.1.1-b.2 | Ditto, depth to invert between 1.51 m and 2.50 m --*C_DN/ID 200mm (SN 8) 1.51m and 2.5m_(SUB) | MTR | 5143 | 520 | 2674360 | EGP | OTH
Qasr Rashwan - Lot B _0208 | 208 | RFQ-00069 | Reham Ashraf | Operation | 2024-11-07 | Sewage and Main Force Networks | Approved | 12.10 - Suleiman Tadrus-BILL NO.1: SEWAGE NETWORK-1.1.1-e.4 | Ditto, depth to invert between 3.51 m and 4.50 m --*C_DN/ID 400mm (SN 8) 3.51 m and 4.50 m_(SUB) | MTR | 550 | 550 | 1411.42 | 776281 | OTH | ياسين ثابت عبد العال | 12.10 - Suleiman Tadrus-BILL NO.1: SEWAGE NETWORK-1.1.1-e.4 | Ditto, depth to invert between 3.51 m and 4.50 m --*C_DN/ID 400mm (SN 8) 3.51 m and 4.50 m_(SUB) | MTR | 550 | 1300 | 715000 | EGP | OTH
Qasr Rashwan - Lot B _0208 | 208 | RFQ-00069 | Reham Ashraf | Operation | 2024-11-07 | Sewage and Main Force Networks | Approved | 13.10 - Salih Shamatah-BILL NO.1: SEWAGE NETWORK-1.1.1-a.1 | Depth to invert not exceeding 1.2 m --*C_DN/ID 150 mm (SN 4) 1.2 m_(SUB) | MTR | 400 | 400 | 182.47 | 72988 | OTH | ياسين ثابت عبد العال | 13.10 - Salih Shamatah-BILL NO.1: SEWAGE NETWORK-1.1.1-a.1 | Depth to invert not exceeding 1.2 m --*C_DN/ID 150 mm (SN 4) 1.2 m_(SUB) | MTR | 400 | 275 | 110000 | EGP | OTH
Qasr Rashwan - Lot B _0208 | 208 | RFQ-00069 | Reham Ashraf | Operation | 2024-11-07 | Sewage and Main Force Networks | Approved | 12.10 - Suleiman Tadrus-BILL NO.1: SEWAGE NETWORK-1.2.1-b.10 | Ditto, depth to invert between 6.01 m and 6.50 m --*C_Manholes with internal diameter of 1200mm(19)_(SUB)+(Cement)+(Insulation) | ECH | 5 | 5 | 39789.28 | 198946.4 | OTH | ياسين ثابت عبد العال | 12.10 - Suleiman Tadrus-BILL NO.1: SEWAGE NETWORK-1.2.1-b.10 | Ditto, depth to invert between 6.01 m and 6.50 m --*C_Manholes with internal diameter of 1200mm(19)_(SUB)+(Cement)+(Insulation) | ECH | 5 | 36000 | 180000 | EGP | OTH
Qasr Rashwan - Lot B _0208 | 208 | RFQ-00069 | Reham Ashraf | Operation | 2024-11-07 | Sewage and Main Force Networks | Approved | 11.10 - Abd Al Rahman Ibrahim-BILL NO.1: SEWAGE NETWORK-1.2.1-b.5 | Ditto, depth to invert between 3.51 m and 4.00 m --*C_Sewer Manhole - Circular - Concrete with internal diameter 1200 mm with GRP Cover and steps(22)_(SUB)+(Cement)+(Insulation) | ECH | 44 | 44 | 24337.87 | 1070866.28 | OTH | ياسين ثابت عبد العال | 11.10 - Abd Al Rahman Ibrahim-BILL NO.1: SEWAGE NETWORK-1.2.1-b.5 | Ditto, depth to invert between 3.51 m and 4.00 m --*C_Sewer Manhole - Circular - Concrete with internal diameter 1200 mm with GRP Cover and steps(22)_(SUB)+(Cement)+(Insulation) | ECH | 44 | 22000 | 968000 | EGP | OTH
Qasr Rashwan - Lot B _0208 | 208 | RFQ-00069 | Reham Ashraf | Operation | 2024-11-07 | Sewage and Main Force Networks | Approved | 11.27 - Iz. Abd Al Rahman Ibrahim | Alternative Water Networks in which cannot be considered as Re-location of Publice Utilites and Requires Full Transfer of Pipe lines and Valves to water Disconnection | MTR | 0 | 0 | 0 | 0 | SC_Apply | ياسين ثابت عبد العال | 11.27 - Iz. Abd Al Rahman Ibrahim | Alternative Water Networks in which cannot be considered as Re-location of Publice Utilites and Requires Full Transfer of Pipe lines and Valves to water Disconnection | MTR | 0 | 120 | 0 | EGP | SC_Apply
Qasr Rashwan - Lot B _0208 | 208 | RFQ-00069 | Reham Ashraf | Operation | 2024-11-07 | Sewage and Main Force Networks | Approved | 11.27 - Iz. Abd Al Rahman Ibrahim | Alternative Sewer Networks in which cannot be considered as Re-location of Publice Utilites and Requires Full Transfer of Pipe lines and Chambers to avoid Potential Social damages For illegal existing Networks | MTR | 0 | 0 | 0 | 0 | SC_Apply | ياسين ثابت عبد العال | 11.27 - Iz. Abd Al Rahman Ibrahim | Alternative Sewer Networks in which cannot be considered as Re-location of Publice Utilites and Requires Full Transfer of Pipe lines and Chambers to avoid Potential Social damages For illegal existing Networks | MTR | 0 | 160 | 0 | EGP | SC_Apply
Qasr Rashwan - Lot B _0208 | 208 | RFQ-00069 | Reham Ashraf | Operation | 2024-11-07 | Sewage and Main Force Networks | Approved | 11.10 - Abd Al Rahman Ibrahim-BILL NO.1: SEWAGE NETWORK-1.1.1-e.1 | Ditto, depth to invert between 4.51 m and 5.50 m --*C_DN/ID 400mm (SN 8) 4.51 m and 5.50 m_(SUB) | MTR | 1230 | 1230 | 1821.42 | 2240346.6 | OTH | ياسين ثابت عبد العال | 11.10 - Abd Al Rahman Ibrahim-BILL NO.1: SEWAGE NETWORK-1.1.1-e.1 | Ditto, depth to invert between 4.51 m and 5.50 m --*C_DN/ID 400mm (SN 8) 4.51 m and 5.50 m_(SUB) | MTR | 1230 | 1600 | 1968000 | EGP | OTH
Qasr Rashwan - Lot B _0208 | 208 | RFQ-00069 | Reham Ashraf | Operation | 2024-11-07 | Sewage and Main Force Networks | Approved | 11.10 - Abd Al Rahman Ibrahim-BILL NO.1: SEWAGE NETWORK-1.2.1-b.2 | Ditto, depth to invert between 2.01 m and 2.50 m --*C_Sewer Manhole - Circular - Concrete with internal diameter 1200 mm with GRP Cover and steps(19)_(SUB)+(Cement)+(Insulation) | NO | 138 | 108 | 14451.71 | 1560784.68 | OTH | ياسين ثابت عبد العال | 11.10 - Abd Al Rahman Ibrahim-BILL NO.1: SEWAGE NETWORK-1.2.1-b.2 | Ditto, depth to invert between 2.01 m and 2.50 m --*C_Sewer Manhole - Circular - Concrete with internal diameter 1200 mm with GRP Cover and steps(19)_(SUB)+(Cement)+(Insulation) | NO | 108 | 13000 | 1404000 | EGP | OTH
Qasr Rashwan - Lot B _0208 | 208 | RFQ-00069 | Reham Ashraf | Operation | 2024-11-07 | Sewage and Main Force Networks | Approved | 11.10 - Abd Al Rahman Ibrahim-BILL NO.1: SEWAGE NETWORK-1.4.1-a | HC 60*60 cm --*HC 60*60 cm(2)_(SUB)+(Cement)+(Insulation) | ECH | 374 | 374 | 4654.45 | 1740764.3 | OTH | ياسين ثابت عبد العال | 11.10 - Abd Al Rahman Ibrahim-BILL NO.1: SEWAGE NETWORK-1.4.1-a | HC 60*60 cm --*HC 60*60 cm(2)_(SUB)+(Cement)+(Insulation) | ECH | 374 | 4500 | 1683000 | EGP | OTH
Qasr Rashwan - Lot B _0208 | 208 | RFQ-00069 | Reham Ashraf | Operation | 2024-11-07 | Sewage and Main Force Networks | Approved | 11.10 - Abd Al Rahman Ibrahim-BILL NO.1: SEWAGE NETWORK-1.6-c | Concrete encasement 25cm (300mm) | ECH | 15 | 15 | 1427.91 | 21418.65 | OTH | ياسين ثابت عبد العال | 11.10 - Abd Al Rahman Ibrahim-BILL NO.1: SEWAGE NETWORK-1.6-c | Concrete encasement 25cm (300mm) | ECH | 15 | 860 | 12900 | EGP | OTH
Qasr Rashwan - Lot B _0208 | 208 | RFQ-00069 | Reham Ashraf | Operation | 2024-11-07 | Sewage and Main Force Networks | Approved | 14.10 - Abou Hussein-BILL NO.1 : SEWAGE NETWORK-1.3-a | IC 60*60 cm --*IC 60*60 cm_(SUB)+(Cement)+(Insulation) | ECH | 13 | 13 | 4654.45 | 60507.85 | OTH | ياسين ثابت عبد العال | 14.10 - Abou Hussein-BILL NO.1 : SEWAGE NETWORK-1.3-a | IC 60*60 cm --*IC 60*60 cm_(SUB)+(Cement)+(Insulation) | ECH | 13 | 3800 | 49400 | EGP | OTH
Qasr Rashwan - Lot B _0208 | 208 | RFQ-00069 | Reham Ashraf | Operation | 2024-11-07 | Sewage and Main Force Networks | Approved | 15.10 - Al Burm-BILL NO. 1: SEWAGE NETWORK-1.6.3-b | Concrete encasement 25cm (250mm) | ECH | 90 | 90 | 1246.61 | 112194.9 | OTH | ياسين ثابت عبد العال | 15.10 - Al Burm-BILL NO. 1: SEWAGE NETWORK-1.6.3-b | Concrete encasement 25cm (250mm) | ECH | 90 | 740 | 66600 | EGP | OTH
Qasr Rashwan - Lot B _0208 | 208 | RFQ-00069 | Reham Ashraf | Operation | 2024-11-07 | Sewage and Main Force Networks | Approved | 14.10 - Abou Hussein-BILL NO.1 : SEWAGE NETWORK-1.6.2-b | Concrete encasement 25cm (250mm) | ECH | 50 | 50 | 1246.61 | 62330.5 | OTH | ياسين ثابت عبد العال | 14.10 - Abou Hussein-BILL NO.1 : SEWAGE NETWORK-1.6.2-b | Concrete encasement 25cm (250mm) | ECH | 50 | 740 | 37000 | EGP | OTH
Qasr Rashwan - Lot B _0208 | 208 | RFQ-00069 | Reham Ashraf | Operation | 2024-11-07 | Sewage and Main Force Networks | Approved | 14.10 - Abou Hussein-BILL NO.1 : SEWAGE NETWORK-1.6.2-c | Concrete encasement 25cm (300mm) | ECH | 20 | 20 | 1427.91 | 28558.2 | OTH | ياسين ثابت عبد العال | 14.10 - Abou Hussein-BILL NO.1 : SEWAGE NETWORK-1.6.2-c | Concrete encasement 25cm (300mm) | ECH | 20 | 860 | 17200 | EGP | OTH
Qasr Rashwan - Lot B _0208 | 208 | RFQ-00069 | Reham Ashraf | Operation | 2024-11-07 | Sewage and Main Force Networks | Approved | 15.10 - Al Burm-BILL NO. 1: SEWAGE NETWORK-1.4-b | HC 60*90 cm --*HC 60*90 cm(2)_(SUB)+(Cement)+(Insulation) | ECH | 48 | 48 | 6147.18 | 295064.64 | OTH | ياسين ثابت عبد العال | 15.10 - Al Burm-BILL NO. 1: SEWAGE NETWORK-1.4-b | HC 60*90 cm --*HC 60*90 cm(2)_(SUB)+(Cement)+(Insulation) | ECH | 48 | 6500 | 312000 | EGP | OTH
Qasr Rashwan - Lot B _0208 | 208 | RFQ-00069 | Reham Ashraf | Operation | 2024-11-07 | Sewage and Main Force Networks | Approved | 11.10 - Abd Al Rahman Ibrahim-BILL NO.1: SEWAGE NETWORK-1.1.1-f.1 | Depth to invert between 4.51 m and 5.50 m --*C_DN/ID 500 mm (SN 8) 4.51 m and 5.50 m_(SUB) | MTR | 175 | 175 | 1707.73 | 298852.75 | OTH | ياسين ثابت عبد العال | 11.10 - Abd Al Rahman Ibrahim-BILL NO.1: SEWAGE NETWORK-1.1.1-f.1 | Depth to invert between 4.51 m and 5.50 m --*C_DN/ID 500 mm (SN 8) 4.51 m and 5.50 m_(SUB) | MTR | 175 | 1670 | 292250 | EGP | OTH
Qasr Rashwan - Lot B _0208 | 208 | RFQ-00069 | Reham Ashraf | Operation | 2024-11-07 | Sewage and Main Force Networks | Approved | 15.10 - Al Burm-BILL NO. 1: SEWAGE NETWORK--1.8 | Deep Dewatering according to soil investigation, specification and Engineer instruction. | ECH | 1235 | 1235 | 1800 | 2223000 | OTH | ياسين ثابت عبد العال | 15.10 - Al Burm-BILL NO. 1: SEWAGE NETWORK--1.8 | Deep Dewatering according to soil investigation, specification and Engineer instruction. | ECH | 1235 | 2000 | 2470000 | EGP | OTH
Qasr Rashwan - Lot B _0208 | 208 | RFQ-00069 | Reham Ashraf | Operation | 2024-11-07 | Sewage and Main Force Networks | Approved | 15.10 - Al Burm-BILL NO. 1: SEWAGE NETWORK--1.8 | Deep Dewatering according to soil investigation, specification and Engineer instruction. | ECH | 665 | 665 | 984.17 | 654473.05 | OTH | ياسين ثابت عبد العال | 15.10 - Al Burm-BILL NO. 1: SEWAGE NETWORK--1.8 | Deep Dewatering according to soil investigation, specification and Engineer instruction. | ECH | 665 | 1000 | 665000 | EGP | OTH
Qasr Rashwan - Lot B _0208 | 208 | RFQ-00069 | Reham Ashraf | Operation | 2024-11-07 | Sewage and Main Force Networks | Approved | 12.10 - Suleiman Tadrus-BILL NO.1: SEWAGE NETWORK-1.1.1-f.2 | Ditto, depth to invert between 5.51 m and 6.50 m --*C_DN/ID 500 mm (SN 8) 5.51 m and 6.50 m_(SUB) | MTR | 85 | 85 | 1971.19 | 167551.15 | OTH | ياسين ثابت عبد العال | 12.10 - Suleiman Tadrus-BILL NO.1: SEWAGE NETWORK-1.1.1-f.2 | Ditto, depth to invert between 5.51 m and 6.50 m --*C_DN/ID 500 mm (SN 8) 5.51 m and 6.50 m_(SUB) | MTR | 85 | 2000 | 170000 | EGP | OTH
Qasr Rashwan - Lot B _0208 | 208 | RFQ-00069 | Reham Ashraf | Operation | 2024-11-07 | Sewage and Main Force Networks | Approved | 10.10 - Abd Al Azeem Al Sofy -BILL NO.1: SEWAGE NETWORK-1.7.3-b | Concrete encasement 25cm (400mm) | ECH | 10 | 10 | 1246.61 | 12466.1 | OTH | ياسين ثابت عبد العال | 10.10 - Abd Al Azeem Al Sofy -BILL NO.1: SEWAGE NETWORK-1.7.3-b | Concrete encasement 25cm (400mm) | ECH | 10 | 1000 | 10000 | EGP | OTH
Qasr Rashwan - Lot B _0208 | 208 | RFQ-00069 | Reham Ashraf | Operation | 2024-11-07 | Sewage and Main Force Networks | Approved | 12.10 - Suleiman Tadrus-BILL NO.1: SEWAGE NETWORK-1.5-b | HC 60*90 cm --*HC 60*90 cm(2)_(SUB)+(Cement)+(Insulation) | ECH | 131 | 131 | 6147.18 | 805280.58 | OTH | ياسين ثابت عبد العال | 12.10 - Suleiman Tadrus-BILL NO.1: SEWAGE NETWORK-1.5-b | HC 60*90 cm --*HC 60*90 cm(2)_(SUB)+(Cement)+(Insulation) | ECH | 131 | 6500 | 851500 | EGP | OTH
Qasr Rashwan - Lot B _0208 | 208 | RFQ-00069 | Reham Ashraf | Operation | 2024-11-07 | Sewage and Main Force Networks | Approved | 10.10 - Abd Al Azeem Al Sofy -BILL NO.1: SEWAGE NETWORK-1.1.1-d.3 | Ditto, depth to invert between 3.51 m and 4.50 m --*C_DN/ID 400mm (SN 8) 3.51 m and 4.50 m_(SUB) | MTR | 285 | 285 | 1411.42 | 402254.7 | OTH | ياسين ثابت عبد العال | 10.10 - Abd Al Azeem Al Sofy -BILL NO.1: SEWAGE NETWORK-1.1.1-d.3 | Ditto, depth to invert between 3.51 m and 4.50 m --*C_DN/ID 400mm (SN 8) 3.51 m and 4.50 m_(SUB) | MTR | 285 | 1300 | 370500 | EGP | OTH
Qasr Rashwan - Lot B _0208 | 208 | RFQ-00069 | Reham Ashraf | Operation | 2024-11-07 | Sewage and Main Force Networks | Approved | 12.10 - Suleiman Tadrus-BILL NO.1: SEWAGE NETWORK-1.1.1-d.3 | Ditto, depth to invert between 4.51 m and 5.50 m --*C_DN/ID 300 mm (SN 8) 4.51 m and 5.50 m_(SUB) | MTR | 55 | 55 | 1030.78 | 56692.9 | OTH | ياسين ثابت عبد العال | 12.10 - Suleiman Tadrus-BILL NO.1: SEWAGE NETWORK-1.1.1-d.3 | Ditto, depth to invert between 4.51 m and 5.50 m --*C_DN/ID 300 mm (SN 8) 4.51 m and 5.50 m_(SUB) | MTR | 55 | 1300 | 71500 | EGP | OTH
ORA ZED-Ph 2-Pkgs A&D | 151 | RFQ-00084 | Mostafa Shourbagi | MEP (Electro Mechanical) | 2024-11-13 | Cable Trunks | Approved | BMS Material, trunk | Hot Dip Galvanized cable trunk100*100 cover 1.25mm thickness | LM | 300 | 300 | 0 | 0 | SC_Supply/Apply | El Sewedy Electrical Equipment & Cables Co. | BMS Material, trunk | Hot Dip Galvanized cable trunk100*100 cover 1.25mm thickness | LM | 300 | 597.76 | 179328 | EGP | SC_Supply/Apply
ORA ZED-Ph 2-Pkgs A&D | 151 | RFQ-00084 | Mostafa Shourbagi | MEP (Electro Mechanical) | 2024-11-13 | Cable Trunks | Approved | BMS Material, trunk | Hot Dip Galvanized cable trunk150*100 cover 1.25mm thickness | LM | 105 | 105 | 0 | 0 | SC_Supply/Apply | El Sewedy Electrical Equipment & Cables Co. | BMS Material, trunk | Hot Dip Galvanized cable trunk150*100 cover 1.25mm thickness | LM | 105 | 731.07 | 76762.35 | EGP | SC_Supply/Apply
ORA ZED-Ph 2-Pkgs A&D | 151 | RFQ-00084 | Mostafa Shourbagi | MEP (Electro Mechanical) | 2024-11-13 | Cable Trunks | Approved | BMS Material, trunk | Hot Dip Galvanized cable trunk200*100 cover 1.25mm thickness | LM | 800 | 800 | 0 | 0 | SC_Supply/Apply | El Sewedy Electrical Equipment & Cables Co. | BMS Material, trunk | Hot Dip Galvanized cable trunk200*100 cover 1.25mm thickness | LM | 800 | 838.23 | 670584 | EGP | SC_Supply/Apply
ORA ZED-Ph 2-Pkgs A&D | 151 | RFQ-00084 | Mostafa Shourbagi | MEP (Electro Mechanical) | 2024-11-13 | Cable Trunks | Approved | BMS Material, trunk | Hot Dip Galvanized cable trunk300*100 cover 1.25mm thickness | LM | 42 | 42 | 0 | 0 | SC_Supply/Apply | El Sewedy Electrical Equipment & Cables Co. | BMS Material, trunk | Hot Dip Galvanized cable trunk300*100 cover 1.25mm thickness | LM | 42 | 1034.17 | 43435.14 | EGP | SC_Supply/Apply
ORA ZED-Ph 2-Pkgs A&D | 151 | RFQ-00084 | Mostafa Shourbagi | MEP (Electro Mechanical) | 2024-11-13 | Cable Trunks | Approved | BMS Material, trunk | Hot Dip Galvanized cable trunk400*100 cover 1.25mm thickness | LM | 56 | 56 | 0 | 0 | SC_Supply/Apply | El Sewedy Electrical Equipment & Cables Co. | BMS Material, trunk | Hot Dip Galvanized cable trunk400*100 cover 1.25mm thickness | LM | 56 | 1254.97 | 70278.32 | EGP | SC_Supply/Apply
ORA ZED-Ph 2-Pkgs A&D | 151 | RFQ-00084 | Mostafa Shourbagi | MEP (Electro Mechanical) | 2024-11-13 | Cable Trunks | Approved | BMS Material, trunk | Hot Dip Galvanized cable trunk500*100 cover 1.25mm thickness | LM | 36 | 36 | 0 | 0 | SC_Supply/Apply | El Sewedy Electrical Equipment & Cables Co. | BMS Material, trunk | Hot Dip Galvanized cable trunk500*100 cover 1.25mm thickness | LM | 36 | 1475.73 | 53126.28 | EGP | SC_Supply/Apply
ORA ZED-Ph 2-Pkgs A&D | 151 | RFQ-00084 | Mostafa Shourbagi | MEP (Electro Mechanical) | 2024-11-13 | Cable Trunks | Approved | BMS Material, trunk | Hot Dip Galvanized c-channel 40*20*1.5 | LM | 240 | 240 | 0 | 0 | SC_Supply/Apply | El Sewedy Electrical Equipment & Cables Co. | BMS Material, trunk | Hot Dip Galvanized c-channel 40*20*1.5 | LM | 240 | 184.99 | 44397.6 | EGP | SC_Supply/Apply
Creeks URBN K _0192 | 192 | RFQ-00047 | Purchasing Engineers | Purchasing | 2024-11-17 | طوب مصمت6*10*20 - pr 103685 | Approved | 1.2.11.10 - PODM-P4-42000-4 | Supply Solid Brick | ECH | 2036063.4 | 500000 | 1.51 | 755000 | MAT_Raw | مصنع القاهره الجديده للمنتجات الاسمنتيه لصاحبها اح | 1.2.11.10 - PODM-P4-42000-4 | Supply Solid Brick | ECH | 500000 | 2.17 | 1085000 | EGP | MAT_Raw
Abo Shanab El Agamien _0195 | 195 | RFQ-00106 | Purchasing Engineers | Purchasing | 2024-11-18 | RFT steel | Approved | 8 - Iz. Abd Al-Qawy Salem & Iz. Zaraby-Bill No.9 Site and Civil Works -45--9.1.a | Supply and install and test Reinforced concrete pavement (20 cm thick) inside the plant including formwork and steel reinforcement mesh, 15 cm gravel as base, leveling, helicopter finish and coated by screed and all its requirement for completion the work. As per Specification, Drawings and Engineer's instructions | TON | 1.97 | 1.97 | 15614.04 | 30759.66 | MAT_Raw | حديد المصريين لتجارة مواد البناء | 8 - Iz. Abd Al-Qawy Salem & Iz. Zaraby-Bill No.9 Site and Civil Works -45--9.1.a | Supply and install and test Reinforced concrete pavement (20 cm thick) inside the plant including formwork and steel reinforcement mesh, 15 cm gravel as base, leveling, helicopter finish and coated by screed and all its requirement for completion the work. As per Specification, Drawings and Engineer's instructions | TON | 1.97 | 39100 | 77027 | EGP | MAT_Raw
ORA ZED-Ph 2-Pkgs A&D |  | RFQ-00088 | Ahmed Fouad | MEP (Electro Mechanical) | 2024-11-21 | Install Dx. split units | Approved | E05 | SU-01 | NO | 177 | 177 | 631.58 | 111789.66 | SC_Apply | هاي تك للاعمال الإلكتروميكانيكال | E05 | SU-01 | NO | 177 | 850 | 150450 | EGP | SC_Apply
ORA ZED-Ph 2-Pkgs A&D |  | RFQ-00088 | Ahmed Fouad | MEP (Electro Mechanical) | 2024-11-21 | Install Dx. split units | Approved | E05 | SU-02 | NO | 101 | 101 | 631.58 | 63789.58 | SC_Apply | هاي تك للاعمال الإلكتروميكانيكال | E05 | SU-02 | NO | 101 | 850 | 85850 | EGP | SC_Apply
ORA ZED-Ph 2-Pkgs A&D |  | RFQ-00088 | Ahmed Fouad | MEP (Electro Mechanical) | 2024-11-21 | Install Dx. split units | Approved | E05 | SU-03 | NO | 64 | 64 | 631.58 | 40421.12 | SC_Apply | هاي تك للاعمال الإلكتروميكانيكال | E05 | SU-03 | NO | 64 | 850 | 54400 | EGP | SC_Apply
ORA ZED-Ph 2-Pkgs A&D |  | RFQ-00088 | Ahmed Fouad | MEP (Electro Mechanical) | 2024-11-21 | Install Dx. split units | Approved | E05 | SU-04 | NO | 4 | 4 | 631.58 | 2526.32 | SC_Apply | هاي تك للاعمال الإلكتروميكانيكال | E05 | SU-04 | NO | 4 | 850 | 3400 | EGP | SC_Apply
ORA ZED-Ph 2-Pkgs A&D |  | RFQ-00088 | Ahmed Fouad | MEP (Electro Mechanical) | 2024-11-21 | Install Dx. split units | Approved | E06 | SU-01 | NO | 144 | 144 | 631.58 | 90947.52 | SC_Apply | هاي تك للاعمال الإلكتروميكانيكال | E06 | SU-01 | NO | 144 | 850 | 122400 | EGP | SC_Apply
ORA ZED-Ph 2-Pkgs A&D |  | RFQ-00088 | Ahmed Fouad | MEP (Electro Mechanical) | 2024-11-21 | Install Dx. split units | Approved | E06 | SU-02 | NO | 120 | 120 | 631.58 | 75789.6 | SC_Apply | هاي تك للاعمال الإلكتروميكانيكال | E06 | SU-02 | NO | 120 | 850 | 102000 | EGP | SC_Apply
ORA ZED-Ph 2-Pkgs A&D |  | RFQ-00088 | Ahmed Fouad | MEP (Electro Mechanical) | 2024-11-21 | Install Dx. split units | Approved | E06 | SU-03 | NO | 86 | 86 | 631.58 | 54315.88 | SC_Apply | هاي تك للاعمال الإلكتروميكانيكال | E06 | SU-03 | NO | 86 | 850 | 73100 | EGP | SC_Apply
ORA ZED-Ph 2-Pkgs A&D |  | RFQ-00088 | Ahmed Fouad | MEP (Electro Mechanical) | 2024-11-21 | Install Dx. split units | Approved | E06 | SU-04 | NO | 4 | 4 | 631.58 | 2526.32 | SC_Apply | هاي تك للاعمال الإلكتروميكانيكال | E06 | SU-04 | NO | 4 | 850 | 3400 | EGP | SC_Apply
ORA ZED-Ph 2-Pkgs A&D |  | RFQ-00088 | Ahmed Fouad | MEP (Electro Mechanical) | 2024-11-21 | Install Dx. split units | Approved | E07 | SU-01 | NO | 114 | 114 | 631.58 | 72000.12 | SC_Apply | هاي تك للاعمال الإلكتروميكانيكال | E07 | SU-01 | NO | 114 | 850 | 96900 | EGP | SC_Apply
ORA ZED-Ph 2-Pkgs A&D |  | RFQ-00088 | Ahmed Fouad | MEP (Electro Mechanical) | 2024-11-21 | Install Dx. split units | Approved | E07 | SU-02 | NO | 166 | 166 | 631.58 | 104842.28 | SC_Apply | هاي تك للاعمال الإلكتروميكانيكال | E07 | SU-02 | NO | 166 | 850 | 141100 | EGP | SC_Apply
ORA ZED-Ph 2-Pkgs A&D |  | RFQ-00088 | Ahmed Fouad | MEP (Electro Mechanical) | 2024-11-21 | Install Dx. split units | Approved | E07 | SU-03 | NO | 40 | 40 | 631.58 | 25263.2 | SC_Apply | هاي تك للاعمال الإلكتروميكانيكال | E07 | SU-03 | NO | 40 | 850 | 34000 | EGP | SC_Apply
ORA ZED-Ph 2-Pkgs A&D |  | RFQ-00088 | Ahmed Fouad | MEP (Electro Mechanical) | 2024-11-21 | Install Dx. split units | Approved | E07 | SU-04 | NO | 8 | 8 | 631.58 | 5052.64 | SC_Apply | هاي تك للاعمال الإلكتروميكانيكال | E07 | SU-04 | NO | 8 | 850 | 6800 | EGP | SC_Apply
ORA ZED-Ph 2-Pkgs A&D |  | RFQ-00088 | Ahmed Fouad | MEP (Electro Mechanical) | 2024-11-21 | Install Dx. split units | Approved | E08 | SU-01 | NO | 153 | 153 | 631.58 | 96631.74 | SC_Apply | هاي تك للاعمال الإلكتروميكانيكال | E08 | SU-01 | NO | 153 | 850 | 130050 | EGP | SC_Apply
ORA ZED-Ph 2-Pkgs A&D |  | RFQ-00088 | Ahmed Fouad | MEP (Electro Mechanical) | 2024-11-21 | Install Dx. split units | Approved | E08 | SU-02 | NO | 139 | 139 | 631.58 | 87789.62 | SC_Apply | هاي تك للاعمال الإلكتروميكانيكال | E08 | SU-02 | NO | 139 | 850 | 118150 | EGP | SC_Apply
Qasr Rashwan - Lot B _0208 | 208 | RFQ-00069 | Reham Ashraf | Operation | 2024-11-07 | Sewage and Main Force Networks | Approved | 14.10 - Abou Hussein-BILL NO.1 : SEWAGE NETWORK--1.7 | Excavation in rock as specified in the Contract Documents. | ECH | 25 | 25 | 346.67 | 8666.75 | OTH | ياسين ثابت عبد العال | 14.10 - Abou Hussein-BILL NO.1 : SEWAGE NETWORK--1.7 | Excavation in rock as specified in the Contract Documents. | ECH | 25 | 550 | 13750 | EGP | OTH
Qasr Rashwan - Lot B _0208 | 208 | RFQ-00069 | Reham Ashraf | Operation | 2024-11-07 | Sewage and Main Force Networks | Approved | 14.10 - Abou Hussein-BILL NO.1 : SEWAGE NETWORK--1.8 | Deep Dewatering according to soil investigation, specification and Engineer instruction. | ECH | 1170 | 1170 | 1800 | 2106000 | OTH | ياسين ثابت عبد العال | 14.10 - Abou Hussein-BILL NO.1 : SEWAGE NETWORK--1.8 | Deep Dewatering according to soil investigation, specification and Engineer instruction. | ECH | 1170 | 2000 | 2340000 | EGP | OTH
Qasr Rashwan - Lot B _0208 | 208 | RFQ-00069 | Reham Ashraf | Operation | 2024-11-07 | Sewage and Main Force Networks | Approved | 12.10 - Suleiman Tadrus-BILL NO.1: SEWAGE NETWORK-1.4-b. | IC 60*90 cm --*IC 60*90 cm_(SUB)+(Cement)+(Insulation) | ECH | 4 | 0 | 6147.18 | 0 | OTH | ياسين ثابت عبد العال | 12.10 - Suleiman Tadrus-BILL NO.1: SEWAGE NETWORK-1.4-b. | IC 60*90 cm --*IC 60*90 cm_(SUB)+(Cement)+(Insulation) | ECH | 0 | 5500 | 0 | EGP | OTH
Qasr Rashwan - Lot B _0208 | 208 | RFQ-00069 | Reham Ashraf | Operation | 2024-11-07 | Sewage and Main Force Networks | Approved | 14.10 - Abou Hussein-BILL NO.1 : SEWAGE NETWORK-1.4.1-a | HC 60*60 cm --*HC 60*60 cm(2)_(SUB)+(Cement)+(Insulation) | ECH | 66 | 66 | 4654.45 | 307193.7 | OTH | ياسين ثابت عبد العال | 14.10 - Abou Hussein-BILL NO.1 : SEWAGE NETWORK-1.4.1-a | HC 60*60 cm --*HC 60*60 cm(2)_(SUB)+(Cement)+(Insulation) | ECH | 66 | 4500 | 297000 | EGP | OTH
Qasr Rashwan - Lot B _0208 | 208 | RFQ-00069 | Reham Ashraf | Operation | 2024-11-07 | Sewage and Main Force Networks | Approved | 14.10 - Abou Hussein-BILL NO.1 : SEWAGE NETWORK-1.1.1-c.1 | Depth to invert not exceeding 1.5 m --*C_DN/ID 250mm (SN 8) 1.5 m_(SUB) | MTR | 150 | 100 | 328.37 | 32837 | OTH | ياسين ثابت عبد العال | 14.10 - Abou Hussein-BILL NO.1 : SEWAGE NETWORK-1.1.1-c.1 | Depth to invert not exceeding 1.5 m --*C_DN/ID 250mm (SN 8) 1.5 m_(SUB) | MTR | 100 | 460 | 46000 | EGP | OTH
Qasr Rashwan - Lot B _0208 | 208 | RFQ-00069 | Reham Ashraf | Operation | 2024-11-07 | Sewage and Main Force Networks | Approved | 14.11 - Abou Hussein-BILL NO.2 : Force Main Pipeline-2.1-a | Inner diameter DN/ID 200 mm --*C_HDPE – PE100, PN 10(4)_(SUB) | MTR | 2260 | 1780 | 297.06 | 528766.8 | OTH | ياسين ثابت عبد العال | 14.11 - Abou Hussein-BILL NO.2 : Force Main Pipeline-2.1-a | Inner diameter DN/ID 200 mm --*C_HDPE – PE100, PN 10(4)_(SUB) | MTR | 1780 | 350 | 623000 | EGP | OTH
Qasr Rashwan - Lot B _0208 | 208 | RFQ-00069 | Reham Ashraf | Operation | 2024-11-07 | Sewage and Main Force Networks | Approved | 13.10 - Salih Shamatah-BILL NO.1: SEWAGE NETWORK-1.1.1-b.3 | Ditto, depth to invert between 2.51 m and 3.50 m --*C_DN/ID 200mm (SN 8) 2.51 and 3.5 m_(SUB) | MTR | 150 | 150 | 473.5 | 71025 | OTH | ياسين ثابت عبد العال | 13.10 - Salih Shamatah-BILL NO.1: SEWAGE NETWORK-1.1.1-b.3 | Ditto, depth to invert between 2.51 m and 3.50 m --*C_DN/ID 200mm (SN 8) 2.51 and 3.5 m_(SUB) | MTR | 150 | 620 | 93000 | EGP | OTH
Qasr Rashwan - Lot B _0208 | 208 | RFQ-00069 | Reham Ashraf | Operation | 2024-11-07 | Sewage and Main Force Networks | Approved | 15.10 - Al Burm-BILL NO. 1: SEWAGE NETWORK-1.6.3-c | Concrete encasement 25cm (300mm) | ECH | 30 | 30 | 1427.91 | 42837.3 | OTH | ياسين ثابت عبد العال | 15.10 - Al Burm-BILL NO. 1: SEWAGE NETWORK-1.6.3-c | Concrete encasement 25cm (300mm) | ECH | 30 | 860 | 25800 | EGP | OTH
Qasr Rashwan - Lot B _0208 | 208 | RFQ-00069 | Reham Ashraf | Operation | 2024-11-07 | Sewage and Main Force Networks | Approved | 15.10 - Al Burm-BILL NO. 1: SEWAGE NETWORK-1.6.3-d | Concrete encasement 25cm (500mm) | ECH | 15 | 15 | 2168.76 | 32531.4 | OTH | ياسين ثابت عبد العال | 15.10 - Al Burm-BILL NO. 1: SEWAGE NETWORK-1.6.3-d | Concrete encasement 25cm (500mm) | ECH | 15 | 1100 | 16500 | EGP | OTH
Qasr Rashwan - Lot B _0208 | 208 | RFQ-00069 | Reham Ashraf | Operation | 2024-11-07 | Sewage and Main Force Networks | Approved | 15.10 - Al Burm-BILL NO. 1: SEWAGE NETWORK--1.7 | Excavation in rock as specified in the Contract Documents. | ECH | 25 | 25 | 346.67 | 8666.75 | OTH | ياسين ثابت عبد العال | 15.10 - Al Burm-BILL NO. 1: SEWAGE NETWORK--1.7 | Excavation in rock as specified in the Contract Documents. | ECH | 25 | 550 | 13750 | EGP | OTH
Qasr Rashwan - Lot B _0208 | 208 | RFQ-00069 | Reham Ashraf | Operation | 2024-11-07 | Sewage and Main Force Networks | Approved | 15.10 - Al Burm-BILL NO. 1: SEWAGE NETWORK-1.1.1-f.1 | Depth to invert between 3.51 m and 4.50 m --*C_DN/ID 500 mm (SN 8) 3.51 m and 4.50 m_(SUB) | MTR | 60 | 60 | 1399.35 | 83961 | OTH | ياسين ثابت عبد العال | 15.10 - Al Burm-BILL NO. 1: SEWAGE NETWORK-1.1.1-f.1 | Depth to invert between 3.51 m and 4.50 m --*C_DN/ID 500 mm (SN 8) 3.51 m and 4.50 m_(SUB) | MTR | 60 | 1420 | 85200 | EGP | OTH
Qasr Rashwan - Lot B _0208 | 208 | RFQ-00069 | Reham Ashraf | Operation | 2024-11-07 | Sewage and Main Force Networks | Approved | 12.10 - Suleiman Tadrus-BILL NO.1: SEWAGE NETWORK-1.2.1-b.1 | Ditto, depth to invert between 1.51 m and 2.00 m --*C_Manholes with internal diameter of 1200mm(2)_(SUB)+(Cement)+(Insulation) | ECH | 200 | 130 | 12060.97 | 1567926.1 | OTH | ياسين ثابت عبد العال | 12.10 - Suleiman Tadrus-BILL NO.1: SEWAGE NETWORK-1.2.1-b.1 | Ditto, depth to invert between 1.51 m and 2.00 m --*C_Manholes with internal diameter of 1200mm(2)_(SUB)+(Cement)+(Insulation) | ECH | 130 | 11400 | 1482000 | EGP | OTH
Qasr Rashwan - Lot B _0208 | 208 | RFQ-00069 | Reham Ashraf | Operation | 2024-11-07 | Sewage and Main Force Networks | Approved | 15.10 - Al Burm-BILL NO. 1: SEWAGE NETWORK-1.1.1-c.2 | Ditto, depth to invert between 1.51 m and 2.50 m --*C_DN/ID 250mm (SN 8) 1.51m and 2.5m_(SUB) | MTR | 1800 | 1502.15 | 400.02 | 600890.04 | OTH | ياسين ثابت عبد العال | 15.10 - Al Burm-BILL NO. 1: SEWAGE NETWORK-1.1.1-c.2 | Ditto, depth to invert between 1.51 m and 2.50 m --*C_DN/ID 250mm (SN 8) 1.51m and 2.5m_(SUB) | MTR | 1502.15 | 620 | 931333 | EGP | OTH
Qasr Rashwan - Lot B _0208 | 208 | RFQ-00069 | Reham Ashraf | Operation | 2024-11-07 | Sewage and Main Force Networks | Approved | 11.10 - Abd Al Rahman Ibrahim-BILL NO.1: SEWAGE NETWORK-1.1.1-d.4 | Ditto, depth to invert between 5.51 m and 6.50 m --*C_DN/ID 300 mm (SN 8) 5.51 m and 6.50 m_(SUB) | MTR | 155 | 155 | 1484.9 | 230159.5 | OTH | ياسين ثابت عبد العال | 11.10 - Abd Al Rahman Ibrahim-BILL NO.1: SEWAGE NETWORK-1.1.1-d.4 | Ditto, depth to invert between 5.51 m and 6.50 m --*C_DN/ID 300 mm (SN 8) 5.51 m and 6.50 m_(SUB) | MTR | 155 | 1550 | 240250 | EGP | OTH
Qasr Rashwan - Lot B _0208 | 208 | RFQ-00069 | Reham Ashraf | Operation | 2024-11-07 | Sewage and Main Force Networks | Approved | 12.10 - Suleiman Tadrus-BILL NO.1: SEWAGE NETWORK-1.1.1-e.3 | Ditto, depth to invert between 2.51 m and 3.50 m --*C_DN/ID 400 mm (SN 8) 2.51m and 3.5m_(SUB) | MTR | 525 | 525 | 1074.25 | 563981.25 | OTH | ياسين ثابت عبد العال | 12.10 - Suleiman Tadrus-BILL NO.1: SEWAGE NETWORK-1.1.1-e.3 | Ditto, depth to invert between 2.51 m and 3.50 m --*C_DN/ID 400 mm (SN 8) 2.51m and 3.5m_(SUB) | MTR | 525 | 920 | 483000 | EGP | OTH
Qasr Rashwan - Lot B _0208 | 208 | RFQ-00069 | Reham Ashraf | Operation | 2024-11-07 | Sewage and Main Force Networks | Approved | 12.10 - Suleiman Tadrus-BILL NO.1: SEWAGE NETWORK-1.1.1-e.1 | Depth to invert not exceeding 1.5 m --*C_DN/ID 400mm (SN 8) 1.5 m(1)_(SUB) | MTR | 55 | 55 | 528.84 | 29086.2 | OTH | ياسين ثابت عبد العال | 12.10 - Suleiman Tadrus-BILL NO.1: SEWAGE NETWORK-1.1.1-e.1 | Depth to invert not exceeding 1.5 m --*C_DN/ID 400mm (SN 8) 1.5 m(1)_(SUB) | MTR | 55 | 600 | 33000 | EGP | OTH
Qasr Rashwan - Lot B _0208 | 208 | RFQ-00069 | Reham Ashraf | Operation | 2024-11-07 | Sewage and Main Force Networks | Approved | 14.10 - Abou Hussein-BILL NO.1 : SEWAGE NETWORK-1.1.1-b.3 | Ditto, depth to invert between 2.51 m and 3.50 m --*C_DN/ID 200mm (SN 8) 2.51 and 3.5 m_(SUB) | MTR | 200 | 200 | 473.5 | 94700 | OTH | ياسين ثابت عبد العال | 14.10 - Abou Hussein-BILL NO.1 : SEWAGE NETWORK-1.1.1-b.3 | Ditto, depth to invert between 2.51 m and 3.50 m --*C_DN/ID 200mm (SN 8) 2.51 and 3.5 m_(SUB) | MTR | 200 | 620 | 124000 | EGP | OTH
Qasr Rashwan - Lot B _0208 | 208 | RFQ-00069 | Reham Ashraf | Operation | 2024-11-07 | Sewage and Main Force Networks | Approved | 11.10 - Abd Al Rahman Ibrahim-BILL NO.1: SEWAGE NETWORK-1.2.1-b.7 | Ditto, depth to invert between 4.51 m and 5.00 m --*C_Sewer Manhole - Circular - Concrete with internal diameter 1200 mm with GRP Cover and steps(14)_(SUB)+(Cement)+(Insulation) | ECH | 31 | 31 | 30546.8 | 946950.8 | OTH | ياسين ثابت عبد العال | 11.10 - Abd Al Rahman Ibrahim-BILL NO.1: SEWAGE NETWORK-1.2.1-b.7 | Ditto, depth to invert between 4.51 m and 5.00 m --*C_Sewer Manhole - Circular - Concrete with internal diameter 1200 mm with GRP Cover and steps(14)_(SUB)+(Cement)+(Insulation) | ECH | 31 | 28000 | 868000 | EGP | OTH
Qasr Rashwan - Lot B _0208 | 208 | RFQ-00069 | Reham Ashraf | Operation | 2024-11-07 | Sewage and Main Force Networks | Approved | 10.10 - Abd Al Azeem Al Sofy -BILL NO.1: SEWAGE NETWORK-1.2.2-a.3 | Ditto, depth to invert between 3.51 m and 4.00 m --*C_Manholes with Square Shape with internal size of 1750*1750 mm(5)_(SUB)+(Cement)+(Insulation) | ECH | 5 | 5 | 57797.04 | 288985.2 | OTH | ياسين ثابت عبد العال | 10.10 - Abd Al Azeem Al Sofy -BILL NO.1: SEWAGE NETWORK-1.2.2-a.3 | Ditto, depth to invert between 3.51 m and 4.00 m --*C_Manholes with Square Shape with internal size of 1750*1750 mm(5)_(SUB)+(Cement)+(Insulation) | ECH | 5 | 44500 | 222500 | EGP | OTH
Qasr Rashwan - Lot B _0208 | 208 | RFQ-00069 | Reham Ashraf | Operation | 2024-11-07 | Sewage and Main Force Networks | Approved | 15.10 - Al Burm-BILL NO. 1: SEWAGE NETWORK-1.1.1-b.3 | Ditto, depth to invert between 2.51 m and 3.50 m --*C_DN/ID 200mm (SN 8) 2.51 and 3.5 m_(SUB) | MTR | 100 | 100 | 473.5 | 47350 | OTH | ياسين ثابت عبد العال | 15.10 - Al Burm-BILL NO. 1: SEWAGE NETWORK-1.1.1-b.3 | Ditto, depth to invert between 2.51 m and 3.50 m --*C_DN/ID 200mm (SN 8) 2.51 and 3.5 m_(SUB) | MTR | 100 | 620 | 62000 | EGP | OTH
Qasr Rashwan - Lot B _0208 | 208 | RFQ-00069 | Reham Ashraf | Operation | 2024-11-07 | Sewage and Main Force Networks | Approved | 11.10 - Abd Al Rahman Ibrahim-BILL NO.1: SEWAGE NETWORK-1.1.1-a.1 | Depth to invert not exceeding 1.2 m --*C_DN/ID 150 mm (SN 4) 1.2 m_(SUB) | MTR | 1800 | 1132.2 | 182.47 | 206592.53 | OTH | ياسين ثابت عبد العال | 11.10 - Abd Al Rahman Ibrahim-BILL NO.1: SEWAGE NETWORK-1.1.1-a.1 | Depth to invert not exceeding 1.2 m --*C_DN/ID 150 mm (SN 4) 1.2 m_(SUB) | MTR | 1132.2 | 275 | 311355 | EGP | OTH
Qasr Rashwan - Lot B _0208 | 208 | RFQ-00069 | Reham Ashraf | Operation | 2024-11-07 | Sewage and Main Force Networks | Approved | 12.10 - Suleiman Tadrus-BILL NO.1: SEWAGE NETWORK-1.1.1-c.4 | Ditto, depth to invert between 3.51 m and 4.50 m --*C_DN/ID 250mm (SN 8) 3.51m and 4.5 m_(SUB) | MTR | 1035 | 1035 | 738.32 | 764161.2 | OTH | ياسين ثابت عبد العال | 12.10 - Suleiman Tadrus-BILL NO.1: SEWAGE NETWORK-1.1.1-c.4 | Ditto, depth to invert between 3.51 m and 4.50 m --*C_DN/ID 250mm (SN 8) 3.51m and 4.5 m_(SUB) | MTR | 1035 | 860 | 890100 | EGP | OTH
Qasr Rashwan - Lot B _0208 | 208 | RFQ-00069 | Reham Ashraf | Operation | 2024-11-07 | Sewage and Main Force Networks | Approved | 15.10 - Al Burm-BILL NO. 1: SEWAGE NETWORK-1.1.1-c.1 | Depth to invert not exceeding 1.5 m --*C_DN/ID 250mm (SN 8) 1.5 m_(SUB) | MTR | 450 | 300 | 328.37 | 98511 | OTH | ياسين ثابت عبد العال | 15.10 - Al Burm-BILL NO. 1: SEWAGE NETWORK-1.1.1-c.1 | Depth to invert not exceeding 1.5 m --*C_DN/ID 250mm (SN 8) 1.5 m_(SUB) | MTR | 300 | 460 | 138000 | EGP | OTH
Qasr Rashwan - Lot B _0208 | 208 | RFQ-00069 | Reham Ashraf | Operation | 2024-11-07 | Sewage and Main Force Networks | Approved | 11.10 - Abd Al Rahman Ibrahim-BILL NO.1: SEWAGE NETWORK--1.1 | Wooden formwork left in their places after the construction and backfilling works completed as approved and instructed by the Engineer Bill No.2: Force Main Pipeline | ECH | 25 | 25 | 16000 | 400000 | OTH | ياسين ثابت عبد العال | 11.10 - Abd Al Rahman Ibrahim-BILL NO.1: SEWAGE NETWORK--1.1 | Wooden formwork left in their places after the construction and backfilling works completed as approved and instructed by the Engineer Bill No.2: Force Main Pipeline | ECH | 25 | 16000 | 400000 | EGP | OTH
AS2 Saint Gobain _0221 | 221 | RFQ-00014 | Rola Yasser | Procurement | 2024-11-19 | Steel Doors RFQ | Approved | 13.11 - Arch-65-a | i) 1000x2100 | SQM | 4.2 | 4.2 | 11978 | 50307.6 | SC_Supply/Apply | The France Company For Metal Industries | 13.11 - Arch-65-a | i) 1000x2100 | SQM | 4.2 | 7259 | 30487.8 | EGP | SC_Supply/Apply
AS2 Saint Gobain _0221 | 221 | RFQ-00014 | Rola Yasser | Procurement | 2024-11-19 | Steel Doors RFQ | Approved | 13.11 - Arch-65-b | ii) 1200x2100 WITH VISION PANEL (200x450) | SQM | 20.16 | 20.16 | 11978 | 241476.48 | SC_Supply/Apply | The France Company For Metal Industries | 13.11 - Arch-65-b | ii) 1200x2100 WITH VISION PANEL (200x450) | SQM | 20.16 | 6438 | 129790.08 | EGP | SC_Supply/Apply
AS2 Saint Gobain _0221 | 221 | RFQ-00014 | Rola Yasser | Procurement | 2024-11-19 | Steel Doors RFQ | Approved | 13.11 - Arch-66-c | iii) 4000x3000 (WITH FULL LOUVER SHUTTER,ANTI DUST SCREEN) | SQM | 12 | 12 | 11978 | 143736 | SC_Supply/Apply | The France Company For Metal Industries | 13.11 - Arch-66-c | iii) 4000x3000 (WITH FULL LOUVER SHUTTER,ANTI DUST SCREEN) | SQM | 12 | 10983 | 131796 | EGP | SC_Supply/Apply
AS2 Saint Gobain _0221 | 221 | RFQ-00014 | Rola Yasser | Procurement | 2024-11-19 | Steel Doors RFQ | Approved | 13.11 - Arch-66-d | iv) 2000x2500 WITH VISION PANEL (500X700) | SQM | 5 | 5 | 11978 | 59890 | SC_Supply/Apply | The France Company For Metal Industries | 13.11 - Arch-66-d | iv) 2000x2500 WITH VISION PANEL (500X700) | SQM | 5 | 6124 | 30620 | EGP | SC_Supply/Apply
AS2 Saint Gobain _0221 | 221 | RFQ-00014 | Rola Yasser | Procurement | 2024-11-19 | Steel Doors RFQ | Approved | 13.11 - Arch-68-a | i) 2500x2500 | SQM | 6.25 | 6.25 | 16660 | 104125 | SC_Supply/Apply | The France Company For Metal Industries | 13.11 - Arch-68-a | i) 2500x2500 | SQM | 6.25 | 14396 | 89975 | EGP | SC_Supply/Apply
AS2 Saint Gobain _0221 | 221 | RFQ-00014 | Rola Yasser | Procurement | 2024-11-19 | Steel Doors RFQ | Approved | 13.11 - Arch-69-b | ii) 1200x2100 | SQM | 15.12 | 15.12 | 11978 | 181107.36 | SC_Supply/Apply | The France Company For Metal Industries | 13.11 - Arch-69-b | ii) 1200x2100 | SQM | 15.12 | 6080 | 91929.6 | EGP | SC_Supply/Apply
AS2 Saint Gobain _0221 | 221 | RFQ-00014 | Rola Yasser | Procurement | 2024-11-19 | Steel Doors RFQ | Approved | 13.11 - Arch-71-b | ii) 2000x2100 with Vision panel (500x700) | SQM | 12.6 | 12.6 | 11978 | 150922.8 | SC_Supply/Apply | The France Company For Metal Industries | 13.11 - Arch-71-b | ii) 2000x2100 with Vision panel (500x700) | SQM | 12.6 | 13499 | 170087.4 | EGP | SC_Supply/Apply
AS2 Saint Gobain _0221 | 221 | RFQ-00014 | Rola Yasser | Procurement | 2024-11-19 | Steel Doors RFQ | Approved | 13.11 - Arch-71-c | iii) 2000x2500 with vision panel (500x700) | SQM | 10 | 10 | 11978 | 119780 | SC_Supply/Apply | The France Company For Metal Industries | 13.11 - Arch-71-c | iii) 2000x2500 with vision panel (500x700) | SQM | 10 | 11697 | 116970 | EGP | SC_Supply/Apply
AS2 Saint Gobain _0221 | 221 | RFQ-00014 | Rola Yasser | Procurement | 2024-11-19 | Steel Doors RFQ | Approved | 13.11 - Arch-71-d | iv) 2500x2500 with vision panel (500x700) | SQM | 31.25 | 31.25 | 11978 | 374312.5 | SC_Supply/Apply | The France Company For Metal Industries | 13.11 - Arch-71-d | iv) 2500x2500 with vision panel (500x700) | SQM | 31.25 | 10297 | 321781.25 | EGP | SC_Supply/Apply
AS2 Saint Gobain _0221 | 221 | RFQ-00014 | Rola Yasser | Procurement | 2024-11-19 | Steel Doors RFQ | Approved | 13.11 - Arch-71-e | v) 2500x3000 with vision panel (500x700) | SQM | 30 | 30 | 11978 | 359340 | SC_Supply/Apply | The France Company For Metal Industries | 13.11 - Arch-71-e | v) 2500x3000 with vision panel (500x700) | SQM | 30 | 9727 | 291810 | EGP | SC_Supply/Apply
AS2 Saint Gobain _0221 | 221 | RFQ-00014 | Rola Yasser | Procurement | 2024-11-19 | Steel Doors RFQ | Approved | 13.11 - Arch-75-a | i) 1200x2100 | SQM | 65.52 | 65.52 | 11978 | 784798.56 | SC_Supply/Apply | The France Company For Metal Industries | 13.11 - Arch-75-a | i) 1200x2100 | SQM | 65.52 | 12658 | 829352.16 | EGP | SC_Supply/Apply
AS2 Saint Gobain _0221 | 221 | RFQ-00014 | Rola Yasser | Procurement | 2024-11-19 | Steel Doors RFQ | Approved | 13.11 - Arch-75-b | ii) 1500x2500 | SQM | 3.15 | 3.15 | 11978 | 37730.7 | SC_Supply/Apply | The France Company For Metal Industries | 13.11 - Arch-75-b | ii) 1500x2500 | SQM | 3.15 | 9002 | 28356.3 | EGP | SC_Supply/Apply
ORA ZED-Ph 2-Pkgs A&D |  | RFQ-00088 | Ahmed Fouad | MEP (Electro Mechanical) | 2024-11-21 | Install Dx. split units | Approved | E08 | SU-03 | NO | 50 | 50 | 631.58 | 31579 | SC_Apply | هاي تك للاعمال الإلكتروميكانيكال | E08 | SU-03 | NO | 50 | 850 | 42500 | EGP | SC_Apply
ORA ZED-Ph 2-Pkgs A&D |  | RFQ-00088 | Ahmed Fouad | MEP (Electro Mechanical) | 2024-11-21 | Install Dx. split units | Approved | E08 | SU-04 | NO | 4 | 4 | 631.58 | 2526.32 | SC_Apply | هاي تك للاعمال الإلكتروميكانيكال | E08 | SU-04 | NO | 4 | 850 | 3400 | EGP | SC_Apply
ORA ZED-Ph 2-Pkgs A&D |  | RFQ-00088 | Ahmed Fouad | MEP (Electro Mechanical) | 2024-11-21 | Install Dx. split units | Approved | Podium | CSU-01 | NO | 43 | 43 | 17375.65 | 747152.95 | SC_Apply | هاي تك للاعمال الإلكتروميكانيكال | Podium | CSU-01 | NO | 43 | 850 | 36550 | EGP | SC_Apply
ORA ZED-Ph 2-Pkgs A&D |  | RFQ-00088 | Ahmed Fouad | MEP (Electro Mechanical) | 2024-11-21 | Install Dx. split units | Approved | Podium | CSU-02 | NO | 24 | 24 | 27726.27 | 665430.48 | SC_Apply | هاي تك للاعمال الإلكتروميكانيكال | Podium | CSU-02 | NO | 24 | 850 | 20400 | EGP | SC_Apply
ORA ZED-Ph 2-Pkgs A&D |  | RFQ-00088 | Ahmed Fouad | MEP (Electro Mechanical) | 2024-11-21 | Install Dx. split units | Approved | Podium | CSU-03 | NO | 12 | 12 | 36140.73 | 433688.76 | SC_Apply | هاي تك للاعمال الإلكتروميكانيكال | Podium | CSU-03 | NO | 12 | 850 | 10200 | EGP | SC_Apply
ORA ZED-Ph 2-Pkgs A&D |  | RFQ-00088 | Ahmed Fouad | MEP (Electro Mechanical) | 2024-11-21 | Install Dx. split units | Approved | Podium | CSU-04 | NO | 41 | 41 | 38791.86 | 1590466.26 | SC_Apply | هاي تك للاعمال الإلكتروميكانيكال | Podium | CSU-04 | NO | 41 | 850 | 34850 | EGP | SC_Apply
ORA ZED-Ph 2-Pkgs A&D |  | RFQ-00088 | Ahmed Fouad | MEP (Electro Mechanical) | 2024-11-21 | Install Dx. split units | Approved | HVAC | Install refrigerant copper pipes including accessories for Dx Spilt Units | LM | 8000 | 8000 | 0 | 0 | MAT_Misc | هاي تك للاعمال الإلكتروميكانيكال | HVAC | Install refrigerant copper pipes including accessories for Dx Spilt Units | LM | 8000 | 175 | 1400000 | EGP | MAT_Misc
Egyptian University in Alamein _0220 | 220 | RFQ-00008 | Purchasing Engineers | Purchasing | 2024-11-24 | polyethylene (PR NO.104323) | Approved | 10 - B02-03.30.01 | Polyethylene 150mic | KGR | 12500 | 8000 | 2.11 | 16880 | SC_Supply | اراسيا بلاستيك للعزل و التبطين | 10 - B02-03.30.01 | Polyethylene 150mic | KGR | 8000 | 28 | 224000 | EGP | SC_Supply
Qasr Rashwan - Lot B _0208 | 208 | RFQ-00069 | Reham Ashraf | Operation | 2024-11-07 | Sewage and Main Force Networks | Approved | 10.10 - Abd Al Azeem Al Sofy -BILL NO.1: SEWAGE NETWORK-1.2.1-b.5 | Ditto, depth to invert between 3.51 m and 4.00 m --*C_Sewer Manhole - Circular - Concrete with internal diameter 1200 mm with GRP Cover and steps(22)_(SUB)+(Cement)+(Insulation) | ECH | 4 | 4 | 24337.87 | 97351.48 | OTH | ياسين ثابت عبد العال | 10.10 - Abd Al Azeem Al Sofy -BILL NO.1: SEWAGE NETWORK-1.2.1-b.5 | Ditto, depth to invert between 3.51 m and 4.00 m --*C_Sewer Manhole - Circular - Concrete with internal diameter 1200 mm with GRP Cover and steps(22)_(SUB)+(Cement)+(Insulation) | ECH | 4 | 22000 | 88000 | EGP | OTH
Qasr Rashwan - Lot B _0208 | 208 | RFQ-00069 | Reham Ashraf | Operation | 2024-11-07 | Sewage and Main Force Networks | Approved | 10.10 - Abd Al Azeem Al Sofy -BILL NO.1: SEWAGE NETWORK-1.2.2-a.1 | Ditto, depth to invert between 2.01 m and 2.50 m --*C_Manholes with Square Shape with internal size of 1750*1750 mm(1)_(SUB)+(Cement)+(Insulation) | ECH | 3 | 3 | 43305.33 | 129915.99 | OTH | ياسين ثابت عبد العال | 10.10 - Abd Al Azeem Al Sofy -BILL NO.1: SEWAGE NETWORK-1.2.2-a.1 | Ditto, depth to invert between 2.01 m and 2.50 m --*C_Manholes with Square Shape with internal size of 1750*1750 mm(1)_(SUB)+(Cement)+(Insulation) | ECH | 3 | 33500 | 100500 | EGP | OTH
Qasr Rashwan - Lot B _0208 | 208 | RFQ-00069 | Reham Ashraf | Operation | 2024-11-07 | Sewage and Main Force Networks | Approved | 10.10 - Abd Al Azeem Al Sofy -BILL NO.1: SEWAGE NETWORK-1.4-b | IC 60*90 cm --*IC 60*90 cm_(SUB)+(Cement)+(Insulation) | ECH | 2 | 0 | 6147.18 | 0 | OTH | ياسين ثابت عبد العال | 10.10 - Abd Al Azeem Al Sofy -BILL NO.1: SEWAGE NETWORK-1.4-b | IC 60*90 cm --*IC 60*90 cm_(SUB)+(Cement)+(Insulation) | ECH | 0 | 5500 | 0 | EGP | OTH
Qasr Rashwan - Lot B _0208 | 208 | RFQ-00069 | Reham Ashraf | Operation | 2024-11-07 | Sewage and Main Force Networks | Approved | 12.10 - Suleiman Tadrus-BILL NO.1: SEWAGE NETWORK-1.4-a. | IC 60*60 cm --*IC 60*60 cm_(SUB)+(Cement)+(Insulation) | ECH | 15 | 15 | 4654.45 | 69816.75 | OTH | ياسين ثابت عبد العال | 12.10 - Suleiman Tadrus-BILL NO.1: SEWAGE NETWORK-1.4-a. | IC 60*60 cm --*IC 60*60 cm_(SUB)+(Cement)+(Insulation) | ECH | 15 | 3800 | 57000 | EGP | OTH
Qasr Rashwan - Lot B _0208 | 208 | RFQ-00069 | Reham Ashraf | Operation | 2024-11-07 | Sewage and Main Force Networks | Approved | 10.10 - Abd Al Azeem Al Sofy -BILL NO.1: SEWAGE NETWORK-1.4-a | IC 60*60 cm --*IC 60*60 cm_(SUB)+(Cement)+(Insulation) | ECH | 50 | 50 | 4654.45 | 232722.5 | OTH | ياسين ثابت عبد العال | 10.10 - Abd Al Azeem Al Sofy -BILL NO.1: SEWAGE NETWORK-1.4-a | IC 60*60 cm --*IC 60*60 cm_(SUB)+(Cement)+(Insulation) | ECH | 50 | 3800 | 190000 | EGP | OTH
Qasr Rashwan - Lot B _0208 | 208 | RFQ-00069 | Reham Ashraf | Operation | 2024-11-07 | Sewage and Main Force Networks | Approved | 12.10 - Suleiman Tadrus-BILL NO.1: SEWAGE NETWORK-1.1.1-d.2 | Ditto, depth to invert between 3.51 m and 4.50 m --*C_DN/ID 300 mm (SN 8) 3.51 m and 4.50 m_(SUB) | MTR | 170 | 170 | 772.15 | 131265.5 | OTH | ياسين ثابت عبد العال | 12.10 - Suleiman Tadrus-BILL NO.1: SEWAGE NETWORK-1.1.1-d.2 | Ditto, depth to invert between 3.51 m and 4.50 m --*C_DN/ID 300 mm (SN 8) 3.51 m and 4.50 m_(SUB) | MTR | 170 | 1100 | 187000 | EGP | OTH
Qasr Rashwan - Lot B _0208 | 208 | RFQ-00069 | Reham Ashraf | Operation | 2024-11-07 | Sewage and Main Force Networks | Approved | 10.10 - Abd Al Azeem Al Sofy -BILL NO.1: SEWAGE NETWORK-1.1.1-c.1 | Depth to invert not exceeding 1.5 m --*C_DN/ID 250mm (SN 8) 1.5 m_(SUB) | MTR | 400 | 200 | 328.37 | 65674 | OTH | ياسين ثابت عبد العال | 10.10 - Abd Al Azeem Al Sofy -BILL NO.1: SEWAGE NETWORK-1.1.1-c.1 | Depth to invert not exceeding 1.5 m --*C_DN/ID 250mm (SN 8) 1.5 m_(SUB) | MTR | 200 | 460 | 92000 | EGP | OTH
Qasr Rashwan - Lot B _0208 | 208 | RFQ-00069 | Reham Ashraf | Operation | 2024-11-07 | Sewage and Main Force Networks | Approved | 13.10 - Salih Shamatah-BILL NO.1: SEWAGE NETWORK-1.3-a | IC 60*60 cm --*IC 60*60 cm_(SUB)+(Cement)+(Insulation) | ECH | 14 | 14 | 4654.45 | 65162.3 | OTH | ياسين ثابت عبد العال | 13.10 - Salih Shamatah-BILL NO.1: SEWAGE NETWORK-1.3-a | IC 60*60 cm --*IC 60*60 cm_(SUB)+(Cement)+(Insulation) | ECH | 14 | 3800 | 53200 | EGP | OTH
Qasr Rashwan - Lot B _0208 | 208 | RFQ-00069 | Reham Ashraf | Operation | 2024-11-07 | Sewage and Main Force Networks | Approved | 12.10 - Suleiman Tadrus-BILL NO.1: SEWAGE NETWORK-1.2.1-b.6 | Ditto, depth to invert between 4.01 m and 4.50 m --*C_Sewer Manhole - Circular - Concrete with internal diameter 1200 mm with GRP Cover and steps(12)_(SUB)+(Cement)+(Insulation) | ECH | 19 | 17 | 27239.84 | 463077.28 | OTH | ياسين ثابت عبد العال | 12.10 - Suleiman Tadrus-BILL NO.1: SEWAGE NETWORK-1.2.1-b.6 | Ditto, depth to invert between 4.01 m and 4.50 m --*C_Sewer Manhole - Circular - Concrete with internal diameter 1200 mm with GRP Cover and steps(12)_(SUB)+(Cement)+(Insulation) | ECH | 17 | 24000 | 408000 | EGP | OTH
Qasr Rashwan - Lot B _0208 | 208 | RFQ-00069 | Reham Ashraf | Operation | 2024-11-07 | Sewage and Main Force Networks | Approved | 13.10 - Salih Shamatah-BILL NO.1: SEWAGE NETWORK--1.8 | Deep Dewatering according to soil investigation, specification and Engineer instruction. | ECH | 1160.25 | 860 | 1800 | 1548000 | OTH | ياسين ثابت عبد العال | 13.10 - Salih Shamatah-BILL NO.1: SEWAGE NETWORK--1.8 | Deep Dewatering according to soil investigation, specification and Engineer instruction. | ECH | 860 | 2000 | 1720000 | EGP | OTH
Qasr Rashwan - Lot B _0208 | 208 | RFQ-00069 | Reham Ashraf | Operation | 2024-11-07 | Sewage and Main Force Networks | Approved | 13.10 - Salih Shamatah-BILL NO.1: SEWAGE NETWORK--1.8 | Deep Dewatering according to soil investigation, specification and Engineer instruction. | ECH | 624.75 | 624.75 | 984.17 | 614860.21 | OTH | ياسين ثابت عبد العال | 13.10 - Salih Shamatah-BILL NO.1: SEWAGE NETWORK--1.8 | Deep Dewatering according to soil investigation, specification and Engineer instruction. | ECH | 624.75 | 1000 | 624750 | EGP | OTH
Qasr Rashwan - Lot B _0208 | 208 | RFQ-00069 | Reham Ashraf | Operation | 2024-11-07 | Sewage and Main Force Networks | Approved | 13.10 - Salih Shamatah-BILL NO.1: SEWAGE NETWORK-1.1.1-c.4 | Ditto, depth to invert between 3.51 m and 4.50 m --*C_DN/ID 250mm (SN 8) 3.51m and 4.5 m_(SUB) | MTR | 35 | 35 | 738.32 | 25841.2 | OTH | ياسين ثابت عبد العال | 13.10 - Salih Shamatah-BILL NO.1: SEWAGE NETWORK-1.1.1-c.4 | Ditto, depth to invert between 3.51 m and 4.50 m --*C_DN/ID 250mm (SN 8) 3.51m and 4.5 m_(SUB) | MTR | 35 | 860 | 30100 | EGP | OTH
Qasr Rashwan - Lot B _0208 | 208 | RFQ-00069 | Reham Ashraf | Operation | 2024-11-07 | Sewage and Main Force Networks | Approved | 14.10 - Abou Hussein-BILL NO.1 : SEWAGE NETWORK-1.6.2-a | Concrete encasement 25cm (200mm) | ECH | 120 | 120 | 1066.87 | 128024.4 | OTH | ياسين ثابت عبد العال | 14.10 - Abou Hussein-BILL NO.1 : SEWAGE NETWORK-1.6.2-a | Concrete encasement 25cm (200mm) | ECH | 120 | 600 | 72000 | EGP | OTH
Qasr Rashwan - Lot B _0208 | 208 | RFQ-00069 | Reham Ashraf | Operation | 2024-11-07 | Sewage and Main Force Networks | Approved | 11.10 - Abd Al Rahman Ibrahim-BILL NO.1: SEWAGE NETWORK-1.1.1-b.4 | Ditto, depth to invert between 3.51 m and 4.50 m --*C_DN/ID 200mm (SN 8) 3.51m and 4.5 m_(SUB) | MTR | 60 | 60 | 666.33 | 39979.8 | OTH | ياسين ثابت عبد العال | 11.10 - Abd Al Rahman Ibrahim-BILL NO.1: SEWAGE NETWORK-1.1.1-b.4 | Ditto, depth to invert between 3.51 m and 4.50 m --*C_DN/ID 200mm (SN 8) 3.51m and 4.5 m_(SUB) | MTR | 60 | 780 | 46800 | EGP | OTH
Qasr Rashwan - Lot B _0208 | 208 | RFQ-00069 | Reham Ashraf | Operation | 2024-11-07 | Sewage and Main Force Networks | Approved | 10.10 - Abd Al Azeem Al Sofy -BILL NO.1: SEWAGE NETWORK-1.1.1-c.6 | Ditto, depth to invert between 5.51 m and 6.50 m --*C_DN/ID 250mm (SN 8) 5.51 m and 6.50 m_(SUB) | MTR | 30 | 30 | 1272.27 | 38168.1 | OTH | ياسين ثابت عبد العال | 10.10 - Abd Al Azeem Al Sofy -BILL NO.1: SEWAGE NETWORK-1.1.1-c.6 | Ditto, depth to invert between 5.51 m and 6.50 m --*C_DN/ID 250mm (SN 8) 5.51 m and 6.50 m_(SUB) | MTR | 30 | 1350 | 40500 | EGP | OTH
Qasr Rashwan - Lot B _0208 | 208 | RFQ-00069 | Reham Ashraf | Operation | 2024-11-07 | Sewage and Main Force Networks | Approved | 14.10 - Abou Hussein-BILL NO.1 : SEWAGE NETWORK-1.2.1-b.4 | Ditto, depth to invert between 3.01 m and 3.50 m --*C_Sewer Manhole - Circular - Concrete with internal diameter 1200 mm with GRP Cover and steps(21)_(SUB)+(Cement)+(Insulation) | ECH | 22 | 22 | 20311.88 | 446861.36 | OTH | ياسين ثابت عبد العال | 14.10 - Abou Hussein-BILL NO.1 : SEWAGE NETWORK-1.2.1-b.4 | Ditto, depth to invert between 3.01 m and 3.50 m --*C_Sewer Manhole - Circular - Concrete with internal diameter 1200 mm with GRP Cover and steps(21)_(SUB)+(Cement)+(Insulation) | ECH | 22 | 18200 | 400400 | EGP | OTH
Qasr Rashwan - Lot B _0208 | 208 | RFQ-00069 | Reham Ashraf | Operation | 2024-11-07 | Sewage and Main Force Networks | Approved | 14.10 - Abou Hussein-BILL NO.1 : SEWAGE NETWORK-1.1.1-a.1 | Depth to invert not exceeding 1.2 m --*C_DN/ID 150 mm (SN 4) 1.2 m_(SUB) | MTR | 350 | 350 | 182.47 | 63864.5 | OTH | ياسين ثابت عبد العال | 14.10 - Abou Hussein-BILL NO.1 : SEWAGE NETWORK-1.1.1-a.1 | Depth to invert not exceeding 1.2 m --*C_DN/ID 150 mm (SN 4) 1.2 m_(SUB) | MTR | 350 | 275 | 96250 | EGP | OTH
Qasr Rashwan - Lot B _0208 | 208 | RFQ-00069 | Reham Ashraf | Operation | 2024-11-07 | Sewage and Main Force Networks | Approved | 11.10 - Abd Al Rahman Ibrahim-BILL NO.1: SEWAGE NETWORK-1.1.1-a.2 | Ditto, depth to invert between 1.21 m and 1.70 m --*C_DN/ID 150 mm (SN 4) 1.2 m and 1.7 m_(SUB) | MTR | 100 | 75 | 255.3 | 19147.5 | OTH | ياسين ثابت عبد العال | 11.10 - Abd Al Rahman Ibrahim-BILL NO.1: SEWAGE NETWORK-1.1.1-a.2 | Ditto, depth to invert between 1.21 m and 1.70 m --*C_DN/ID 150 mm (SN 4) 1.2 m and 1.7 m_(SUB) | MTR | 75 | 300 | 22500 | EGP | OTH
Qasr Rashwan - Lot B _0208 | 208 | RFQ-00069 | Reham Ashraf | Operation | 2024-11-07 | Sewage and Main Force Networks | Approved | 15.12 - Iz. Al Burm | Alternative Sewer Networks in which cannot be considered as Re-location of Publice Utilites and Requires Full Transfer of Pipe lines and Chambers to avoid Potential Social damages For illegal existing Networks | MTR | 0 | 0 | 0 | 0 | SC_Apply | ياسين ثابت عبد العال | 15.12 - Iz. Al Burm | Alternative Sewer Networks in which cannot be considered as Re-location of Publice Utilites and Requires Full Transfer of Pipe lines and Chambers to avoid Potential Social damages For illegal existing Networks | MTR | 0 | 160 | 0 | EGP | SC_Apply
Qasr Rashwan - Lot B _0208 | 208 | RFQ-00069 | Reham Ashraf | Operation | 2024-11-07 | Sewage and Main Force Networks | Approved | 12.10 - Suleiman Tadrus-BILL NO.1: SEWAGE NETWORK--1.11 | Wooden formwork left in their places after the construction and backfilling works completed as approved and instructed by the Engineer | ECH | 50 | 50 | 16000 | 800000 | OTH | ياسين ثابت عبد العال | 12.10 - Suleiman Tadrus-BILL NO.1: SEWAGE NETWORK--1.11 | Wooden formwork left in their places after the construction and backfilling works completed as approved and instructed by the Engineer | ECH | 50 | 16000 | 800000 | EGP | OTH
Qasr Rashwan - Lot B _0208 | 208 | RFQ-00069 | Reham Ashraf | Operation | 2024-11-07 | Sewage and Main Force Networks | Approved | 15.11 - Al Burm-Bill No. 2: Force Main Pipeline-2.1-a | Inner diameter DN/ID 250 mm --*C_HDPE – PE100, PN 10(3)_(SUB) | MTR | 2280 | 1542 | 312.06 | 481196.52 | OTH | ياسين ثابت عبد العال | 15.11 - Al Burm-Bill No. 2: Force Main Pipeline-2.1-a | Inner diameter DN/ID 250 mm --*C_HDPE – PE100, PN 10(3)_(SUB) | MTR | 1542 | 375 | 578250 | EGP | OTH
Mivida BP#189 | 170 | RFQ-00161 | Purchasing Engineers | Purchasing | 2024-11-21 | Ready Mix Concrete -C-005 | Approved | 1304.all | Ready Mix Concrete 200 kg/cm2 cement content 280 kg/m3 | CBM | 90 | 90 | 820 | 73800 | MAT_Raw | ELsewedy for readymix | 1304.all | Ready Mix Concrete 200 kg/cm2 cement content 280 kg/m3 | CBM | 90 | 1924.32 | 173188.8 | EGP | MAT_Raw
Mivida BP#189 | 170 | RFQ-00161 | Purchasing Engineers | Purchasing | 2024-11-21 | Ready Mix Concrete -C-005 | Approved | 1304.all | Ready Mix Concrete 400 kg/cm2 cement content 420 kg/m3 | CBM | 41 | 41 | 820 | 33620 | MAT_Raw | ELsewedy for readymix | 1304.all | Ready Mix Concrete 400 kg/cm2 cement content 420 kg/m3 | CBM | 41 | 2494.32 | 102267.12 | EGP | MAT_Raw
Creeks URBN K _0192 | 192 | RFQ-00044 | Purchasing Engineers | Purchasing | 2024-11-11 | Cement Supply PR 102392 Rev 01 | Approved | 1.1.13.10 - B04-P3-42000-1 | Cement Supply | TON | 10000 | 120 | 1905 | 228600 | MAT_Raw | المروه للتجارة والتوريدات | 1.1.13.10 - B04-P3-42000-1 | Cement Supply | TON | 120 | 3201.75 | 384210 | EGP | MAT_Raw
AS2 Saint Gobain _0221 | 221 | RFQ-00012 | Eslam Kamal | Operation | 2024-11-11 | Soil & Concrete Lab | Approved | 12 | Indirect Cost | MTH | 16 | 16 | 14865.87 | 237853.92 | Oth | جيو تست | 12 | Indirect Cost | MTH | 16 | 18000 | 288000 | EGP | Oth
AS2 Saint Gobain _0221 | 221 | RFQ-00012 | Eslam Kamal | Operation | 2024-11-11 | Soil & Concrete Lab | Approved | 12 | Indirect Cost | MTH | 0 | 0 | 0 | 0 | Oth | جيو تست | 12 | Indirect Cost | MTH | 0 | 17000 | 0 | EGP | Oth
AS2 Saint Gobain _0221 | 221 | RFQ-00012 | Eslam Kamal | Operation | 2024-11-11 | Soil & Concrete Lab | Approved | 12 | Indirect Cost | MTH | 32 | 32 | 9514.16 | 304453.12 | Oth | جيو تست | 12 | Indirect Cost | MTH | 32 | 12000 | 384000 | EGP | Oth
AS2 Saint Gobain _0221 | 221 | RFQ-00012 | Eslam Kamal | Operation | 2024-11-11 | Soil & Concrete Lab | Approved | 12 | Indirect Cost | ECH | 2 | 2 | 8919.52 | 17839.04 | Oth | جيو تست | 12 | Indirect Cost | ECH | 2 | 4000 | 8000 | EGP | Oth
AS2 Saint Gobain _0221 | 221 | RFQ-00012 | Eslam Kamal | Operation | 2024-11-11 | Soil & Concrete Lab | Approved | 12 | Indirect Cost | HRS | 0 | 0 | 0 | 0 | Oth | جيو تست | 12 | Indirect Cost | HRS | 0 | 130 | 0 | EGP | Oth
AS2 Saint Gobain _0221 | 221 | RFQ-00012 | Eslam Kamal | Operation | 2024-11-11 | Soil & Concrete Lab | Approved | 12 | Indirect Cost | HRS | 0 | 0 | 0 | 0 | Oth | جيو تست | 12 | Indirect Cost | HRS | 0 | 110 | 0 | EGP | Oth
AS2 Saint Gobain _0221 | 221 | RFQ-00012 | Eslam Kamal | Operation | 2024-11-11 | Soil & Concrete Lab | Approved | 12 | Indirect Cost | HRS | 0 | 0 | 0 | 0 | Oth | جيو تست | 12 | Indirect Cost | HRS | 0 | 80 | 0 | EGP | Oth
AS2 Saint Gobain _0221 | 221 | RFQ-00012 | Eslam Kamal | Operation | 2024-11-11 | Soil & Concrete Lab | Approved | 12 | Indirect Cost | MTH | 16 | 16 | 5946.35 | 95141.6 | Oth | جيو تست | 12 | Indirect Cost | MTH | 16 | 6000 | 96000 | EGP | Oth
AS2 Saint Gobain _0221 | 221 | RFQ-00012 | Eslam Kamal | Operation | 2024-11-11 | Soil & Concrete Lab | Approved | 12 | Indirect Cost | MTH | 16 | 16 | 8919.52 | 142712.32 | Oth | جيو تست | 12 | Indirect Cost | MTH | 16 | 10000 | 160000 | EGP | Oth
AS2 Saint Gobain _0221 | 221 | RFQ-00012 | Eslam Kamal | Operation | 2024-11-11 | Soil & Concrete Lab | Approved | 12 | Indirect Cost | YR | 0 | 0 | 0 | 0 | Oth | جيو تست | 12 | Indirect Cost | YR | 0 | 6000 | 0 | EGP | Oth
Damietta Container Terminal-Infra & Bldgs _0216 | 216 | RFQ-00100 | Purchasing Engineers | Purchasing | 2024-11-25 | Wood for Construction (PR_104104) | Approved | Total | Plywood 1.22 m * 2.44 m * 18 mm | ECH | 67 | 67 | 23.7 | 1587.9 | MAT_Wood | المدد لتجارة الاخشاب والتوريدات | Total | Plywood 1.22 m * 2.44 m * 18 mm | ECH | 67 | 1008.77 | 67587.59 | EGP | MAT_Wood
Damietta Container Terminal-Infra & Bldgs _0216 | 216 | RFQ-00100 | Purchasing Engineers | Purchasing | 2024-11-25 | Wood for Construction (PR_104104) | Approved | Total | Plywood 1.22 m * 2.44 m * 18 mm | ECH | 5000 | 3933 | 0 | 0 | MAT_Wood | المدد لتجارة الاخشاب والتوريدات | Total | Plywood 1.22 m * 2.44 m * 18 mm | ECH | 3933 | 1008.77 | 3967492.41 | EGP | MAT_Wood
Damietta Container Terminal-Infra & Bldgs _0216 | 216 | RFQ-00100 | Purchasing Engineers | Purchasing | 2024-11-25 | Wood for Construction (PR_104104) | Approved | Total | خشب موسكى 2 بوصة * 4 بوصة * 4.00 م | CBM | 293 | 293 | 385.96 | 113086.28 | MAT_Wood | المدد لتجارة الاخشاب والتوريدات | Total | خشب موسكى 2 بوصة * 4 بوصة * 4.00 م | CBM | 293 | 14736.84 | 4317894.12 | EGP | MAT_Wood
Damietta Container Terminal-Infra & Bldgs _0216 | 216 | RFQ-00100 | Purchasing Engineers | Purchasing | 2024-11-25 | Wood for Construction (PR_104104) | Approved | Total | خشب موسكى 2 بوصة * 4 بوصة * 4.00 م | CBM | 300 | 7 | 0 | 0 | MAT_Wood | المدد لتجارة الاخشاب والتوريدات | Total | خشب موسكى 2 بوصة * 4 بوصة * 4.00 م | CBM | 7 | 14736.84 | 103157.88 | EGP | MAT_Wood
Damietta Container Terminal-Infra & Bldgs _0216 | 216 | RFQ-00099 | Ahmed Fouad | MEP (Electro Mechanical) | 2024-11-25 | Apply Infra fire fighting network | Approved | 10.16 - Infrastrucure-FIRE FIGHTING-15310-5.5.1 | Ø 110 mm | MTR | 1370 | 1370 | 2 | 2740 | SC_Apply | محمد خطاب عمر | 10.16 - Infrastrucure-FIRE FIGHTING-15310-5.5.1 | Ø 110 mm | MTR | 1370 | 125 | 171250 | EGP | SC_Apply
Damietta Container Terminal-Infra & Bldgs _0216 | 216 | RFQ-00099 | Ahmed Fouad | MEP (Electro Mechanical) | 2024-11-25 | Apply Infra fire fighting network | Approved | 10.16 - Infrastrucure-FIRE FIGHTING-15310-5.5.2 | Ø 160 mm | MTR | 235 | 235 | 2.54 | 596.9 | SC_Apply | محمد خطاب عمر | 10.16 - Infrastrucure-FIRE FIGHTING-15310-5.5.2 | Ø 160 mm | MTR | 235 | 145 | 34075 | EGP | SC_Apply
Damietta Container Terminal-Infra & Bldgs _0216 | 216 | RFQ-00099 | Ahmed Fouad | MEP (Electro Mechanical) | 2024-11-25 | Apply Infra fire fighting network | Approved | 10.16 - Infrastrucure-FIRE FIGHTING-15310-5.5.3 | Ø 200 mm | MTR | 20 | 20 | 3.34 | 66.8 | SC_Apply | محمد خطاب عمر | 10.16 - Infrastrucure-FIRE FIGHTING-15310-5.5.3 | Ø 200 mm | MTR | 20 | 160 | 3200 | EGP | SC_Apply
Damietta Container Terminal-Infra & Bldgs _0216 | 216 | RFQ-00076 | Ibrahim Ahmed | MEP (Electro Mechanical) | 2024-10-29 | supply & apply cranes | Approved | 11.22 - BUILDING PACKAGE-Workshop complex Technological equipment-11020-2.13.1.1 | Spreader workshop bridge cranes: 2 x cranes with two trolleys each, rated load 10 tons per trolley | ECH | 2 | 2 | 151832.5 | 303665 | OTH | مصر للاعمال الهندسية SPAIN(GH) | 11.22 - BUILDING PACKAGE-Workshop complex Technological equipment-11020-2.13.1.1 | Spreader workshop bridge cranes: 2 x cranes with two trolleys each, rated load 10 tons per trolley | ECH | 2 | 81888 | 163776 | EUR | OTH
Damietta Container Terminal-Infra & Bldgs _0216 | 216 | RFQ-00076 | Ibrahim Ahmed | MEP (Electro Mechanical) | 2024-10-29 | supply & apply cranes | Approved | 11.22 - BUILDING PACKAGE-Workshop complex Technological equipment-11020-2.13.1.1 | Spreader workshop bridge cranes: 2 x cranes with two trolleys each, rated load 10 tons per trolley | ECH | 2 | 2 | 21262.5 | 42525 | SC_Apply | مصر للاعمال الهندسية SPAIN(GH) | 11.22 - BUILDING PACKAGE-Workshop complex Technological equipment-11020-2.13.1.1 | Spreader workshop bridge cranes: 2 x cranes with two trolleys each, rated load 10 tons per trolley | ECH | 2 | 7000 | 14000 | EUR | SC_Apply
Damietta Container Terminal-Infra & Bldgs _0216 | 216 | RFQ-00076 | Ibrahim Ahmed | MEP (Electro Mechanical) | 2024-10-29 | supply & apply cranes | Approved | 11.22 - BUILDING PACKAGE-Workshop complex Technological equipment-11020-2.13.1.3 | Mechanical workshop bridge cranes: Crane with one trolley and 5 tons SWL | ECH | 1 | 1 | 13276 | 13276 | OTH | مصر للاعمال الهندسية SPAIN(GH) | 11.22 - BUILDING PACKAGE-Workshop complex Technological equipment-11020-2.13.1.3 | Mechanical workshop bridge cranes: Crane with one trolley and 5 tons SWL | ECH | 1 | 7275 | 7275 | EUR | OTH
Damietta Container Terminal-Infra & Bldgs _0216 | 216 | RFQ-00076 | Ibrahim Ahmed | MEP (Electro Mechanical) | 2024-10-29 | supply & apply cranes | Approved | 11.22 - BUILDING PACKAGE-Workshop complex Technological equipment-11020-2.13.1.3 | Mechanical workshop bridge cranes: Crane with one trolley and 5 tons SWL | ECH | 1 | 1 | 21105 | 21105 | SC_Apply | مصر للاعمال الهندسية SPAIN(GH) | 11.22 - BUILDING PACKAGE-Workshop complex Technological equipment-11020-2.13.1.3 | Mechanical workshop bridge cranes: Crane with one trolley and 5 tons SWL | ECH | 1 | 5000 | 5000 | EUR | SC_Apply
Damietta Container Terminal-Infra & Bldgs _0216 | 216 | RFQ-00076 | Ibrahim Ahmed | MEP (Electro Mechanical) | 2024-10-29 | supply & apply cranes | Approved | 11.22 - BUILDING PACKAGE-Workshop complex Technological equipment-11020-2.13.1.3.1 | Pump Room OVERHEAD bridge cranes: Crane with one trolley and 0.5 tons SWL | ECH | 1 | 1 | 55000 | 55000 | MAT_Raw | مصر للاعمال الهندسية SPAIN(GH) | 11.22 - BUILDING PACKAGE-Workshop complex Technological equipment-11020-2.13.1.3.1 | Pump Room OVERHEAD bridge cranes: Crane with one trolley and 0.5 tons SWL | ECH | 1 | 10188 | 10188 | EUR | MAT_Raw
Damietta Container Terminal-Infra & Bldgs _0216 | 216 | RFQ-00076 | Ibrahim Ahmed | MEP (Electro Mechanical) | 2024-10-29 | supply & apply cranes | Approved | 11.22 - BUILDING PACKAGE-Workshop complex Technological equipment-11020-2.13.1.3.1 | Pump Room OVERHEAD bridge cranes: Crane with one trolley and 0.5 tons SWL | ECH | 1 | 1 | 12652.5 | 12652.5 | SC_Apply | مصر للاعمال الهندسية SPAIN(GH) | 11.22 - BUILDING PACKAGE-Workshop complex Technological equipment-11020-2.13.1.3.1 | Pump Room OVERHEAD bridge cranes: Crane with one trolley and 0.5 tons SWL | ECH | 1 | 4422 | 4422 | EUR | SC_Apply
Damietta Container Terminal-Infra & Bldgs _0216 | 216 | RFQ-00076 | Ibrahim Ahmed | MEP (Electro Mechanical) | 2024-10-29 | supply & apply cranes | Approved | 11.22 - BUILDING PACKAGE-Workshop complex Technological equipment-11020-2.13.1.4.2 | Truck workshop Mobile gantry crane for 3 tons SWL | ECH | 1 | 1 | 43134 | 43134 | MAT_Raw | مصر للاعمال الهندسية SPAIN(GH) | 11.22 - BUILDING PACKAGE-Workshop complex Technological equipment-11020-2.13.1.4.2 | Truck workshop Mobile gantry crane for 3 tons SWL | ECH | 1 | 29215 | 29215 | EUR | MAT_Raw
Damietta Container Terminal-Infra & Bldgs _0216 | 216 | RFQ-00076 | Ibrahim Ahmed | MEP (Electro Mechanical) | 2024-10-29 | supply & apply cranes | Approved | 11.22 - BUILDING PACKAGE-Workshop complex Technological equipment-11020-2.13.1.4.2 | Truck workshop Mobile gantry crane for 3 tons SWL | ECH | 1 | 1 | 11177.25 | 11177.25 | SC_Apply | مصر للاعمال الهندسية SPAIN(GH) | 11.22 - BUILDING PACKAGE-Workshop complex Technological equipment-11020-2.13.1.4.2 | Truck workshop Mobile gantry crane for 3 tons SWL | ECH | 1 | 3666 | 3666 | EUR | SC_Apply
AS2 Saint Gobain _0221 | 221 | RFQ-00008 | Haytham Sharnouby | Operation | 2024-11-07 | Formwork & Steel RFT | Approved | 10.13 - Civil-12-b | b) Fy400 | TON | 1720.58 | 570 | 1087.87 | 620085.9 | SC_Apply | الجوهري | 10.13 - Civil-12-b | b) Fy400 | TON | 570 | 900 | 513000 | EGP | SC_Apply
AS2 Saint Gobain _0221 | 221 | RFQ-00008 | Haytham Sharnouby | Operation | 2024-11-07 | Formwork & Steel RFT | Approved | 10.13 - Civil-12-b | b) Fy400 | TON | 1720.6 | 570 | 400 | 228000 | SC_Apply | الجوهري | 10.13 - Civil-12-b | b) Fy400 | TON | 570 | 400 | 228000 | EGP | SC_Apply
AS2 Saint Gobain _0221 | 221 | RFQ-00008 | Haytham Sharnouby | Operation | 2024-11-07 | Formwork & Steel RFT | Approved | 10.13 - Civil-8-a | a) P.C.C 1:1.5:3 ( Concrete grade fcu = 20 N/mm2) | CBM | 3908.47 | 1300 | 130 | 169000 | SC_Apply | الجوهري | 10.13 - Civil-8-a | a) P.C.C 1:1.5:3 ( Concrete grade fcu = 20 N/mm2) | CBM | 1300 | 150 | 195000 | EGP | SC_Apply
AS2 Saint Gobain _0221 | 221 | RFQ-00008 | Haytham Sharnouby | Operation | 2024-11-07 | Formwork & Steel RFT | Approved | 10.13 - Civil-11-a-1 | i) Foundations, Base slab | SQM | 3527.18 | 1170 | 53.92 | 63086.4 | SC_Apply | الجوهري | 10.13 - Civil-11-a-1 | i) Foundations, Base slab | SQM | 1170 | 48 | 56160 | EGP | SC_Apply
AS2 Saint Gobain _0221 | 221 | RFQ-00008 | Haytham Sharnouby | Operation | 2024-11-07 | Formwork & Steel RFT | Approved | 10.13 - Civil-11-a-2 | ii) Columns and pedestals | SQM | 8786.94 | 2920 | 161.76 | 472339.2 | SC_Apply | الجوهري | 10.13 - Civil-11-a-2 | ii) Columns and pedestals | SQM | 2920 | 155 | 452600 | EGP | SC_Apply
AS2 Saint Gobain _0221 | 221 | RFQ-00008 | Haytham Sharnouby | Operation | 2024-11-07 | Formwork & Steel RFT | Approved | 10.13 - Civil-11-a-3 | iii) Plinth beams | SQM | 3983.88 | 1320 | 53.92 | 71174.4 | SC_Apply | الجوهري | 10.13 - Civil-11-a-3 | iii) Plinth beams | SQM | 1320 | 50 | 66000 | EGP | SC_Apply
AS2 Saint Gobain _0221 | 221 | RFQ-00008 | Haytham Sharnouby | Operation | 2024-11-07 | Formwork & Steel RFT | Approved | 10.13 - Civil-11-a-4 | iv) Retaining Walls | SQM | 11694.88 | 3890 | 107.84 | 419497.6 | SC_Apply | الجوهري | 10.13 - Civil-11-a-4 | iv) Retaining Walls | SQM | 3890 | 90 | 350100 | EGP | SC_Apply
AS2 Saint Gobain _0221 | 221 | RFQ-00008 | Haytham Sharnouby | Operation | 2024-11-07 | Formwork & Steel RFT | Approved | 10.13 - Civil-11-a-5 | v) Equipment foundations | SQM | 205.91 | 66 | 53.92 | 3558.72 | SC_Apply | الجوهري | 10.13 - Civil-11-a-5 | v) Equipment foundations | SQM | 66 | 50 | 3300 | EGP | SC_Apply
AS2 Saint Gobain _0221 | 221 | RFQ-00008 | Haytham Sharnouby | Operation | 2024-11-07 | Formwork & Steel RFT | Approved | 10.13 - Civil-11-a-8 | viii) Stair case | SQM | 237.69 | 76 | 184.86 | 14049.36 | SC_Apply | الجوهري | 10.13 - Civil-11-a-8 | viii) Stair case | SQM | 76 | 140 | 10640 | EGP | SC_Apply
AS2 Saint Gobain _0221 | 221 | RFQ-00008 | Haytham Sharnouby | Operation | 2024-11-07 | Formwork & Steel RFT | Approved | 10.13 - Civil-11-a-11 | iv) Slab and beams | SQM | 15563.72 | 5180 | 184.86 | 957574.8 | SC_Apply | الجوهري | 10.13 - Civil-11-a-11 | iv) Slab and beams | SQM | 5180 | 140 | 725200 | EGP | SC_Apply
Sohag HSR Station _0210 | 210 | RFQ-00024 | Purchasing Engineers | Purchasing | 2024-11-12 | wood for construction | Approved | 5.08.13 | الواح كونتر 18 مم *2.44م * 1.22 م | ECH | 1500 | 600 | 928 | 556800 | SC_Apply | مؤسسة عباد الرحمن لتجارة الاخشاب اسامة ب | 5.08.13 | الواح كونتر 18 مم *2.44م * 1.22 م | ECH | 600 | 1350 | 810000 | EGP | SC_Apply
Egyptian University in Alamein _0220 | 220 | RFQ-00006 | Eslam Kamal | Operation | 2024-11-12 | Structural Shop Drawings | Approved | 11 | Workshop drawings for Structural works according to the final IFC Drawings & specifications and the contract requirements and the requirements of project consultant Including Bar Bending Schedule (B.B.S) | ECH | 642 | 642 | 790.27 | 507353.34 | Ind | محمد عبدالعزيز محمد عبدالعزيز-ذاتى | 11 | Workshop drawings for Structural works according to the final IFC Drawings & specifications and the contract requirements and the requirements of project consultant Including Bar Bending Schedule (B.B.S) | ECH | 642 | 1000 | 642000 | EGP | Ind
Katameya Creeks |  | RFQ-00102 | Youssef Abd El Kream | MEP (Electro Mechanical) | 2024-10-03 | Volume Dampers | Approved | All Buildings | Air Volume Dampers 20" X 14" | ECH | 2 | 2 | 665.4 | 1330.8 | SC_Supply | Al Andalusia | All Buildings | Air Volume Dampers 20" X 14" | ECH | 2 | 1745 | 3490 | EGP | SC_Supply
Katameya Creeks |  | RFQ-00102 | Youssef Abd El Kream | MEP (Electro Mechanical) | 2024-10-03 | Volume Dampers | Approved | All Buildings | Volume Damper Size: 46" * 34" | ECH | 1 | 1 | 2617.03 | 2617.03 | SC_Supply | Al Andalusia | All Buildings | Volume Damper Size: 46" * 34" | ECH | 1 | 6860 | 6860 | EGP | SC_Supply
Katameya Creeks |  | RFQ-00102 | Youssef Abd El Kream | MEP (Electro Mechanical) | 2024-10-03 | Volume Dampers | Approved | All Buildings | Volume Dampers Size : 12" X 6" | ECH | 14 | 14 | 353.34 | 4946.76 | SC_Supply | Al Andalusia | All Buildings | Volume Dampers Size : 12" X 6" | ECH | 14 | 935 | 13090 | EGP | SC_Supply
Katameya Creeks |  | RFQ-00102 | Youssef Abd El Kream | MEP (Electro Mechanical) | 2024-10-03 | Volume Dampers | Approved | All Buildings | Volume Damper Size 26" * 22" | ECH | 1 | 1 | 1073.23 | 1073.23 | SC_Supply | Al Andalusia | All Buildings | Volume Damper Size 26" * 22" | ECH | 1 | 2815 | 2815 | EGP | SC_Supply
Katameya Creeks |  | RFQ-00102 | Youssef Abd El Kream | MEP (Electro Mechanical) | 2024-10-03 | Volume Dampers | Approved | All Buildings | Volume Damper Size: 26"x14" | ECH | 1 | 1 | 847.02 | 847.02 | SC_Supply | Al Andalusia | All Buildings | Volume Damper Size: 26"x14" | ECH | 1 | 2220 | 2220 | EGP | SC_Supply
Damietta Container Terminal-Infra & Bldgs _0216 | 216 | RFQ-00099 | Ahmed Fouad | MEP (Electro Mechanical) | 2024-11-25 | Apply Infra fire fighting network | Approved | 10.16 - Infrastrucure-FIRE FIGHTING-15310-5.5.4 | Ø 250 mm | MTR | 2900 | 2900 | 3.7 | 10730 | SC_Apply | محمد خطاب عمر | 10.16 - Infrastrucure-FIRE FIGHTING-15310-5.5.4 | Ø 250 mm | MTR | 2900 | 190 | 551000 | EGP | SC_Apply
Damietta Container Terminal-Infra & Bldgs _0216 | 216 | RFQ-00099 | Ahmed Fouad | MEP (Electro Mechanical) | 2024-11-25 | Apply Infra fire fighting network | Approved | 10.16 - Infrastrucure-FIRE FIGHTING-15310-5.5.5 | Ø 300 mm | MTR | 12200 | 12200 | 4.38 | 53436 | SC_Apply | محمد خطاب عمر | 10.16 - Infrastrucure-FIRE FIGHTING-15310-5.5.5 | Ø 300 mm | MTR | 12200 | 240 | 2928000 | EGP | SC_Apply
Damietta Container Terminal-Infra & Bldgs _0216 | 216 | RFQ-00099 | Ahmed Fouad | MEP (Electro Mechanical) | 2024-11-25 | Apply Infra fire fighting network | Approved | 10.16 - Infrastrucure-FIRE FIGHTING-15310-5.5.6 | Ø 350 mm Supply and install galvanized steel pipe for fire pump connection and in trenches as required by the manufacturer of Fire Pump System, including all accessories and flanges to connect with HDPE pielines | MTR | 400 | 400 | 4.97 | 1988 | SC_Apply | محمد خطاب عمر | 10.16 - Infrastrucure-FIRE FIGHTING-15310-5.5.6 | Ø 350 mm Supply and install galvanized steel pipe for fire pump connection and in trenches as required by the manufacturer of Fire Pump System, including all accessories and flanges to connect with HDPE pielines | MTR | 400 | 270 | 108000 | EGP | SC_Apply
Damietta Container Terminal-Infra & Bldgs _0216 | 216 | RFQ-00099 | Ahmed Fouad | MEP (Electro Mechanical) | 2024-11-25 | Apply Infra fire fighting network | Approved | 10.16 - Infrastrucure-FIRE FIGHTING-15311-5.6.1 | Supply and install Water Hammer with isolation valve for loop to prevent water pressure shock during fast opening/closing the hydrants Water Hammer size DN 75 / PN 20, install inside manhole with cover F900 EN 1433 (or less if applicable by installation loads), cover opening 100*100, UL/FM Mobile Fire Extinguisher | ECH | 2 | 2 | 200 | 400 | SC_Apply | محمد خطاب عمر | 10.16 - Infrastrucure-FIRE FIGHTING-15311-5.6.1 | Supply and install Water Hammer with isolation valve for loop to prevent water pressure shock during fast opening/closing the hydrants Water Hammer size DN 75 / PN 20, install inside manhole with cover F900 EN 1433 (or less if applicable by installation loads), cover opening 100*100, UL/FM Mobile Fire Extinguisher | ECH | 2 | 3000 | 6000 | EGP | SC_Apply
Damietta Container Terminal-Infra & Bldgs _0216 | 216 | RFQ-00099 | Ahmed Fouad | MEP (Electro Mechanical) | 2024-11-25 | Apply Infra fire fighting network | Approved | 10.16 - Infrastrucure-FIRE FIGHTING-15311-5.8.1 | Supply and install angle valve DN 150, PN 25 with isolation valve inside manhole, cover opening at least 100*100 cm, cover F900 EN 1433, valve at down point for flushing the system Tunnel Pipes / Fitting Supply and install Black steel seamless pipe schedule 40 , pipes to ASTM A53 Grade A/B groved coupling ) complete with hungers , support and all accessories need it. | ECH | 3 | 3 | 200 | 600 | SC_Apply | محمد خطاب عمر | 10.16 - Infrastrucure-FIRE FIGHTING-15311-5.8.1 | Supply and install angle valve DN 150, PN 25 with isolation valve inside manhole, cover opening at least 100*100 cm, cover F900 EN 1433, valve at down point for flushing the system Tunnel Pipes / Fitting Supply and install Black steel seamless pipe schedule 40 , pipes to ASTM A53 Grade A/B groved coupling ) complete with hungers , support and all accessories need it. | ECH | 3 | 3500 | 10500 | EGP | SC_Apply
Damietta Container Terminal-Infra & Bldgs _0216 | 216 | RFQ-00099 | Ahmed Fouad | MEP (Electro Mechanical) | 2024-11-25 | Apply Infra fire fighting network | Approved | 10.16 - Infrastrucure-FIRE FIGHTING-15310-5.9.1 | Ø 200 mm Manholes | MTR | 50 | 50 | 12 | 600 | SC_Apply | محمد خطاب عمر | 10.16 - Infrastrucure-FIRE FIGHTING-15310-5.9.1 | Ø 200 mm Manholes | MTR | 50 | 850 | 42500 | EGP | SC_Apply
Damietta Container Terminal-Infra & Bldgs _0216 | 216 | RFQ-00099 | Ahmed Fouad | MEP (Electro Mechanical) | 2024-11-25 | Apply Infra fire fighting network | Approved | 10.16 - Infrastrucure-FIRE FIGHTING-15325&ANNEX C-5.4.2 | Supply and install support elbow for underground hydrant Pipes / Fitting Supply and install HDPE pipe for fire network under ground , It is follow ISO 4427 serise S4, ASTM F714 SDR 11 PN 16 all pipe& all accessories and all support to complete network as per specification and drawing . | ECH | 207 | 207 | 1 | 207 | SC_Apply | محمد خطاب عمر | 10.16 - Infrastrucure-FIRE FIGHTING-15325&ANNEX C-5.4.2 | Supply and install support elbow for underground hydrant Pipes / Fitting Supply and install HDPE pipe for fire network under ground , It is follow ISO 4427 serise S4, ASTM F714 SDR 11 PN 16 all pipe& all accessories and all support to complete network as per specification and drawing . | ECH | 207 | 400 | 82800 | EGP | SC_Apply
Damietta Container Terminal-Infra & Bldgs _0216 | 216 | RFQ-00099 | Ahmed Fouad | MEP (Electro Mechanical) | 2024-11-25 | Apply Infra fire fighting network | Approved | 10.16 - Infrastrucure-FIRE FIGHTING-15311-5.2.1 | Supply and install Automatic Air valve inside chamber consist of float valve cone type, air vent valve size DIN 50 mm dia PN 20 with isolation valve, install inside concret chamber with cover heavy duty 100*100 , it is shall be UL/FM. see detail drawing. NRS or Gate Valve Supply and install NRS valve or Gate Valve in manhole with wheel and cover Class F900 EN 1433 for network with control for operation and maintance complete with all accessories , as per specification and drawing UL / FM. NRS valves only aplocable if load Class F900 available. | ECH | 3 | 3 | 200 | 600 | SC_Apply | محمد خطاب عمر | 10.16 - Infrastrucure-FIRE FIGHTING-15311-5.2.1 | Supply and install Automatic Air valve inside chamber consist of float valve cone type, air vent valve size DIN 50 mm dia PN 20 with isolation valve, install inside concret chamber with cover heavy duty 100*100 , it is shall be UL/FM. see detail drawing. NRS or Gate Valve Supply and install NRS valve or Gate Valve in manhole with wheel and cover Class F900 EN 1433 for network with control for operation and maintance complete with all accessories , as per specification and drawing UL / FM. NRS valves only aplocable if load Class F900 available. | ECH | 3 | 3000 | 9000 | EGP | SC_Apply
Damietta Container Terminal-Infra & Bldgs _0216 | 216 | RFQ-00099 | Ahmed Fouad | MEP (Electro Mechanical) | 2024-11-25 | Apply Infra fire fighting network | Approved | 10.16 - Infrastrucure-FIRE FIGHTING-15311-5.3.1 | Ø 250 mm | ECH | 6 | 6 | 300 | 1800 | SC_Apply | محمد خطاب عمر | 10.16 - Infrastrucure-FIRE FIGHTING-15311-5.3.1 | Ø 250 mm | ECH | 6 | 2000 | 12000 | EGP | SC_Apply
Damietta Container Terminal-Infra & Bldgs _0216 | 216 | RFQ-00099 | Ahmed Fouad | MEP (Electro Mechanical) | 2024-11-25 | Apply Infra fire fighting network | Approved | 10.16 - Infrastrucure-FIRE FIGHTING-15311-5.3.2 | Ø 300 mm | ECH | 28 | 28 | 300 | 8400 | SC_Apply | محمد خطاب عمر | 10.16 - Infrastrucure-FIRE FIGHTING-15311-5.3.2 | Ø 300 mm | ECH | 28 | 2400 | 67200 | EGP | SC_Apply
Damietta Container Terminal-Infra & Bldgs _0216 | 216 | RFQ-00099 | Ahmed Fouad | MEP (Electro Mechanical) | 2024-11-25 | Apply Infra fire fighting network | Approved | 10.16 - Infrastrucure-FIRE FIGHTING-15311-5.3.3 | Ø 350 mm Under Ground Fire Hydrant (UG FH) | ECH | 6 | 6 | 300 | 1800 | SC_Apply | محمد خطاب عمر | 10.16 - Infrastrucure-FIRE FIGHTING-15311-5.3.3 | Ø 350 mm Under Ground Fire Hydrant (UG FH) | ECH | 6 | 2800 | 16800 | EGP | SC_Apply
Creeks URBN K _0192 | 192 | RFQ-00043 | Purchasing Engineers | Purchasing | 2024-11-11 | Solid Block 20*10*6 | Approved | 1.2.11.10 - PODM-P4-42000-3 | Concrete solid block 200 mm thick, 1 hour fire rated , Ref 03. | ECH | 779770.22 | 500000 | 1.51 | 755000 | MAT_Raw | مصنع القاهره الجديده للمنتجات الاسمنتيه لصاحبها اح | 1.2.11.10 - PODM-P4-42000-3 | Concrete solid block 200 mm thick, 1 hour fire rated , Ref 03. | ECH | 500000 | 1.9 | 950000 | EGP | MAT_Raw
Katameya Creeks | 138 | RFQ-00127 | Purchasing Engineers | Purchasing | 2024-11-11 | Cement Supply PR 102392 | Approved | All Buildings | Cement Supply | TON | 10000 | 120 | 800 | 96000 | SC_Supply | المروه للتجارة والتوريدات | All Buildings | Cement Supply | TON | 120 | 2518 | 302160 | EGP | SC_Supply
AS2 Saint Gobain _0221 | 221 | RFQ-00010 | Eslam Kamal | Operation | 2024-11-11 | اعمال استشارات هندسية | Approved | 12 | Indirect Cost | LS | 1 | 1 | 68800 | 68800 | Ind | مكتب ايه اند ايه | 12 | Indirect Cost | LS | 1 | 50000 | 50000 | EGP | Ind
Katameya Creeks |  | RFQ-00102 | Youssef Abd El Kream | MEP (Electro Mechanical) | 2024-10-03 | Volume Dampers | Approved | All Buildings | Volume Dampers Size : 20" X 6" | ECH | 1 | 1 | 427.64 | 427.64 | SC_Supply | Al Andalusia | All Buildings | Volume Dampers Size : 20" X 6" | ECH | 1 | 1120 | 1120 | EGP | SC_Supply
Katameya Creeks |  | RFQ-00102 | Youssef Abd El Kream | MEP (Electro Mechanical) | 2024-10-03 | Volume Dampers | Approved | All Buildings | volume damper size 500x 300 model (AND-GI-MSVDO) | ECH | 1 | 1 | 582.85 | 582.85 | SC_Supply | Al Andalusia | All Buildings | volume damper size 500x 300 model (AND-GI-MSVDO) | ECH | 1 | 1525 | 1525 | EGP | SC_Supply
Katameya Creeks |  | RFQ-00102 | Youssef Abd El Kream | MEP (Electro Mechanical) | 2024-10-03 | Volume Dampers | Approved | All Buildings | volume damper size 700x 600 model (AND-GI-MSVDO) | ECH | 1 | 1 | 1203.67 | 1203.67 | SC_Supply | Al Andalusia | All Buildings | volume damper size 700x 600 model (AND-GI-MSVDO) | ECH | 1 | 3155 | 3155 | EGP | SC_Supply
Katameya Creeks |  | RFQ-00102 | Youssef Abd El Kream | MEP (Electro Mechanical) | 2024-10-03 | Volume Dampers | Approved | All Buildings | Volume damper size 500 x 400 model (AND-GI-MSVDO) | ECH | 1 | 1 | 756.21 | 756.21 | SC_Supply | Al Andalusia | All Buildings | Volume damper size 500 x 400 model (AND-GI-MSVDO) | ECH | 1 | 1980 | 1980 | EGP | SC_Supply
Katameya Creeks | 138 | RFQ-00126 | Youssef Abd El Kream | MEP (Electro Mechanical) | 2024-11-07 | 10mm Wire | Approved | All Buildings | سلك نحاس مصمت مقاس 10 مم اللون أصفر × أخضر (cu/pvc) جهد (750/450) | LM | 2500 | 2500 | 38.15 | 95375 | SC_Supply | El Sewedy Electrical Equipment & Cables Co. | All Buildings | سلك نحاس مصمت مقاس 10 مم اللون أصفر × أخضر (cu/pvc) جهد (750/450) | LM | 2500 | 61.36 | 153400 | EGP | SC_Supply
Rabigh CCPP-Civil _K0006 | K0006 | RFQ-00069 | Mohamed Amr | Procurement | 2024-11-13 | Painting Works | Approved | 09 96 00 PNT-0026 | Supplying; applying; high-performance coatings; high durable; site applied paint; to internal elements; cementous surface; Acrylic emulsion water based paint; to walls,beams,columns; working height 3.5m≤H<6.0m; fire proofing duration 0 minutes; multi layer; with (Var) microns total DFT; final RAL as per the project approved color schedule.. | SQM | 14596.67 | 10214 | 39.5 | 403453 | MAT_Raw | مشاري مياح سلمان الشمري | 09 96 00 PNT-0026 | Supplying; applying; high-performance coatings; high durable; site applied paint; to internal elements; cementous surface; Acrylic emulsion water based paint; to walls,beams,columns; working height 3.5m≤H<6.0m; fire proofing duration 0 minutes; multi layer; with (Var) microns total DFT; final RAL as per the project approved color schedule.. | SQM | 10214 | 28 | 285992 | SAR | MAT_Raw
Rabigh CCPP-Civil _K0006 | K0006 | RFQ-00069 | Mohamed Amr | Procurement | 2024-11-13 | Painting Works | Approved | 09 96 00 PNT-0034 | Supplying; applying; high-performance coatings; dust proof; site applied paint; to internal elements; cementous surface; Acrylic emulsion water based paint; to wall above false ceiling; working height 3.5m≤H<5.0m; fire proofing duration 0 minutes; multi layer; with (Var) microns total DFT; final RAL as per the project approved color schedule.. | SQM | 1017.62 | 1017.62 | 39 | 39687.18 | MAT_Raw | مشاري مياح سلمان الشمري | 09 96 00 PNT-0034 | Supplying; applying; high-performance coatings; dust proof; site applied paint; to internal elements; cementous surface; Acrylic emulsion water based paint; to wall above false ceiling; working height 3.5m≤H<5.0m; fire proofing duration 0 minutes; multi layer; with (Var) microns total DFT; final RAL as per the project approved color schedule.. | SQM | 1017.62 | 28 | 28493.36 | SAR | MAT_Raw
Rabigh CCPP-Civil _K0006 | K0006 | RFQ-00069 | Mohamed Amr | Procurement | 2024-11-13 | Painting Works | Approved | 09 96 00 PNT-0033 | Supplying; applying; high-performance coatings; high durable; site applied paint; to internal elements; cementous surface; Acrylic emulsion water based paint; to ceiling; working height 3.5m≤H<6.0m; fire proofing duration 0 minutes; multi layer; with (Var) microns total DFT; final RAL as per the project approved color schedule.. | SQM | 2362.8 | 1736.5 | 44 | 76406 | MAT_Raw | مشاري مياح سلمان الشمري | 09 96 00 PNT-0018 | Supplying; applying; high-performance coatings; chemical resistant; site applied paint; to internal elements; cementous surface; Acrylic emulsion water based paint; to ceiling; working height 3.5m≤H<5.0m; fire proofing duration 0 minutes; multi layer; with (Var) microns total DFT; final RAL as per the project approved color schedule.. | SQM | 0 | 28 | 0 | SAR | MAT_Raw
Rabigh CCPP-Civil _K0006 | K0006 | RFQ-00069 | Mohamed Amr | Procurement | 2024-11-13 | Painting Works | Approved | 09 96 00 PNT-0018 | Supplying; applying; high-performance coatings; chemical resistant; site applied paint; to internal elements; cementous surface; Acrylic emulsion water based paint; to ceiling; working height 3.5m≤H<5.0m; fire proofing duration 0 minutes; multi layer; with (Var) microns total DFT; final RAL as per the project approved color schedule.. | SQM | 221.3 | 0 | 39 | 0 | MAT_Raw | مشاري مياح سلمان الشمري | 09 96 00 PNT-0018 | Supplying; applying; high-performance coatings; chemical resistant; site applied paint; to internal elements; cementous surface; Acrylic emulsion water based paint; to ceiling; working height 3.5m≤H<5.0m; fire proofing duration 0 minutes; multi layer; with (Var) microns total DFT; final RAL as per the project approved color schedule.. | SQM | 0 | 0 | 0 | SAR | MAT_Raw
Rabigh CCPP-Civil _K0006 | K0006 | RFQ-00069 | Mohamed Amr | Procurement | 2024-11-13 | Painting Works | Approved | 09 96 00 PNT-0017 | Supplying; applying; high-performance coatings; weather tough; high durable; site applied paint; to external elements; cementous surface; Acrylic emulsion water based paint; to walls,beams,columns; working height H>5.0m; fire proofing duration 0 minutes; multi layer; with (Var.) microns total DFT; final RAL as per the project approved color schedule.. | SQM | 10582.15 | 7265 | 45.5 | 330557.5 | MAT_Raw | مشاري مياح سلمان الشمري | 09 96 00 PNT-0017 | Supplying; applying; high-performance coatings; weather tough; high durable; site applied paint; to external elements; cementous surface; Acrylic emulsion water based paint; to walls,beams,columns; working height H>5.0m; fire proofing duration 0 minutes; multi layer; with (Var.) microns total DFT; final RAL as per the project approved color schedule.. | SQM | 7265 | 32 | 232480 | SAR | MAT_Raw
Rabigh CCPP-Civil _K0006 | K0006 | RFQ-00069 | Mohamed Amr | Procurement | 2024-11-13 | Painting Works | Approved | 09 96 00 PNT-0027 | Supplying; applying; high-performance coatings; dust proof; site applied paint; to internal elements; cementous surface; Acrylic emulsion water based paint; to ceiling above false ceiling; working height 3.5m≤H<5.0m; fire proofing duration 0 minutes; multi layer; with (Var) microns total DFT; final RAL as per the project approved color schedule.. | SQM | 2833 | 2478.5 | 39 | 96661.5 | SC_Apply | مشاري مياح سلمان الشمري | 09 96 00 PNT-0027 | Supplying; applying; high-performance coatings; dust proof; site applied paint; to internal elements; cementous surface; Acrylic emulsion water based paint; to ceiling above false ceiling; working height 3.5m≤H<5.0m; fire proofing duration 0 minutes; multi layer; with (Var) microns total DFT; final RAL as per the project approved color schedule.. | SQM | 2478.5 | 28 | 69398 | SAR | SC_Apply
Damietta Container Terminal-Infra & Bldgs _0216 | 216 | RFQ-00099 | Ahmed Fouad | MEP (Electro Mechanical) | 2024-11-25 | Apply Infra fire fighting network | Approved | 10.16 - Infrastrucure-FIRE FIGHTING-15325&ANNEX C-5.4.1 | supply and install Under ground Fire department connection valve, one clapper Siamese, 100 x 65 mm @ 6.9 bar as per NFPA 14 install in side manhol with cover open by department man and compeleing this with all accessories need as per specification and drawing UL/FM . | ECH | 207 | 207 | 60 | 12420 | SC_Apply | محمد خطاب عمر | 10.16 - Infrastrucure-FIRE FIGHTING-15325&ANNEX C-5.4.1 | supply and install Under ground Fire department connection valve, one clapper Siamese, 100 x 65 mm @ 6.9 bar as per NFPA 14 install in side manhol with cover open by department man and compeleing this with all accessories need as per specification and drawing UL/FM . | ECH | 207 | 2500 | 517500 | EGP | SC_Apply
Damietta Container Terminal-Infra & Bldgs _0216 | 216 | RFQ-00099 | Ahmed Fouad | MEP (Electro Mechanical) | 2024-11-25 | Apply Infra fire fighting network | Approved | 10.16 - Infrastrucure-FIRE FIGHTING-15310-5.5.7 | Supply and install galvanized steel pipe for fire pump connection and in trenches as required by the manufacturer of Fire Pump System, including all accessories and flanges to connect with HDPE pielines Ø 350 mm | LOT | 1 | 1 | 6780 | 6780 | SC_Apply | محمد خطاب عمر | 10.16 - Infrastrucure-FIRE FIGHTING-15310-5.5.7 | Supply and install galvanized steel pipe for fire pump connection and in trenches as required by the manufacturer of Fire Pump System, including all accessories and flanges to connect with HDPE pielines Ø 350 mm | LOT | 1 | 325000 | 325000 | EGP | SC_Apply
Damietta Container Terminal-Infra & Bldgs _0216 | 216 | RFQ-00102 | Purchasing Engineers | Purchasing | 2024-11-25 | Supply Reinforcement (PR_104612) | Approved | Total | Steel Rebars 8 mm | TON | 448 | 6 | 765.65 | 4593.9 | MAT_Raw | حديد المصريين لتجارة مواد البناء | Total | Steel Rebars 8 mm | TON | 6 | 34298.25 | 205789.5 | EGP | MAT_Raw
Damietta Container Terminal-Infra & Bldgs _0216 | 216 | RFQ-00102 | Purchasing Engineers | Purchasing | 2024-11-25 | Supply Reinforcement (PR_104612) | Approved | Total | Steel Rebars 10 mm | TON | 716 | 6 | 765.65 | 4593.9 | MAT_Raw | حديد المصريين لتجارة مواد البناء | Total | Steel Rebars 10 mm | TON | 6 | 34298.25 | 205789.5 | EGP | MAT_Raw
Damietta Container Terminal-Infra & Bldgs _0216 | 216 | RFQ-00102 | Purchasing Engineers | Purchasing | 2024-11-25 | Supply Reinforcement (PR_104612) | Approved | Total | Steel Rebars 12 mm | TON | 537 | 80 | 765.65 | 61252 | MAT_Raw | حديد المصريين لتجارة مواد البناء | Total | Steel Rebars 12 mm | TON | 80 | 34298.25 | 2743860 | EGP | MAT_Raw
Creeks URBN K _0192 | 192 | RFQ-00045 | Purchasing Engineers | Purchasing | 2024-11-11 | Polyethylene sheet 103080 | Approved | 1.1.13.10 - B04-P3-42000-1 | Polyethylene Sheet | KGR | 10000 | 4000 | 36 | 144000 | SC_Supply | مارفلز للمقاولات العامه والتوريدات | 1.1.13.10 - B04-P3-42000-1 | Polyethylene Sheet | KGR | 4000 | 69 | 276000 | EGP | SC_Supply
AS2 Saint Gobain _0221 | 221 | RFQ-00011 | Eslam Kamal | Operation | 2024-11-11 | اعمال استشارات هندسية | Approved | 12 | Indirect Cost | LS | 1 | 1 | 702624.95 | 702624.95 | Ind | مركز التصميمات - محمد حسن الزناتى | 12 | Indirect Cost | LS | 1 | 180000 | 180000 | EGP | Ind
Red Sea Museum-Bab El-Bunt _K0003 | K0003 | RFQ-00025 | Sherif Rabie | Operation | 2024-11-11 | Engineering Services (Workshop Drawing) | Approved | 10.22 | 3**Indirect - Red Sea Muesum - Workshop Drawing for all Structural elements (Foundation, Columns, Cores, Shear Walls, Floors, Slabs, Beams, Stairs, Ramps, etc.) according to the specifications the Contract requirements, and the requirements of the Project Consultant including the Bar Bending Schedule (BBS) | NO | 100 | 100 | 100 | 10000 | Ind | محمد عبدالعزيز محمد عبدالعزيز-ذاتى | 10.22 | 3**Indirect - Red Sea Muesum - Workshop Drawing for all Structural elements (Foundation, Columns, Cores, Shear Walls, Floors, Slabs, Beams, Stairs, Ramps, etc.) according to the specifications the Contract requirements, and the requirements of the Project Consultant including the Bar Bending Schedule (BBS) | NO | 100 | 100 | 10000 | SAR | Ind
Rabigh CCPP-Civil _K0006 | K0006 | RFQ-00068 | Mohamed Amr | Procurement | 2024-11-11 | Granite Works | Approved | 09 30 00 STR-0004 | Supplying; installing; anti slip; granite tiles; with covering width ≤ 600mm wide; to stair risers & treads; raiser thickness 20mm; tread thickness 40mm; using cement mortar; thick mortar bed of 10mm thk. | MTR | 1088 | 1088 | 514.17 | 559416.96 | MAT_Raw | SHIHA | 09 30 00 STR-0004 | Supplying; installing; anti slip; granite tiles; with covering width ≤ 600mm wide; to stair risers & treads; raiser thickness 20mm; tread thickness 40mm; using cement mortar; thick mortar bed of 10mm thk. | MTR | 1088 | 235 | 255680 | SAR | MAT_Raw
Rabigh CCPP-Civil _K0006 | K0006 | RFQ-00068 | Mohamed Amr | Procurement | 2024-11-11 | Granite Works | Approved | 09 30 00 TIL-0023 | Supplying; installing; normal; granite tiles; with covering width > 500mm; tile dimension 40x40cm; thickness 20mm; to floor; using ; cement mortar; of 20mm thk; on screed bed. | SQM | 481 | 481 | 847.75 | 407767.75 | SC_Apply | SHIHA | 09 30 00 TIL-0023 | Supplying; installing; normal; granite tiles; with covering width > 500mm; tile dimension 40x40cm; thickness 20mm; to floor; using ; cement mortar; of 20mm thk; on screed bed. | SQM | 481 | 220 | 105820 | SAR | SC_Apply
Rabigh CCPP-Civil _K0006 | K0006 | RFQ-00068 | Mohamed Amr | Procurement | 2024-11-11 | Granite Works | Approved | 09 79 00 SKR-0015 | Supplying; installing; granite skirting; height 10cm. | MTR | 80 | 80 | 189.12 | 15129.6 | SC_Supply/Apply | SHIHA | 09 79 00 SKR-0015 | Supplying; installing; granite skirting; height 10cm. | MTR | 80 | 30 | 2400 | SAR | SC_Supply/Apply
Damietta Container Terminal-Infra & Bldgs _0216 | 216 | RFQ-00084 | Ahmed Sameh | MEP (Electro Mechanical) | 2024-11-11 | Landscape street lighting pole | Approved | 11.21.10 - Building Package-Terminal House_Landscape BOQ ELT and IRR --2.13.5.2.1 | SP-Street Light Pole | ECH | 27 | 27 | 555.56 | 15000.12 | MAT_Raw | El Sewedy Electrical Equipment & Cables Co. | 11.21.10 - Building Package-Terminal House_Landscape BOQ ELT and IRR --2.13.5.2.1 | SP-Street Light Pole | ECH | 27 | 3400 | 91800 | EGP | MAT_Raw
Katameya Creeks |  | RFQ-00105 | Youssef Abd El Kream | MEP (Electro Mechanical) | 2024-10-03 | Steel Coupling | Approved | All Buildings | threaded reducing coupling size 1"*1/2" UL LISTED,FM APPROVED | ECH | 50 | 50 | 0 | 0 | SC_Supply | ماس للتوريدات العموميه | All Buildings | threaded reducing coupling size 1"*1/2" UL LISTED,FM APPROVED | ECH | 50 | 45 | 2250 | EGP | SC_Supply
Jawhara Palace Restoration _0200 | 200 | RFQ-00017 | Marwa Mounir | Operation | 2024-11-06 | مصنعيات أعمال بياض | Approved | 11.154 | بالمتر المسطح توريد وعمل مونة بياض مطابق للبياض القديم للحوائط الداخلية والخارجية والاسقف من حيث المكونات والخصائص الميكانيكيا و الكيميائية بعد اجراء كافة التحاليل اللازمة للبياض والفئة تشمل عمل التوثيقات الفوتوغرافية والمعمارية لكافة مراحل العمل وعمل البؤج والاوتار اللازمة بأستخدام ميزان الخيط و المياة والاجهزه المساحية وكافو العدد والادوات والسقالات وكل ما يلزم لنهو الاعمال طبقا لاصول الصناعة وتعليمات جهاز الاشراف وطبقا للاماكن التي يحددها جهاز الاشراف الاثري. | SQM | 1600 | 1600 | 86.5 | 138400 | Dir_Man_tech | عبدالعال علي عبدالعال أبوالعلا | 11.154 | بالمتر المسطح توريد وعمل مونة بياض مطابق للبياض القديم للحوائط الداخلية والخارجية والاسقف من حيث المكونات والخصائص الميكانيكيا و الكيميائية بعد اجراء كافة التحاليل اللازمة للبياض والفئة تشمل عمل التوثيقات الفوتوغرافية والمعمارية لكافة مراحل العمل وعمل البؤج والاوتار اللازمة بأستخدام ميزان الخيط و المياة والاجهزه المساحية وكافو العدد والادوات والسقالات وكل ما يلزم لنهو الاعمال طبقا لاصول الصناعة وتعليمات جهاز الاشراف وطبقا للاماكن التي يحددها جهاز الاشراف الاثري. | SQM | 1600 | 85 | 136000 | EGP | Dir_Man_tech
Jawhara Palace Restoration _0200 | 200 | RFQ-00017 | Marwa Mounir | Operation | 2024-11-06 | مصنعيات أعمال بياض | Approved | 11.172 | بالمتر الطولي نزع واستبدال الاجزاء التالفة واستكمال الاجزاء المفقودة واعادة تركيب الكرانيش الخارجية مع عمل الفرم اللازم للاستكمال والبند يشمل اعمال التوثيق الفوتوغرافي والمعماري لجميع المراحل وعمل الاختبارات اللازمة للتأكد من حساسية الالوان وتثبيت القشور يلي ذلك اعمال النزع طبقاً للخطة المعتمدة يلي ذلك التكويد وعمل قوالب خشبية لاستقبال القطع المنزوعه مبطنة بأسفنج وذلك بأستخام المتخصصين ( المرممين ) المدربين مع حماية وتدعيم الوحدات الجبسية أثناء اعمال الفك كما يشمل اعمال الرص والتشوين الجيد داخل صناديق خشبية مبطنة بالاسفنج المضغوط بسمك 2 سم وعمل التوثيق الفوتوغرافي والمعماري لكافة مراحل العمل واعادة التركيب بعد الانتهاء من اعمال الترميم وكافة العدد والادوات وعمل كل ما يلزم لنهو الاعمال طبقاً لأصول الصناعة وتعليمات جهاز الاشراف . | LM | 530 | 530 | 150 | 79500 | SC_Apply | عبدالعال علي عبدالعال أبوالعلا | 11.172 | بالمتر الطولي نزع واستبدال الاجزاء التالفة واستكمال الاجزاء المفقودة واعادة تركيب الكرانيش الخارجية مع عمل الفرم اللازم للاستكمال والبند يشمل اعمال التوثيق الفوتوغرافي والمعماري لجميع المراحل وعمل الاختبارات اللازمة للتأكد من حساسية الالوان وتثبيت القشور يلي ذلك اعمال النزع طبقاً للخطة المعتمدة يلي ذلك التكويد وعمل قوالب خشبية لاستقبال القطع المنزوعه مبطنة بأسفنج وذلك بأستخام المتخصصين ( المرممين ) المدربين مع حماية وتدعيم الوحدات الجبسية أثناء اعمال الفك كما يشمل اعمال الرص والتشوين الجيد داخل صناديق خشبية مبطنة بالاسفنج المضغوط بسمك 2 سم وعمل التوثيق الفوتوغرافي والمعماري لكافة مراحل العمل واعادة التركيب بعد الانتهاء من اعمال الترميم وكافة العدد والادوات وعمل كل ما يلزم لنهو الاعمال طبقاً لأصول الصناعة وتعليمات جهاز الاشراف . | LM | 530 | 150 | 79500 | EGP | SC_Apply
MOC HQ at Diriyah _K0005 | K0005 | RFQ-00045 | Purchasing Engineers | Purchasing | 2024-11-17 | Ceramic & Porcelain For walls & Floors | Approved | 14.15 - 09 - FINISHES-9.14.2 | EXA-ALFANAR porcelain floors tiles size (600 * 600 * 11 mm) Code (EFD06R200585) | SQM | 660 | 660 | 32 | 21120 | MAT_Raw | Exa Ceramic | 14.15 - 09 - FINISHES-9.14.2 | EXA-ALFANAR porcelain floors tiles size (600 * 600 * 11 mm) Code (EFD06R200585) | SQM | 660 | 32 | 21120 | SAR | MAT_Raw
MOC HQ at Diriyah _K0005 | K0005 | RFQ-00045 | Purchasing Engineers | Purchasing | 2024-11-17 | Ceramic & Porcelain For walls & Floors | Approved | 14.15 - 09 - FINISHES-9.14.1 | EXA-ALFANAR porcelain floors tiles size (600 * 600 * 11 mm) Code (EFD061R10366) | SQM | 880 | 880 | 32 | 28160 | MAT_Raw | Exa Ceramic | 14.15 - 09 - FINISHES-9.14.1 | EXA-ALFANAR porcelain floors tiles size (600 * 600 * 11 mm) Code (EFD061R10366) | SQM | 880 | 32 | 28160 | SAR | MAT_Raw
MOC HQ at Diriyah _K0005 | K0005 | RFQ-00045 | Purchasing Engineers | Purchasing | 2024-11-17 | Ceramic & Porcelain For walls & Floors | Approved | 14.15 - 09 - FINISHES-9.14.3 | EXA-ALFANAR porcelain walls tiles size (600 * 600 * 11 mm) Code (EFD061R10366) | SQM | 3600 | 3600 | 32 | 115200 | MAT_Raw | Exa Ceramic | 14.15 - 09 - FINISHES-9.14.3 | EXA-ALFANAR porcelain walls tiles size (600 * 600 * 11 mm) Code (EFD061R10366) | SQM | 3600 | 32 | 115200 | SAR | MAT_Raw
Damietta Container Terminal-Infra & Bldgs _0216 | 216 | RFQ-00102 | Purchasing Engineers | Purchasing | 2024-11-25 | Supply Reinforcement (PR_104612) | Approved | Total | Steel Rebars 16 mm | TON | 4137 | 246 | 765.65 | 188349.9 | MAT_Raw | حديد المصريين لتجارة مواد البناء | Total | Steel Rebars 16 mm | TON | 246 | 34298.25 | 8437369.5 | EGP | MAT_Raw
Damietta Container Terminal-Infra & Bldgs _0216 | 216 | RFQ-00102 | Purchasing Engineers | Purchasing | 2024-11-25 | Supply Reinforcement (PR_104612) | Approved | Total | Steel Rebars 18 mm | TON | 1074.97 | 176 | 765.65 | 134754.4 | MAT_Raw | حديد المصريين لتجارة مواد البناء | Total | Steel Rebars 18 mm | TON | 176 | 34298.25 | 6036492 | EGP | MAT_Raw
Damietta Container Terminal-Infra & Bldgs _0216 | 216 | RFQ-00102 | Purchasing Engineers | Purchasing | 2024-11-25 | Supply Reinforcement (PR_104612) | Approved | Total | Steel Rebars 22 mm | TON | 200 | 16 | 765.65 | 12250.4 | MAT_Raw | حديد المصريين لتجارة مواد البناء | Total | Steel Rebars 22 mm | TON | 16 | 34298.25 | 548772 | EGP | MAT_Raw
Damietta Container Terminal-Infra & Bldgs _0216 | 216 | RFQ-00102 | Purchasing Engineers | Purchasing | 2024-11-25 | Supply Reinforcement (PR_104612) | Approved | Total | Steel Rebars 25 mm | TON | 140 | 10 | 765.65 | 7656.5 | MAT_Raw | حديد المصريين لتجارة مواد البناء | Total | Steel Rebars 25 mm | TON | 10 | 34298.25 | 342982.5 | EGP | MAT_Raw
Damietta Container Terminal-Infra & Bldgs _0216 | 216 | RFQ-00084 | Ahmed Sameh | MEP (Electro Mechanical) | 2024-11-11 | Landscape street lighting pole | Approved | 11.21.10 - Building Package-Terminal House_Landscape BOQ ELT and IRR --2.13.5.2.1 | SP-Street Light Pole | ECH | 27 | 27 | 15 | 405 | MAT_Misc | El Sewedy Electrical Equipment & Cables Co. | 11.21.10 - Building Package-Terminal House_Landscape BOQ ELT and IRR --2.13.5.2.1 | SP-Street Light Pole | ECH | 27 | 210 | 5670 | EGP | MAT_Misc
ORA ZED-Ph 2-Pkgs A&D | 151 | RFQ-00081 | Mohamed Selim | Procurement | 2024-11-04 | Fire Rated wooden doors | Approved | All areas | Type "01", size 1100 x 2200 mm, fire rated (30min), hardware set (HW01). | NO | 364 | 364 | 0 | 0 | SC_Supply/Apply | Grove | All areas | Type "01", size 1100 x 2200 mm, fire rated (30min), hardware set (HW01). | NO | 364 | 26220 | 9544080 | EGP | SC_Supply/Apply
Damietta Container Terminal-Infra & Bldgs _0216 | 216 | RFQ-00079 | Ibrahim Ahmed | MEP (Electro Mechanical) | 2024-10-31 | Supply Mechanical Workshop (M/C tools) | Approved | 11.22 - BUILDING PACKAGE-Workshop complex Technological equipment-11060-2.13.5.3 | Milling machine | ECH | 1 | 1 | 53892.3 | 53892.3 | MAT_Raw | Knuth Werkzeugmaschinen GmbH | 11.22 - BUILDING PACKAGE-Workshop complex Technological equipment-11060-2.13.5.3 | Milling machine | ECH | 1 | 27000 | 27000 | EUR | MAT_Raw
Damietta Container Terminal-Infra & Bldgs _0216 | 216 | RFQ-00079 | Ibrahim Ahmed | MEP (Electro Mechanical) | 2024-10-31 | Supply Mechanical Workshop (M/C tools) | Approved | 11.22 - BUILDING PACKAGE-Workshop complex Technological equipment-11060-2.13.5.2 | Lathe for mechanical workshop | ECH | 1 | 1 | 14080 | 14080 | MAT_Raw | Knuth Werkzeugmaschinen GmbH | 11.22 - BUILDING PACKAGE-Workshop complex Technological equipment-11060-2.13.5.2 | Lathe for mechanical workshop | ECH | 1 | 31000 | 31000 | EUR | MAT_Raw
Damietta Container Terminal-Infra & Bldgs _0216 | 216 | RFQ-00079 | Ibrahim Ahmed | MEP (Electro Mechanical) | 2024-10-31 | Supply Mechanical Workshop (M/C tools) | Approved | 11.22 - BUILDING PACKAGE-Workshop complex Technological equipment-11060-2.13.5.1 | Hydraulic press 160t for mechanical workshop | ECH | 1 | 1 | 25974 | 25974 | MAT_Raw | Knuth Werkzeugmaschinen GmbH | 11.22 - BUILDING PACKAGE-Workshop complex Technological equipment-11060-2.13.5.1 | Hydraulic press 160t for mechanical workshop | ECH | 1 | 12000 | 12000 | EUR | MAT_Raw
Egyptian University in Alamein _0220 | 220 | RFQ-00005 | Abanoub Sherif | Procurement | 2024-11-11 | External Signage | Approved | 11 | توريد وتركيب لافته خارجيه للمشروع بسمك ١ مم صاج للخلفية علب 4*4 سمك 2مم طباعة بمساحة المطلوبة (مقاس 5 متر * 8متر) السعر يشمل جميع الأعمال اللحام والتربيط و تركيب اللوجو على الشاسية و غير شامل أعمال الخرسانية و العرض طبقا للرسومات المعتمدة و الحسابات و التثبيت , ادوات التثبيت الإنشائية للأحمال, المسامير, الإختبار, استبدال المواد التالفة, النظافه و الحماية ونهو واتمام العمل كاملاً طبقا للرسومات والمواصفات الفنيه وتعليمات مهندس العملية | NO | 1 | 1 | 0 | 0 | Oth | Beyman | 11 | توريد وتركيب لافته خارجيه للمشروع بسمك ١ مم صاج للخلفية علب 4*4 سمك 2مم طباعة بمساحة المطلوبة (مقاس 5 متر * 8متر) السعر يشمل جميع الأعمال اللحام والتربيط و تركيب اللوجو على الشاسية و غير شامل أعمال الخرسانية و العرض طبقا للرسومات المعتمدة و الحسابات و التثبيت , ادوات التثبيت الإنشائية للأحمال, المسامير, الإختبار, استبدال المواد التالفة, النظافه و الحماية ونهو واتمام العمل كاملاً طبقا للرسومات والمواصفات الفنيه وتعليمات مهندس العملية | NO | 1 | 59500 | 59500 | EGP | Oth
Egyptian University in Alamein _0220 | 220 | RFQ-00005 | Abanoub Sherif | Procurement | 2024-11-11 | External Signage | Approved | 11 | توريد وتركيب لافته خارجيه للمشروع سمك ١ مم صاج للخلفية علب 4*4 سمك 2مم طباعة بمساحة المطلوبة (مقاس 10 متر * 8متر) السعر يشمل جميع الأعمال اللحام والتربيط و تركيب اللوجو على الشاسية و غير شامل أعمال الخرسانية و العرض طبقا للرسومات المعتمدة و الحسابات و التثبيت , ادوات التثبيت الإنشائية للأحمال, المسامير, الإختبار, استبدال المواد التالفة, النظافه و الحماية ونهو واتمام العمل كاملاً طبقا للرسومات والمواصفات الفنيه وتعليمات مهندس العملية. | NO | 1 | 1 | 0 | 0 | Oth | Beyman | 11 | توريد وتركيب لافته خارجيه للمشروع سمك ١ مم صاج للخلفية علب 4*4 سمك 2مم طباعة بمساحة المطلوبة (مقاس 10 متر * 8متر) السعر يشمل جميع الأعمال اللحام والتربيط و تركيب اللوجو على الشاسية و غير شامل أعمال الخرسانية و العرض طبقا للرسومات المعتمدة و الحسابات و التثبيت , ادوات التثبيت الإنشائية للأحمال, المسامير, الإختبار, استبدال المواد التالفة, النظافه و الحماية ونهو واتمام العمل كاملاً طبقا للرسومات والمواصفات الفنيه وتعليمات مهندس العملية. | NO | 1 | 85500 | 85500 | EGP | Oth
Sohag HSR Station _0210 | 210 | RFQ-00023 | Purchasing Engineers | Purchasing | 2024-11-11 | Ready mix concrete supply | Approved | 5.08 | Ready Mix Concrete 400 kg/cm2, OPC, CC 460 kg/m3 ( Without Cement ) | CBM | 2000 | 276 | 587.2 | 162067.2 | RC | فيوتشر مكس للمقاولات والخرسانة الجاهزة | 5.08 | Ready Mix Concrete 400 kg/cm2, OPC, CC 460 kg/m3 ( Without Cement ) | CBM | 276 | 0 | 0 | EGP | RC
Sohag HSR Station _0210 | 210 | RFQ-00023 | Purchasing Engineers | Purchasing | 2024-11-11 | Ready mix concrete supply | Approved | 5.08 | Ready Mix Concrete 400 kg/cm2, OPC, CC 480 kg/m3 ( Without Cement ) | CBM | 2000 | 129 | 541.7 | 69879.3 | RC | فيوتشر مكس للمقاولات والخرسانة الجاهزة | 5.08 | Ready Mix Concrete 400 kg/cm2, OPC, CC 480 kg/m3 ( Without Cement ) | CBM | 129 | 1208.4 | 155883.6 | EGP | RC
Sohag HSR Station _0210 | 210 | RFQ-00023 | Purchasing Engineers | Purchasing | 2024-11-11 | Ready mix concrete supply | Approved | 5.01-5.02 | Ready Mix Concrete 200 kg/cm2, OPC, CC 310 kg/m3 ( Without Cement ) | CBM | 2000 | 15 | 539.75 | 8096.25 | PC | فيوتشر مكس للمقاولات والخرسانة الجاهزة | 5.01-5.02 | Ready Mix Concrete 200 kg/cm2, OPC, CC 310 kg/m3 ( Without Cement ) | CBM | 15 | 957.6 | 14364 | EGP | PC
Sohag HSR Station _0210 | 210 | RFQ-00023 | Purchasing Engineers | Purchasing | 2024-11-11 | Ready mix concrete supply | Approved | 5.03 | Ready Mix Concrete 350 kg/cm2, OPC, CC 400 kg/m3 ( Without Cement ) | CBM | 2000 | 634 | 586.9 | 372094.6 | RC | فيوتشر مكس للمقاولات والخرسانة الجاهزة | 5.03 | Ready Mix Concrete 350 kg/cm2, OPC, CC 400 kg/m3 ( Without Cement ) | CBM | 634 | 1151.4 | 729987.6 | EGP | RC
Sohag HSR Station _0210 | 210 | RFQ-00023 | Purchasing Engineers | Purchasing | 2024-11-11 | Ready mix concrete supply | Approved | 01.05 - Main-STR-5 | *pump ( Vat Included ) | CBM | 19875.55 | 1054 | 35 | 36890 | EQP_Rent | فيوتشر مكس للمقاولات والخرسانة الجاهزة | 01.05 - Main-STR-5 | *pump ( Vat Included ) | CBM | 1054 | 39.9 | 42054.6 | EGP | EQP_Rent
Qasr Rashwan - Lot B _0208 | 208 | RFQ-00069 | Reham Ashraf | Operation | 2024-11-07 | Sewage and Main Force Networks | Approved | 14.10 - Abou Hussein-BILL NO.1 : SEWAGE NETWORK-1.1.1-d.2 | Ditto, depth to invert between 3.51 m and 4.50 m --*C_DN/ID 300 mm (SN 8) 3.51 m and 4.50 m(1)_(SUB) | MTR | 60 | 60 | 1030.78 | 61846.8 | OTH | ياسين ثابت عبد العال | 14.10 - Abou Hussein-BILL NO.1 : SEWAGE NETWORK-1.1.1-d.2 | Ditto, depth to invert between 3.51 m and 4.50 m --*C_DN/ID 300 mm (SN 8) 3.51 m and 4.50 m(1)_(SUB) | MTR | 60 | 1100 | 66000 | EGP | OTH
Qasr Rashwan - Lot B _0208 | 208 | RFQ-00069 | Reham Ashraf | Operation | 2024-11-07 | Sewage and Main Force Networks | Approved | 10.10 - Abd Al Azeem Al Sofy -BILL NO.1: SEWAGE NETWORK-1.1.2-a.3 | Ditto, depth to invert between 3.51 m and 4.50 m --*C_DN/ID 700 mm sewer dia pipes (SN 8)(2)_(SUB) | MTR | 305 | 305 | 2089.81 | 637392.05 | OTH | ياسين ثابت عبد العال | 10.10 - Abd Al Azeem Al Sofy -BILL NO.1: SEWAGE NETWORK-1.1.2-a.3 | Ditto, depth to invert between 3.51 m and 4.50 m --*C_DN/ID 700 mm sewer dia pipes (SN 8)(2)_(SUB) | MTR | 305 | 2200 | 671000 | EGP | OTH
Qasr Rashwan - Lot B _0208 | 208 | RFQ-00069 | Reham Ashraf | Operation | 2024-11-07 | Sewage and Main Force Networks | Approved | 15.10 - Al Burm-BILL NO. 1: SEWAGE NETWORK-1.4-a | HC 60*60 cm --*HC 60*60 cm(2)_(SUB)+(Cement)+(Insulation) | ECH | 96 | 96 | 4654.45 | 446827.2 | OTH | ياسين ثابت عبد العال | 15.10 - Al Burm-BILL NO. 1: SEWAGE NETWORK-1.4-a | HC 60*60 cm --*HC 60*60 cm(2)_(SUB)+(Cement)+(Insulation) | ECH | 96 | 4500 | 432000 | EGP | OTH
Qasr Rashwan - Lot B _0208 | 208 | RFQ-00069 | Reham Ashraf | Operation | 2024-11-07 | Sewage and Main Force Networks | Approved | 12.10 - Suleiman Tadrus-BILL NO.1: SEWAGE NETWORK-1.1.1-a.1 | Depth to invert not exceeding 1.2 m --*C_DN/ID 150 mm (SN 4) 1.2 m_(SUB) | MTR | 650 | 650 | 182.47 | 118605.5 | OTH | ياسين ثابت عبد العال | 12.10 - Suleiman Tadrus-BILL NO.1: SEWAGE NETWORK-1.1.1-a.1 | Depth to invert not exceeding 1.2 m --*C_DN/ID 150 mm (SN 4) 1.2 m_(SUB) | MTR | 650 | 275 | 178750 | EGP | OTH
Qasr Rashwan - Lot B _0208 | 208 | RFQ-00069 | Reham Ashraf | Operation | 2024-11-07 | Sewage and Main Force Networks | Approved | 11.10 - Abd Al Rahman Ibrahim-BILL NO.1: SEWAGE NETWORK-1.1.1-d.2 | Ditto, depth to invert between 3.51 m and 4.50 m --*C_DN/ID 300 mm (SN 8) 3.51 m and 4.50 m_(SUB) | MTR | 345 | 345 | 772.15 | 266391.75 | OTH | ياسين ثابت عبد العال | 11.10 - Abd Al Rahman Ibrahim-BILL NO.1: SEWAGE NETWORK-1.1.1-d.2 | Ditto, depth to invert between 3.51 m and 4.50 m --*C_DN/ID 300 mm (SN 8) 3.51 m and 4.50 m_(SUB) | MTR | 345 | 1100 | 379500 | EGP | OTH
Qasr Rashwan - Lot B _0208 | 208 | RFQ-00069 | Reham Ashraf | Operation | 2024-11-07 | Sewage and Main Force Networks | Approved | 10.10 - Abd Al Azeem Al Sofy -BILL NO.1: SEWAGE NETWORK-1.2.2-a.4 | Ditto, depth to invert between 4.01 m and 4.5 m --*C_Manholes with Square Shape with internal size of 1750*1750 mm_(SUB)+(Cement)+(Insulation) | ECH | 3 | 3 | 67650.25 | 202950.75 | OTH | ياسين ثابت عبد العال | 10.10 - Abd Al Azeem Al Sofy -BILL NO.1: SEWAGE NETWORK-1.2.2-a.4 | Ditto, depth to invert between 4.01 m and 4.5 m --*C_Manholes with Square Shape with internal size of 1750*1750 mm_(SUB)+(Cement)+(Insulation) | ECH | 3 | 51000 | 153000 | EGP | OTH
Rabigh CCPP-Civil _K0006 | K0006 | RFQ-00070 | Purchasing Engineers | Purchasing | 2024-11-13 | Chemical Package Grout 214 PR 630 | Approved | 03 15 00 CPA-0004 | Supply non shrinkage cementitious grout | ECH | 1000 | 800 | 0 | 0 | MAT_Raw | Master Builders solution (Sika) | 03 15 00 CPA-0004 | Supply non shrinkage cementitious grout | ECH | 800 | 27 | 21600 | SAR | MAT_Raw
Rabigh CCPP-Civil _K0006 | K0006 | RFQ-00071 | Purchasing Engineers | Purchasing | 2024-11-13 | chemical Package Sika Rep SA PR 649 | Approved | 09 96 00 PNT-0026 | Sika Rep SA | ECH | 5000 | 200 | 30 | 6000 | MAT_Raw | Master Builders solution (Sika) | 09 96 00 PNT-0026 | Sika Rep SA | ECH | 200 | 25 | 5000 | SAR | MAT_Raw
Rabigh CCPP-Civil _K0006 | K0006 | RFQ-00078 | Purchasing Engineers | Purchasing | 2024-11-14 | Concrete Tile PR 566 REV.01 | Approved | HV-06 | Supplying; fabricating; delivering; unloading at site; and installing; Color concrete protection tiles covering full width | ECH | 90000 | 3000 | 7.37 | 22110 | SC_Supply | آرتك | HV-06 | Supplying; fabricating; delivering; unloading at site; and installing; Color concrete protection tiles covering full width | ECH | 3000 | 4.19 | 12570 | SAR | SC_Supply
Rabigh CCPP-Civil _K0006 | K0006 | RFQ-00078 | Purchasing Engineers | Purchasing | 2024-11-14 | Concrete Tile PR 566 REV.01 | Approved | HV-06 | Supplying; fabricating; delivering; unloading at site; and installing; Color concrete protection tiles covering full width | ECH | 90000 | 73000 | 7.37 | 538010 | SC_Supply | آرتك | HV-06 | Supplying; fabricating; delivering; unloading at site; and installing; Color concrete protection tiles covering full width | ECH | 73000 | 3.54 | 258420 | SAR | SC_Supply
Rabigh CCPP-Civil _K0006 | K0006 | RFQ-00077 | Purchasing Engineers | Purchasing | 2024-11-14 | Chemical Package PR 654 | Approved | HV-14 | Supplying; of Rubberized Bitominous for Duct Bank | ECH | 6000 | 2000 | 16.32 | 32640 | SC_Supply | Master Builders solution (Sika) | HV-14 | Supplying; of Rubberized Bitominous for Duct Bank | ECH | 2000 | 6.5 | 13000 | SAR | SC_Supply
Damietta Container Terminal-Infra & Bldgs _0216 | 216 | RFQ-00091 | Ahmed Adel | MEP (Electro Mechanical) | 2024-11-14 | CONCRETE PIPES & FITTINGS TRANSPORTATION | Approved | 10.19 - Infrastrucure-Stormwater Network-02630-2.2.1 - 2.2.5 | Delivery Storm Pipes_Total | LS | 1 | 1 | 7163 | 7163 | OTH | على معوض عبد الحميد رزق وشركاه | 10.19 - Infrastrucure-Stormwater Network-02630-2.2.1 - 2.2.5 | Delivery Storm Pipes_Total | LS | 1 | 1594917 | 1594917 | EGP | OTH
Rabigh CCPP-Civil _K0006 | K0006 | RFQ-00062 | Purchasing Engineers | Purchasing | 2024-11-06 | Chemical Package Grout pr 612 | Approved | 03 15 00 CPA-0004 | Supply non shrinkage cementitious grout | ECH | 336 | 200 | 0 | 0 | MAT_Raw | Master Builders solution (Sika) | 03 15 00 CPA-0004 | Supply non shrinkage cementitious grout | ECH | 200 | 27 | 5400 | SAR | MAT_Raw
Qasr Rashwan - Lot B _0208 | 208 | RFQ-00069 | Reham Ashraf | Operation | 2024-11-07 | Sewage and Main Force Networks | Approved | 10.10 - Abd Al Azeem Al Sofy -BILL NO.1: SEWAGE NETWORK-1.1.1-c.3 | Ditto, depth to invert between 2.51 m and 3.50 m --*C_DN/ID 250mm (SN 8) 2.51m and 3.5m_(SUB) | MTR | 550 | 550 | 543.34 | 298837 | OTH | ياسين ثابت عبد العال | 10.10 - Abd Al Azeem Al Sofy -BILL NO.1: SEWAGE NETWORK-1.1.1-c.3 | Ditto, depth to invert between 2.51 m and 3.50 m --*C_DN/ID 250mm (SN 8) 2.51m and 3.5m_(SUB) | MTR | 550 | 710 | 390500 | EGP | OTH
Qasr Rashwan - Lot B _0208 | 208 | RFQ-00069 | Reham Ashraf | Operation | 2024-11-07 | Sewage and Main Force Networks | Approved | 11.10 - Abd Al Rahman Ibrahim-BILL NO.1: SEWAGE NETWORK-1.1.1-b.1 | Depth to invert not exceeding 1.5 m --*C_DN/ID 200mm (SN 8) 1.5 m_(SUB) | MTR | 11900 | 8900 | 282.83 | 2517187 | OTH | ياسين ثابت عبد العال | 11.10 - Abd Al Rahman Ibrahim-BILL NO.1: SEWAGE NETWORK-1.1.1-b.1 | Depth to invert not exceeding 1.5 m --*C_DN/ID 200mm (SN 8) 1.5 m_(SUB) | MTR | 8900 | 460 | 4094000 | EGP | OTH
Qasr Rashwan - Lot B _0208 | 208 | RFQ-00069 | Reham Ashraf | Operation | 2024-11-07 | Sewage and Main Force Networks | Approved | 11.10 - Abd Al Rahman Ibrahim-BILL NO.1: SEWAGE NETWORK-1.1.1-c.3 | Ditto, depth to invert between 2.51 m and 3.50 m --*C_DN/ID 250mm (SN 8) 2.51m and 3.5m_(SUB) | MTR | 1300 | 1300 | 543.34 | 706342 | OTH | ياسين ثابت عبد العال | 11.10 - Abd Al Rahman Ibrahim-BILL NO.1: SEWAGE NETWORK-1.1.1-c.3 | Ditto, depth to invert between 2.51 m and 3.50 m --*C_DN/ID 250mm (SN 8) 2.51m and 3.5m_(SUB) | MTR | 1300 | 710 | 923000 | EGP | OTH
Qasr Rashwan - Lot B _0208 | 208 | RFQ-00069 | Reham Ashraf | Operation | 2024-11-07 | Sewage and Main Force Networks | Approved | 15.10 - Al Burm-BILL NO. 1: SEWAGE NETWORK-1.1.1-b.1 | Depth to invert not exceeding 1.5 m --*C_DN/ID 200mm (SN 8) 1.5 m_(SUB) | MTR | 3600 | 2600 | 282.83 | 735358 | OTH | ياسين ثابت عبد العال | 15.10 - Al Burm-BILL NO. 1: SEWAGE NETWORK-1.1.1-b.1 | Depth to invert not exceeding 1.5 m --*C_DN/ID 200mm (SN 8) 1.5 m_(SUB) | MTR | 2600 | 460 | 1196000 | EGP | OTH
Qasr Rashwan - Lot B _0208 | 208 | RFQ-00069 | Reham Ashraf | Operation | 2024-11-07 | Sewage and Main Force Networks | Approved | 13.10 - Salih Shamatah-BILL NO.1: SEWAGE NETWORK-1.3-b | IC 60*90 cm --*IC 60*90 cm_(SUB)+(Cement)+(Insulation) | ECH | 1 | 0 | 6147.18 | 0 | OTH | ياسين ثابت عبد العال | 13.10 - Salih Shamatah-BILL NO.1: SEWAGE NETWORK-1.3-b | IC 60*90 cm --*IC 60*90 cm_(SUB)+(Cement)+(Insulation) | ECH | 0 | 5500 | 0 | EGP | OTH
Qasr Rashwan - Lot B _0208 | 208 | RFQ-00069 | Reham Ashraf | Operation | 2024-11-07 | Sewage and Main Force Networks | Approved | 14.10 - Abou Hussein-BILL NO.1 : SEWAGE NETWORK-1.2.1-b.7 | Ditto, depth to invert between 4.51 m and 5.00 m --*C_Sewer Manhole - Circular - Concrete with internal diameter 1200 mm with GRP Cover and steps(14)_(SUB)+(Cement)+(Insulation) | ECH | 1 | 1 | 30546.8 | 30546.8 | OTH | ياسين ثابت عبد العال | 14.10 - Abou Hussein-BILL NO.1 : SEWAGE NETWORK-1.2.1-b.7 | Ditto, depth to invert between 4.51 m and 5.00 m --*C_Sewer Manhole - Circular - Concrete with internal diameter 1200 mm with GRP Cover and steps(14)_(SUB)+(Cement)+(Insulation) | ECH | 1 | 28000 | 28000 | EGP | OTH
Qasr Rashwan - Lot B _0208 | 208 | RFQ-00069 | Reham Ashraf | Operation | 2024-11-07 | Sewage and Main Force Networks | Approved | 15.10 - Al Burm-BILL NO. 1: SEWAGE NETWORK-1.1.1-b.2 | Ditto, depth to invert between 1.51 m and 2.50 m --*C_DN/ID 200mm (SN 8) 1.51m and 2.5m_(SUB) | MTR | 1550 | 1550 | 364.41 | 564835.5 | OTH | ياسين ثابت عبد العال | 15.10 - Al Burm-BILL NO. 1: SEWAGE NETWORK-1.1.1-b.2 | Ditto, depth to invert between 1.51 m and 2.50 m --*C_DN/ID 200mm (SN 8) 1.51m and 2.5m_(SUB) | MTR | 1550 | 520 | 806000 | EGP | OTH
Qasr Rashwan - Lot B _0208 | 208 | RFQ-00069 | Reham Ashraf | Operation | 2024-11-07 | Sewage and Main Force Networks | Approved | 15.10 - Al Burm-BILL NO. 1: SEWAGE NETWORK-1.2.1-b.1 | Ditto, depth to invert between 1.51 m and 2.00 m --*C_Manholes with internal diameter of 1200mm(2)_(SUB)+(Cement)+(Insulation) | ECH | 72 | 72 | 12060.97 | 868389.84 | OTH | ياسين ثابت عبد العال | 15.10 - Al Burm-BILL NO. 1: SEWAGE NETWORK-1.2.1-b.1 | Ditto, depth to invert between 1.51 m and 2.00 m --*C_Manholes with internal diameter of 1200mm(2)_(SUB)+(Cement)+(Insulation) | ECH | 72 | 11400 | 820800 | EGP | OTH
Qasr Rashwan - Lot B _0208 | 208 | RFQ-00069 | Reham Ashraf | Operation | 2024-11-07 | Sewage and Main Force Networks | Approved | 12.10 - Suleiman Tadrus-BILL NO.1: SEWAGE NETWORK-1.2.1-b.7 | Ditto, depth to invert between 4.51 m and 5.00 m --*C_Sewer Manhole - Circular - Concrete with internal diameter 1200 mm with GRP Cover and steps(14)_(SUB)+(Cement)+(Insulation) | ECH | 11 | 11 | 30546.8 | 336014.8 | OTH | ياسين ثابت عبد العال | 12.10 - Suleiman Tadrus-BILL NO.1: SEWAGE NETWORK-1.2.1-b.7 | Ditto, depth to invert between 4.51 m and 5.00 m --*C_Sewer Manhole - Circular - Concrete with internal diameter 1200 mm with GRP Cover and steps(14)_(SUB)+(Cement)+(Insulation) | ECH | 11 | 28000 | 308000 | EGP | OTH
Qasr Rashwan - Lot B _0208 | 208 | RFQ-00069 | Reham Ashraf | Operation | 2024-11-07 | Sewage and Main Force Networks | Approved | 12.10 - Suleiman Tadrus-BILL NO.1: SEWAGE NETWORK-1.7.3-c | Concrete encasement 25cm (250mm) | ECH | 195 | 189.5 | 1246.61 | 236232.6 | OTH | ياسين ثابت عبد العال | 12.10 - Suleiman Tadrus-BILL NO.1: SEWAGE NETWORK-1.7.3-c | Concrete encasement 25cm (250mm) | ECH | 189.5 | 740 | 140230 | EGP | OTH
Qasr Rashwan - Lot B _0208 | 208 | RFQ-00069 | Reham Ashraf | Operation | 2024-11-07 | Sewage and Main Force Networks | Approved | 12.10 - Suleiman Tadrus-BILL NO.1: SEWAGE NETWORK-1.7.3-d | Concrete encasement 25cm (300mm) | ECH | 25 | 25 | 1427.91 | 35697.75 | OTH | ياسين ثابت عبد العال | 12.10 - Suleiman Tadrus-BILL NO.1: SEWAGE NETWORK-1.7.3-d | Concrete encasement 25cm (300mm) | ECH | 25 | 860 | 21500 | EGP | OTH
Qasr Rashwan - Lot B _0208 | 208 | RFQ-00069 | Reham Ashraf | Operation | 2024-11-07 | Sewage and Main Force Networks | Approved | 10.10 - Abd Al Azeem Al Sofy -BILL NO.1: SEWAGE NETWORK-1.2.1-b.6 | Ditto, depth to invert between 4.01 m and 4.5 m --*C_Sewer Manhole - Circular - Concrete with internal diameter 1200 mm with GRP Cover and steps(12)_(SUB)+(Cement)+(Insulation) | ECH | 10 | 10 | 27239.84 | 272398.4 | OTH | ياسين ثابت عبد العال | 10.10 - Abd Al Azeem Al Sofy -BILL NO.1: SEWAGE NETWORK-1.2.1-b.6 | Ditto, depth to invert between 4.01 m and 4.5 m --*C_Sewer Manhole - Circular - Concrete with internal diameter 1200 mm with GRP Cover and steps(12)_(SUB)+(Cement)+(Insulation) | ECH | 10 | 24000 | 240000 | EGP | OTH
Qasr Rashwan - Lot B _0208 | 208 | RFQ-00069 | Reham Ashraf | Operation | 2024-11-07 | Sewage and Main Force Networks | Approved | 14.10 - Abou Hussein-BILL NO.1 : SEWAGE NETWORK--1.1 | Wooden formwork left in their places after the construction and backfilling works completed as approved and instructed by the Engineer | ECH | 40 | 40 | 16000 | 640000 | OTH | ياسين ثابت عبد العال | 14.10 - Abou Hussein-BILL NO.1 : SEWAGE NETWORK--1.1 | Wooden formwork left in their places after the construction and backfilling works completed as approved and instructed by the Engineer | ECH | 40 | 16000 | 640000 | EGP | OTH
Egyptian University in Alamein _0220 | 220 | RFQ-00007 | Haytham Sharnouby | Operation | 2024-11-14 | Formwork & Steel RFT | Approved | 10 - B02-03.30.01 | بالمتر المكعب أعمال خرسانة عادية للقواعد واللبشة شامل جميع العده , الادوات و المصنعيات | CBM | 300 | 300 | 378.16 | 113448 | SC_Supply/Apply | مكسيم للمقاولات | 10 - B02-03.30.01 | بالمتر المكعب أعمال خرسانة عادية للقواعد واللبشة شامل جميع العده , الادوات و المصنعيات | CBM | 300 | 300 | 90000 | EGP | SC_Supply/Apply
Egyptian University in Alamein _0220 | 220 | RFQ-00007 | Haytham Sharnouby | Operation | 2024-11-14 | Formwork & Steel RFT | Approved | 10 - B02-03.30.02 | بالمتر المكعب أعمال خرسانة مسلحة للقواعد واللبشة شامل جميع العده , الادوات و المصنعيات. | CBM | 3150 | 3150 | 751.64 | 2367666 | SC_Supply/Apply | مكسيم للمقاولات | 10 - B02-03.30.02 | بالمتر المكعب أعمال خرسانة مسلحة للقواعد واللبشة شامل جميع العده , الادوات و المصنعيات. | CBM | 3150 | 850 | 2677500 | EGP | SC_Supply/Apply
Egyptian University in Alamein _0220 | 220 | RFQ-00007 | Haytham Sharnouby | Operation | 2024-11-14 | Formwork & Steel RFT | Approved | 10 - B02-03.30.03 | بالمتر المكعب أعمال خرسانة مسلحة للبلاطات , للكمرات ,للسلالم شامل جميع العده , الادوات و المصنعيات | CBM | 5010 | 5010 | 2138.06 | 10711680.6 | SC_Supply/Apply | مكسيم للمقاولات | 10 - B02-03.30.03 | بالمتر المكعب أعمال خرسانة مسلحة للبلاطات , للكمرات ,للسلالم شامل جميع العده , الادوات و المصنعيات | CBM | 5010 | 1850 | 9268500 | EGP | SC_Supply/Apply
Egyptian University in Alamein _0220 | 220 | RFQ-00007 | Haytham Sharnouby | Operation | 2024-11-14 | Formwork & Steel RFT | Approved | 10 - B02-03.30.04 | بالمتر المكعب أعمال خرسانة مسلحة للاعمدة و الحوائط شامل جميع العده , الادوات و المصنعيات | CBM | 600 | 600 | 2922.48 | 1753488 | SC_Supply/Apply | مكسيم للمقاولات | 10 - B02-03.30.04 | بالمتر المكعب أعمال خرسانة مسلحة للاعمدة و الحوائط شامل جميع العده , الادوات و المصنعيات | CBM | 600 | 1850 | 1110000 | EGP | SC_Supply/Apply
Egyptian University in Alamein _0220 | 220 | RFQ-00007 | Haytham Sharnouby | Operation | 2024-11-14 | Formwork & Steel RFT | Approved | 10 - B02-03.30.04 | بالمتر المكعب خصم في حالة توريد الشدة المعدنية من قبل المقاول العام علي الكميات المنفذه من (الاعمدة والحوائط والكمر والبلاطات والسلالم) | CBM | 0 | 0 | 0 | 0 | SC_Supply/Apply | مكسيم للمقاولات | 10 - B02-03.30.04 | بالمتر المكعب خصم في حالة توريد الشدة المعدنية من قبل المقاول العام علي الكميات المنفذه من (الاعمدة والحوائط والكمر والبلاطات والسلالم) | CBM | 0 | 0 | 0 | EGP | SC_Supply/Apply
Mivida BP#189 | 170 | RFQ-00152 | Purchasing Engineers | Purchasing | 2024-10-30 | Car wheel stopper | Approved | 304.Basement P31 | Car Wheel Stopper for the parking of pre-cast concrete. The dimensions of the wheel stops are 1800mm long, 200mm wide and 150mm deep, weighing 52kg as per detail and specifications. | ECH | 990 | 370 | 851.6 | 315092 | SC_Supply/Apply | Archiroden | 304.Basement P31 | Car Wheel Stopper for the parking of pre-cast concrete. The dimensions of the wheel stops are 1800mm long, 200mm wide and 150mm deep, weighing 52kg as per detail and specifications. | ECH | 370 | 3420 | 1265400 | EGP | SC_Supply/Apply
Sohag HSR Station _0210 | 210 | RFQ-00026 | Purchasing Engineers | Purchasing | 2024-11-14 | Wood for Construction( PR no. 103539) | Approved | 5.08.13 | الواح كونتر 18 مم *2.44م * 1.22 م | ECH | 3500 | 2000 | 928 | 1856000 | SC_Apply | مؤسسة عباد الرحمن لتجارة الاخشاب اسامة ب | 5.08.13 | الواح كونتر 18 مم *2.44م * 1.22 م | ECH | 2000 | 1350 | 2700000 | EGP | SC_Apply
Katameya Creeks | 138 | RFQ-00130 | Youssef Abd El Kream | MEP (Electro Mechanical) | 2024-11-14 | Repair VRF Unit | Approved | Type E.Buildings.1-11 | Repair RXYQ18U C/W Freon R410A and Pressure test, Welding, vacuum Recharge, Start UP …..Etc. | ECH | 1 | 1 | 0 | 0 | SC_Supply | تريدكس / TRADEX | Type E.Buildings.1-11 | Repair RXYQ18U C/W Freon R410A and Pressure test, Welding, vacuum Recharge, Start UP …..Etc. | ECH | 1 | 3900 | 3900 | EGP | SC_Supply
Katameya Creeks | 138 | RFQ-00128 | Purchasing Engineers | Purchasing | 2024-11-13 | Block Work PR 103700 | Approved | Type E.Buildings.1-11 | Supply block | ECH | 1000000 | 200000 | 1.48 | 296000 | SC_Supply | مصنع القاهره الجديده للمنتجات الاسمنتيه لصاحبها اح | Type E.Buildings.1-11 | Supply block | ECH | 200000 | 2.66 | 532000 | EGP | SC_Supply
Damietta Container Terminal-Infra & Bldgs _0216 | 216 | RFQ-00089 | Purchasing Engineers | Purchasing | 2024-11-14 | Ready Mix Concrete (PR_98007, 96040) | Approved | Total | Ready Mix Concrete, 150 kg/cm2 OPC | CBM | 2000 | 100 | 0 | 0 | MAT_Raw | جولد ميكس للانشاءات | Total | Ready Mix Concrete, 150 kg/cm2 OPC | CBM | 100 | 1930 | 193000 | EGP | MAT_Raw
Damietta Container Terminal-Infra & Bldgs _0216 | 216 | RFQ-00089 | Purchasing Engineers | Purchasing | 2024-11-14 | Ready Mix Concrete (PR_98007, 96040) | Approved | Total | Ready Mix Concrete, 250 kg/cm2 OPC | CBM | 1000 | 195 | 0 | 0 | MAT_Raw | جولد ميكس للانشاءات | Total | Ready Mix Concrete, 250 kg/cm2 OPC | CBM | 195 | 2245 | 437775 | EGP | MAT_Raw
Damietta Container Terminal-Infra & Bldgs _0216 | 216 | RFQ-00087 | Purchasing Engineers | Purchasing | 2024-11-14 | Ready mix Concrete (till 25-8-2024) | Approved | Total | خرسانة مسلحة اجهاد 250 كجم / سم 2 محتوى اسمنتى 350 كجم / م3 SRC | CBM | 250 | 250 | 27.4 | 6850 | MAT_Raw | جولد ميكس للانشاءات | Total | خرسانة مسلحة اجهاد 250 كجم / سم 2 محتوى اسمنتى 350 كجم / م3 SRC | CBM | 250 | 2268.6 | 567150 | EGP | MAT_Raw
Damietta Container Terminal-Infra & Bldgs _0216 | 216 | RFQ-00087 | Purchasing Engineers | Purchasing | 2024-11-14 | Ready mix Concrete (till 25-8-2024) | Approved | Total | Ready Mix Concrete, 300 kg/cm2- OPC | CBM | 0 | 0 | 29.26 | 0 | MAT_Raw | جولد ميكس للانشاءات | Total | Ready Mix Concrete, 300 kg/cm2- OPC | CBM | 0 | 2251.5 | 0 | EGP | MAT_Raw
Damietta Container Terminal-Infra & Bldgs _0216 | 216 | RFQ-00089 | Purchasing Engineers | Purchasing | 2024-11-14 | Ready Mix Concrete (PR_98007, 96040) | Approved | Total | Ready Mix Concrete, 400 kg/cm2- CEM III | CBM | 24204.62 | 450 | 40.47 | 18211.5 | MAT_Raw | جولد ميكس للانشاءات | Total | Ready Mix Concrete, 400 kg/cm2- CEM III | CBM | 450 | 2830 | 1273500 | EGP | MAT_Raw
Damietta Container Terminal-Infra & Bldgs _0216 | 216 | RFQ-00089 | Purchasing Engineers | Purchasing | 2024-11-14 | Ready Mix Concrete (PR_98007, 96040) | Approved | Total | خرسانة مسلحة اجهاد 250 كجم / سم 2 محتوى اسمنتى 350 كجم / م3 SRC | CBM | 250 | 50 | 27.4 | 1370 | MAT_Raw | جولد ميكس للانشاءات | Total | خرسانة مسلحة اجهاد 250 كجم / سم 2 محتوى اسمنتى 350 كجم / م3 SRC | CBM | 50 | 2260 | 113000 | EGP | MAT_Raw
Qasr Rashwan - Lot B _0208 | 208 | RFQ-00069 | Reham Ashraf | Operation | 2024-11-07 | Sewage and Main Force Networks | Approved | 10.10 - Abd Al Azeem Al Sofy -BILL NO.1: SEWAGE NETWORK--1.11 | Wooden formwork left in their places after the construction and backfilling works completed as approved and instructed by the Engineer | ECH | 30 | 30 | 16000 | 480000 | OTH | ياسين ثابت عبد العال | 10.10 - Abd Al Azeem Al Sofy -BILL NO.1: SEWAGE NETWORK--1.11 | Wooden formwork left in their places after the construction and backfilling works completed as approved and instructed by the Engineer | ECH | 30 | 16000 | 480000 | EGP | OTH
Qasr Rashwan - Lot B _0208 | 208 | RFQ-00069 | Reham Ashraf | Operation | 2024-11-07 | Sewage and Main Force Networks | Approved | 13.10 - Salih Shamatah-BILL NO.1: SEWAGE NETWORK-1.4.1-a | HC 60*60 cm --*HC 60*60 cm(2)_(SUB)+(Cement)+(Insulation) | ECH | 74 | 74 | 4654.45 | 344429.3 | OTH | ياسين ثابت عبد العال | 13.10 - Salih Shamatah-BILL NO.1: SEWAGE NETWORK-1.4.1-a | HC 60*60 cm --*HC 60*60 cm(2)_(SUB)+(Cement)+(Insulation) | ECH | 74 | 4500 | 333000 | EGP | OTH
Qasr Rashwan - Lot B _0208 | 208 | RFQ-00069 | Reham Ashraf | Operation | 2024-11-07 | Sewage and Main Force Networks | Approved | 15.10 - Al Burm-BILL NO. 1: SEWAGE NETWORK-1.3-a | IC 60*60 cm --*IC 60*60 cm_(SUB)+(Cement)+(Insulation) | ECH | 24 | 24 | 4654.45 | 111706.8 | OTH | ياسين ثابت عبد العال | 15.10 - Al Burm-BILL NO. 1: SEWAGE NETWORK-1.3-a | IC 60*60 cm --*IC 60*60 cm_(SUB)+(Cement)+(Insulation) | ECH | 24 | 3800 | 91200 | EGP | OTH
Qasr Rashwan - Lot B _0208 | 208 | RFQ-00069 | Reham Ashraf | Operation | 2024-11-07 | Sewage and Main Force Networks | Approved | 13.10 - Salih Shamatah-BILL NO.1: SEWAGE NETWORK-1.2.1-b.3 | Ditto, depth to invert between 2.51 m and 3.00 m --*C_Sewer Manhole - Circular - Concrete with internal diameter 1200 mm with GRP Cover and steps(20)_(SUB)+(Cement)+(Insulation) | ECH | 30 | 28 | 17793.16 | 498208.48 | OTH | ياسين ثابت عبد العال | 13.10 - Salih Shamatah-BILL NO.1: SEWAGE NETWORK-1.2.1-b.3 | Ditto, depth to invert between 2.51 m and 3.00 m --*C_Sewer Manhole - Circular - Concrete with internal diameter 1200 mm with GRP Cover and steps(20)_(SUB)+(Cement)+(Insulation) | ECH | 28 | 16000 | 448000 | EGP | OTH
Qasr Rashwan - Lot B _0208 | 208 | RFQ-00069 | Reham Ashraf | Operation | 2024-11-07 | Sewage and Main Force Networks | Approved | 12.10 - Suleiman Tadrus-BILL NO.1: SEWAGE NETWORK-1.1.1-e.5 | Ditto, depth to invert between 4.51 m and 5.50 m --*C_DN/ID 400mm (SN 8) 4.51 m and 5.50 m_(SUB) | MTR | 415 | 415 | 1821.42 | 755889.3 | OTH | ياسين ثابت عبد العال | 12.10 - Suleiman Tadrus-BILL NO.1: SEWAGE NETWORK-1.1.1-e.5 | Ditto, depth to invert between 4.51 m and 5.50 m --*C_DN/ID 400mm (SN 8) 4.51 m and 5.50 m_(SUB) | MTR | 415 | 1600 | 664000 | EGP | OTH
Qasr Rashwan - Lot B _0208 | 208 | RFQ-00069 | Reham Ashraf | Operation | 2024-11-07 | Sewage and Main Force Networks | Approved | 11.10 - Abd Al Rahman Ibrahim-BILL NO.1: SEWAGE NETWORK-1.6-d | Concrete encasement 25cm (400mm) | ECH | 20 | 20 | 1795.21 | 35904.2 | OTH | ياسين ثابت عبد العال | 11.10 - Abd Al Rahman Ibrahim-BILL NO.1: SEWAGE NETWORK-1.6-d | Concrete encasement 25cm (400mm) | ECH | 20 | 1000 | 20000 | EGP | OTH
Qasr Rashwan - Lot B _0208 | 208 | RFQ-00069 | Reham Ashraf | Operation | 2024-11-07 | Sewage and Main Force Networks | Approved | 11.10 - Abd Al Rahman Ibrahim-BILL NO.1: SEWAGE NETWORK--1.7 | Excavation in rock as specified in the Contract Documents. | ECH | 25 | 25 | 346.67 | 8666.75 | OTH | ياسين ثابت عبد العال | 11.10 - Abd Al Rahman Ibrahim-BILL NO.1: SEWAGE NETWORK--1.7 | Excavation in rock as specified in the Contract Documents. | ECH | 25 | 550 | 13750 | EGP | OTH
Qasr Rashwan - Lot B _0208 | 208 | RFQ-00069 | Reham Ashraf | Operation | 2024-11-07 | Sewage and Main Force Networks | Approved | 13.11 - Salih Shamatah-Bill No.2: Force Main Pipeline-2.1-a | Inner diameter DN/ID 200 mm --*C_HDPE – PE100, PN 10(4)_(SUB) | MTR | 2370 | 1870 | 297.06 | 555502.2 | OTH | ياسين ثابت عبد العال | 13.11 - Salih Shamatah-Bill No.2: Force Main Pipeline-2.1-a | Inner diameter DN/ID 200 mm --*C_HDPE – PE100, PN 10(4)_(SUB) | MTR | 1870 | 350 | 654500 | EGP | OTH
Qasr Rashwan - Lot B _0208 | 208 | RFQ-00069 | Reham Ashraf | Operation | 2024-11-07 | Sewage and Main Force Networks | Approved | 14.10 - Abou Hussein-BILL NO.1 : SEWAGE NETWORK-1.2.1-b.3 | Ditto, depth to invert between 2.51 m and 3.00 m --*C_Sewer Manhole - Circular - Concrete with internal diameter 1200 mm with GRP Cover and steps(20)_(SUB)+(Cement)+(Insulation) | ECH | 33 | 28 | 17793.16 | 498208.48 | OTH | ياسين ثابت عبد العال | 14.10 - Abou Hussein-BILL NO.1 : SEWAGE NETWORK-1.2.1-b.3 | Ditto, depth to invert between 2.51 m and 3.00 m --*C_Sewer Manhole - Circular - Concrete with internal diameter 1200 mm with GRP Cover and steps(20)_(SUB)+(Cement)+(Insulation) | ECH | 28 | 16000 | 448000 | EGP | OTH
Qasr Rashwan - Lot B _0208 | 208 | RFQ-00069 | Reham Ashraf | Operation | 2024-11-07 | Sewage and Main Force Networks | Approved | 10.11 - Abd Al Azeem Al Sofy -Bill No.2: Force Main Pipeline-2.1-a | Inner diameter DN/ID 400 mm --*C_HDPE – PE100, PN 10_(SUB) | MTR | 2440 | 1065 | 587.06 | 625218.9 | OTH | ياسين ثابت عبد العال | 10.11 - Abd Al Azeem Al Sofy -Bill No.2: Force Main Pipeline-2.1-a | Inner diameter DN/ID 400 mm --*C_HDPE – PE100, PN 10_(SUB) | MTR | 1065 | 600 | 639000 | EGP | OTH
Qasr Rashwan - Lot B _0208 | 208 | RFQ-00069 | Reham Ashraf | Operation | 2024-11-07 | Sewage and Main Force Networks | Approved | 11.10 - Abd Al Rahman Ibrahim-BILL NO.1: SEWAGE NETWORK-1.2.1-b.9 | Ditto, depth to invert between 5.51 m and 6.00 m --*C_Sewer Manhole - Circular - Concrete with internal diameter 1200 mm with GRP Cover and steps(16)_(SUB)+(Cement)+(Insulation) | ECH | 10 | 10 | 37764.28 | 377642.8 | OTH | ياسين ثابت عبد العال | 11.10 - Abd Al Rahman Ibrahim-BILL NO.1: SEWAGE NETWORK-1.2.1-b.9 | Ditto, depth to invert between 5.51 m and 6.00 m --*C_Sewer Manhole - Circular - Concrete with internal diameter 1200 mm with GRP Cover and steps(16)_(SUB)+(Cement)+(Insulation) | ECH | 10 | 35000 | 350000 | EGP | OTH
Qasr Rashwan - Lot B _0208 | 208 | RFQ-00069 | Reham Ashraf | Operation | 2024-11-07 | Sewage and Main Force Networks | Approved | 13.10 - Salih Shamatah-BILL NO.1: SEWAGE NETWORK-1.1.1-d.1 | Depth to invert between 2.51 m and 3.50 m --*C_DN/ID 300 mm (SN 8) 2.51 m and 3.50 m_(SUB) | MTR | 140 | 140 | 571.03 | 79944.2 | OTH | ياسين ثابت عبد العال | 13.10 - Salih Shamatah-BILL NO.1: SEWAGE NETWORK-1.1.1-d.1 | Depth to invert between 2.51 m and 3.50 m --*C_DN/ID 300 mm (SN 8) 2.51 m and 3.50 m_(SUB) | MTR | 140 | 860 | 120400 | EGP | OTH
Qasr Rashwan - Lot B _0208 | 208 | RFQ-00069 | Reham Ashraf | Operation | 2024-11-07 | Sewage and Main Force Networks | Approved | 13.10 - Salih Shamatah-BILL NO.1: SEWAGE NETWORK-1.2.1-b.5 | Ditto, depth to invert between 3.51 m and 4.00 m --*C_Sewer Manhole - Circular - Concrete with internal diameter 1200 mm with GRP Cover and steps(22)_(SUB)+(Cement)+(Insulation) | ECH | 5 | 5 | 24337.87 | 121689.35 | OTH | ياسين ثابت عبد العال | 13.10 - Salih Shamatah-BILL NO.1: SEWAGE NETWORK-1.2.1-b.5 | Ditto, depth to invert between 3.51 m and 4.00 m --*C_Sewer Manhole - Circular - Concrete with internal diameter 1200 mm with GRP Cover and steps(22)_(SUB)+(Cement)+(Insulation) | ECH | 5 | 22000 | 110000 | EGP | OTH
Qasr Rashwan - Lot B _0208 | 208 | RFQ-00069 | Reham Ashraf | Operation | 2024-11-07 | Sewage and Main Force Networks | Approved | 14.10 - Abou Hussein-BILL NO.1 : SEWAGE NETWORK-1.2.1-b.5 | Ditto, depth to invert between 3.51 m and 4.00 m --*C_Sewer Manhole - Circular - Concrete with internal diameter 1200 mm with GRP Cover and steps(22)_(SUB)+(Cement)+(Insulation) | ECH | 10 | 10 | 24337.87 | 243378.7 | OTH | ياسين ثابت عبد العال | 14.10 - Abou Hussein-BILL NO.1 : SEWAGE NETWORK-1.2.1-b.5 | Ditto, depth to invert between 3.51 m and 4.00 m --*C_Sewer Manhole - Circular - Concrete with internal diameter 1200 mm with GRP Cover and steps(22)_(SUB)+(Cement)+(Insulation) | ECH | 10 | 22000 | 220000 | EGP | OTH
Qasr Rashwan - Lot B _0208 | 208 | RFQ-00069 | Reham Ashraf | Operation | 2024-11-07 | Sewage and Main Force Networks | Approved | 10.10 - Abd Al Azeem Al Sofy -BILL NO.1: SEWAGE NETWORK-1.1.1-d.2 | Ditto, depth to invert between 2.51 m and 3.50 m --*C_DN/ID 400 mm (SN 8) 2.51m and 3.5m_(SUB) | MTR | 170 | 170 | 1074.25 | 182622.5 | OTH | ياسين ثابت عبد العال | 10.10 - Abd Al Azeem Al Sofy -BILL NO.1: SEWAGE NETWORK-1.1.1-d.2 | Ditto, depth to invert between 2.51 m and 3.50 m --*C_DN/ID 400 mm (SN 8) 2.51m and 3.5m_(SUB) | MTR | 170 | 920 | 156400 | EGP | OTH
Qasr Rashwan - Lot B _0208 | 208 | RFQ-00069 | Reham Ashraf | Operation | 2024-11-07 | Sewage and Main Force Networks | Approved | 11.10 - Abd Al Rahman Ibrahim-BILL NO.1: SEWAGE NETWORK-1.2.1-b.6 | Ditto, depth to invert between 4.01 m and 4.50 m --*C_Sewer Manhole - Circular - Concrete with internal diameter 1200 mm with GRP Cover and steps(12)_(SUB)+(Cement)+(Insulation) | ECH | 24 | 24 | 27239.84 | 653756.16 | OTH | ياسين ثابت عبد العال | 11.10 - Abd Al Rahman Ibrahim-BILL NO.1: SEWAGE NETWORK-1.2.1-b.6 | Ditto, depth to invert between 4.01 m and 4.50 m --*C_Sewer Manhole - Circular - Concrete with internal diameter 1200 mm with GRP Cover and steps(12)_(SUB)+(Cement)+(Insulation) | ECH | 24 | 24000 | 576000 | EGP | OTH
Qasr Rashwan - Lot B _0208 | 208 | RFQ-00069 | Reham Ashraf | Operation | 2024-11-07 | Sewage and Main Force Networks | Approved | 10.10 - Abd Al Azeem Al Sofy -BILL NO.1: SEWAGE NETWORK-1.1.1-c.5 | Ditto, depth to invert between 4.51 m and 5.50 m --*C_DN/ID 250mm (SN 8) 4.51 m and 5.50 m_(SUB) | MTR | 285 | 285 | 1017.79 | 290070.15 | OTH | ياسين ثابت عبد العال | 10.10 - Abd Al Azeem Al Sofy -BILL NO.1: SEWAGE NETWORK-1.1.1-c.5 | Ditto, depth to invert between 4.51 m and 5.50 m --*C_DN/ID 250mm (SN 8) 4.51 m and 5.50 m_(SUB) | MTR | 285 | 1200 | 342000 | EGP | OTH
Qasr Rashwan - Lot B _0208 | 208 | RFQ-00069 | Reham Ashraf | Operation | 2024-11-07 | Sewage and Main Force Networks | Approved | 15.10 - Al Burm-BILL NO. 1: SEWAGE NETWORK-1.1.1-d.2 | Depth to invert between 2.51 m and 3.50 m --*C_DN/ID 300 mm (SN 8) 2.51 m and 3.50 m_(SUB) | MTR | 315 | 315 | 571.03 | 179874.45 | OTH | ياسين ثابت عبد العال | 15.10 - Al Burm-BILL NO. 1: SEWAGE NETWORK-1.1.1-d.2 | Depth to invert between 2.51 m and 3.50 m --*C_DN/ID 300 mm (SN 8) 2.51 m and 3.50 m_(SUB) | MTR | 315 | 860 | 270900 | EGP | OTH
Qasr Rashwan - Lot B _0208 | 208 | RFQ-00069 | Reham Ashraf | Operation | 2024-11-07 | Sewage and Main Force Networks | Approved | 15.10 - Al Burm-BILL NO. 1: SEWAGE NETWORK-1.1.1-c.3 | Ditto, depth to invert between 2.51 m and 3.50 m --*C_DN/ID 250mm (SN 8) 2.51m and 3.5m_(SUB) | MTR | 1250 | 1250 | 543.34 | 679175 | OTH | ياسين ثابت عبد العال | 15.10 - Al Burm-BILL NO. 1: SEWAGE NETWORK-1.1.1-c.3 | Ditto, depth to invert between 2.51 m and 3.50 m --*C_DN/ID 250mm (SN 8) 2.51m and 3.5m_(SUB) | MTR | 1250 | 710 | 887500 | EGP | OTH
Qasr Rashwan - Lot B _0208 | 208 | RFQ-00069 | Reham Ashraf | Operation | 2024-11-07 | Sewage and Main Force Networks | Approved | 12.10 - Suleiman Tadrus-BILL NO.1: SEWAGE NETWORK-1.1.1-c.2 | Ditto, depth to invert between 1.51 m and 2.50 m --*C_DN/ID 250mm (SN 8) 1.51m and 2.5m_(SUB) | MTR | 3550 | 2050 | 400.02 | 820041 | OTH | ياسين ثابت عبد العال | 12.10 - Suleiman Tadrus-BILL NO.1: SEWAGE NETWORK-1.1.1-c.2 | Ditto, depth to invert between 1.51 m and 2.50 m --*C_DN/ID 250mm (SN 8) 1.51m and 2.5m_(SUB) | MTR | 2050 | 620 | 1271000 | EGP | OTH
Qasr Rashwan - Lot B _0208 | 208 | RFQ-00069 | Reham Ashraf | Operation | 2024-11-07 | Sewage and Main Force Networks | Approved | 12.10 - Suleiman Tadrus-BILL NO.1: SEWAGE NETWORK-1.1.1-c.1 | Depth to invert not exceeding 1.5 m --*C_DN/ID 250mm (SN 8) 1.5 m_(SUB) | MTR | 500 | 280.9 | 328.37 | 92239.13 | OTH | ياسين ثابت عبد العال | 12.10 - Suleiman Tadrus-BILL NO.1: SEWAGE NETWORK-1.1.1-c.1 | Depth to invert not exceeding 1.5 m --*C_DN/ID 250mm (SN 8) 1.5 m_(SUB) | MTR | 280.9 | 460 | 129214 | EGP | OTH
Qasr Rashwan - Lot B _0208 | 208 | RFQ-00069 | Reham Ashraf | Operation | 2024-11-07 | Sewage and Main Force Networks | Approved | 10.10 - Abd Al Azeem Al Sofy | Alternative Water Networks in which cannot be considered as Re-location of Publice Utilites and Requires Full Transfer of Pipe lines and Valves to water Disconnection | MTR | 0 | 0 | 0 | 0 | SC_Apply | ياسين ثابت عبد العال | 10.10 - Abd Al Azeem Al Sofy | Alternative Water Networks in which cannot be considered as Re-location of Publice Utilites and Requires Full Transfer of Pipe lines and Valves to water Disconnection | MTR | 0 | 120 | 0 | EGP | SC_Apply
Katameya Creeks | 138 | RFQ-00132 | Purchasing Engineers | Purchasing | 2024-11-18 | طوب مصمت 6*12*25 pr -103700 | Approved | Type E.Buildings.1-11 | Supply block | ECH | 1000000 | 200000 | 1.48 | 296000 | SC_Supply | مصنع القاهره الجديده للمنتجات الاسمنتيه لصاحبها اح | Type E.Buildings.1-11 | Supply block | ECH | 200000 | 2.66 | 532000 | EGP | SC_Supply
Rabigh CCPP-Civil _K0006 | K0006 | RFQ-00081 | Purchasing Engineers | Purchasing | 2024-11-19 | Supply Polyethylene Sheet Pr 667 | Approved | 07 13 00 SWP-0015 | polyethelene sheet 200 microns | ECH | 500 | 200 | 115 | 23000 | SC_Supply/Apply | WADI MARAMER TRADING GROUP (WAMCO) | 07 13 00 SWP-0015 | polyethelene sheet 200 microns | ECH | 200 | 115 | 23000 | SAR | SC_Supply/Apply
Rabigh CCPP-Civil _K0006 | K0006 | RFQ-00085 | Rabigh. TO | Operation | 2024-11-19 | Disposal | Approved | 31 11 00 DSP-0015 | Disposal; of excavated and graded material; to public dump area; at the subcontractor discretion | ECH | 625 | 625 | 250 | 156250 | SC_Supply/Apply | Emaar Gharnata Constructions Company | 31 11 00 DSP-0015 | Disposal; of excavated and graded material; to public dump area; at the subcontractor discretion | ECH | 625 | 312 | 195000 | SAR | SC_Supply/Apply
Abo Shanab El Agamien _0195 | 195 | RFQ-00107 | Purchasing Engineers | Purchasing | 2024-11-19 | RFT steel | Approved | All | Steel Bars Phi 12 | TON | 22.95 | 10 | 15614 | 156140 | MAT_Raw | حديد المصريين لتجارة مواد البناء | All | Steel Bars Phi 12 | TON | 10 | 39100 | 391000 | EGP | MAT_Raw
Abo Shanab El Agamien _0195 | 195 | RFQ-00107 | Purchasing Engineers | Purchasing | 2024-11-19 | RFT steel | Approved | 7 - Iz. Raslan & Iz. Mokhtar Eiss-Bill No. 3 Main Pumping Station (Civil works)-14-3.1.2.d-/2 - Kariman sednaoui-Bill No. 3 Main Pumping Station (Civil works)-13-3.1.2.d-/4 - IZ. AL BILTAJI-Bill No. 3 Main Pumping Station (Civil works)-14-3.1.2.d- | Steel Bars Phi 16 | TON | 40.94 | 6 | 15614.04 | 93684.24 | MAT_Raw | حديد المصريين لتجارة مواد البناء | 7 - Iz. Raslan & Iz. Mokhtar Eiss-Bill No. 3 Main Pumping Station (Civil works)-14-3.1.2.d-/2 - Kariman sednaoui-Bill No. 3 Main Pumping Station (Civil works)-13-3.1.2.d-/4 - IZ. AL BILTAJI-Bill No. 3 Main Pumping Station (Civil works)-14-3.1.2.d- | Steel Bars Phi 16 | TON | 6 | 39100 | 234600 | EGP | MAT_Raw
Sohag HSR Station _0210 | 210 | RFQ-00020 | Purchasing Engineers | Purchasing | 2024-10-28 | wood for construction | Approved | 5.08.13 | الواح كونتر 18 مم *2.44م * 1.22 م | ECH | 1500 | 1500 | 928 | 1392000 | SC_Apply | المدد لتجارة الاخشاب والتوريدات | 5.08.13 | الواح كونتر 18 مم *2.44م * 1.22 م | ECH | 1500 | 1480 | 2220000 | EGP | SC_Apply
Hosh Eissa Hospital _0201 | 201 | RFQ-00032 | Purchasing Engineers | Purchasing | 2024-10-28 | wood for construction | Approved | 10 | خشب موسكي | CBM | 69 | 45 | 12971 | 583695 | MAT_Wood | مؤسسة عباد الرحمن لتجارة الاخشاب اسامة ب | 10 | خشب موسكي | CBM | 45 | 18250 | 821250 | EGP | MAT_Wood
Damietta Container Terminal-Infra & Bldgs _0216 | 216 | RFQ-00077 | Ibrahim Ahmed | MEP (Electro Mechanical) | 2024-10-29 | supply firefighting pump sets for (Building& D.A) | Approved | 11.14.14 - BUILDING PACKAGE-Dangerous good area FIFI WORK-15300-2.10.3.1 | Supply and install electric fire fighting jockey pump, including isolation valve check valve, relief valve, flow meters, pressure gauge, auto air vent and other mechanical accessories to complet system as requirby the NFPA codes.**(25 GPM @ 8bar), pumps One (1)** One (1) pump per container | ECH | 2 | 2 | 33550 | 67100 | MAT_Raw | الشركه المصريه الالمانيه للمضخات (روهربومبن مصر)-R | 11.14.14 - BUILDING PACKAGE-Dangerous good area FIFI WORK-15300-2.10.3.1 | Supply and install electric fire fighting jockey pump, including isolation valve check valve, relief valve, flow meters, pressure gauge, auto air vent and other mechanical accessories to complet system as requirby the NFPA codes.**(25 GPM @ 8bar), pumps One (1)** One (1) pump per container | ECH | 2 | 9044 | 18088 | USD | MAT_Raw
Katameya Creeks | 138 | RFQ-00129 | Purchasing Engineers | Purchasing | 2024-11-13 | Ready Mix Concrete 008 | Approved | Type E.Buildings.1-11 | Supply Ready Mix Concrete Compressive Strength 200 Kg/cm2 OPC 280 Kg/m3 Including Water, Sand, Cement and all Required Additives According to Approved Trial Mix And Specifications. | CBM | 90 | 90 | 1774.98 | 159748.2 | MAT_Raw | ELsewedy for readymix | Type E.Buildings.1-11 | Supply Ready Mix Concrete Compressive Strength 200 Kg/cm2 OPC 280 Kg/m3 Including Water, Sand, Cement and all Required Additives According to Approved Trial Mix And Specifications. | CBM | 90 | 1774.98 | 159748.2 | EGP | MAT_Raw
Katameya Creeks | 138 | RFQ-00129 | Purchasing Engineers | Purchasing | 2024-11-13 | Ready Mix Concrete 008 | Approved | Type E.Buildings.1-11 | Supply Ready Mix Concrete Compressive Strength 250 Kg/cm2 OPC 325Kg/m3 Including Water, Sand, Cement and all Required Additives According to Approved Trial Mix And Specifications. | CBM | 50 | 50 | 1909.5 | 95475 | MAT_Raw | ELsewedy for readymix | Type E.Buildings.1-11 | Supply Ready Mix Concrete Compressive Strength 250 Kg/cm2 OPC 325Kg/m3 Including Water, Sand, Cement and all Required Additives According to Approved Trial Mix And Specifications. | CBM | 50 | 1909.5 | 95475 | EGP | MAT_Raw
Katameya Creeks | 138 | RFQ-00129 | Purchasing Engineers | Purchasing | 2024-11-13 | Ready Mix Concrete 008 | Approved | Type E.Buildings.1-11 | Supply Ready Mix Concrete Compressive Strength 350 Kg/cm2 OPC 400 Kg/m3 Including Water, Sand, Cement and all Required Additives According to Approved Trial Mix And Specifications. | CBM | 300 | 300 | 2160.3 | 648090 | MAT_Raw | ELsewedy for readymix | Type E.Buildings.1-11 | Supply Ready Mix Concrete Compressive Strength 350 Kg/cm2 OPC 400 Kg/m3 Including Water, Sand, Cement and all Required Additives According to Approved Trial Mix And Specifications. | CBM | 300 | 2160.3 | 648090 | EGP | MAT_Raw
Katameya Creeks | 138 | RFQ-00129 | Purchasing Engineers | Purchasing | 2024-11-13 | Ready Mix Concrete 008 | Approved | Type E.Buildings.1-11 | Supply Ready Mix Concrete Compressive Strength 350 Kg/cm2 WP 400 Kg/m3 Including Water, Sand, Cement and all Required Additives According to Approved Trial Mix And Specifications. | CBM | 250 | 250 | 2188.8 | 547200 | MAT_Raw | ELsewedy for readymix | Type E.Buildings.1-11 | Supply Ready Mix Concrete Compressive Strength 350 Kg/cm2 WP 400 Kg/m3 Including Water, Sand, Cement and all Required Additives According to Approved Trial Mix And Specifications. | CBM | 250 | 2188.8 | 547200 | EGP | MAT_Raw
Sohag HSR Station _0210 | 210 | RFQ-00025 | Purchasing Engineers | Purchasing | 2024-11-13 | Cement for concrete (PR NO.103705) | Approved | 5.03 | Cement For Concrete | TON | 4900 | 120 | 2275 | 273000 | MAT_Raw | تارجت مصر للتجارة والاستثمار والنقل | 5.03 | Cement For Concrete | TON | 120 | 3000 | 360000 | EGP | MAT_Raw
Creeks URBN K _0192 | 192 | RFQ-00046 | Purchasing Engineers | Purchasing | 2024-11-13 | Ready Mix Concrete 012 | Approved | 1.1.13.10 - B04-P1-33000-1 | Supply Ready Mix Concrete Compressive Strength 180 Kg/cm2 Screed 280 Kg/m3 Including Water, Sand, Cement and all Required Additives According to Approved Trial Mix And Specifications. | CBM | 10 | 10 | 1746.48 | 17464.8 | RC | ELsewedy for readymix | 1.1.13.10 - B04-P1-33000-1 | Supply Ready Mix Concrete Compressive Strength 180 Kg/cm2 Screed 280 Kg/m3 Including Water, Sand, Cement and all Required Additives According to Approved Trial Mix And Specifications. | CBM | 10 | 1746.48 | 17464.8 | EGP | RC
Creeks URBN K _0192 | 192 | RFQ-00046 | Purchasing Engineers | Purchasing | 2024-11-13 | Ready Mix Concrete 012 | Approved | 1.1.13.10 - B04-P1-33000-1 | Supply Ready Mix Concrete Compressive Strength 300 Kg/cm2 OPC 350 Kg/m3 Including Water, Sand, Cement and all Required Additives According to Approved Trial Mix And Specifications. | CBM | 700 | 700 | 2000.7 | 1400490 | RC | ELsewedy for readymix | 1.1.13.10 - B04-P1-33000-1 | Supply Ready Mix Concrete Compressive Strength 300 Kg/cm2 OPC 350 Kg/m3 Including Water, Sand, Cement and all Required Additives According to Approved Trial Mix And Specifications. | CBM | 700 | 2023.5 | 1416450 | EGP | RC
Creeks URBN K _0192 | 192 | RFQ-00046 | Purchasing Engineers | Purchasing | 2024-11-13 | Ready Mix Concrete 012 | Approved | 1.1.13.10 - B04-P1-33000-1 | Supply Ready Mix Concrete Compressive Strength 300 Kg/cm2 WP 350 Kg/m3 Including Water, Sand, Cement and all Required Additives According to Approved Trial Mix And Specifications | CBM | 50 | 50 | 2029.2 | 101460 | RC | ELsewedy for readymix | 1.1.13.10 - B04-P1-33000-1 | Supply Ready Mix Concrete Compressive Strength 300 Kg/cm2 WP 350 Kg/m3 Including Water, Sand, Cement and all Required Additives According to Approved Trial Mix And Specifications | CBM | 50 | 2029.2 | 101460 | EGP | RC
Creeks URBN K _0192 | 192 | RFQ-00046 | Purchasing Engineers | Purchasing | 2024-11-13 | Ready Mix Concrete 012 | Approved | 1.1.13.10 - B04-P1-33000-1 | Supply Ready Mix Concrete Compressive Strength 400 Kg/cm2 OPC 420 Kg/m3 Including Water, Sand, Cement and all Required Additives According to Approved Trial Mix And Specifications. | CBM | 150 | 150 | 2251.5 | 337725 | RC | ELsewedy for readymix | 1.1.13.10 - B04-P1-33000-1 | Supply Ready Mix Concrete Compressive Strength 400 Kg/cm2 OPC 420 Kg/m3 Including Water, Sand, Cement and all Required Additives According to Approved Trial Mix And Specifications. | CBM | 150 | 2251.5 | 337725 | EGP | RC
Creeks URBN K _0192 | 192 | RFQ-00046 | Purchasing Engineers | Purchasing | 2024-11-13 | Ready Mix Concrete 012 | Approved | 1.1.13.10 - B04-P1-33000-1 | Supply Ready Mix Concrete Compressive Strength 400 Kg/cm2 WP 420 Kg/m3 Including Water, Sand, Cement and all Required Additives According to Approved Trial Mix And Specifications | CBM | 50 | 50 | 2280 | 114000 | RC | ELsewedy for readymix | 1.1.13.10 - B04-P1-33000-1 | Supply Ready Mix Concrete Compressive Strength 400 Kg/cm2 WP 420 Kg/m3 Including Water, Sand, Cement and all Required Additives According to Approved Trial Mix And Specifications | CBM | 50 | 2280 | 114000 | EGP | RC
Damietta Container Terminal-Infra & Bldgs _0216 | 216 | RFQ-00104 | Purchasing Engineers | Purchasing | 2024-11-25 | Supply Polyethylene Sheet 150 micron (PR_103344)) | Approved | Total | HDPE Polyethylene sheets | KGR | 22326.53 | 5000 | 2 | 10000 | MAT_Raw | مارفلز للمقاولات العامه والتوريدات | Total | HDPE Polyethylene sheets | KGR | 5000 | 28 | 140000 | EGP | MAT_Raw
Katameya Creeks | 138 | RFQ-00135 | Purchasing Engineers | Purchasing | 2024-11-27 | Cement Supply 103464 | Approved | All Buildings | Cement Supply | TON | 10000 | 120 | 800 | 96000 | SC_Supply | المروه للتجارة والتوريدات | All Buildings | Cement Supply | TON | 120 | 2870 | 344400 | EGP | SC_Supply
Qasr Rashwan Lot A _0207 | 207 | RFQ-00067 | Reham Ashraf | Operation | 2024-10-30 | Khulusi Pump station Concrete Works | Approved | 13.12 - Khulusi-Bill No. 3 Main Pumping Station (Civil works) | Total | LS | 1 | 1 | 246610.15 | 246610.15 | SC_Apply | محمد الطنطاوي محمد الطنطاوي | 13.12 - Khulusi-Bill No. 3 Main Pumping Station (Civil works) | Total | LS | 1 | 450000 | 450000 | EGP | SC_Apply
Damietta Container Terminal-Infra & Bldgs _0216 | 216 | RFQ-00078 | Purchasing Engineers | Purchasing | 2024-10-30 | Supply Masonry Blocks (PR_102351) | Approved | Total Buildings | Soild brick 25*12*6 | ECH | 2226943.7 | 50000 | 0.04 | 2000 | MAT_Raw | Archiroden | Total Buildings | Soild brick 25*12*6 | ECH | 50000 | 3.6 | 180000 | EGP | MAT_Raw
MOC HQ at Diriyah _K0005 | K0005 | RFQ-00041 | Sherif Mahmoud | Procurement | 2024-10-29 | HPL Partitions | Approved | 14.16 - 10- SPECIALIST & ACCESSORIES-10.1.2 | Supply and installation of HPL partition of overall height of 2700 mm including fixings, fittings and necessary accessories complete; all in accordance with Drawings and specification HPL Partition to Wet area | SQM | 882 | 421 | 800 | 336800 | SC_Supply/Apply | proal | 14.16 - 10- SPECIALIST & ACCESSORIES-10.1.2 | Supply and installation of HPL partition of overall height of 2700 mm including fixings, fittings and necessary accessories complete; all in accordance with Drawings and specification HPL Partition to Wet area | SQM | 421 | 595 | 250495 | SAR | SC_Supply/Apply
Damietta Container Terminal-Infra & Bldgs _0216 | 216 | RFQ-00068 | Purchasing Engineers | Purchasing | 2024-10-24 | Supply Chemical Materials (PR_102346) | Approved | Total | Silka Bitumen - W | DRM | 205 | 20 | 150.28 | 3005.6 | MAT_Raw | سيكا مصر لكيماويات مواد البناء | Total | Silka Bitumen - W | DRM | 20 | 6440 | 128800 | EGP | MAT_Raw
Damietta Container Terminal-Infra & Bldgs _0216 | 216 | RFQ-00068 | Purchasing Engineers | Purchasing | 2024-10-24 | Supply Chemical Materials (PR_102346) | Approved | Total | E-Latex | DRM | 4000 | 20 | 0 | 0 | MAT_Raw | سيكا مصر لكيماويات مواد البناء | Total | E-Latex | DRM | 20 | 24800 | 496000 | EGP | MAT_Raw
Damietta Container Terminal-Infra & Bldgs _0216 | 216 | RFQ-00068 | Purchasing Engineers | Purchasing | 2024-10-24 | Supply Chemical Materials (PR_102346) | Approved | Total | Surface Curing Materials For Concrete | LS | 1 | 1 | 8830.01 | 8830.01 | MAT_Misc | سيكا مصر لكيماويات مواد البناء | Total | Surface Curing Materials For Concrete | LS | 1 | 100000 | 100000 | EGP | MAT_Misc
Damietta Container Terminal-Infra & Bldgs _0216 | 216 | RFQ-00068 | Purchasing Engineers | Purchasing | 2024-10-24 | Supply Chemical Materials (PR_102346) | Approved | Total | سيكا ريب | TON | 20 | 4 | 220 | 880 | MAT_Misc | سيكا مصر لكيماويات مواد البناء | Total | سيكا ريب | TON | 4 | 5500 | 22000 | EGP | MAT_Misc
Damietta Container Terminal-Infra & Bldgs _0216 | 216 | RFQ-00068 | Purchasing Engineers | Purchasing | 2024-10-24 | Supply Chemical Materials (PR_102346) | Approved | Total | Sika Grout | Bag | 1395 | 120 | 5.5 | 660 | MAT_Misc | سيكا مصر لكيماويات مواد البناء | Total | Sika Grout | Bag | 120 | 156.25 | 18750 | EGP | MAT_Misc
Damietta Container Terminal-Infra & Bldgs _0216 | 216 | RFQ-00068 | Purchasing Engineers | Purchasing | 2024-10-24 | Supply Chemical Materials (PR_102346) | Approved | Total | سيكا انكور فيكس 3001 | ECH | 500 | 100 | 0 | 0 | MAT_Misc | سيكا مصر لكيماويات مواد البناء | Total | سيكا انكور فيكس 3001 | ECH | 100 | 2500 | 250000 | EGP | MAT_Misc
Rabigh CCPP-Civil _K0006 | K0006 | RFQ-00060 | Purchasing Engineers | Purchasing | 2024-10-31 | Block Accessories RFQ 55 REV.01 | Approved | 04 27 00 WL-0012 | Block lader 150mm galvanised | ECH | 750 | 750 | 4.34 | 3255 | MAT_Misc | WADI MARAMER TRADING GROUP (WAMCO) | 04 27 00 WL-0012 | Block lader 150mm galvanised | ECH | 750 | 4.34 | 3255 | SAR | MAT_Misc
Rabigh CCPP-Civil _K0006 | K0006 | RFQ-00060 | Purchasing Engineers | Purchasing | 2024-10-31 | Block Accessories RFQ 55 REV.01 | Approved | 04 27 00 WL-0012 | corregated Angle 200*30*40*1.5mm | ECH | 1000 | 1000 | 0.53 | 530 | MAT_Misc | WADI MARAMER TRADING GROUP (WAMCO) | 04 27 00 WL-0012 | corregated Angle 200*30*40*1.5mm | ECH | 1000 | 0.53 | 530 | SAR | MAT_Misc
Rabigh CCPP-Civil _K0006 | K0006 | RFQ-00061 | Purchasing Engineers | Purchasing | 2024-10-31 | Block Accessories Rev.01 RFQ 56 | Approved | 04 27 00 WL-0012 | GI Adjustable Head Restraint , Sleeve 30 x 80 x 190 x 1.2mm & Tie 2 x 45 x 125 x 2mm | ECH | 200 | 200 | 9 | 1800 | MAT_Misc | شركة مدار لمواد البناء المحدودة | 04 27 00 WL-0012 | GI Adjustable Head Restraint , Sleeve 30 x 80 x 190 x 1.2mm & Tie 2 x 45 x 125 x 2mm | ECH | 200 | 9 | 1800 | SAR | MAT_Misc
Rabigh CCPP-Civil _K0006 | K0006 | RFQ-00061 | Purchasing Engineers | Purchasing | 2024-10-31 | Block Accessories Rev.01 RFQ 56 | Approved | 04 27 00 WL-0012 | HDG Top Partition Angle , Size:- 100 x 100 x 200 x 6mm | ECH | 200 | 200 | 22.22 | 4444 | MAT_Misc | شركة مدار لمواد البناء المحدودة | 04 27 00 WL-0012 | HDG Top Partition Angle , Size:- 100 x 100 x 200 x 6mm | ECH | 200 | 22.22 | 4444 | SAR | MAT_Misc
Damietta Container Terminal-Infra & Bldgs _0216 | 216 | RFQ-00080 | Purchasing Engineers | Purchasing | 2024-10-31 | Ready mix Concrete (PR_102391) | Approved | Total | Ready Mix Concrete, 150 kg/cm2 OPC | CBM | 2000 | 150 | 0 | 0 | MAT_Raw | جولد ميكس للانشاءات | Total | Ready Mix Concrete, 150 kg/cm2 OPC | CBM | 150 | 1930 | 289500 | EGP | MAT_Raw
Damietta Container Terminal-Infra & Bldgs _0216 | 216 | RFQ-00080 | Purchasing Engineers | Purchasing | 2024-10-31 | Ready mix Concrete (PR_102391) | Approved | Total | Ready Mix Concrete, 250 kg/cm2 OPC | CBM | 1000 | 80 | 0 | 0 | MAT_Raw | جولد ميكس للانشاءات | Total | Ready Mix Concrete, 250 kg/cm2 OPC | CBM | 80 | 2245 | 179600 | EGP | MAT_Raw
Damietta Container Terminal-Infra & Bldgs _0216 | 216 | RFQ-00080 | Purchasing Engineers | Purchasing | 2024-10-31 | Ready mix Concrete (PR_102391) | Approved | Total | Ready Mix Concrete, 400 kg/cm2- CEM III | CBM | 24204.62 | 131 | 40.47 | 5301.57 | MAT_Raw | جولد ميكس للانشاءات | Total | Ready Mix Concrete, 400 kg/cm2- CEM III | CBM | 131 | 2830 | 370730 | EGP | MAT_Raw
Damietta Container Terminal-Infra & Bldgs _0216 | 216 | RFQ-00080 | Purchasing Engineers | Purchasing | 2024-10-31 | Ready mix Concrete (PR_102391) | Approved | Total | خرسانة مسلحة اجهاد 250 كجم / سم 2 محتوى اسمنتى 350 كجم / م3 SRC | CBM | 250 | 71 | 27.4 | 1945.4 | MAT_Raw | جولد ميكس للانشاءات | Total | خرسانة مسلحة اجهاد 250 كجم / سم 2 محتوى اسمنتى 350 كجم / م3 SRC | CBM | 71 | 2260 | 160460 | EGP | MAT_Raw
Mivida BP#189 | 170 | RFQ-00153 | Mostafa Shourbagi | MEP (Electro Mechanical) | 2024-11-03 | Trays & Trunk & Fittings | Approved | 162600.POs | PR 102337 -Cable trays | LS | 1 | 1 | 228350.4 | 228350.4 | SC_Supply | El Sewedy Trading | 162600.POs | PR 102337 -Cable trays | LS | 1 | 1134817.09 | 1134817.09 | EGP | SC_Supply
AS2 Saint Gobain _0221 | 221 | RFQ-00007 | Mohamed Maher | Operation | 2024-11-06 | Earth works | Approved | 12 | Indirect Cost | ECH | 1 | 1 | 0 | 0 | Oth | جيو جروب مصر | 12 | Indirect Cost | ECH | 1 | 70000 | 70000 | EGP | Oth
AS2 Saint Gobain _0221 | 221 | RFQ-00007 | Mohamed Maher | Operation | 2024-11-06 | Earth works | Approved | 12 | Indirect Cost | ECH | 15 | 15 | 0 | 0 | Oth | جيو جروب مصر | 12 | Indirect Cost | ECH | 15 | 1000 | 15000 | EGP | Oth
AS2 Saint Gobain _0221 | 221 | RFQ-00007 | Mohamed Maher | Operation | 2024-11-06 | Earth works | Approved | 12 | Indirect Cost | LM | 225 | 225 | 0 | 0 | Oth | جيو جروب مصر | 12 | Indirect Cost | LM | 225 | 1000 | 225000 | EGP | Oth
AS2 Saint Gobain _0221 | 221 | RFQ-00007 | Mohamed Maher | Operation | 2024-11-06 | Earth works | Approved | 12 | Indirect Cost | LM | 0 | 0 | 0 | 0 | Oth | جيو جروب مصر | 12 | Indirect Cost | LM | 0 | 500 | 0 | EGP | Oth
AS2 Saint Gobain _0221 | 221 | RFQ-00007 | Mohamed Maher | Operation | 2024-11-06 | Earth works | Approved | 12 | Indirect Cost | LM | 225 | 225 | 0 | 0 | Oth | جيو جروب مصر | 12 | Indirect Cost | LM | 225 | 120 | 27000 | EGP | Oth
AS2 Saint Gobain _0221 | 221 | RFQ-00007 | Mohamed Maher | Operation | 2024-11-06 | Earth works | Approved | 12 | Indirect Cost | ECH | 0 | 0 | 0 | 0 | Oth | جيو جروب مصر | 12 | Indirect Cost | ECH | 0 | 400 | 0 | EGP | Oth
AS2 Saint Gobain _0221 | 221 | RFQ-00007 | Mohamed Maher | Operation | 2024-11-06 | Earth works | Approved | 12 | Indirect Cost | ECH | 0 | 0 | 0 | 0 | Oth | جيو جروب مصر | 12 | Indirect Cost | ECH | 0 | 1100 | 0 | EGP | Oth
AS2 Saint Gobain _0221 | 221 | RFQ-00007 | Mohamed Maher | Operation | 2024-11-06 | Earth works | Approved | 12 | Indirect Cost | ECH | 0 | 0 | 0 | 0 | Oth | جيو جروب مصر | 12 | Indirect Cost | ECH | 0 | 900 | 0 | EGP | Oth
AS2 Saint Gobain _0221 | 221 | RFQ-00007 | Mohamed Maher | Operation | 2024-11-06 | Earth works | Approved | 12 | Indirect Cost | ECH | 0 | 0 | 0 | 0 | Oth | جيو جروب مصر | 12 | Indirect Cost | ECH | 0 | 5000 | 0 | EGP | Oth
AS2 Saint Gobain _0221 | 221 | RFQ-00007 | Mohamed Maher | Operation | 2024-11-06 | Earth works | Approved | 12 | Indirect Cost | LS | 1 | 1 | 456000 | 456000 | Oth | جيو جروب مصر | 12 | Indirect Cost | LS | 1 | 15000 | 15000 | EGP | Oth
AS2 Saint Gobain _0221 | 221 | RFQ-00007 | Mohamed Maher | Operation | 2024-11-06 | Earth works | Approved | 12 | Indirect Cost | ECH | 0 | 0 | 0 | 0 | Oth | جيو جروب مصر | 12 | Indirect Cost | ECH | 0 | 10000 | 0 | EGP | Oth
AS2 Saint Gobain _0221 | 221 | RFQ-00007 | Mohamed Maher | Operation | 2024-11-06 | Earth works | Approved | 12 | Indirect Cost | LS | 0 | 1 | 0 | 0 | Oth | جيو جروب مصر | 12 | Indirect Cost | LS | 1 | 0 | 0 | EGP | Oth
BIOLOGICALS AND BIOSIMILARS MANUFACTURING FACILITY EIPICO 3 _0187 | 187 | RFQ-00177 | Ahmed Saleh | MEP (Electro Mechanical) | 2024-11-06 | Mechanical Laborers | Approved | add | Mech Labour | ECH | 1000 | 200 | 0 | 0 | SC_Apply | السيد جابر حامد محمد عبد الرازق | add | Mech Labour | ECH | 200 | 550 | 110000 | EGP | SC_Apply
BIOLOGICALS AND BIOSIMILARS MANUFACTURING FACILITY EIPICO 3 _0187 | 187 | RFQ-00177 | Ahmed Saleh | MEP (Electro Mechanical) | 2024-11-06 | Mechanical Laborers | Approved | add | Mech Ass. Labour | ECH | 1000 | 200 | 0 | 0 | SC_Apply | السيد جابر حامد محمد عبد الرازق | add | Mech Ass. Labour | ECH | 200 | 450 | 90000 | EGP | SC_Apply
ORA ZED-Ph 2-Pkgs A&D | 151 | RFQ-00082 | Purchasing Engineers | Purchasing | 2024-11-06 | cement supply | Approved | All areas | اسمنت اسود رتبة 42.5 | TON | 120 | 70 | 1250 | 87500 | MAT_Raw | أحمد كليب محمد محمود | All areas | اسمنت اسود رتبة 42.5 | TON | 70 | 3600 | 252000 | EGP | MAT_Raw
Abo Shanab El Agamien _0195 | 195 | RFQ-00101 | Purchasing Engineers | Purchasing | 2024-11-13 | Ready Mix Concrete | Approved | 3 - Iz.Junaidi Wisa & Iz. Zaki-Bill No.9 Site and Civil Works -34-7.2.2.b- | Supply and casting of in-place reinforced concrete Grade C25 with Sulfate-resistant cement for footing, column pedestal and grade beams including: formwork, scaffolding, expansion and construction joints, Steel bar reinforcement, joint filler and sealant, accessories, transporting, mixing, casting, finishing, compaction by vibratory, spraying, curing, and testing as required by the specifications. | CBM | 18.9 | 1 | 1095 | 1095 | RC | سما ميكس للمقاولات العامه والخرسانه الجاهزه | 3 - Iz.Junaidi Wisa & Iz. Zaki-Bill No.9 Site and Civil Works -34-7.2.2.b- | Supply and casting of in-place reinforced concrete Grade C25 with Sulfate-resistant cement for footing, column pedestal and grade beams including: formwork, scaffolding, expansion and construction joints, Steel bar reinforcement, joint filler and sealant, accessories, transporting, mixing, casting, finishing, compaction by vibratory, spraying, curing, and testing as required by the specifications. | CBM | 1 | 1390 | 1390 | EGP | RC
Abo Shanab El Agamien _0195 | 195 | RFQ-00101 | Purchasing Engineers | Purchasing | 2024-11-13 | Ready Mix Concrete | Approved | 5 - Tahawi Village-Bill No.5 Store Building (Civil Works)-27-5.1.2-c.2 | RC protection layer | CBM | 3.14 | 1 | 1085 | 1085 | RC | سما ميكس للمقاولات العامه والخرسانه الجاهزه | 5 - Tahawi Village-Bill No.5 Store Building (Civil Works)-27-5.1.2-c.2 | RC protection layer | CBM | 1 | 1370 | 1370 | EGP | RC
Abo Shanab El Agamien _0195 | 195 | RFQ-00101 | Purchasing Engineers | Purchasing | 2024-11-13 | Ready Mix Concrete | Approved | 6 - Huwaydi Village-Bill No.4 Guard Room (Civil Works)-21-4.1.2-a.2 | For roof slopes, 30 mm to 140 mm thick | CBM | 2.46 | 2.46 | 1010 | 2484.6 | RC | سما ميكس للمقاولات العامه والخرسانه الجاهزه | 6 - Huwaydi Village-Bill No.4 Guard Room (Civil Works)-21-4.1.2-a.2 | For roof slopes, 30 mm to 140 mm thick | CBM | 2.46 | 1280 | 3148.8 | EGP | RC
Abo Shanab El Agamien _0195 | 195 | RFQ-00101 | Purchasing Engineers | Purchasing | 2024-11-13 | Ready Mix Concrete | Approved | 2 - Kariman sednaoui-Bill No. 3 Main Pumping Station (Civil works)-13-3.1.2.d- | Supply and casting of in-place reinforced concrete (Grade C30) with Sulfate- resistant cement, including: formwork, scaffolding, expansion and construction joints, Steel bar reinforcement, joint filler and sealant, accessories, transporting, mixing, casting, finishing, compaction by vibratory, curing and testing as required by the specifications. | CBM | 118.65 | 118.65 | 1210 | 143566.5 | RC | سما ميكس للمقاولات العامه والخرسانه الجاهزه | 2 - Kariman sednaoui-Bill No. 3 Main Pumping Station (Civil works)-13-3.1.2.d- | Supply and casting of in-place reinforced concrete (Grade C30) with Sulfate- resistant cement, including: formwork, scaffolding, expansion and construction joints, Steel bar reinforcement, joint filler and sealant, accessories, transporting, mixing, casting, finishing, compaction by vibratory, curing and testing as required by the specifications. | CBM | 118.65 | 1490 | 176788.5 | EGP | RC
Abo Shanab El Agamien _0195 | 195 | RFQ-00101 | Purchasing Engineers | Purchasing | 2024-11-13 | Ready Mix Concrete | Approved | 6 - Huwaydi Village-Bill No.4 Guard Room (Civil Works)-21-4.1.2-a.2 | For roof slopes, 30 mm to 140 mm thick | CBM | 2.46 | 2.46 | 1010 | 2484.6 | RC | سما ميكس للمقاولات العامه والخرسانه الجاهزه | 6 - Huwaydi Village-Bill No.4 Guard Room (Civil Works)-21-4.1.2-a.2 | For roof slopes, 30 mm to 140 mm thick | CBM | 2.46 | 1280 | 3148.8 | EGP | RC
Abo Shanab El Agamien _0195 | 195 | RFQ-00101 | Purchasing Engineers | Purchasing | 2024-11-13 | Ready Mix Concrete | Approved | 1 - Sharaf Al Deen Village-Bill No.4 Guard Room (Civil Works)-28-4.1.2-a.2 | For roof slopes, 30 mm to 140 mm thick | CBM | 2.46 | 2.46 | 1010 | 2484.6 | RC | سما ميكس للمقاولات العامه والخرسانه الجاهزه | 1 - Sharaf Al Deen Village-Bill No.4 Guard Room (Civil Works)-28-4.1.2-a.2 | For roof slopes, 30 mm to 140 mm thick | CBM | 2.46 | 1280 | 3148.8 | EGP | RC
Abo Shanab El Agamien _0195 | 195 | RFQ-00101 | Purchasing Engineers | Purchasing | 2024-11-13 | Ready Mix Concrete | Approved | 8 - Iz. Abd Al-Qawy Salem & Iz. Zaraby-Bill No.4 Guard Room (Civil Works)-22-4.1.2-a.2 | For roof slopes, 30 mm to 140 mm thick | CBM | 2.46 | 2.46 | 1010 | 2484.6 | RC | سما ميكس للمقاولات العامه والخرسانه الجاهزه | 8 - Iz. Abd Al-Qawy Salem & Iz. Zaraby-Bill No.4 Guard Room (Civil Works)-22-4.1.2-a.2 | For roof slopes, 30 mm to 140 mm thick | CBM | 2.46 | 1280 | 3148.8 | EGP | RC
Abo Shanab El Agamien _0195 | 195 | RFQ-00101 | Purchasing Engineers | Purchasing | 2024-11-13 | Ready Mix Concrete | Approved | 1 - Sharaf Al Deen Village-Bill No.5 Store Building (Civil Works)-35-5.1.2-a.2 | For roof slopes, 30 mm to 140 mm thick | CBM | 4.62 | 4.62 | 1010 | 4666.2 | RC | سما ميكس للمقاولات العامه والخرسانه الجاهزه | 1 - Sharaf Al Deen Village-Bill No.5 Store Building (Civil Works)-35-5.1.2-a.2 | For roof slopes, 30 mm to 140 mm thick | CBM | 4.62 | 1280 | 5913.6 | EGP | RC
Abo Shanab El Agamien _0195 | 195 | RFQ-00101 | Purchasing Engineers | Purchasing | 2024-11-13 | Ready Mix Concrete | Approved | 7 - Iz. Raslan & Iz. Mokhtar Eiss-Bill No.4 Guard Room (Civil Works)-25-4.1.2-a.2 | For roof slopes, 30 mm to 140 mm thick | CBM | 2.46 | 2.46 | 1010 | 2484.6 | RC | سما ميكس للمقاولات العامه والخرسانه الجاهزه | 7 - Iz. Raslan & Iz. Mokhtar Eiss-Bill No.4 Guard Room (Civil Works)-25-4.1.2-a.2 | For roof slopes, 30 mm to 140 mm thick | CBM | 2.46 | 1280 | 3148.8 | EGP | RC
Abo Shanab El Agamien _0195 | 195 | RFQ-00101 | Purchasing Engineers | Purchasing | 2024-11-13 | Ready Mix Concrete | Approved | 3 - Iz.Junaidi Wisa & Iz. Zaki-Bill No.4 Guard Room (Civil Works)-23-4.1.2-a.2 | For roof slopes, 30 mm to 140 mm thick | CBM | 1.85 | 1.85 | 1010 | 1868.5 | RC | سما ميكس للمقاولات العامه والخرسانه الجاهزه | 3 - Iz.Junaidi Wisa & Iz. Zaki-Bill No.4 Guard Room (Civil Works)-23-4.1.2-a.2 | For roof slopes, 30 mm to 140 mm thick | CBM | 1.85 | 1280 | 2368 | EGP | RC
Abo Shanab El Agamien _0195 | 195 | RFQ-00101 | Purchasing Engineers | Purchasing | 2024-11-13 | Ready Mix Concrete | Approved | 6 - Huwaydi Village-Bill No. 3 Main Pumping Station (Civil works)-12-3.1.2-a.3 | For roof slopes, 30 mm to 140 mm thick | CBM | 3.19 | 3.19 | 1210 | 3859.9 | RC | سما ميكس للمقاولات العامه والخرسانه الجاهزه | 6 - Huwaydi Village-Bill No. 3 Main Pumping Station (Civil works)-12-3.1.2-a.3 | For roof slopes, 30 mm to 140 mm thick | CBM | 3.19 | 1490 | 4753.1 | EGP | RC
Abo Shanab El Agamien _0195 | 195 | RFQ-00102 | Purchasing Engineers | Purchasing | 2024-11-13 | Ready Mix Concrete 22-3-2024 | Approved | 3 - Iz.Junaidi Wisa & Iz. Zaki-Bill No.9 Site and Civil Works -34-7.2.2.b- | Supply and casting of in-place reinforced concrete Grade C25 with Sulfate-resistant cement for footing, column pedestal and grade beams including: formwork, scaffolding, expansion and construction joints, Steel bar reinforcement, joint filler and sealant, accessories, transporting, mixing, casting, finishing, compaction by vibratory, spraying, curing, and testing as required by the specifications. | CBM | 18.9 | 1 | 1095 | 1095 | RC | سما ميكس للمقاولات العامه والخرسانه الجاهزه | 3 - Iz.Junaidi Wisa & Iz. Zaki-Bill No.9 Site and Civil Works -34-7.2.2.b- | Supply and casting of in-place reinforced concrete Grade C25 with Sulfate-resistant cement for footing, column pedestal and grade beams including: formwork, scaffolding, expansion and construction joints, Steel bar reinforcement, joint filler and sealant, accessories, transporting, mixing, casting, finishing, compaction by vibratory, spraying, curing, and testing as required by the specifications. | CBM | 1 | 1440 | 1440 | EGP | RC
Abo Shanab El Agamien _0195 | 195 | RFQ-00102 | Purchasing Engineers | Purchasing | 2024-11-13 | Ready Mix Concrete 22-3-2024 | Approved | 5 - Tahawi Village-Bill No.5 Store Building (Civil Works)-27-5.1.2-c.2 | RC protection layer | CBM | 3.14 | 1 | 1085 | 1085 | RC | سما ميكس للمقاولات العامه والخرسانه الجاهزه | 5 - Tahawi Village-Bill No.5 Store Building (Civil Works)-27-5.1.2-c.2 | RC protection layer | CBM | 1 | 1420 | 1420 | EGP | RC
Abo Shanab El Agamien _0195 | 195 | RFQ-00102 | Purchasing Engineers | Purchasing | 2024-11-13 | Ready Mix Concrete 22-3-2024 | Approved | 6 - Huwaydi Village-Bill No.4 Guard Room (Civil Works)-21-4.1.2-a.2 | For roof slopes, 30 mm to 140 mm thick | CBM | 2.46 | 2.46 | 1010 | 2484.6 | RC | سما ميكس للمقاولات العامه والخرسانه الجاهزه | 6 - Huwaydi Village-Bill No.4 Guard Room (Civil Works)-21-4.1.2-a.2 | For roof slopes, 30 mm to 140 mm thick | CBM | 2.46 | 1330 | 3271.8 | EGP | RC
Abo Shanab El Agamien _0195 | 195 | RFQ-00102 | Purchasing Engineers | Purchasing | 2024-11-13 | Ready Mix Concrete 22-3-2024 | Approved | 1 - Sharaf Al Deen Village-Bill No.4 Guard Room (Civil Works)-28-4.1.2-a.2 | For roof slopes, 30 mm to 140 mm thick | CBM | 2.46 | 2.46 | 1010 | 2484.6 | RC | سما ميكس للمقاولات العامه والخرسانه الجاهزه | 1 - Sharaf Al Deen Village-Bill No.4 Guard Room (Civil Works)-28-4.1.2-a.2 | For roof slopes, 30 mm to 140 mm thick | CBM | 2.46 | 1330 | 3271.8 | EGP | RC
Abo Shanab El Agamien _0195 | 195 | RFQ-00102 | Purchasing Engineers | Purchasing | 2024-11-13 | Ready Mix Concrete 22-3-2024 | Approved | 8 - Iz. Abd Al-Qawy Salem & Iz. Zaraby-Bill No.4 Guard Room (Civil Works)-22-4.1.2-a.2 | For roof slopes, 30 mm to 140 mm thick | CBM | 2.46 | 2.46 | 1010 | 2484.6 | RC | سما ميكس للمقاولات العامه والخرسانه الجاهزه | 8 - Iz. Abd Al-Qawy Salem & Iz. Zaraby-Bill No.4 Guard Room (Civil Works)-22-4.1.2-a.2 | For roof slopes, 30 mm to 140 mm thick | CBM | 2.46 | 1330 | 3271.8 | EGP | RC
Abo Shanab El Agamien _0195 | 195 | RFQ-00102 | Purchasing Engineers | Purchasing | 2024-11-13 | Ready Mix Concrete 22-3-2024 | Approved | 1 - Sharaf Al Deen Village-Bill No.5 Store Building (Civil Works)-35-5.1.2-a.2 | For roof slopes, 30 mm to 140 mm thick | CBM | 4.62 | 4.62 | 1010 | 4666.2 | RC | سما ميكس للمقاولات العامه والخرسانه الجاهزه | 1 - Sharaf Al Deen Village-Bill No.5 Store Building (Civil Works)-35-5.1.2-a.2 | For roof slopes, 30 mm to 140 mm thick | CBM | 4.62 | 1330 | 6144.6 | EGP | RC
Abo Shanab El Agamien _0195 | 195 | RFQ-00102 | Purchasing Engineers | Purchasing | 2024-11-13 | Ready Mix Concrete 22-3-2024 | Approved | 8 - Iz. Abd Al-Qawy Salem & Iz. Zaraby-Bill No.5 Store Building (Civil Works)-28-5.1.2-a.2 | For roof slopes, 30 mm to 140 mm thick | CBM | 4.77 | 4.77 | 1010 | 4817.7 | RC | سما ميكس للمقاولات العامه والخرسانه الجاهزه | 8 - Iz. Abd Al-Qawy Salem & Iz. Zaraby-Bill No.5 Store Building (Civil Works)-28-5.1.2-a.2 | For roof slopes, 30 mm to 140 mm thick | CBM | 4.77 | 1330 | 6344.1 | EGP | RC
Abo Shanab El Agamien _0195 | 195 | RFQ-00102 | Purchasing Engineers | Purchasing | 2024-11-13 | Ready Mix Concrete 22-3-2024 | Approved | 4 - IZ. AL BILTAJI-Bill No.6Admin Room - Civil Works-34-6.1.2-a.2 | For roof slopes, 30 mm to 140 mm thick | CBM | 2.93 | 2.93 | 1010 | 2959.3 | RC | سما ميكس للمقاولات العامه والخرسانه الجاهزه | 4 - IZ. AL BILTAJI-Bill No.6Admin Room - Civil Works-34-6.1.2-a.2 | For roof slopes, 30 mm to 140 mm thick | CBM | 2.93 | 1330 | 3896.9 | EGP | RC
Abo Shanab El Agamien _0195 | 195 | RFQ-00102 | Purchasing Engineers | Purchasing | 2024-11-13 | Ready Mix Concrete 22-3-2024 | Approved | 2 - Kariman sednaoui-Bill No.6Admin Room - Civil Works-34-6.1.2-a.2 | For roof slopes, 30 mm to 140 mm thick | CBM | 2.93 | 2.93 | 1010 | 2959.3 | RC | سما ميكس للمقاولات العامه والخرسانه الجاهزه | 2 - Kariman sednaoui-Bill No.6Admin Room - Civil Works-34-6.1.2-a.2 | For roof slopes, 30 mm to 140 mm thick | CBM | 2.93 | 1330 | 3896.9 | EGP | RC
Abo Shanab El Agamien _0195 | 195 | RFQ-00102 | Purchasing Engineers | Purchasing | 2024-11-13 | Ready Mix Concrete 22-3-2024 | Approved | 8 - Iz. Abd Al-Qawy Salem & Iz. Zaraby-Bill No. 3 Main Pumping Station (Civil works)-13-3.1.2-b | Supplying and casting unreinforced concrete (Grade C30) for dicophyl by sulfate- resistant cement below underground water and up to the required level, and it includes the supply, installation and installation of galvanized iron injection pipes as required by Drawings and Specifications. | CBM | 19.2 | 19.2 | 1210 | 23232 | RC | سما ميكس للمقاولات العامه والخرسانه الجاهزه | 8 - Iz. Abd Al-Qawy Salem & Iz. Zaraby-Bill No. 3 Main Pumping Station (Civil works)-13-3.1.2-b | Supplying and casting unreinforced concrete (Grade C30) for dicophyl by sulfate- resistant cement below underground water and up to the required level, and it includes the supply, installation and installation of galvanized iron injection pipes as required by Drawings and Specifications. | CBM | 19.2 | 1540 | 29568 | EGP | RC
Abo Shanab El Agamien _0195 | 195 | RFQ-00102 | Purchasing Engineers | Purchasing | 2024-11-13 | Ready Mix Concrete 22-3-2024 | Approved | 3 - Iz.Junaidi Wisa & Iz. Zaki-Bill No. 3 Main Pumping Station (Civil works)-14-3.1.2.d- | Supply and casting of in-place reinforced concrete (Grade C30) with Sulfate-resistant cement, including: formwork, scaffolding, expansion and construction joints, Steel bar reinforcement, joint filler and sealant, accessories, transporting, mixing, casting, finishing, compaction by vibratory, curing and testing as required by the specifications. | CBM | 190.05 | 190.05 | 1210 | 229960.5 | RC | سما ميكس للمقاولات العامه والخرسانه الجاهزه | 3 - Iz.Junaidi Wisa & Iz. Zaki-Bill No. 3 Main Pumping Station (Civil works)-14-3.1.2.d- | Supply and casting of in-place reinforced concrete (Grade C30) with Sulfate-resistant cement, including: formwork, scaffolding, expansion and construction joints, Steel bar reinforcement, joint filler and sealant, accessories, transporting, mixing, casting, finishing, compaction by vibratory, curing and testing as required by the specifications. | CBM | 190.05 | 1540 | 292677 | EGP | RC
Rabigh CCPP-Civil _K0006 | K0006 | RFQ-00074 | Purchasing Engineers | Purchasing | 2024-11-13 | Paintings PR 664 | Approved | 09 96 00 PNT-0026 | Jazira Matrix | ECH | 172 | 75 | 51.6 | 3870 | MAT_Raw | شركه مصنع الجزيره للدهانات | 09 96 00 PNT-0026 | Jazira Matrix | ECH | 75 | 43 | 3225 | SAR | MAT_Raw
Abo Shanab El Agamien _0195 | 195 | RFQ-00103 | Purchasing Engineers | Purchasing | 2024-11-13 | Cement Supply 101340 | Approved | Total | SRC اسمنت مقاوم 42 | TON | 400 | 80 | 0 | 0 | MAT_Raw | الوطن العربى | Total | SRC اسمنت مقاوم 42 | TON | 80 | 3900 | 312000 | EGP | MAT_Raw
Rabigh CCPP-Civil _K0006 | K0006 | RFQ-00074 | Purchasing Engineers | Purchasing | 2024-11-13 | Paintings PR 664 | Approved | 09 96 00 PNT-0026 | Green Prime | ECH | 16 | 16 | 118.8 | 1900.8 | MAT_Raw | شركه مصنع الجزيره للدهانات | 09 96 00 PNT-0026 | Green Prime | ECH | 16 | 99 | 1584 | SAR | MAT_Raw
Rabigh CCPP-Civil _K0006 | K0006 | RFQ-00074 | Purchasing Engineers | Purchasing | 2024-11-13 | Paintings PR 664 | Approved | 09 96 00 PNT-0026 | Green Putty | ECH | 125 | 125 | 69.6 | 8700 | MAT_Raw | شركه مصنع الجزيره للدهانات | 09 96 00 PNT-0026 | Green Putty | ECH | 125 | 58 | 7250 | SAR | MAT_Raw
Rabigh CCPP-Civil _K0006 | K0006 | RFQ-00074 | Purchasing Engineers | Purchasing | 2024-11-13 | Paintings PR 664 | Approved | 09 96 00 PNT-0026 | Green Silk | ECH | 21 | 9 | 238.8 | 2149.2 | MAT_Raw | شركه مصنع الجزيره للدهانات | 09 96 00 PNT-0026 | Green Silk | ECH | 9 | 319 | 2871 | SAR | MAT_Raw
Rabigh CCPP-Civil _K0006 | K0006 | RFQ-00074 | Purchasing Engineers | Purchasing | 2024-11-13 | Paintings PR 664 | Approved | 09 96 00 PNT-0026 | Green MATT | ECH | 21 | 21 | 382.8 | 8038.8 | MAT_Raw | شركه مصنع الجزيره للدهانات | 09 96 00 PNT-0026 | Green MATT | ECH | 21 | 199 | 4179 | SAR | MAT_Raw
Jawhara Palace Restoration _0200 | 200 | RFQ-00018 | Purchasing Engineers | Purchasing | 2024-11-18 | Nails for Metal connections (PR NO. 102541) | Approved | 11.521 | بالكيلوجرام توريد وتركيب ألواح الوصلات المعدنية الخاصة بالجمالونات الخشبية طبقاً لرسومات التشغيل والنوت الحسابية المعتمدة ومحمل عليها سعر جميع اللحامات ومسامير الرباط والدهان بالبريمر وكل ما يلزم لنهو الاعمال طبقاً للمواصفات الفنية وأصول الصناعة . | NO | 2425 | 2425 | 8 | 19400 | MAT_Raw | Etaco | 11.521 | بالكيلوجرام توريد وتركيب ألواح الوصلات المعدنية الخاصة بالجمالونات الخشبية طبقاً لرسومات التشغيل والنوت الحسابية المعتمدة ومحمل عليها سعر جميع اللحامات ومسامير الرباط والدهان بالبريمر وكل ما يلزم لنهو الاعمال طبقاً للمواصفات الفنية وأصول الصناعة . | NO | 2425 | 47.88 | 116109 | EGP | MAT_Raw
Jawhara Palace Restoration _0200 | 200 | RFQ-00018 | Purchasing Engineers | Purchasing | 2024-11-18 | Nails for Metal connections (PR NO. 102541) | Approved | 11.522 | بالكيلوجرام توريد وتركيب ألواح الوصلات المعدنية الخاصة بالجمالونات الخشبية طبقاً لرسومات التشغيل والنوت الحسابية المعتمدة ومحمل عليها سعر جميع اللحامات ومسامير الرباط والدهان بالبريمر وكل ما يلزم لنهو الاعمال طبقاً للمواصفات الفنية وأصول الصناعة . | NO | 2425 | 2425 | 1 | 2425 | MAT_Raw | Etaco | 11.522 | بالكيلوجرام توريد وتركيب ألواح الوصلات المعدنية الخاصة بالجمالونات الخشبية طبقاً لرسومات التشغيل والنوت الحسابية المعتمدة ومحمل عليها سعر جميع اللحامات ومسامير الرباط والدهان بالبريمر وكل ما يلزم لنهو الاعمال طبقاً للمواصفات الفنية وأصول الصناعة . | NO | 2425 | 0.8 | 1940 | EGP | MAT_Raw
Jawhara Palace Restoration _0200 | 200 | RFQ-00018 | Purchasing Engineers | Purchasing | 2024-11-18 | Nails for Metal connections (PR NO. 102541) | Approved | 11.523 | بالكيلوجرام توريد وتركيب ألواح الوصلات المعدنية الخاصة بالجمالونات الخشبية طبقاً لرسومات التشغيل والنوت الحسابية المعتمدة ومحمل عليها سعر جميع اللحامات ومسامير الرباط والدهان بالبريمر وكل ما يلزم لنهو الاعمال طبقاً للمواصفات الفنية وأصول الصناعة . | NO | 2425 | 2425 | 1 | 2425 | MAT_Raw | Etaco | 11.523 | بالكيلوجرام توريد وتركيب ألواح الوصلات المعدنية الخاصة بالجمالونات الخشبية طبقاً لرسومات التشغيل والنوت الحسابية المعتمدة ومحمل عليها سعر جميع اللحامات ومسامير الرباط والدهان بالبريمر وكل ما يلزم لنهو الاعمال طبقاً للمواصفات الفنية وأصول الصناعة . | NO | 2425 | 0.46 | 1115.5 | EGP | MAT_Raw
Jawhara Palace Restoration _0200 | 200 | RFQ-00018 | Purchasing Engineers | Purchasing | 2024-11-18 | Nails for Metal connections (PR NO. 102541) | Approved | 11.524 | بالكيلوجرام توريد وتركيب ألواح الوصلات المعدنية الخاصة بالجمالونات الخشبية طبقاً لرسومات التشغيل والنوت الحسابية المعتمدة ومحمل عليها سعر جميع اللحامات ومسامير الرباط والدهان بالبريمر وكل ما يلزم لنهو الاعمال طبقاً للمواصفات الفنية وأصول الصناعة . | NO | 260 | 260 | 7 | 1820 | MAT_Raw | Etaco | 11.524 | بالكيلوجرام توريد وتركيب ألواح الوصلات المعدنية الخاصة بالجمالونات الخشبية طبقاً لرسومات التشغيل والنوت الحسابية المعتمدة ومحمل عليها سعر جميع اللحامات ومسامير الرباط والدهان بالبريمر وكل ما يلزم لنهو الاعمال طبقاً للمواصفات الفنية وأصول الصناعة . | NO | 260 | 5.13 | 1333.8 | EGP | MAT_Raw
Rabigh CCPP-Civil _K0006 | K0006 | RFQ-00082 | Purchasing Engineers | Purchasing | 2024-11-19 | Chemicals Package Master Seal 620 pr 671 | Approved | HV-14 | Supplying; of Rubberized Bitominous for Duct Bank | ECH | 16000 | 10000 | 16.32 | 163200 | SC_Supply | Master Builders solution (Sika) | HV-14 | Supplying; of Rubberized Bitominous for Duct Bank | ECH | 10000 | 6.5 | 65000 | SAR | SC_Supply
Rabigh CCPP-Civil _K0006 | K0006 | RFQ-00083 | Purchasing Engineers | Purchasing | 2024-11-19 | chemicals Package Sika grout 214 pr 683 | Approved | 03 15 00 CPA-0004 | Supply non shrinkage cementitious grout | ECH | 3000 | 1600 | 0 | 0 | MAT_Raw | Master Builders solution (Sika) | 03 15 00 CPA-0004 | Supply non shrinkage cementitious grout | ECH | 1600 | 27 | 43200 | SAR | MAT_Raw
Damietta Container Terminal-Infra & Bldgs _0216 | 216 | RFQ-00072 | Ibrahim Ahmed | MEP (Electro Mechanical) | 2024-10-28 | supply compressed air system | Approved | 11.22 - BUILDING PACKAGE-Workshop complex Technological equipment-11030-2.13.2.1 | Compressor unit | ECH | 1 | 1 | 68016 | 68016 | MAT_Raw | Atlas Copco Equipment Egypt | 11.22 - BUILDING PACKAGE-Workshop complex Technological equipment-11030-2.13.2.1 | Compressor unit | ECH | 1 | 29250 | 29250 | USD | MAT_Raw
Damietta Container Terminal-Infra & Bldgs _0216 | 216 | RFQ-00075 | Ibrahim Ahmed | MEP (Electro Mechanical) | 2024-10-29 | supply import material for cranes | Approved | 11.22 - BUILDING PACKAGE-Workshop complex Technological equipment-11020-2.13.1.3 | Mechanical workshop bridge cranes: Crane with one trolley and 5 tons SWL | ECH | 1 | 1 | 66902.88 | 66902.88 | MAT_Raw | INDUSTRIAS ELECTROMECÁNICAS, GH,S.A. | 11.22 - BUILDING PACKAGE-Workshop complex Technological equipment-11020-2.13.1.3 | Mechanical workshop bridge cranes: Crane with one trolley and 5 tons SWL | ECH | 1 | 38696 | 38696 | EUR | MAT_Raw
Damietta Container Terminal-Infra & Bldgs _0216 | 216 | RFQ-00075 | Ibrahim Ahmed | MEP (Electro Mechanical) | 2024-10-29 | supply import material for cranes | Approved | 11.22 - BUILDING PACKAGE-Workshop complex Technological equipment-11020-2.13.1.1 | Spreader workshop bridge cranes: 2 x cranes with two trolleys each, rated load 10 tons per trolley | ECH | 2 | 2 | 156555 | 313110 | MAT_Raw | INDUSTRIAS ELECTROMECÁNICAS, GH,S.A. | 11.22 - BUILDING PACKAGE-Workshop complex Technological equipment-11020-2.13.1.1 | Spreader workshop bridge cranes: 2 x cranes with two trolleys each, rated load 10 tons per trolley | ECH | 2 | 89126 | 178252 | EUR | MAT_Raw
Jawhara Palace Restoration _0200 | 200 | RFQ-00018 | Purchasing Engineers | Purchasing | 2024-11-18 | Nails for Metal connections (PR NO. 102541) | Approved | 11.525 | بالكيلوجرام توريد وتركيب ألواح الوصلات المعدنية الخاصة بالجمالونات الخشبية طبقاً لرسومات التشغيل والنوت الحسابية المعتمدة ومحمل عليها سعر جميع اللحامات ومسامير الرباط والدهان بالبريمر وكل ما يلزم لنهو الاعمال طبقاً للمواصفات الفنية وأصول الصناعة . | NO | 260 | 260 | 3 | 780 | MAT_Raw | Etaco | 11.525 | بالكيلوجرام توريد وتركيب ألواح الوصلات المعدنية الخاصة بالجمالونات الخشبية طبقاً لرسومات التشغيل والنوت الحسابية المعتمدة ومحمل عليها سعر جميع اللحامات ومسامير الرباط والدهان بالبريمر وكل ما يلزم لنهو الاعمال طبقاً للمواصفات الفنية وأصول الصناعة . | NO | 260 | 4.56 | 1185.6 | EGP | MAT_Raw
Egyptian University in Alamein _0220 | 220 | RFQ-00009 | Purchasing Engineers | Purchasing | 2024-11-27 | Polyethylene (PR NO.104323) | Approved | 10 - B02-03.30.01 | Polyethylene 150mic | KGR | 12500 | 8000 | 2.11 | 16880 | SC_Supply | مارفلز للمقاولات العامه والتوريدات | 10 - B02-03.30.01 | Polyethylene 150mic | KGR | 8000 | 28 | 224000 | EGP | SC_Supply
BIOLOGICALS AND BIOSIMILARS MANUFACTURING FACILITY EIPICO 3 _0187 | 187 | RFQ-00181 | Purchasing Engineers | Purchasing | 2024-11-28 | بولي ايثيلين 400 ميكرون اسود - PR 103418 | Approved | 10.3 - Landscape and Infra-328400-9 | PolyEthylene 16 mm ,1.14 mm wall thickness Hoses | KGR | 300 | 300 | 0 | 0 | SC_Supply | مارفلز للمقاولات العامه والتوريدات | 10.3 - Landscape and Infra-328400-9 | PolyEthylene 16 mm ,1.14 mm wall thickness Hoses | KGR | 300 | 28 | 8400 | EGP | SC_Supply
ORA ZED-Ph 2-Pkgs A&D |  | RFQ-00075 | Mohamed Selim | Procurement | 2024-09-29 | HDF | Approved | High pressure laminate flooring, with core of high density fiber (HDF) code F12; including items mentioned in "Method of Measurements". Refer to Dwg 09 64 33.00 | Floor | SQM | 13467.3 | 13467.3 | 628.19 | 8460023.19 | SC_Supply/Apply | Abdo Eid El Demredash | High pressure laminate flooring, with core of high density fiber (HDF) code F12; including items mentioned in "Method of Measurements". Refer to Dwg 09 64 33.00 | Floor | SQM | 13467.3 | 525 | 7070332.5 | EGP | SC_Supply/Apply
Mivida BP#189 | 170 | RFQ-00165 | Purchasing Engineers | Purchasing | 2024-11-27 | Cement Supply 103470 | Approved | 1304.BasementP31 | اسمنتاسودرتبة42.5 | TON | 80 | 60 | 1155 | 69300 | SC_Supply/Apply | أحمد كليب محمد محمود | 1304.BasementP31 | اسمنتاسودرتبة42.5 | TON | 60 | 3600 | 216000 | EGP | SC_Supply/Apply
Rabigh CCPP-Civil _K0006 | K0006 | RFQ-00059 | Ahmed Adel | MEP (Electro Mechanical) | 2024-10-30 | GRP PIPES & FITTINGS | Approved | 33 42 11 SNT-0033 | Supplying; installing; testing; gravity; PN6 bar; fiberglass-reinforced plastic (GRP) pipes; outer Dia. 600mm; installed under ground; depth range 2m<D≤3m; on sand bedding; for storm network. | MTR | 218 | 192 | 590 | 113280 | MAT_Raw | AlMunif PIPE | 33 42 11 SNT-0033 | Supplying; installing; testing; gravity; PN6 bar; fiberglass-reinforced plastic (GRP) pipes; outer Dia. 600mm; installed under ground; depth range 2m<D≤3m; on sand bedding; for storm network. | MTR | 192 | 198 | 38016 | SAR | MAT_Raw
Rabigh CCPP-Civil _K0006 | K0006 | RFQ-00059 | Ahmed Adel | MEP (Electro Mechanical) | 2024-10-30 | GRP PIPES & FITTINGS | Approved | 33 42 11 SNT-0019 | Supplying; installing; testing; gravity; PN6 bar; fiberglass-reinforced plastic (GRP) pipes; outer Dia. 600mm; installed under ground; depth range 1m<D≤2m; buried; for storm network. | MTR | 146 | 132 | 590 | 77880 | MAT_Raw | AlMunif PIPE | 33 42 11 SNT-0019 | Supplying; installing; testing; gravity; PN6 bar; fiberglass-reinforced plastic (GRP) pipes; outer Dia. 600mm; installed under ground; depth range 1m<D≤2m; buried; for storm network. | MTR | 132 | 198 | 26136 | SAR | MAT_Raw
Rabigh CCPP-Civil _K0006 | K0006 | RFQ-00059 | Ahmed Adel | MEP (Electro Mechanical) | 2024-10-30 | GRP PIPES & FITTINGS | Approved | 33 42 11 SNT-0046 | Supplying; installing; testing; gravity; PN6 bar; fiberglass-reinforced plastic (GRP) pipes; outer Dia. 800mm; installed under ground; depth range 2m<D≤3m; on sand bedding; for storm network. | MTR | 109 | 102 | 954 | 97308 | MAT_Raw | AlMunif PIPE | 33 42 11 SNT-0046 | Supplying; installing; testing; gravity; PN6 bar; fiberglass-reinforced plastic (GRP) pipes; outer Dia. 800mm; installed under ground; depth range 2m<D≤3m; on sand bedding; for storm network. | MTR | 102 | 322.31 | 32875.62 | SAR | MAT_Raw
Rabigh CCPP-Civil _K0006 | K0006 | RFQ-00059 | Ahmed Adel | MEP (Electro Mechanical) | 2024-10-30 | GRP PIPES & FITTINGS | Approved | 33 42 11 SNT-0018 | Supplying; installing; testing; gravity; PN6 bar; fiberglass-reinforced plastic (GRP) pipes; outer Dia. 500mm; installed under ground; depth range 1m<D≤2m; buried; for storm network. | ECH | 225 | 204 | 450 | 91800 | MAT_Raw | AlMunif PIPE | 33 42 11 SNT-0018 | Supplying; installing; testing; gravity; PN6 bar; fiberglass-reinforced plastic (GRP) pipes; outer Dia. 500mm; installed under ground; depth range 1m<D≤2m; buried; for storm network. | ECH | 204 | 171.28 | 34941.12 | SAR | MAT_Raw
Rabigh CCPP-Civil _K0006 | K0006 | RFQ-00059 | Ahmed Adel | MEP (Electro Mechanical) | 2024-10-30 | GRP PIPES & FITTINGS | Approved | 33 42 11 SNT-0035 | Supplying; installing; testing; gravity; PN6 bar; fiberglass-reinforced plastic (GRP) pipes; outer Dia. 700mm; installed under ground; depth range 2m<D≤3m; on sand bedding; for storm network. | MTR | 218 | 192 | 765 | 146880 | MAT_Raw | AlMunif PIPE | 33 42 11 SNT-0035 | Supplying; installing; testing; gravity; PN6 bar; fiberglass-reinforced plastic (GRP) pipes; outer Dia. 700mm; installed under ground; depth range 2m<D≤3m; on sand bedding; for storm network. | MTR | 192 | 244.53 | 46949.76 | SAR | MAT_Raw
Rabigh CCPP-Civil _K0006 | K0006 | RFQ-00059 | Ahmed Adel | MEP (Electro Mechanical) | 2024-10-30 | GRP PIPES & FITTINGS | Approved | 33 42 11 SNT-0032 | Supplying; installing; testing; gravity; PN6 bar; fiberglass-reinforced plastic (GRP) pipes; outer Dia. 500mm; installed under ground; depth range 2m<D≤3m; on sand bedding; for storm network. | MTR | 225 | 204 | 450 | 91800 | MAT_Raw | AlMunif PIPE | 33 42 11 SNT-0032 | Supplying; installing; testing; gravity; PN6 bar; fiberglass-reinforced plastic (GRP) pipes; outer Dia. 500mm; installed under ground; depth range 2m<D≤3m; on sand bedding; for storm network. | MTR | 204 | 171.28 | 34941.12 | SAR | MAT_Raw
BIOLOGICALS AND BIOSIMILARS MANUFACTURING FACILITY EIPICO 3 _0187 | 187 | RFQ-00178 | Purchasing Engineers | Purchasing | 2024-11-10 | توريد سيكا جراوت 200 - 103377 | Approved | material | Sika grout 200 | TON | 1 | 1 | 4130 | 4130 | SC_Apply | سامينا للاستيراد والتوكيلات التجارية | material | Sika grout 200 | TON | 1 | 6600 | 6600 | EGP | SC_Apply
Rabigh CCPP-Civil _K0006 | K0006 | RFQ-00064 | Mohamed Amr | Procurement | 2024-11-09 | Cement Plastering | Approved | 09 24 00 CP-0011 | Supplying; applying; cement plastering; manual application; for internal walls; with cement content 300 kg/m3; with a total plastering thickness 20 mm; on 2 layer; using Type I—ordinary portland cement; as per ASTM C 150. | SQM | 15565 | 15565 | 40.43 | 629292.95 | MAT_Raw | Company THELATH ZAWAYA For Contracting | 09 24 00 CP-0011 | Supplying; applying; cement plastering; manual application; for internal walls; with cement content 300 kg/m3; with a total plastering thickness 20 mm; on 2 layer; using Type I—ordinary portland cement; as per ASTM C 150. | SQM | 15565 | 46 | 715990 | SAR | MAT_Raw
Red Sea Museum-Bab El-Bunt _K0003 | K0003 | RFQ-00028 | Sherif Rabie | Operation | 2024-11-21 | Areen Al Khaleej | Approved | 10.19.11 - 312000-P1-C | Aggrecate 3/4 - Allow for Design, Construction, Completion and Maintenance during the defects liability period of: Dewatering system, support of existing structure, shoring system, excavation under existing construction and new tunnels, soil improvement, deep foundations, underpinning, foundations for the existing construction (main building, shade building and new connecting tunnels between old and new construction), lateral supports, testing, cathodic protection if needed, and any works related to the stability of the structure, etc. to be executed by the Contractor. The Contractor is to allow sufficient time and cost to be able to execute the works in a professional manner, taking into consideration the age and structural integrity of the building and any other mitigating factors for the dewatering and temporary support required | ECH | 10 | 10 | 920 | 9200 | SC_Supply/Apply | شركةعرين الخليج للخدمات اللوجستية | 10.19.11 - 312000-P1-C | Aggrecate 3/4 - Allow for Design, Construction, Completion and Maintenance during the defects liability period of: Dewatering system, support of existing structure, shoring system, excavation under existing construction and new tunnels, soil improvement, deep foundations, underpinning, foundations for the existing construction (main building, shade building and new connecting tunnels between old and new construction), lateral supports, testing, cathodic protection if needed, and any works related to the stability of the structure, etc. to be executed by the Contractor. The Contractor is to allow sufficient time and cost to be able to execute the works in a professional manner, taking into consideration the age and structural integrity of the building and any other mitigating factors for the dewatering and temporary support required | ECH | 10 | 800 | 8000 | SAR | SC_Supply/Apply
Red Sea Museum-Bab El-Bunt _K0003 | K0003 | RFQ-00028 | Sherif Rabie | Operation | 2024-11-21 | Areen Al Khaleej | Approved | 10.19.11 - 312000-P1-C | Sand Backfilling - Allow for Design, Construction, Completion and Maintenance during the defects liability period of: Dewatering system, support of existing structure, shoring system, excavation under existing construction and new tunnels, soil improvement, deep foundations, underpinning, foundations for the existing construction (main building, shade building and new connecting tunnels between old and new construction), lateral supports, testing, cathodic protection if needed, and any works related to the stability of the structure, etc. to be executed by the Contractor. The Contractor is to allow sufficient time and cost to be able to execute the works in a professional manner, taking into consideration the age and structural integrity of the building and any other mitigating factors for the dewatering and temporary support required | ECH | 10 | 10 | 480 | 4800 | SC_Supply/Apply | شركةعرين الخليج للخدمات اللوجستية | 10.19.11 - 312000-P1-C | Sand Backfilling - Allow for Design, Construction, Completion and Maintenance during the defects liability period of: Dewatering system, support of existing structure, shoring system, excavation under existing construction and new tunnels, soil improvement, deep foundations, underpinning, foundations for the existing construction (main building, shade building and new connecting tunnels between old and new construction), lateral supports, testing, cathodic protection if needed, and any works related to the stability of the structure, etc. to be executed by the Contractor. The Contractor is to allow sufficient time and cost to be able to execute the works in a professional manner, taking into consideration the age and structural integrity of the building and any other mitigating factors for the dewatering and temporary support required | ECH | 10 | 600 | 6000 | SAR | SC_Supply/Apply
Red Sea Museum-Bab El-Bunt _K0003 | K0003 | RFQ-00028 | Sherif Rabie | Operation | 2024-11-21 | Areen Al Khaleej | Approved | *10.17.11 - 092523-P1-J | Sand Plaster / To external walls | SQM | 15 | 15 | 460 | 6900 | SC_Supply/Apply | شركةعرين الخليج للخدمات اللوجستية | *10.17.11 - 092523-P1-J | Sand Plaster / To external walls | SQM | 15 | 2400 | 36000 | SAR | SC_Supply/Apply
Damietta Container Terminal-Infra & Bldgs _0216 | 216 | RFQ-00103 | Haytham Sharnouby | Operation | 2024-11-25 | Formwork & Steel RFT | Approved | Total Buildings | بالمتر المسطح اعمال مصنعيات نجارة لزوم العادية و البند يشمل كل ما يلزم لنهو الاعمال و تركيب طبقا لتعليمات الطرف الاول و الاستشاري و ممثل المالك و طبقا للمواصفات الفنية و اصول الصناعه ( شامل سلك الرباط و المسمار و كافه العدد و الادوات و غير شامل الشده الخشبية ) | SQM | 9237 | 3000 | 1.53 | 4590 | SC_Apply | هانى سعد اسماعيل ابو النجا حسن | Total Buildings | بالمتر المسطح اعمال مصنعيات نجارة لزوم العادية و البند يشمل كل ما يلزم لنهو الاعمال و تركيب طبقا لتعليمات الطرف الاول و الاستشاري و ممثل المالك و طبقا للمواصفات الفنية و اصول الصناعه ( شامل سلك الرباط و المسمار و كافه العدد و الادوات و غير شامل الشده الخشبية ) | SQM | 3000 | 33 | 99000 | EGP | SC_Apply
Damietta Container Terminal-Infra & Bldgs _0216 | 216 | RFQ-00103 | Haytham Sharnouby | Operation | 2024-11-25 | Formwork & Steel RFT | Approved | Total Buildings | بالمتر المكعب اعمال مصنعيات حداده و نجارة لزوم اللبشة و البند يشمل كل ما يلزم لنهو الاعمال و طبقا لتعليمات الطرف الاول و الاستشاري و ممثل المالك و طبقا للمواصفات الفنية و اصول الصناعه ( شامل سلك الرباط و المسمار و كافه العدد و الادوات و غير شامل الشده الخشبية ) | CBM | 2195.97 | 730 | 5.2 | 3796 | SC_Apply | هانى سعد اسماعيل ابو النجا حسن | Total Buildings | بالمتر المكعب اعمال مصنعيات حداده و نجارة لزوم اللبشة و البند يشمل كل ما يلزم لنهو الاعمال و طبقا لتعليمات الطرف الاول و الاستشاري و ممثل المالك و طبقا للمواصفات الفنية و اصول الصناعه ( شامل سلك الرباط و المسمار و كافه العدد و الادوات و غير شامل الشده الخشبية ) | CBM | 730 | 400 | 292000 | EGP | SC_Apply
Damietta Container Terminal-Infra & Bldgs _0216 | 216 | RFQ-00103 | Haytham Sharnouby | Operation | 2024-11-25 | Formwork & Steel RFT | Approved | Total Buildings | بالمتر المكعب اعمال مصنعيات حداده و نجارة لزوم القواعد المنفصلة + السملات و البند يشمل كل ما يلزم لنهو الاعمال و طبقا لتعليمات الطرف الاول و الاستشاري و ممثل المالك و طبقا للمواصفات الفنية و اصول الصناعه ( شامل كافه العدد و الادوات و غير شامل الشده الخشبية و سلك الرباط و المسمار ) | CBM | 4498.32 | 45 | 9.65 | 434.25 | SC_Apply | هانى سعد اسماعيل ابو النجا حسن | Total Buildings | بالمتر المكعب اعمال مصنعيات حداده و نجارة لزوم القواعد المنفصلة + السملات و البند يشمل كل ما يلزم لنهو الاعمال و طبقا لتعليمات الطرف الاول و الاستشاري و ممثل المالك و طبقا للمواصفات الفنية و اصول الصناعه ( شامل كافه العدد و الادوات و غير شامل الشده الخشبية و سلك الرباط و المسمار ) | CBM | 45 | 650 | 29250 | EGP | SC_Apply
Damietta Container Terminal-Infra & Bldgs _0216 | 216 | RFQ-00103 | Haytham Sharnouby | Operation | 2024-11-25 | Formwork & Steel RFT | Approved | Total Buildings | بالمتر المكعب اعمال مصنعيات حداده و نجارة لزوم الاعمدة و البند يشمل كل ما يلزم لنهو الاعمال و طبقا لتعليمات الطرف الاول و الاستشاري و ممثل المالك و طبقا للمواصفات الفنية و اصول الصناعه ( شامل سلك الرباط و المسمار و كافه العدد و الادوات و غير شامل الشده الخشبية ) | CBM | 1552.23 | 395 | 15.79 | 6237.05 | SC_Apply | هانى سعد اسماعيل ابو النجا حسن | Total Buildings | بالمتر المكعب اعمال مصنعيات حداده و نجارة لزوم الاعمدة و البند يشمل كل ما يلزم لنهو الاعمال و طبقا لتعليمات الطرف الاول و الاستشاري و ممثل المالك و طبقا للمواصفات الفنية و اصول الصناعه ( شامل سلك الرباط و المسمار و كافه العدد و الادوات و غير شامل الشده الخشبية ) | CBM | 395 | 1100 | 434500 | EGP | SC_Apply
Damietta Container Terminal-Infra & Bldgs _0216 | 216 | RFQ-00103 | Haytham Sharnouby | Operation | 2024-11-25 | Formwork & Steel RFT | Approved | Total Buildings | بالمتر المكعب اعمال مصنعيات حداده و نجارة لزوم الحوائط و البند يشمل كل ما يلزم لنهو الاعمال و طبقا لتعليمات الطرف الاول و الاستشاري و ممثل المالك و طبقا للمواصفات الفنية و اصول الصناعه ( شامل سلك الرباط و المسمار و كافه العدد و الادوات و غير شامل الشده الخشبية ) | CBM | 942.53 | 210 | 11.57 | 2429.7 | SC_Apply | هانى سعد اسماعيل ابو النجا حسن | Total Buildings | بالمتر المكعب اعمال مصنعيات حداده و نجارة لزوم الحوائط و البند يشمل كل ما يلزم لنهو الاعمال و طبقا لتعليمات الطرف الاول و الاستشاري و ممثل المالك و طبقا للمواصفات الفنية و اصول الصناعه ( شامل سلك الرباط و المسمار و كافه العدد و الادوات و غير شامل الشده الخشبية ) | CBM | 210 | 1800 | 378000 | EGP | SC_Apply
Damietta Container Terminal-Infra & Bldgs _0216 | 216 | RFQ-00103 | Haytham Sharnouby | Operation | 2024-11-25 | Formwork & Steel RFT | Approved | Total Buildings | بالمتر المكعب اعمال مصنعيات حداده و نجارة لزوم الاسقف و البند يشمل كل ما يلزم لنهو الاعمال و تركيب scofolding و طبقا لتعليمات الطرف الاول و الاستشاري و ممثل المالك و طبقا للمواصفات الفنية و اصول الصناعه ( شامل سلك الرباط و المسمار و كافه العدد و الادوات و غير شامل الشده الخشبية ) | CBM | 3219.79 | 1070 | 14.98 | 16028.6 | SC_Apply | هانى سعد اسماعيل ابو النجا حسن | Total Buildings | بالمتر المكعب اعمال مصنعيات حداده و نجارة لزوم الاسقف و البند يشمل كل ما يلزم لنهو الاعمال و تركيب scofolding و طبقا لتعليمات الطرف الاول و الاستشاري و ممثل المالك و طبقا للمواصفات الفنية و اصول الصناعه ( شامل سلك الرباط و المسمار و كافه العدد و الادوات و غير شامل الشده الخشبية ) | CBM | 1070 | 1200 | 1284000 | EGP | SC_Apply
Damietta Container Terminal-Infra & Bldgs _0216 | 216 | RFQ-00103 | Haytham Sharnouby | Operation | 2024-11-25 | Formwork & Steel RFT | Approved | Fence | بالمتر الطولي اعمال مصنعيات حداده و نجارة لزوم السور ( عادية + مسلحة ) و البند يشمل كل ما يلزم لنهو الاعمال و طبقا لتعليمات الطرف الاول و الاستشاري و ممثل المالك و طبقا للمواصفات الفنية و اصول الصناعه ( شامل سلك الرباط و المسمار و كافه العدد و الادوات و غير شامل الشده الخشبية ) | MTR | 5643.57 | 1880 | 10.92 | 20529.6 | SC_Apply | هانى سعد اسماعيل ابو النجا حسن | Fence | بالمتر الطولي اعمال مصنعيات حداده و نجارة لزوم السور ( عادية + مسلحة ) و البند يشمل كل ما يلزم لنهو الاعمال و طبقا لتعليمات الطرف الاول و الاستشاري و ممثل المالك و طبقا للمواصفات الفنية و اصول الصناعه ( شامل سلك الرباط و المسمار و كافه العدد و الادوات و غير شامل الشده الخشبية ) | MTR | 1880 | 1500 | 2820000 | EGP | SC_Apply
Rabigh CCPP-Civil _K0006 | K0006 | RFQ-00064 | Mohamed Amr | Procurement | 2024-11-09 | Cement Plastering | Approved | 09 24 00 CP-0012 | Supplying; applying; cement plastering; manual application; for external walls; with cement content 300 kg/m3; with a total plastering thickness 20 mm; on 2 layer; using Type I—ordinary portland cement; as per ASTM C 150. | SQM | 7245 | 7245 | 48.57 | 351889.65 | MAT_Raw | Company THELATH ZAWAYA For Contracting | 09 24 00 CP-0012 | Supplying; applying; cement plastering; manual application; for external walls; with cement content 300 kg/m3; with a total plastering thickness 20 mm; on 2 layer; using Type I—ordinary portland cement; as per ASTM C 150. | SQM | 7245 | 48 | 347760 | SAR | MAT_Raw
Katameya Creeks | 138 | RFQ-00125 | Youssef Abd El Kream | MEP (Electro Mechanical) | 2024-11-04 | LV Cables | Approved | All Buildings | كابل نحاس ترمو ضغط منخفض مقاس 4 × 16 مم (xlpe/pvc) | LM | 850 | 500 | 253.64 | 126820 | SC_Supply | المتحدة للصناعات - السويدى | All Buildings | كابل نحاس ترمو ضغط منخفض مقاس 4 × 16 مم (xlpe/pvc) | LM | 500 | 410.04 | 205020 | EGP | SC_Supply
Katameya Creeks | 138 | RFQ-00125 | Youssef Abd El Kream | MEP (Electro Mechanical) | 2024-11-04 | LV Cables | Approved | All Buildings | كابل نحاس ترمو ضغط منخفض مقاس 4 × 10 مم (xlpe/pvc) | LM | 1610 | 1100 | 162.1 | 178310 | SC_Supply | المتحدة للصناعات - السويدى | All Buildings | كابل نحاس ترمو ضغط منخفض مقاس 4 × 10 مم (xlpe/pvc) | LM | 1100 | 261.78 | 287958 | EGP | SC_Supply
Katameya Creeks | 138 | RFQ-00125 | Youssef Abd El Kream | MEP (Electro Mechanical) | 2024-11-04 | LV Cables | Approved | All Buildings | كابل نحاس ترمو ضغط منخفض مقاس 4 × 6 مم (xlpe/pvc) | LM | 650 | 650 | 104.98 | 68237 | SC_Supply | المتحدة للصناعات - السويدى | All Buildings | كابل نحاس ترمو ضغط منخفض مقاس 4 × 6 مم (xlpe/pvc) | LM | 650 | 169.44 | 110136 | EGP | SC_Supply
Katameya Creeks | 138 | RFQ-00125 | Youssef Abd El Kream | MEP (Electro Mechanical) | 2024-11-04 | LV Cables | Approved | All Buildings | سلك نحاس مصمت مقاس 16 مم اللون أصفر × أخضر (cu/pvc) جهد (750/450) | LM | 2000 | 2000 | 61.06 | 122120 | SC_Supply | المتحدة للصناعات - السويدى | All Buildings | سلك نحاس مصمت مقاس 16 مم اللون أصفر × أخضر (cu/pvc) جهد (750/450) | LM | 2000 | 93.74 | 187480 | EGP | SC_Supply
Katameya Creeks | 138 | RFQ-00125 | Youssef Abd El Kream | MEP (Electro Mechanical) | 2024-11-04 | LV Cables | Approved | All Buildings | سلك نحاس مصمت مقاس 10 مم اللون أصفر × أخضر (cu/pvc) جهد (750/450) | LM | 2500 | 2500 | 38.15 | 95375 | SC_Supply | المتحدة للصناعات - السويدى | All Buildings | سلك نحاس مصمت مقاس 10 مم اللون أصفر × أخضر (cu/pvc) جهد (750/450) | LM | 2500 | 58.57 | 146425 | EGP | SC_Supply
Katameya Creeks |  | RFQ-00103 | Youssef Abd El Kream | MEP (Electro Mechanical) | 2024-10-03 | Self Drill Bolts | Approved | All Buildings | مسمار سلف دريل 3 سم | ECH | 5 | 5 | 0 | 0 | SC_Supply | بيتكو لمهمات الربط | All Buildings | مسمار سلف دريل 3 سم | ECH | 5 | 1075 | 5375 | EGP | SC_Supply
Katameya Creeks |  | RFQ-00118 | Youssef Abd El Kream | MEP (Electro Mechanical) | 2024-10-09 | Fixation Acc. | Approved | All Buildings | مسمار تك 1.50 سم | KGR | 4 | 4 | 0 | 0 | SC_Supply | بيتكو لمهمات الربط | All Buildings | مسمار تك 1.50 سم | KGR | 4 | 135 | 540 | EGP | SC_Supply
Katameya Creeks |  | RFQ-00118 | Youssef Abd El Kream | MEP (Electro Mechanical) | 2024-10-09 | Fixation Acc. | Approved | All Buildings | وردة + صامولة 10 مم مجلفن | KGR | 20 | 20 | 0 | 0 | SC_Supply | بيتكو لمهمات الربط | All Buildings | وردة + صامولة 10 مم مجلفن | KGR | 20 | 69 | 1380 | EGP | SC_Supply
AS2 Saint Gobain _0221 | 221 | RFQ-00015 | Rola Yasser | Procurement | 2024-11-19 | Steel Doors Hardware RFQ. | Approved | 13.11 - Arch-65-a | Full Mortise ball bearing Standard Weight Hinge | ECH | 370 | 370 | 498.39 | 184404.3 | SC_Supply/Apply | The France Company For Metal Industries | 13.11 - Arch-65-a | Full Mortise ball bearing Standard Weight Hinge | ECH | 370 | 406 | 150220 | EGP | SC_Supply/Apply
AS2 Saint Gobain _0221 | 221 | RFQ-00015 | Rola Yasser | Procurement | 2024-11-19 | Steel Doors Hardware RFQ. | Approved | 13.11 - Arch-65-b | T-Hinge | ECH | 8 | 8 | 0 | 0 | SC_Supply/Apply | The France Company For Metal Industries | 13.11 - Arch-65-b | T-Hinge | ECH | 8 | 0 | 0 | EGP | SC_Supply/Apply
AS2 Saint Gobain _0221 | 221 | RFQ-00015 | Rola Yasser | Procurement | 2024-11-19 | Steel Doors Hardware RFQ. | Approved | 13.11 - Arch-66-c | Mortise Sash lock | ECH | 47 | 47 | 999.23 | 46963.81 | SC_Supply/Apply | The France Company For Metal Industries | 13.11 - Arch-66-c | Mortise Sash lock | ECH | 47 | 814 | 38258 | EGP | SC_Supply/Apply
AS2 Saint Gobain _0221 | 221 | RFQ-00015 | Rola Yasser | Procurement | 2024-11-19 | Steel Doors Hardware RFQ. | Approved | 13.11 - Arch-66-d | Cisa Lock | ECH | 11 | 11 | 5876.31 | 64639.41 | SC_Supply/Apply | The France Company For Metal Industries | 13.11 - Arch-66-d | Cisa Lock | ECH | 11 | 4787 | 52657 | EGP | SC_Supply/Apply
AS2 Saint Gobain _0221 | 221 | RFQ-00015 | Rola Yasser | Procurement | 2024-11-19 | Steel Doors Hardware RFQ. | Approved | 13.11 - Arch-66-d | Euro profile double cylinder w/ 3 change keys | ECH | 58 | 58 | 532.76 | 30900.08 | SC_Supply/Apply | The France Company For Metal Industries | 13.11 - Arch-66-d | Euro profile double cylinder w/ 3 change keys | ECH | 58 | 434 | 25172 | EGP | SC_Supply/Apply
AS2 Saint Gobain _0221 | 221 | RFQ-00015 | Rola Yasser | Procurement | 2024-11-19 | Steel Doors Hardware RFQ. | Approved | 13.11 - Arch-69-b | Lever handle on Rose with Escutcheon | ECH | 57 | 57 | 688.66 | 39253.62 | SC_Supply/Apply | The France Company For Metal Industries | 13.11 - Arch-69-b | Lever handle on Rose with Escutcheon | ECH | 57 | 561 | 31977 | EGP | SC_Supply/Apply
AS2 Saint Gobain _0221 | 221 | RFQ-00015 | Rola Yasser | Procurement | 2024-11-19 | Steel Doors Hardware RFQ. | Approved | 13.11 - Arch-71-b | Lever handle on square plate (set) | ECH | 1 | 1 | 1496.39 | 1496.39 | SC_Supply/Apply | The France Company For Metal Industries | 13.11 - Arch-71-b | Lever handle on square plate (set) | ECH | 1 | 1219 | 1219 | EGP | SC_Supply/Apply
AS2 Saint Gobain _0221 | 221 | RFQ-00015 | Rola Yasser | Procurement | 2024-11-19 | Steel Doors Hardware RFQ. | Approved | 13.11 - Arch-71-c | Touch bar, vertical, steel, painted sinish | ECH | 2 | 2 | 7313.77 | 14627.54 | SC_Supply/Apply | The France Company For Metal Industries | 13.11 - Arch-71-c | Touch bar, vertical, steel, painted sinish | ECH | 2 | 5958 | 11916 | EGP | SC_Supply/Apply
AS2 Saint Gobain _0221 | 221 | RFQ-00015 | Rola Yasser | Procurement | 2024-11-19 | Steel Doors Hardware RFQ. | Approved | 13.11 - Arch-71-d | Outside Access Handle without Cylinder | ECH | 1 | 1 | 5854.21 | 5854.21 | SC_Supply/Apply | The France Company For Metal Industries | 13.11 - Arch-71-d | Outside Access Handle without Cylinder | ECH | 1 | 4769 | 4769 | EGP | SC_Supply/Apply
AS2 Saint Gobain _0221 | 221 | RFQ-00015 | Rola Yasser | Procurement | 2024-11-19 | Steel Doors Hardware RFQ. | Approved | 13.11 - Arch-71-e | MATT SN, 3 PCS standard keys, half cylinder | ECH | 1 | 1 | 434.55 | 434.55 | SC_Supply/Apply | The France Company For Metal Industries | 13.11 - Arch-71-e | MATT SN, 3 PCS standard keys, half cylinder | ECH | 1 | 354 | 354 | EGP | SC_Supply/Apply
AS2 Saint Gobain _0221 | 221 | RFQ-00015 | Rola Yasser | Procurement | 2024-11-19 | Steel Doors Hardware RFQ. | Approved | 13.11 - Arch-75-a | Meeting Stile Ashtragal | ECH | 2 | 2 | 1160.04 | 2320.08 | SC_Supply/Apply | The France Company For Metal Industries | 13.11 - Arch-75-a | Meeting Stile Ashtragal | ECH | 2 | 945 | 1890 | EGP | SC_Supply/Apply
AS2 Saint Gobain _0221 | 221 | RFQ-00015 | Rola Yasser | Procurement | 2024-11-19 | Steel Doors Hardware RFQ. | Approved | 13.11 - Arch-75-b | Top rod 1820mm for 3000mm door (UL cert. not valid for door height 3m) | ECH | 1 | 1 | 1784.86 | 1784.86 | SC_Supply/Apply | The France Company For Metal Industries | 13.11 - Arch-75-b | Top rod 1820mm for 3000mm door (UL cert. not valid for door height 3m) | ECH | 1 | 1454 | 1454 | EGP | SC_Supply/Apply
AS2 Saint Gobain _0221 | 221 | RFQ-00015 | Rola Yasser | Procurement | 2024-11-19 | Steel Doors Hardware RFQ. | Approved | 13.11 - Arch-65-a | 505 Silver, power size 4, with plastic cover | ECH | 39 | 39 | 1811.87 | 70662.93 | SC_Supply/Apply | The France Company For Metal Industries | 13.11 - Arch-65-a | 505 Silver, power size 4, with plastic cover | ECH | 39 | 1476 | 57564 | EGP | SC_Supply/Apply
AS2 Saint Gobain _0221 | 221 | RFQ-00015 | Rola Yasser | Procurement | 2024-11-19 | Steel Doors Hardware RFQ. | Approved | 13.11 - Arch-65-b | 505 Silver, power size 5, with plastic cover | ECH | 9 | 9 | 1935.85 | 17422.65 | SC_Supply/Apply | The France Company For Metal Industries | 13.11 - Arch-65-b | 505 Silver, power size 5, with plastic cover | ECH | 9 | 1577 | 14193 | EGP | SC_Supply/Apply
AS2 Saint Gobain _0221 | 221 | RFQ-00015 | Rola Yasser | Procurement | 2024-11-19 | Steel Doors Hardware RFQ. | Approved | 13.11 - Arch-66-c | Manual Flush Bolt | ECH | 84 | 84 | 568.36 | 47742.24 | SC_Supply/Apply | The France Company For Metal Industries | 13.11 - Arch-66-c | Manual Flush Bolt | ECH | 84 | 463 | 38892 | EGP | SC_Supply/Apply
AS2 Saint Gobain _0221 | 221 | RFQ-00015 | Rola Yasser | Procurement | 2024-11-19 | Steel Doors Hardware RFQ. | Approved | 13.11 - Arch-66-d | Dust Proof Strike | ECH | 42 | 42 | 182.91 | 7682.22 | SC_Supply/Apply | The France Company For Metal Industries | 13.11 - Arch-66-d | Dust Proof Strike | ECH | 42 | 149 | 6258 | EGP | SC_Supply/Apply
AS2 Saint Gobain _0221 | 221 | RFQ-00015 | Rola Yasser | Procurement | 2024-11-19 | Steel Doors Hardware RFQ. | Approved | 13.11 - Arch-71-d | Extension Rod | ECH | 13 | 13 | 195.18 | 2537.34 | SC_Supply/Apply | The France Company For Metal Industries | 13.11 - Arch-71-d | Extension Rod | ECH | 13 | 159 | 2067 | EGP | SC_Supply/Apply
AS2 Saint Gobain _0221 | 221 | RFQ-00015 | Rola Yasser | Procurement | 2024-11-19 | Steel Doors Hardware RFQ. | Approved | 13.11 - Arch-71-e | Mounted Floor Door Stop | ECH | 102 | 102 | 147.31 | 15025.62 | SC_Supply/Apply | The France Company For Metal Industries | 13.11 - Arch-71-e | Mounted Floor Door Stop | ECH | 102 | 120 | 12240 | EGP | SC_Supply/Apply
Damietta Container Terminal-Infra & Bldgs _0216 | 216 | RFQ-00081 | Eslam Sayed | Procurement | 2024-11-04 | Cementitious waterproofing for foundation | Approved | 11.11.10 - Building Package - 100_Terminal House - 071613 - 2. 2.4.1 | Delivering and coating three layers of Polymer Modified Cement Waterproofing for all surfaces of reinforcement concrete and bricks under the ground according to drawings and specifications. The work includes surface cleaning and , bricks or concrete screed for protection (if required) and all other necessary items to complete the job | SQM | 5240 | 5240 | 4.29 | 22479.6 | SC_Supply/Apply | Troy | 11.11.10 - Building Package - 100_Terminal House - 071613 - 2. 2.4.1 | Delivering and coating three layers of Polymer Modified Cement Waterproofing for all surfaces of reinforcement concrete and bricks under the ground according to drawings and specifications. The work includes surface cleaning and , bricks or concrete screed for protection (if required) and all other necessary items to complete the job | SQM | 5240 | 180 | 943200 | EGP | SC_Supply/Apply
Damietta Container Terminal-Infra & Bldgs _0216 | 216 | RFQ-00081 | Eslam Sayed | Procurement | 2024-11-04 | Cementitious waterproofing for foundation | Approved | 11.19.10 - Building Package - 104_Fuel Station - 071613 - 2. 2.4.1 | Delivering and coating three layers of Polymer Modified Cement Waterproofing for all surfaces of reinforcement concrete and bricks under the ground according to drawings and specifications. The work includes surface cleaning and , bricks or concrete screed for protection (if required) and all other necessary items to complete the work | SQM | 185 | 185 | 4.29 | 793.65 | SC_Supply/Apply | Troy | 11.19.10 - Building Package - 104_Fuel Station - 071613 - 2. 2.4.1 | Delivering and coating three layers of Polymer Modified Cement Waterproofing for all surfaces of reinforcement concrete and bricks under the ground according to drawings and specifications. The work includes surface cleaning and , bricks or concrete screed for protection (if required) and all other necessary items to complete the work | SQM | 185 | 180 | 33300 | EGP | SC_Supply/Apply
Damietta Container Terminal-Infra & Bldgs _0216 | 216 | RFQ-00081 | Eslam Sayed | Procurement | 2024-11-04 | Cementitious waterproofing for foundation | Approved | 11.16.10 - Building Package - 112_Guard House- 071613 - 2. 2.3.1 | Delivering and coating three layers of Polymer Modified Cement Waterproofing for all surfaces of reinforcement concrete and bricks under the ground according to drawings and specifications. The work includes surface cleaning and , bricks or concrete screed for protection (if required) and all other necessary items to complete the work | SQM | 37 | 37 | 4.29 | 158.73 | SC_Supply/Apply | Troy | 11.16.10 - Building Package - 112_Guard House- 071613 - 2. 2.3.1 | Delivering and coating three layers of Polymer Modified Cement Waterproofing for all surfaces of reinforcement concrete and bricks under the ground according to drawings and specifications. The work includes surface cleaning and , bricks or concrete screed for protection (if required) and all other necessary items to complete the work | SQM | 37 | 180 | 6660 | EGP | SC_Supply/Apply
Damietta Container Terminal-Infra & Bldgs _0216 | 216 | RFQ-00081 | Eslam Sayed | Procurement | 2024-11-04 | Cementitious waterproofing for foundation | Approved | 11.10.10 - Building Package - 101_Workshop - 071613 - 2. 2.4.1 | Delivering and coating three layers of Polymer Modified Cement Waterproofing for all surfaces of reinforcement concrete and bricks under the ground according to drawings and specifications. The work includes surface cleaning and , bricks or concrete screed for protection (if required) and all other necessary items to complete the work | SQM | 6945 | 6945 | 4.29 | 29794.05 | SC_Supply/Apply | Troy | 11.10.10 - Building Package - 101_Workshop - 071613 - 2. 2.4.1 | Delivering and coating three layers of Polymer Modified Cement Waterproofing for all surfaces of reinforcement concrete and bricks under the ground according to drawings and specifications. The work includes surface cleaning and , bricks or concrete screed for protection (if required) and all other necessary items to complete the work | SQM | 6945 | 180 | 1250100 | EGP | SC_Supply/Apply
Damietta Container Terminal-Infra & Bldgs _0216 | 216 | RFQ-00081 | Eslam Sayed | Procurement | 2024-11-04 | Cementitious waterproofing for foundation | Approved | 11.18.10 - Building Package - 102_In-Out Gate - 071613 - 2. 2.5.1 | Delivering and coating three layers of Polymer Modified Cement Waterproofing for all surfaces of reinforcement concrete and bricks under the ground according to drawings and specifications. The work includes surface cleaning and , bricks or concrete screed for protection (if required) and all other necessary items to complete the work | SQM | 2788 | 2788 | 4.29 | 11960.52 | SC_Supply/Apply | Troy | 11.18.10 - Building Package - 102_In-Out Gate - 071613 - 2. 2.5.1 | Delivering and coating three layers of Polymer Modified Cement Waterproofing for all surfaces of reinforcement concrete and bricks under the ground according to drawings and specifications. The work includes surface cleaning and , bricks or concrete screed for protection (if required) and all other necessary items to complete the work | SQM | 2788 | 180 | 501840 | EGP | SC_Supply/Apply
Abo Shanab El Agamien _0195 | 195 | RFQ-00104 | Kareem Ashraf | Procurement | 2024-11-14 | Metal Shads for Generators | Approved | 8 - Iz. Abd Al-Qawy Salem & Iz. Zaraby-Bill No.7 Generator Shed (Civil Works)-40--7.1.b | Supplying, install and fabrication Pre-Engineered Steel Shade Structures. The price includes all the necessary steel section, bolts, C- channel and corrugated sheet , fixing, paints, fitting and accessories as required by the specifications. provided that the work is completed in full according to the Contract Drawings, Technical Specifications, industry assets and the instructions of the Engineer. | ECH | 1 | 1 | 86099.86 | 86099.86 | SC_Supply/Apply | A One Construction | 8 - Iz. Abd Al-Qawy Salem & Iz. Zaraby-Bill No.7 Generator Shed (Civil Works)-40--7.1.b | Supplying, install and fabrication Pre-Engineered Steel Shade Structures. The price includes all the necessary steel section, bolts, C- channel and corrugated sheet , fixing, paints, fitting and accessories as required by the specifications. provided that the work is completed in full according to the Contract Drawings, Technical Specifications, industry assets and the instructions of the Engineer. | ECH | 1 | 85000 | 85000 | EGP | SC_Supply/Apply
Abo Shanab El Agamien _0195 | 195 | RFQ-00104 | Kareem Ashraf | Procurement | 2024-11-14 | Metal Shads for Generators | Approved | 1 - Sharaf Al Deen Village-Bill No.6 Generator Shed (Civil Works)-40--6.1.b | Supplying, install and fabrication Pre-Engineered Steel Shade Structures. The price includes all the necessary steel section, bolts, C- channel and corrugated sheet , fixing, paints, fitting and accessories as required by the specifications. provided that the work is completed in full according to the Contract Drawings, Technical Specifications, industry assets and the instructions of the Engineer. | ECH | 1 | 1 | 86099.86 | 86099.86 | SC_Supply/Apply | A One Construction | 1 - Sharaf Al Deen Village-Bill No.6 Generator Shed (Civil Works)-40--6.1.b | Supplying, install and fabrication Pre-Engineered Steel Shade Structures. The price includes all the necessary steel section, bolts, C- channel and corrugated sheet , fixing, paints, fitting and accessories as required by the specifications. provided that the work is completed in full according to the Contract Drawings, Technical Specifications, industry assets and the instructions of the Engineer. | ECH | 1 | 85000 | 85000 | EGP | SC_Supply/Apply
Abo Shanab El Agamien _0195 | 195 | RFQ-00104 | Kareem Ashraf | Procurement | 2024-11-14 | Metal Shads for Generators | Approved | 5 - Tahawi Village-Bill No.7 Generator Shed (Civil Works)-39--7.1.b | Supplying, install and fabrication Pre-Engineered Steel Shade Structures. The price includes all the necessary steel section, bolts, C- channel and corrugated sheet , fixing, paints, fitting and accessories as required by the specifications. provided that the work is completed in full according to the Contract Drawings, Technical Specifications, industry assets and the instructions of the Engineer. | ECH | 1 | 1 | 86099.86 | 86099.86 | SC_Supply/Apply | A One Construction | 5 - Tahawi Village-Bill No.7 Generator Shed (Civil Works)-39--7.1.b | Supplying, install and fabrication Pre-Engineered Steel Shade Structures. The price includes all the necessary steel section, bolts, C- channel and corrugated sheet , fixing, paints, fitting and accessories as required by the specifications. provided that the work is completed in full according to the Contract Drawings, Technical Specifications, industry assets and the instructions of the Engineer. | ECH | 1 | 85000 | 85000 | EGP | SC_Supply/Apply
Abo Shanab El Agamien _0195 | 195 | RFQ-00104 | Kareem Ashraf | Procurement | 2024-11-14 | Metal Shads for Generators | Approved | 6 - Huwaydi Village-Bill No.7 Generator Shed (Civil Works)-39--7.1.b | Supplying, install and fabrication Pre-Engineered Steel Shade Structures. The price includes all the necessary steel section, bolts, C- channel and corrugated sheet , fixing, paints, fitting and accessories as required by the specifications. provided that the work is completed in full according to the Contract Drawings, Technical Specifications, industry assets and the instructions of the Engineer. | ECH | 1 | 1 | 86099.86 | 86099.86 | SC_Supply/Apply | A One Construction | 6 - Huwaydi Village-Bill No.7 Generator Shed (Civil Works)-39--7.1.b | Supplying, install and fabrication Pre-Engineered Steel Shade Structures. The price includes all the necessary steel section, bolts, C- channel and corrugated sheet , fixing, paints, fitting and accessories as required by the specifications. provided that the work is completed in full according to the Contract Drawings, Technical Specifications, industry assets and the instructions of the Engineer. | ECH | 1 | 85000 | 85000 | EGP | SC_Supply/Apply
Abo Shanab El Agamien _0195 | 195 | RFQ-00104 | Kareem Ashraf | Procurement | 2024-11-14 | Metal Shads for Generators | Approved | 4 - IZ. AL BILTAJI-Bill No.7 Generator Shed (Civil Works)-41--7.1.b | Supplying, install and fabrication Pre-Engineered Steel Shade Structures. The price includes all the necessary steel section, bolts, C- channel and corrugated sheet , fixing, paints, fitting and accessories as required by the specifications. provided that the work is completed in full according to the Contract Drawings, Technical Specifications, industry assets and the instructions of the Engineer. | ECH | 1 | 1 | 86099.86 | 86099.86 | SC_Supply/Apply | A One Construction | 4 - IZ. AL BILTAJI-Bill No.7 Generator Shed (Civil Works)-41--7.1.b | Supplying, install and fabrication Pre-Engineered Steel Shade Structures. The price includes all the necessary steel section, bolts, C- channel and corrugated sheet , fixing, paints, fitting and accessories as required by the specifications. provided that the work is completed in full according to the Contract Drawings, Technical Specifications, industry assets and the instructions of the Engineer. | ECH | 1 | 85000 | 85000 | EGP | SC_Supply/Apply
Abo Shanab El Agamien _0195 | 195 | RFQ-00104 | Kareem Ashraf | Procurement | 2024-11-14 | Metal Shads for Generators | Approved | 9 - Iz. Seror-Bill No.7 Generator Shed (Civil Works)-45--7.1.b | Supplying, install and fabrication Pre-Engineered Steel Shade Structures. The price includes all the necessary steel section, bolts, C- channel and corrugated sheet , fixing, paints, fitting and accessories as required by the specifications. provided that the work is completed in full according to the Contract Drawings, Technical Specifications, industry assets and the instructions of the Engineer. | ECH | 1 | 1 | 86099.86 | 86099.86 | SC_Supply/Apply | A One Construction | 9 - Iz. Seror-Bill No.7 Generator Shed (Civil Works)-45--7.1.b | Supplying, install and fabrication Pre-Engineered Steel Shade Structures. The price includes all the necessary steel section, bolts, C- channel and corrugated sheet , fixing, paints, fitting and accessories as required by the specifications. provided that the work is completed in full according to the Contract Drawings, Technical Specifications, industry assets and the instructions of the Engineer. | ECH | 1 | 85000 | 85000 | EGP | SC_Supply/Apply
Abo Shanab El Agamien _0195 | 195 | RFQ-00104 | Kareem Ashraf | Procurement | 2024-11-14 | Metal Shads for Generators | Approved | 2 - Kariman sednaoui-Bill No.7 Generator Shed (Civil Works)-41--7.1.b | Supplying, install and fabrication Pre-Engineered Steel Shade Structures. The price includes all the necessary steel section, bolts, C- channel and corrugated sheet , fixing, paints, fitting and accessories as required by the specifications. provided that the work is completed in full according to the Contract Drawings, Technical Specifications, industry assets and the instructions of the Engineer. | ECH | 1 | 1 | 86099.86 | 86099.86 | SC_Supply/Apply | A One Construction | 2 - Kariman sednaoui-Bill No.7 Generator Shed (Civil Works)-41--7.1.b | Supplying, install and fabrication Pre-Engineered Steel Shade Structures. The price includes all the necessary steel section, bolts, C- channel and corrugated sheet , fixing, paints, fitting and accessories as required by the specifications. provided that the work is completed in full according to the Contract Drawings, Technical Specifications, industry assets and the instructions of the Engineer. | ECH | 1 | 85000 | 85000 | EGP | SC_Supply/Apply
Damietta Container Terminal-Infra & Bldgs _0216 | 216 | RFQ-00093 | Ahmed Adel | MEP (Electro Mechanical) | 2024-11-14 | PUDDLE FLANGES | Approved | Total Networks | DI Double flanged pipe with Puddle (FFM)- 80mm - Class 150 - with nontoxic lining -1000 mm length | ECH | 4 | 4 | 32.46 | 129.84 | MAT_Raw | العالمية للمسبوكات والصناعات المتطورة (اكما) | Total Networks | DI Double flanged pipe with Puddle (FFM)- 80mm - Class 150 - with nontoxic lining -1000 mm length | ECH | 4 | 1975 | 7900 | EGP | MAT_Raw
Damietta Container Terminal-Infra & Bldgs _0216 | 216 | RFQ-00093 | Ahmed Adel | MEP (Electro Mechanical) | 2024-11-14 | PUDDLE FLANGES | Approved | Total Networks | DI Double flanged pipe with Puddle (FFM) - 80mm - Class 150 - with nontoxic lining -700 mm length | ECH | 8 | 4 | 32.46 | 129.84 | MAT_Raw | العالمية للمسبوكات والصناعات المتطورة (اكما) | Total Networks | DI Double flanged pipe with Puddle (FFM) - 80mm - Class 150 - with nontoxic lining -700 mm length | ECH | 4 | 1620 | 6480 | EGP | MAT_Raw
Damietta Container Terminal-Infra & Bldgs _0216 | 216 | RFQ-00093 | Ahmed Adel | MEP (Electro Mechanical) | 2024-11-14 | PUDDLE FLANGES | Approved | Total Networks | DI Double flanged pipe with Puddle (FFM)- 100mm - Class 150 - with nontoxic lining -1000 mm length | ECH | 5 | 5 | 45.2 | 226 | MAT_Raw | العالمية للمسبوكات والصناعات المتطورة (اكما) | Total Networks | DI Double flanged pipe with Puddle (FFM)- 100mm - Class 150 - with nontoxic lining -1000 mm length | ECH | 5 | 2370 | 11850 | EGP | MAT_Raw
Damietta Container Terminal-Infra & Bldgs _0216 | 216 | RFQ-00093 | Ahmed Adel | MEP (Electro Mechanical) | 2024-11-14 | PUDDLE FLANGES | Approved | Total Networks | DI Double flanged pipe with Puddle (FFM) 150mm - CLASS 150 - 1200 mm length | ECH | 3 | 3 | 93.6 | 280.8 | MAT_Raw | العالمية للمسبوكات والصناعات المتطورة (اكما) | Total Networks | DI Double flanged pipe with Puddle (FFM) 150mm - CLASS 150 - 1200 mm length | ECH | 3 | 4219 | 12657 | EGP | MAT_Raw
Damietta Container Terminal-Infra & Bldgs _0216 | 216 | RFQ-00093 | Ahmed Adel | MEP (Electro Mechanical) | 2024-11-14 | PUDDLE FLANGES | Approved | Total Networks | DI Double flanged pipe with Puddle (FFM) 250mm - CLASS 150 -1200 mm length | ECH | 20 | 20 | 172.8 | 3456 | MAT_Raw | العالمية للمسبوكات والصناعات المتطورة (اكما) | Total Networks | DI Double flanged pipe with Puddle (FFM) 250mm - CLASS 150 -1200 mm length | ECH | 20 | 8011 | 160220 | EGP | MAT_Raw
Damietta Container Terminal-Infra & Bldgs _0216 | 216 | RFQ-00093 | Ahmed Adel | MEP (Electro Mechanical) | 2024-11-14 | PUDDLE FLANGES | Approved | Total Networks | DI Double flanged pipe with Puddle (FFM) 300mm - CLASS 150 - 1200 mm length | ECH | 62 | 62 | 224.64 | 13927.68 | MAT_Raw | العالمية للمسبوكات والصناعات المتطورة (اكما) | Total Networks | DI Double flanged pipe with Puddle (FFM) 300mm - CLASS 150 - 1200 mm length | ECH | 62 | 10333 | 640646 | EGP | MAT_Raw
AS2 Saint Gobain _0221 | 221 | RFQ-00001 | Purchasing Engineers | Purchasing | 2024-10-31 | Ready Mix Concrete Supply | Approved | 10.13 - Civil-9-a | Footing | CBM | 7533.28 | 2000 | 1569.1 | 3138200 | MAT_Raw | ELsewedy for readymix | 10.13 - Civil-9-a | Footing | CBM | 2000 | 1942 | 3884000 | EGP | MAT_Raw
AS2 Saint Gobain _0221 | 221 | RFQ-00001 | Purchasing Engineers | Purchasing | 2024-10-31 | Ready Mix Concrete Supply | Approved | 10.13 - Civil-8-a | a) P.C.C 1:1.5:3 ( Concrete grade fcu = 20 N/mm2) | CBM | 3908.49 | 1000 | 1502.15 | 1502150 | MAT_Raw | ELsewedy for readymix | 10.13 - Civil-8-a | a) P.C.C 1:1.5:3 ( Concrete grade fcu = 20 N/mm2) | CBM | 1000 | 1777 | 1777000 | EGP | MAT_Raw
Mivida BP#189 | 170 | RFQ-00151 | Mohamed Selim | Procurement | 2024-10-29 | Road Marking | Approved | 20704.Basement P31 | Left/Right turn arrow | ECH | 15 | 15 | 500 | 7500 | SC_Supply/Apply | Global Prima | 20704.Basement P31 | Left/Right turn arrow | ECH | 15 | 500 | 7500 | EGP | SC_Supply/Apply
Mivida BP#189 | 170 | RFQ-00151 | Mohamed Selim | Procurement | 2024-10-29 | Road Marking | Approved | 20704.Basement P31 | For traffic lines 100mm width | MTR | 4173 | 4173 | 55 | 229515 | SC_Supply/Apply | Global Prima | 20704.Basement P31 | For traffic lines 100mm width | MTR | 4173 | 50 | 208650 | EGP | SC_Supply/Apply
Mivida BP#189 | 170 | RFQ-00151 | Mohamed Selim | Procurement | 2024-10-29 | Road Marking | Approved | 20704.Basement P31 | Parking Column Number white color plastic emulsion paint for letters and numbers as per indicated in detail drawings. Item to include the stencils and all necessary to complete the work as per approved samples and shop drawings and specifications. | ECH | 540 | 540 | 746 | 402840 | SC_Supply/Apply | Global Prima | 20704.Basement P31 | Parking Column Number white color plastic emulsion paint for letters and numbers as per indicated in detail drawings. Item to include the stencils and all necessary to complete the work as per approved samples and shop drawings and specifications. | ECH | 540 | 300 | 162000 | EGP | SC_Supply/Apply
Mivida BP#189 | 170 | RFQ-00151 | Mohamed Selim | Procurement | 2024-10-29 | Road Marking | Approved | 20704.Basement P31 | Right turn and left turn arrow | ECH | 15 | 15 | 450 | 6750 | SC_Supply/Apply | Global Prima | 20704.Basement P31 | Right turn and left turn arrow | ECH | 15 | 500 | 7500 | EGP | SC_Supply/Apply
Mivida BP#189 | 170 | RFQ-00151 | Mohamed Selim | Procurement | 2024-10-29 | Road Marking | Approved | 20704.Basement P31 | Straight through arrow | ECH | 395 | 395 | 400 | 158000 | SC_Supply/Apply | Global Prima | 20704.Basement P31 | Straight through arrow | ECH | 395 | 500 | 197500 | EGP | SC_Supply/Apply
Mivida BP#189 | 170 | RFQ-00151 | Mohamed Selim | Procurement | 2024-10-29 | Road Marking | Approved | 20704.Basement P31 | straight through and left/Right turn arrow | ECH | 15 | 15 | 550 | 8250 | SC_Supply/Apply | Global Prima | 20704.Basement P31 | straight through and left/Right turn arrow | ECH | 15 | 500 | 7500 | EGP | SC_Supply/Apply
Egyptian University in Alamein _0220 | 220 | RFQ-00003 | Mohamed Maher | Operation | 2024-11-04 | Engineering Works | Approved | 11 | نقل المعدات و الافراد من و الي الموقع | LS | 1 | 1 | 49745.45 | 49745.45 | Oth | مكتب ايه اند ايه | 11 | نقل المعدات و الافراد من و الي الموقع | LS | 1 | 12000 | 12000 | EGP | Oth
Egyptian University in Alamein _0220 | 220 | RFQ-00003 | Mohamed Maher | Operation | 2024-11-04 | Engineering Works | Approved | 11 | تنفيذ الجسات اللازمه بموقع المشروع شامل اعمال استخراج العينات و اعمال الحفر ( 9 جسات بعمق 15 متر ) | MTR | 135 | 135 | 1658.18 | 223854.3 | Oth | مكتب ايه اند ايه | 11 | تنفيذ الجسات اللازمه بموقع المشروع شامل اعمال استخراج العينات و اعمال الحفر ( 9 جسات بعمق 15 متر ) | MTR | 135 | 400 | 54000 | EGP | Oth
AS2 Saint Gobain _0221 | 221 | RFQ-00002 | Purchasing Engineers | Purchasing | 2024-11-05 | Service For Steel Reinforcement | Approved | 10.13 - Civil-12-b | b) Fy400 | TON | 1720.6 | 1500 | 2051.14 | 3076710 | SC_Apply | شركة السويس للصلب | 10.13 - Civil-12-b | b) Fy400 | TON | 1500 | 1500 | 2250000 | EGP | SC_Apply
BIOLOGICALS AND BIOSIMILARS MANUFACTURING FACILITY EIPICO 3 _0187 | 187 | RFQ-00179 | Purchasing Engineers | Purchasing | 2024-11-11 | طوب مصمت pr - 103031 | Approved | material | Blockwork 25*12*6 | ECH | 5000 | 5000 | 11.17 | 55850 | SC_Apply | جده بريك لتصنيع المنتجات الاسمنتيه ومواد البناء | material | Blockwork 25*12*6 | ECH | 5000 | 2.05 | 10250 | EGP | SC_Apply
Mivida BP#189 | 170 | RFQ-00154 | Purchasing Engineers | Purchasing | 2024-11-03 | Chemicals Materials 102408-102305 | Approved | 1304.Basement P31 | Sika tile grout -biege | KGR | 6000 | 6000 | 0 | 0 | SC_Supply/Apply | سيكا مصر لكيماويات مواد البناء | 1304.Basement P31 | Sika tile grout -biege | KGR | 6000 | 19.84 | 119040 | EGP | SC_Supply/Apply
Mivida BP#189 | 170 | RFQ-00154 | Purchasing Engineers | Purchasing | 2024-11-03 | Chemicals Materials 102408-102305 | Approved | 1304.Basement P31 | Sika grout 214 | KGR | 4500 | 4000 | 5.5 | 22000 | SC_Supply/Apply | سيكا مصر لكيماويات مواد البناء | 1304.Basement P31 | Sika grout 214 | KGR | 4000 | 7.13 | 28520 | EGP | SC_Supply/Apply
Katameya Creeks | 138 | RFQ-00124 | Purchasing Engineers | Purchasing | 2024-11-03 | Light Weight Foam Concrete | Approved | Type H.Buildings.Drainage | Light Weight Foam Concrete 30kg/cm2 Cement Content 450 kg/m3 | CBM | 1000 | 20 | 3089.4 | 61788 | SC_Supply | ELsewedy for readymix | Type H.Buildings.Drainage | Light Weight Foam Concrete 30kg/cm2 Cement Content 450 kg/m3 | CBM | 20 | 2710 | 54200 | EGP | SC_Supply
Damietta Container Terminal-Infra & Bldgs _0216 | 216 | RFQ-00077 | Ibrahim Ahmed | MEP (Electro Mechanical) | 2024-10-29 | supply firefighting pump sets for (Building& D.A) | Approved | 11.17.12 - BUILDING PACKAGE-FIREFIGHTING TANK-PL&FIFI-15300-2.9.6.1 | Supplying, installing, connecting, testing and commissioning an automatic, factory assembled wired and tested electric driven fire pump system consisting of the pump, motor, control panel and controller, (pump & motor) to be 2500 GPM at a design head of 138.2 PSI TDH**(Changed to be 3000 GPM @ 145 psi (10 bar)** . The pump complete package shall be UL listed and FM approved including all accessories and fittings all as specified and as shown on drawings. | ECH | 1 | 1 | 92924.7 | 92924.7 | MAT_Raw | الشركه المصريه الالمانيه للمضخات (روهربومبن مصر)-R | 11.17.12 - BUILDING PACKAGE-FIREFIGHTING TANK-PL&FIFI-15300-2.9.6.1 | Supplying, installing, connecting, testing and commissioning an automatic, factory assembled wired and tested electric driven fire pump system consisting of the pump, motor, control panel and controller, (pump & motor) to be 2500 GPM at a design head of 138.2 PSI TDH**(Changed to be 3000 GPM @ 145 psi (10 bar)** . The pump complete package shall be UL listed and FM approved including all accessories and fittings all as specified and as shown on drawings. | ECH | 1 | 96969 | 96969 | USD | MAT_Raw
Damietta Container Terminal-Infra & Bldgs _0216 | 216 | RFQ-00077 | Ibrahim Ahmed | MEP (Electro Mechanical) | 2024-10-29 | supply firefighting pump sets for (Building& D.A) | Approved | 11.17.12 - BUILDING PACKAGE-FIREFIGHTING TANK-PL&FIFI-15300-2.9.6.2 | Supplying, installing, connecting, testing and commissioning an automatic, factory assembled wired and tested diesel driven fire pump system consisting of the pump, motor, control panel and controller, (pump & motor) to be 2500 GPM at a design head of 138.2 PSI TDH **(Changed to be 3000 GPM @ 145 psi (10 bar)**. The pump complete package shall be UL listed and FM approved including all accessories and fittings all as specified and as shown on drawings. | ECH | 1 | 1 | 111992.1 | 111992.1 | MAT_Raw | الشركه المصريه الالمانيه للمضخات (روهربومبن مصر)-R | 11.17.12 - BUILDING PACKAGE-FIREFIGHTING TANK-PL&FIFI-15300-2.9.6.2 | Supplying, installing, connecting, testing and commissioning an automatic, factory assembled wired and tested diesel driven fire pump system consisting of the pump, motor, control panel and controller, (pump & motor) to be 2500 GPM at a design head of 138.2 PSI TDH **(Changed to be 3000 GPM @ 145 psi (10 bar)**. The pump complete package shall be UL listed and FM approved including all accessories and fittings all as specified and as shown on drawings. | ECH | 1 | 156848 | 156848 | USD | MAT_Raw
Damietta Container Terminal-Infra & Bldgs _0216 | 216 | RFQ-00077 | Ibrahim Ahmed | MEP (Electro Mechanical) | 2024-10-29 | supply firefighting pump sets for (Building& D.A) | Approved | 11.17.12 - BUILDING PACKAGE-FIREFIGHTING TANK-PL&FIFI-15300-2.9.6.3 | Supplying, installing, connecting, testing and commissioning an automatic packaged vertical multi-stage jockey pump having a design cap. of 120 GPM at a design head of 230PSI TDH **(Changed to be 30GPM @ 160 psi (11 bar) **complete including the UL listed controller, electric control panel and all other accessories as specified and as shown on drawings. | ECH | 1 | 1 | 12933.8 | 12933.8 | MAT_Raw | الشركه المصريه الالمانيه للمضخات (روهربومبن مصر)-R | 11.17.12 - BUILDING PACKAGE-FIREFIGHTING TANK-PL&FIFI-15300-2.9.6.3 | Supplying, installing, connecting, testing and commissioning an automatic packaged vertical multi-stage jockey pump having a design cap. of 120 GPM at a design head of 230PSI TDH **(Changed to be 30GPM @ 160 psi (11 bar) **complete including the UL listed controller, electric control panel and all other accessories as specified and as shown on drawings. | ECH | 1 | 13000 | 13000 | USD | MAT_Raw
Damietta Container Terminal-Infra & Bldgs _0216 | 216 | RFQ-00077 | Ibrahim Ahmed | MEP (Electro Mechanical) | 2024-10-29 | supply firefighting pump sets for (Building& D.A) | Approved | 11.14.14 - BUILDING PACKAGE-Dangerous good area FIFI WORK-15300-2.10.2.1 | Supply and install electric fire fighting pump connected with bladder tank for generating foam by concentration valve , pump flow rate 1250 Ltrs/min @ pressure drop 7 bar,**(Changed to be 500 GPM @ 7bar)** pumps including isolation valve, check valve, relief valves, flow meters, alarm check valve, deluge valve, pressure gauge, automatic air vent and other mechanical accessories to complete the system as required by NFPA 20 and other relevant codes for this system. Pumps shall be certify UL/FM. Two (2) pumps per container = 1 duty+1 standby. | ECH | 4 | 4 | 130730.6 | 522922.4 | MAT_Raw | الشركه المصريه الالمانيه للمضخات (روهربومبن مصر)-R | 11.14.14 - BUILDING PACKAGE-Dangerous good area FIFI WORK-15300-2.10.2.1 | Supply and install electric fire fighting pump connected with bladder tank for generating foam by concentration valve , pump flow rate 1250 Ltrs/min @ pressure drop 7 bar,**(Changed to be 500 GPM @ 7bar)** pumps including isolation valve, check valve, relief valves, flow meters, alarm check valve, deluge valve, pressure gauge, automatic air vent and other mechanical accessories to complete the system as required by NFPA 20 and other relevant codes for this system. Pumps shall be certify UL/FM. Two (2) pumps per container = 1 duty+1 standby. | ECH | 4 | 45622 | 182488 | USD | MAT_Raw
Rabigh CCPP-Civil _K0006 | K0006 | RFQ-00065 | Purchasing Engineers | Purchasing | 2024-11-10 | Chemical Package Sika Floor 264 RAL 9010 | Approved | 09 96 00 PNT-0011 | Supplying; applying; high-performance coatings; dust proof; site applied paint; to internal elements; cementous surface; epoxy based paint; to walls under access floor; working height H≤3.5m; fire proofing duration 0 minutes; 3 layer; with (Var) microns total DFT; Final RAL as per the project approved color schedule.. | SQM | 7.04 | 5 | 625 | 3125 | MAT_Raw | Master Builders solution (Sika) | 09 96 00 PNT-0011 | Supplying; applying; high-performance coatings; dust proof; site applied paint; to internal elements; cementous surface; epoxy based paint; to walls under access floor; working height H≤3.5m; fire proofing duration 0 minutes; 3 layer; with (Var) microns total DFT; Final RAL as per the project approved color schedule.. | SQM | 5 | 565 | 2825 | SAR | MAT_Raw
Katameya Creeks | 138 | RFQ-00123 | Youssef Abd El Kream | MEP (Electro Mechanical) | 2024-10-17 | VRF Outdoor Unit | Approved | Type G.Buildings.3-5 | VRF Outdoor Unit Model: RXYQ12U | ECH | 1 | 1 | 216000 | 216000 | SC_Supply/Apply | تريدكس / TRADEX | Type G.Buildings.3-5 | VRF Outdoor Unit Model: RXYQ12U | ECH | 1 | 6500 | 6500 | USD | SC_Supply/Apply
Hosh Eissa Hospital _0201 | 201 | RFQ-00033 | Purchasing Engineers | Purchasing | 2024-10-28 | Wood supply | Approved | 10 | الواح كونتر | NO | 3500 | 600 | 1100 | 660000 | MAT_Wood | المتحدة للتجارة والتوريدات (حمدي مصطفي | 10 | الواح كونتر | NO | 600 | 1400 | 840000 | EGP | MAT_Wood
Qasr Rashwan Lot A _0207 |  | RFQ-00013 | Reham Ashraf | Operation | 2024-01-22 | Sewage and Main Force Networks | Approved | 10.10 - 1. Saad Al Rouby.Saad Al Rouby-BILL NO. 1: SEWAGE NETWORK-1.3-a | IC 60*60 cm | ECH | 18 | 18 | 4654.45 | 83780.1 | OTH | التقوى للصناعه والمقاولات العامه | 10.10 - 1. Saad Al Rouby.Saad Al Rouby-BILL NO. 1: SEWAGE NETWORK-1.3-a | IC 60*60 cm | ECH | 18 | 3500 | 63000 | EGP | OTH
Qasr Rashwan Lot A _0207 |  | RFQ-00013 | Reham Ashraf | Operation | 2024-01-22 | Sewage and Main Force Networks | Approved | 13.10 - 4. Khulusi.Khulusi-BILL NO. 1: SEWAGE NETWORK-1.3-b | IC 60*90 cm | ECH | 3 | 3 | 6147.18 | 18441.54 | OTH | التقوى للصناعه والمقاولات العامه | 13.10 - 4. Khulusi.Khulusi-BILL NO. 1: SEWAGE NETWORK-1.3-b | IC 60*90 cm | ECH | 3 | 5300 | 15900 | EGP | OTH
Qasr Rashwan Lot A _0207 |  | RFQ-00013 | Reham Ashraf | Operation | 2024-01-22 | Sewage and Main Force Networks | Approved | 11.10 - 2. Murad Al Gendy.Murad Al Gendy W Al Sanahra-BILL NO. 1: SEWAGE NETWORK-1.4-b | IC 60*90 cm | ECH | 1 | 1 | 6147.18 | 6147.18 | OTH | التقوى للصناعه والمقاولات العامه | 11.10 - 2. Murad Al Gendy.Murad Al Gendy W Al Sanahra-BILL NO. 1: SEWAGE NETWORK-1.4-b | IC 60*90 cm | ECH | 1 | 5300 | 5300 | EGP | OTH
Qasr Rashwan Lot A _0207 |  | RFQ-00013 | Reham Ashraf | Operation | 2024-01-22 | Sewage and Main Force Networks | Approved | 14.10 - 5. Iz. Albersly.Iz.Albersly & Iz.Alasfar-BILL NO. 1: SEWAGE NETWORK-1.3-b | IC 60*90 cm | ECH | 1 | 1 | 6147.18 | 6147.18 | OTH | التقوى للصناعه والمقاولات العامه | 14.10 - 5. Iz. Albersly.Iz.Albersly & Iz.Alasfar-BILL NO. 1: SEWAGE NETWORK-1.3-b | IC 60*90 cm | ECH | 1 | 5300 | 5300 | EGP | OTH
Qasr Rashwan Lot A _0207 |  | RFQ-00013 | Reham Ashraf | Operation | 2024-01-22 | Sewage and Main Force Networks | Approved | 10.10 - 1. Saad Al Rouby.Saad Al Rouby-BILL NO. 1: SEWAGE NETWORK-1.3-b | IC 60*90 cm | ECH | 1 | 1 | 6147.18 | 6147.18 | OTH | التقوى للصناعه والمقاولات العامه | 10.10 - 1. Saad Al Rouby.Saad Al Rouby-BILL NO. 1: SEWAGE NETWORK-1.3-b | IC 60*90 cm | ECH | 1 | 5300 | 5300 | EGP | OTH
Qasr Rashwan Lot A _0207 |  | RFQ-00013 | Reham Ashraf | Operation | 2024-01-22 | Sewage and Main Force Networks | Approved | 12.10 - 3. Manshya fanous.Mansheya Fanous-BILL NO. 1: SEWAGE NETWORK-1.4-b | IC 60*90 cm | ECH | 1 | 1 | 6147.18 | 6147.18 | OTH | التقوى للصناعه والمقاولات العامه | 12.10 - 3. Manshya fanous.Mansheya Fanous-BILL NO. 1: SEWAGE NETWORK-1.4-b | IC 60*90 cm | ECH | 1 | 5300 | 5300 | EGP | OTH
Qasr Rashwan Lot A _0207 |  | RFQ-00013 | Reham Ashraf | Operation | 2024-01-22 | Sewage and Main Force Networks | Approved | 11.10 - 2. Murad Al Gendy.Murad Al Gendy W Al Sanahra-BILL NO. 1: SEWAGE NETWORK-1.5.1-a | HC 60*60 cm | ECH | 96 | 96 | 4654.45 | 446827.2 | OTH | التقوى للصناعه والمقاولات العامه | 11.10 - 2. Murad Al Gendy.Murad Al Gendy W Al Sanahra-BILL NO. 1: SEWAGE NETWORK-1.5.1-a | HC 60*60 cm | ECH | 96 | 4500 | 432000 | EGP | OTH
Qasr Rashwan Lot A _0207 |  | RFQ-00013 | Reham Ashraf | Operation | 2024-01-22 | Sewage and Main Force Networks | Approved | 13.10 - 4. Khulusi.Khulusi-BILL NO. 1: SEWAGE NETWORK-1.4.1-a | HC 60*60 cm | ECH | 110 | 110 | 4654.45 | 511989.5 | OTH | التقوى للصناعه والمقاولات العامه | 13.10 - 4. Khulusi.Khulusi-BILL NO. 1: SEWAGE NETWORK-1.4.1-a | HC 60*60 cm | ECH | 110 | 4500 | 495000 | EGP | OTH
Qasr Rashwan Lot A _0207 |  | RFQ-00013 | Reham Ashraf | Operation | 2024-01-22 | Sewage and Main Force Networks | Approved | 10.10 - 1. Saad Al Rouby.Saad Al Rouby-BILL NO. 1: SEWAGE NETWORK-1.4.1-a | HC 60*60 cm | ECH | 104 | 104 | 4654.45 | 484062.8 | OTH | التقوى للصناعه والمقاولات العامه | 10.10 - 1. Saad Al Rouby.Saad Al Rouby-BILL NO. 1: SEWAGE NETWORK-1.4.1-a | HC 60*60 cm | ECH | 104 | 4500 | 468000 | EGP | OTH
Qasr Rashwan Lot A _0207 |  | RFQ-00013 | Reham Ashraf | Operation | 2024-01-22 | Sewage and Main Force Networks | Approved | 14.10 - 5. Iz. Albersly.Iz.Albersly & Iz.Alasfar-BILL NO. 1: SEWAGE NETWORK-1.4.1-a | HC 60*60 cm | ECH | 40 | 40 | 4654.45 | 186178 | OTH | التقوى للصناعه والمقاولات العامه | 14.10 - 5. Iz. Albersly.Iz.Albersly & Iz.Alasfar-BILL NO. 1: SEWAGE NETWORK-1.4.1-a | HC 60*60 cm | ECH | 40 | 4500 | 180000 | EGP | OTH
Qasr Rashwan Lot A _0207 |  | RFQ-00013 | Reham Ashraf | Operation | 2024-01-22 | Sewage and Main Force Networks | Approved | 12.10 - 3. Manshya fanous.Mansheya Fanous-BILL NO. 1: SEWAGE NETWORK-1.5.1-a | HC 60*60 cm | ECH | 148 | 148 | 4654.45 | 688858.6 | OTH | التقوى للصناعه والمقاولات العامه | 12.10 - 3. Manshya fanous.Mansheya Fanous-BILL NO. 1: SEWAGE NETWORK-1.5.1-a | HC 60*60 cm | ECH | 148 | 4500 | 666000 | EGP | OTH
Qasr Rashwan Lot A _0207 |  | RFQ-00013 | Reham Ashraf | Operation | 2024-01-22 | Sewage and Main Force Networks | Approved | 11.10 - 2. Murad Al Gendy.Murad Al Gendy W Al Sanahra-BILL NO. 1: SEWAGE NETWORK-1.5.1-b | HC 60*90 cm | ECH | 48 | 48 | 6147.18 | 295064.64 | OTH | التقوى للصناعه والمقاولات العامه | 11.10 - 2. Murad Al Gendy.Murad Al Gendy W Al Sanahra-BILL NO. 1: SEWAGE NETWORK-1.5.1-b | HC 60*90 cm | ECH | 48 | 6500 | 312000 | EGP | OTH
Qasr Rashwan Lot A _0207 |  | RFQ-00013 | Reham Ashraf | Operation | 2024-01-22 | Sewage and Main Force Networks | Approved | 13.10 - 4. Khulusi.Khulusi-BILL NO. 1: SEWAGE NETWORK-1.4.1-b | HC 60*90 cm | ECH | 55 | 55 | 6147.18 | 338094.9 | OTH | التقوى للصناعه والمقاولات العامه | 13.10 - 4. Khulusi.Khulusi-BILL NO. 1: SEWAGE NETWORK-1.4.1-b | HC 60*90 cm | ECH | 55 | 6500 | 357500 | EGP | OTH
Qasr Rashwan Lot A _0207 |  | RFQ-00013 | Reham Ashraf | Operation | 2024-01-22 | Sewage and Main Force Networks | Approved | 10.10 - 1. Saad Al Rouby.Saad Al Rouby-BILL NO. 1: SEWAGE NETWORK-1.4.1-b | HC 60*90 cm | ECH | 42 | 42 | 6147.18 | 258181.56 | OTH | التقوى للصناعه والمقاولات العامه | 10.10 - 1. Saad Al Rouby.Saad Al Rouby-BILL NO. 1: SEWAGE NETWORK-1.4.1-b | HC 60*90 cm | ECH | 42 | 6500 | 273000 | EGP | OTH
Qasr Rashwan Lot A _0207 |  | RFQ-00013 | Reham Ashraf | Operation | 2024-01-22 | Sewage and Main Force Networks | Approved | 12.10 - 3. Manshya fanous.Mansheya Fanous-BILL NO. 1: SEWAGE NETWORK-1.5.1-b | HC 60*90 cm | ECH | 74 | 74 | 6147.18 | 454891.32 | OTH | التقوى للصناعه والمقاولات العامه | 12.10 - 3. Manshya fanous.Mansheya Fanous-BILL NO. 1: SEWAGE NETWORK-1.5.1-b | HC 60*90 cm | ECH | 74 | 6500 | 481000 | EGP | OTH
Qasr Rashwan Lot A _0207 |  | RFQ-00013 | Reham Ashraf | Operation | 2024-01-22 | Sewage and Main Force Networks | Approved | 14.10 - 5. Iz. Albersly.Iz.Albersly & Iz.Alasfar-BILL NO. 1: SEWAGE NETWORK-1.4.1-b | HC 60*90 cm | ECH | 20 | 20 | 6147.18 | 122943.6 | OTH | التقوى للصناعه والمقاولات العامه | 14.10 - 5. Iz. Albersly.Iz.Albersly & Iz.Alasfar-BILL NO. 1: SEWAGE NETWORK-1.4.1-b | HC 60*90 cm | ECH | 20 | 6500 | 130000 | EGP | OTH
Qasr Rashwan Lot A _0207 |  | RFQ-00013 | Reham Ashraf | Operation | 2024-01-22 | Sewage and Main Force Networks | Approved | 13.10 - 4. Khulusi.Khulusi-BILL NO. 1: SEWAGE NETWORK-1.6-a | Concrete encasement 25cm (200mm) | ECH | 58 | 58 | 866.87 | 50278.46 | SC_Supply/Apply | التقوى للصناعه والمقاولات العامه | 13.10 - 4. Khulusi.Khulusi-BILL NO. 1: SEWAGE NETWORK-1.6-a | Concrete encasement 25cm (200mm) | ECH | 58 | 200 | 11600 | EGP | SC_Supply/Apply
Qasr Rashwan Lot A _0207 |  | RFQ-00013 | Reham Ashraf | Operation | 2024-01-22 | Sewage and Main Force Networks | Approved | 12.10 - 3. Manshya fanous.Mansheya Fanous-BILL NO. 1: SEWAGE NETWORK-1.7.3-a | Concrete encasement 25cm (200mm) | ECH | 190 | 190 | 866.87 | 164705.3 | SC_Supply/Apply | التقوى للصناعه والمقاولات العامه | 12.10 - 3. Manshya fanous.Mansheya Fanous-BILL NO. 1: SEWAGE NETWORK-1.7.3-a | Concrete encasement 25cm (200mm) | ECH | 190 | 200 | 38000 | EGP | SC_Supply/Apply
Qasr Rashwan Lot A _0207 |  | RFQ-00013 | Reham Ashraf | Operation | 2024-01-22 | Sewage and Main Force Networks | Approved | 14.10 - 5. Iz. Albersly.Iz.Albersly & Iz.Alasfar-BILL NO. 1: SEWAGE NETWORK-1.6.1-a | Concrete encasement 25cm (200mm) | ECH | 10 | 10 | 866.87 | 8668.7 | SC_Supply/Apply | التقوى للصناعه والمقاولات العامه | 14.10 - 5. Iz. Albersly.Iz.Albersly & Iz.Alasfar-BILL NO. 1: SEWAGE NETWORK-1.6.1-a | Concrete encasement 25cm (200mm) | ECH | 10 | 200 | 2000 | EGP | SC_Supply/Apply
Qasr Rashwan Lot A _0207 |  | RFQ-00013 | Reham Ashraf | Operation | 2024-01-22 | Sewage and Main Force Networks | Approved | 10.10 - 1. Saad Al Rouby.Saad Al Rouby-BILL NO. 1: SEWAGE NETWORK-1.6-a | Concrete encasement 25cm (200mm) | ECH | 135 | 135 | 866.87 | 117027.45 | SC_Supply/Apply | التقوى للصناعه والمقاولات العامه | 10.10 - 1. Saad Al Rouby.Saad Al Rouby-BILL NO. 1: SEWAGE NETWORK-1.6-a | Concrete encasement 25cm (200mm) | ECH | 135 | 200 | 27000 | EGP | SC_Supply/Apply
Qasr Rashwan Lot A _0207 |  | RFQ-00013 | Reham Ashraf | Operation | 2024-01-22 | Sewage and Main Force Networks | Approved | 11.10 - 2. Murad Al Gendy.Murad Al Gendy W Al Sanahra-BILL NO. 1: SEWAGE NETWORK-1.7.3-a | Concrete encasement 25cm (200mm) | ECH | 15 | 15 | 866.87 | 13003.05 | SC_Supply/Apply | التقوى للصناعه والمقاولات العامه | 11.10 - 2. Murad Al Gendy.Murad Al Gendy W Al Sanahra-BILL NO. 1: SEWAGE NETWORK-1.7.3-a | Concrete encasement 25cm (200mm) | ECH | 15 | 200 | 3000 | EGP | SC_Supply/Apply
Qasr Rashwan Lot A _0207 |  | RFQ-00013 | Reham Ashraf | Operation | 2024-01-22 | Sewage and Main Force Networks | Approved | 13.10 - 4. Khulusi.Khulusi-BILL NO. 1: SEWAGE NETWORK-1.6-b | Concrete encasement 25cm (250mm) | ECH | 24 | 24 | 996.61 | 23918.64 | SC_Supply/Apply | التقوى للصناعه والمقاولات العامه | 13.10 - 4. Khulusi.Khulusi-BILL NO. 1: SEWAGE NETWORK-1.6-b | Concrete encasement 25cm (250mm) | ECH | 24 | 250 | 6000 | EGP | SC_Supply/Apply
Qasr Rashwan Lot A _0207 |  | RFQ-00013 | Reham Ashraf | Operation | 2024-01-22 | Sewage and Main Force Networks | Approved | 12.10 - 3. Manshya fanous.Mansheya Fanous-BILL NO. 1: SEWAGE NETWORK-1.7.3-b | Concrete encasement 25cm (250mm) | ECH | 75 | 75 | 996.61 | 74745.75 | SC_Supply/Apply | التقوى للصناعه والمقاولات العامه | 12.10 - 3. Manshya fanous.Mansheya Fanous-BILL NO. 1: SEWAGE NETWORK-1.7.3-b | Concrete encasement 25cm (250mm) | ECH | 75 | 250 | 18750 | EGP | SC_Supply/Apply
Qasr Rashwan Lot A _0207 |  | RFQ-00013 | Reham Ashraf | Operation | 2024-01-22 | Sewage and Main Force Networks | Approved | 10.10 - 1. Saad Al Rouby.Saad Al Rouby-BILL NO. 1: SEWAGE NETWORK-1.6-b | Concrete encasement 25cm (250mm) | ECH | 18 | 18 | 996.61 | 17938.98 | SC_Supply/Apply | التقوى للصناعه والمقاولات العامه | 10.10 - 1. Saad Al Rouby.Saad Al Rouby-BILL NO. 1: SEWAGE NETWORK-1.6-b | Concrete encasement 25cm (250mm) | ECH | 18 | 250 | 4500 | EGP | SC_Supply/Apply
Qasr Rashwan Lot A _0207 |  | RFQ-00013 | Reham Ashraf | Operation | 2024-01-22 | Sewage and Main Force Networks | Approved | 14.10 - 5. Iz. Albersly.Iz.Albersly & Iz.Alasfar-BILL NO. 1: SEWAGE NETWORK-1.6.1-b | Concrete encasement 25cm (250mm) | ECH | 20 | 20 | 996.61 | 19932.2 | SC_Supply/Apply | التقوى للصناعه والمقاولات العامه | 14.10 - 5. Iz. Albersly.Iz.Albersly & Iz.Alasfar-BILL NO. 1: SEWAGE NETWORK-1.6.1-b | Concrete encasement 25cm (250mm) | ECH | 20 | 250 | 5000 | EGP | SC_Supply/Apply
Qasr Rashwan Lot A _0207 |  | RFQ-00013 | Reham Ashraf | Operation | 2024-01-22 | Sewage and Main Force Networks | Approved | 11.10 - 2. Murad Al Gendy.Murad Al Gendy W Al Sanahra-BILL NO. 1: SEWAGE NETWORK-1.7.3-b | Concrete encasement 25cm (250mm) | ECH | 20 | 20 | 996.61 | 19932.2 | SC_Supply/Apply | التقوى للصناعه والمقاولات العامه | 11.10 - 2. Murad Al Gendy.Murad Al Gendy W Al Sanahra-BILL NO. 1: SEWAGE NETWORK-1.7.3-b | Concrete encasement 25cm (250mm) | ECH | 20 | 250 | 5000 | EGP | SC_Supply/Apply
Qasr Rashwan Lot A _0207 |  | RFQ-00013 | Reham Ashraf | Operation | 2024-01-22 | Sewage and Main Force Networks | Approved | 12.10 - 3. Manshya fanous.Mansheya Fanous-BILL NO. 1: SEWAGE NETWORK-1.7.3-c | Concrete encasement 25cm (300mm) | ECH | 15 | 15 | 1127.91 | 16918.65 | SC_Supply/Apply | التقوى للصناعه والمقاولات العامه | 12.10 - 3. Manshya fanous.Mansheya Fanous-BILL NO. 1: SEWAGE NETWORK-1.7.3-c | Concrete encasement 25cm (300mm) | ECH | 15 | 300 | 4500 | EGP | SC_Supply/Apply
Qasr Rashwan Lot A _0207 |  | RFQ-00013 | Reham Ashraf | Operation | 2024-01-22 | Sewage and Main Force Networks | Approved | 12.10 - 3. Manshya fanous.Mansheya Fanous-BILL NO. 1: SEWAGE NETWORK-1.7.3-d | Concrete encasement 25cm (400mm) | ECH | 40 | 40 | 1395.2 | 55808 | SC_Supply/Apply | التقوى للصناعه والمقاولات العامه | 12.10 - 3. Manshya fanous.Mansheya Fanous-BILL NO. 1: SEWAGE NETWORK-1.7.3-d | Concrete encasement 25cm (400mm) | ECH | 40 | 400 | 16000 | EGP | SC_Supply/Apply
Qasr Rashwan Lot A _0207 |  | RFQ-00013 | Reham Ashraf | Operation | 2024-01-22 | Sewage and Main Force Networks | Approved | 10.10 - 1. Saad Al Rouby.Saad Al Rouby-BILL NO. 1: SEWAGE NETWORK-1.6-c | Concrete encasement 25cm (600mm) | ECH | 24 | 24 | 1998.56 | 47965.44 | SC_Supply/Apply | التقوى للصناعه والمقاولات العامه | 10.10 - 1. Saad Al Rouby.Saad Al Rouby-BILL NO. 1: SEWAGE NETWORK-1.6-c | Concrete encasement 25cm (600mm) | ECH | 24 | 650 | 15600 | EGP | SC_Supply/Apply
Qasr Rashwan Lot A _0207 |  | RFQ-00013 | Reham Ashraf | Operation | 2024-01-22 | Sewage and Main Force Networks | Approved | 10.10 - 1. Saad Al Rouby.Saad Al Rouby-BILL NO. 1: SEWAGE NETWORK-1.7 | Excavation in rock as specified in the Contract Documents. | ECH | 50 | 50 | 350 | 17500 | SC_Supply/Apply | التقوى للصناعه والمقاولات العامه | 10.10 - 1. Saad Al Rouby.Saad Al Rouby-BILL NO. 1: SEWAGE NETWORK-1.7 | Excavation in rock as specified in the Contract Documents. | ECH | 50 | 200 | 10000 | EGP | SC_Supply/Apply
Qasr Rashwan Lot A _0207 |  | RFQ-00013 | Reham Ashraf | Operation | 2024-01-22 | Sewage and Main Force Networks | Approved | 14.11 - 5. Iz. Albersly.Iz.Albersly & Iz.Alasfar-Bill No. 2 - Forcemain-2.6 | Excavation in rock according to soil and as specified in the Contract Documents. | ECH | 20 | 20 | 500 | 10000 | SC_Supply/Apply | التقوى للصناعه والمقاولات العامه | 14.11 - 5. Iz. Albersly.Iz.Albersly & Iz.Alasfar-Bill No. 2 - Forcemain-2.6 | Excavation in rock according to soil and as specified in the Contract Documents. | ECH | 20 | 200 | 4000 | EGP | SC_Supply/Apply
Qasr Rashwan - Lot B _0208 |  | RFQ-00011 | Reham Ashraf | Operation | 2024-01-21 | Sewage and Main Force Networks | Approved | 11.10 - Abd Al Rahman Ibrahim-BILL NO.1: SEWAGE NETWORK-1.2.1-b.1 | Ditto, depth to invert between 1.51 m and 2.00 m | ECH | 232 | 232 | 12060.97 | 2798145.04 | OTH | دنيا التعمير | 11.10 - Abd Al Rahman Ibrahim-BILL NO.1: SEWAGE NETWORK-1.2.1-b.1 | Ditto, depth to invert between 1.51 m and 2.00 m | ECH | 232 | 10039 | 2329048 | EGP | OTH
Qasr Rashwan - Lot B _0208 |  | RFQ-00011 | Reham Ashraf | Operation | 2024-01-21 | Sewage and Main Force Networks | Approved | 15.10 - Al Burm-BILL NO. 1: SEWAGE NETWORK-1.2.1-b.1 | Ditto, depth to invert between 1.51 m and 2.00 m | ECH | 72 | 72 | 12060.97 | 868389.84 | OTH | دنيا التعمير | 15.10 - Al Burm-BILL NO. 1: SEWAGE NETWORK-1.2.1-b.1 | Ditto, depth to invert between 1.51 m and 2.00 m | ECH | 72 | 10039 | 722808 | EGP | OTH
Qasr Rashwan - Lot B _0208 |  | RFQ-00011 | Reham Ashraf | Operation | 2024-01-21 | Sewage and Main Force Networks | Approved | 12.10 - Suleiman Tadrus-BILL NO.1: SEWAGE NETWORK-1.2.1-b.1 | Ditto, depth to invert between 1.51 m and 2.00 m | ECH | 200 | 200 | 12060.97 | 2412194 | OTH | دنيا التعمير | 12.10 - Suleiman Tadrus-BILL NO.1: SEWAGE NETWORK-1.2.1-b.1 | Ditto, depth to invert between 1.51 m and 2.00 m | ECH | 200 | 10039 | 2007800 | EGP | OTH
Qasr Rashwan - Lot B _0208 |  | RFQ-00011 | Reham Ashraf | Operation | 2024-01-21 | Sewage and Main Force Networks | Approved | 11.10 - Abd Al Rahman Ibrahim-BILL NO.1: SEWAGE NETWORK-1.2.1-b.2 | Ditto, depth to invert between 2.01 m and 2.50 m | NO | 138 | 138 | 14451.71 | 1994335.98 | OTH | دنيا التعمير | 11.10 - Abd Al Rahman Ibrahim-BILL NO.1: SEWAGE NETWORK-1.2.1-b.2 | Ditto, depth to invert between 2.01 m and 2.50 m | NO | 138 | 12020 | 1658760 | EGP | OTH
Qasr Rashwan - Lot B _0208 |  | RFQ-00011 | Reham Ashraf | Operation | 2024-01-21 | Sewage and Main Force Networks | Approved | 15.10 - Al Burm-BILL NO. 1: SEWAGE NETWORK-1.2.1-b.2 | Ditto, depth to invert between 2.01 m and 2.50 m | NO | 57 | 57 | 14451.71 | 823747.47 | OTH | دنيا التعمير | 15.10 - Al Burm-BILL NO. 1: SEWAGE NETWORK-1.2.1-b.2 | Ditto, depth to invert between 2.01 m and 2.50 m | NO | 57 | 12020 | 685140 | EGP | OTH
Qasr Rashwan - Lot B _0208 |  | RFQ-00011 | Reham Ashraf | Operation | 2024-01-21 | Sewage and Main Force Networks | Approved | 10.10 - Abd Al Azeem Al Sofy -BILL NO.1: SEWAGE NETWORK-1.2.1-b.2 | Ditto, depth to invert between 2.01 m and 2.50 m | NO | 40 | 40 | 14451.71 | 578068.4 | OTH | دنيا التعمير | 10.10 - Abd Al Azeem Al Sofy -BILL NO.1: SEWAGE NETWORK-1.2.1-b.2 | Ditto, depth to invert between 2.01 m and 2.50 m | NO | 40 | 12020 | 480800 | EGP | OTH
Qasr Rashwan - Lot B _0208 |  | RFQ-00011 | Reham Ashraf | Operation | 2024-01-21 | Sewage and Main Force Networks | Approved | 14.10 - Abou Hussein-BILL NO.1 : SEWAGE NETWORK-1.2.1-b.2 | Ditto, depth to invert between 2.01 m and 2.50 m | NO | 21 | 21 | 14451.71 | 303485.91 | OTH | دنيا التعمير | 14.10 - Abou Hussein-BILL NO.1 : SEWAGE NETWORK-1.2.1-b.2 | Ditto, depth to invert between 2.01 m and 2.50 m | NO | 21 | 12020 | 252420 | EGP | OTH
Qasr Rashwan - Lot B _0208 |  | RFQ-00011 | Reham Ashraf | Operation | 2024-01-21 | Sewage and Main Force Networks | Approved | 13.10 - Salih Shamatah-BILL NO.1: SEWAGE NETWORK-1.2.1-b.2 | Ditto, depth to invert between 2.01 m and 2.50 m | NO | 54 | 54 | 14451.71 | 780392.34 | OTH | دنيا التعمير | 13.10 - Salih Shamatah-BILL NO.1: SEWAGE NETWORK-1.2.1-b.2 | Ditto, depth to invert between 2.01 m and 2.50 m | NO | 54 | 12020 | 649080 | EGP | OTH
Qasr Rashwan - Lot B _0208 |  | RFQ-00011 | Reham Ashraf | Operation | 2024-01-21 | Sewage and Main Force Networks | Approved | 12.10 - Suleiman Tadrus-BILL NO.1: SEWAGE NETWORK-1.2.1-b.2 | Ditto, depth to invert between 2.01 m and 2.50 m | NO | 167 | 167 | 14451.71 | 2413435.57 | OTH | دنيا التعمير | 12.10 - Suleiman Tadrus-BILL NO.1: SEWAGE NETWORK-1.2.1-b.2 | Ditto, depth to invert between 2.01 m and 2.50 m | NO | 167 | 12020 | 2007340 | EGP | OTH
Qasr Rashwan - Lot B _0208 |  | RFQ-00011 | Reham Ashraf | Operation | 2024-01-21 | Sewage and Main Force Networks | Approved | 10.10 - Abd Al Azeem Al Sofy -BILL NO.1: SEWAGE NETWORK-1.2.1-b.3 | Ditto, depth to invert between 2.51 m and 3.00 m | ECH | 28 | 28 | 17793.16 | 498208.48 | OTH | دنيا التعمير | 10.10 - Abd Al Azeem Al Sofy -BILL NO.1: SEWAGE NETWORK-1.2.1-b.3 | Ditto, depth to invert between 2.51 m and 3.00 m | ECH | 28 | 14836 | 415408 | EGP | OTH
Qasr Rashwan - Lot B _0208 |  | RFQ-00011 | Reham Ashraf | Operation | 2024-01-21 | Sewage and Main Force Networks | Approved | 11.10 - Abd Al Rahman Ibrahim-BILL NO.1: SEWAGE NETWORK-1.2.1-b.3 | Ditto, depth to invert between 2.51 m and 3.00 m | ECH | 63 | 63 | 17793.16 | 1120969.08 | OTH | دنيا التعمير | 11.10 - Abd Al Rahman Ibrahim-BILL NO.1: SEWAGE NETWORK-1.2.1-b.3 | Ditto, depth to invert between 2.51 m and 3.00 m | ECH | 63 | 14836 | 934668 | EGP | OTH
Qasr Rashwan - Lot B _0208 |  | RFQ-00011 | Reham Ashraf | Operation | 2024-01-21 | Sewage and Main Force Networks | Approved | 15.10 - Al Burm-BILL NO. 1: SEWAGE NETWORK-1.2.1-b.3 | Ditto, depth to invert between 2.51 m and 3.00 m | ECH | 44 | 44 | 17793.16 | 782899.04 | OTH | دنيا التعمير | 15.10 - Al Burm-BILL NO. 1: SEWAGE NETWORK-1.2.1-b.3 | Ditto, depth to invert between 2.51 m and 3.00 m | ECH | 44 | 14836 | 652784 | EGP | OTH
Qasr Rashwan - Lot B _0208 |  | RFQ-00011 | Reham Ashraf | Operation | 2024-01-21 | Sewage and Main Force Networks | Approved | 12.10 - Suleiman Tadrus-BILL NO.1: SEWAGE NETWORK-1.2.1-b.3 | Ditto, depth to invert between 2.51 m and 3.00 m | ECH | 76 | 76 | 17793.16 | 1352280.16 | OTH | دنيا التعمير | 12.10 - Suleiman Tadrus-BILL NO.1: SEWAGE NETWORK-1.2.1-b.3 | Ditto, depth to invert between 2.51 m and 3.00 m | ECH | 76 | 14836 | 1127536 | EGP | OTH
Qasr Rashwan - Lot B _0208 |  | RFQ-00011 | Reham Ashraf | Operation | 2024-01-21 | Sewage and Main Force Networks | Approved | 13.10 - Salih Shamatah-BILL NO.1: SEWAGE NETWORK-1.2.1-b.3 | Ditto, depth to invert between 2.51 m and 3.00 m | ECH | 30 | 30 | 17793.16 | 533794.8 | OTH | دنيا التعمير | 13.10 - Salih Shamatah-BILL NO.1: SEWAGE NETWORK-1.2.1-b.3 | Ditto, depth to invert between 2.51 m and 3.00 m | ECH | 30 | 14836 | 445080 | EGP | OTH
Qasr Rashwan - Lot B _0208 |  | RFQ-00011 | Reham Ashraf | Operation | 2024-01-21 | Sewage and Main Force Networks | Approved | 14.10 - Abou Hussein-BILL NO.1 : SEWAGE NETWORK-1.2.1-b.3 | Ditto, depth to invert between 2.51 m and 3.00 m | ECH | 33 | 33 | 17793.16 | 587174.28 | OTH | دنيا التعمير | 14.10 - Abou Hussein-BILL NO.1 : SEWAGE NETWORK-1.2.1-b.3 | Ditto, depth to invert between 2.51 m and 3.00 m | ECH | 33 | 14836 | 489588 | EGP | OTH
Qasr Rashwan - Lot B _0208 |  | RFQ-00011 | Reham Ashraf | Operation | 2024-01-21 | Sewage and Main Force Networks | Approved | 15.10 - Al Burm-BILL NO. 1: SEWAGE NETWORK-1.2.1-b.4 | Ditto, depth to invert between 3.01 m and 3.50 m | ECH | 19 | 19 | 20311.88 | 385925.72 | OTH | دنيا التعمير | 15.10 - Al Burm-BILL NO. 1: SEWAGE NETWORK-1.2.1-b.4 | Ditto, depth to invert between 3.01 m and 3.50 m | ECH | 19 | 16921 | 321499 | EGP | OTH
Qasr Rashwan - Lot B _0208 |  | RFQ-00011 | Reham Ashraf | Operation | 2024-01-21 | Sewage and Main Force Networks | Approved | 12.10 - Suleiman Tadrus-BILL NO.1: SEWAGE NETWORK-1.2.1-b.4 | Ditto, depth to invert between 3.01 m and 3.50 m | ECH | 59 | 59 | 20311.88 | 1198400.92 | OTH | دنيا التعمير | 12.10 - Suleiman Tadrus-BILL NO.1: SEWAGE NETWORK-1.2.1-b.4 | Ditto, depth to invert between 3.01 m and 3.50 m | ECH | 59 | 16921 | 998339 | EGP | OTH
Qasr Rashwan - Lot B _0208 |  | RFQ-00011 | Reham Ashraf | Operation | 2024-01-21 | Sewage and Main Force Networks | Approved | 14.10 - Abou Hussein-BILL NO.1 : SEWAGE NETWORK-1.2.1-b.4 | Ditto, depth to invert between 3.01 m and 3.50 m | ECH | 22 | 22 | 20311.88 | 446861.36 | OTH | دنيا التعمير | 14.10 - Abou Hussein-BILL NO.1 : SEWAGE NETWORK-1.2.1-b.4 | Ditto, depth to invert between 3.01 m and 3.50 m | ECH | 22 | 16921 | 372262 | EGP | OTH
Qasr Rashwan - Lot B _0208 |  | RFQ-00011 | Reham Ashraf | Operation | 2024-01-21 | Sewage and Main Force Networks | Approved | 10.10 - Abd Al Azeem Al Sofy -BILL NO.1: SEWAGE NETWORK-1.2.1-b.1 | Ditto, depth to invert between 1.51 m and 2.00 m | ECH | 72 | 72 | 12060.97 | 868389.84 | OTH | دنيا التعمير | 10.10 - Abd Al Azeem Al Sofy -BILL NO.1: SEWAGE NETWORK-1.2.1-b.1 | Ditto, depth to invert between 1.51 m and 2.00 m | ECH | 72 | 10039 | 722808 | EGP | OTH
Qasr Rashwan - Lot B _0208 |  | RFQ-00011 | Reham Ashraf | Operation | 2024-01-21 | Sewage and Main Force Networks | Approved | 11.10 - Abd Al Rahman Ibrahim-BILL NO.1: SEWAGE NETWORK-1.2.1-b.4 | Ditto, depth to invert between 3.01 m and 3.50 m | ECH | 45 | 45 | 20311.88 | 914034.6 | OTH | دنيا التعمير | 11.10 - Abd Al Rahman Ibrahim-BILL NO.1: SEWAGE NETWORK-1.2.1-b.4 | Ditto, depth to invert between 3.01 m and 3.50 m | ECH | 45 | 16921 | 761445 | EGP | OTH
Qasr Rashwan - Lot B _0208 |  | RFQ-00011 | Reham Ashraf | Operation | 2024-01-21 | Sewage and Main Force Networks | Approved | 13.10 - Salih Shamatah-BILL NO.1: SEWAGE NETWORK-1.2.1-b.4 | Ditto, depth to invert between 3.01 m and 3.50 m | ECH | 23 | 23 | 20311.88 | 467173.24 | OTH | دنيا التعمير | 13.10 - Salih Shamatah-BILL NO.1: SEWAGE NETWORK-1.2.1-b.4 | Ditto, depth to invert between 3.01 m and 3.50 m | ECH | 23 | 16921 | 389183 | EGP | OTH
Qasr Rashwan - Lot B _0208 |  | RFQ-00011 | Reham Ashraf | Operation | 2024-01-21 | Sewage and Main Force Networks | Approved | 10.10 - Abd Al Azeem Al Sofy -BILL NO.1: SEWAGE NETWORK-1.2.1-b.4 | Ditto, depth to invert between 3.01 m and 3.50 m | ECH | 17 | 17 | 20311.88 | 345301.96 | OTH | دنيا التعمير | 10.10 - Abd Al Azeem Al Sofy -BILL NO.1: SEWAGE NETWORK-1.2.1-b.4 | Ditto, depth to invert between 3.01 m and 3.50 m | ECH | 17 | 16921 | 287657 | EGP | OTH
Qasr Rashwan - Lot B _0208 |  | RFQ-00011 | Reham Ashraf | Operation | 2024-01-21 | Sewage and Main Force Networks | Approved | 12.10 - Suleiman Tadrus-BILL NO.1: SEWAGE NETWORK-1.2.1-b.5 | Ditto, depth to invert between 3.51 m and 4.00 m | ECH | 34 | 34 | 24337.87 | 827487.58 | OTH | دنيا التعمير | 12.10 - Suleiman Tadrus-BILL NO.1: SEWAGE NETWORK-1.2.1-b.5 | Ditto, depth to invert between 3.51 m and 4.00 m | ECH | 34 | 20313 | 690642 | EGP | OTH
Mivida BP#189 |  | RFQ-00020 | Ahmed Shandy | MEP (Electro Mechanical) | 2024-01-10 | Suppling and installing of Busway feeder | Approved | 162600.all | Bus Duct LSB A -2500A-100KA/1S | LM | 41 | 41 | 20482.9 | 839798.9 | SC_Supply | Lectro for Electrical products & Contracting | 162600.all | Bus Duct LSB A -2500A-100KA/1S | LM | 41 | 1011.18 | 41458.38 | USD | SC_Supply
Mivida BP#189 |  | RFQ-00020 | Ahmed Shandy | MEP (Electro Mechanical) | 2024-01-10 | Suppling and installing of Busway feeder | Approved | 162600.all | Bus Duct LSB A -3200A-100KA/1S | LM | 75 | 75 | 27993.29 | 2099496.75 | SC_Supply | Lectro for Electrical products & Contracting | 162600.all | Bus Duct LSB A -3200A-100KA/1S | LM | 75 | 1293.9 | 97042.5 | USD | SC_Supply
Mivida BP#189 |  | RFQ-00020 | Ahmed Shandy | MEP (Electro Mechanical) | 2024-01-10 | Suppling and installing of Busway feeder | Approved | 162600.all | Installation of Bus Duct | LS | 1 | 1 | 338592 | 338592 | SC_Apply | Lectro for Electrical products & Contracting | 162600.all | Installation of Bus Duct | LS | 1 | 0 | 0 | USD | SC_Apply
Mivida BP#189 |  | RFQ-00020 | Ahmed Shandy | MEP (Electro Mechanical) | 2024-01-10 | Suppling and installing of Busway feeder | Approved | 162600.all | Transformer Connection Box 2500A | ECH | 2 | 2 | 44468.25 | 88936.5 | SC_Supply | Lectro for Electrical products & Contracting | 162600.all | Transformer Connection Box 2500A | ECH | 2 | 0 | 0 | USD | SC_Supply
Mivida BP#189 |  | RFQ-00020 | Ahmed Shandy | MEP (Electro Mechanical) | 2024-01-10 | Suppling and installing of Busway feeder | Approved | 162600.all | Transformer Connection Box 3200A | ECH | 4 | 4 | 55335.32 | 221341.28 | SC_Supply | Lectro for Electrical products & Contracting | 162600.all | Transformer Connection Box 3200A | ECH | 4 | 0 | 0 | USD | SC_Supply
Qasr Rashwan - Lot B _0208 |  | RFQ-00011 | Reham Ashraf | Operation | 2024-01-21 | Sewage and Main Force Networks | Approved | 11.10 - Abd Al Rahman Ibrahim-BILL NO.1: SEWAGE NETWORK-1.2.1-b.5 | Ditto, depth to invert between 3.51 m and 4.00 m | ECH | 44 | 44 | 24337.87 | 1070866.28 | OTH | دنيا التعمير | 11.10 - Abd Al Rahman Ibrahim-BILL NO.1: SEWAGE NETWORK-1.2.1-b.5 | Ditto, depth to invert between 3.51 m and 4.00 m | ECH | 44 | 20313 | 893772 | EGP | OTH
Qasr Rashwan - Lot B _0208 |  | RFQ-00011 | Reham Ashraf | Operation | 2024-01-21 | Sewage and Main Force Networks | Approved | 15.10 - Al Burm-BILL NO. 1: SEWAGE NETWORK-1.2.1-b.5 | Ditto, depth to invert between 3.51 m and 4.00 m | ECH | 1 | 1 | 24337.87 | 24337.87 | OTH | دنيا التعمير | 15.10 - Al Burm-BILL NO. 1: SEWAGE NETWORK-1.2.1-b.5 | Ditto, depth to invert between 3.51 m and 4.00 m | ECH | 1 | 20313 | 20313 | EGP | OTH
Qasr Rashwan - Lot B _0208 |  | RFQ-00011 | Reham Ashraf | Operation | 2024-01-21 | Sewage and Main Force Networks | Approved | 14.10 - Abou Hussein-BILL NO.1 : SEWAGE NETWORK-1.2.1-b.5 | Ditto, depth to invert between 3.51 m and 4.00 m | ECH | 10 | 10 | 24337.87 | 243378.7 | OTH | دنيا التعمير | 14.10 - Abou Hussein-BILL NO.1 : SEWAGE NETWORK-1.2.1-b.5 | Ditto, depth to invert between 3.51 m and 4.00 m | ECH | 10 | 20313 | 203130 | EGP | OTH
Qasr Rashwan - Lot B _0208 |  | RFQ-00011 | Reham Ashraf | Operation | 2024-01-21 | Sewage and Main Force Networks | Approved | 13.10 - Salih Shamatah-BILL NO.1: SEWAGE NETWORK-1.2.1-b.5 | Ditto, depth to invert between 3.51 m and 4.00 m | ECH | 5 | 5 | 24337.87 | 121689.35 | OTH | دنيا التعمير | 13.10 - Salih Shamatah-BILL NO.1: SEWAGE NETWORK-1.2.1-b.5 | Ditto, depth to invert between 3.51 m and 4.00 m | ECH | 5 | 20313 | 101565 | EGP | OTH
Qasr Rashwan - Lot B _0208 |  | RFQ-00011 | Reham Ashraf | Operation | 2024-01-21 | Sewage and Main Force Networks | Approved | 10.10 - Abd Al Azeem Al Sofy -BILL NO.1: SEWAGE NETWORK-1.2.1-b.5 | Ditto, depth to invert between 3.51 m and 4.00 m | ECH | 4 | 4 | 24337.87 | 97351.48 | OTH | دنيا التعمير | 10.10 - Abd Al Azeem Al Sofy -BILL NO.1: SEWAGE NETWORK-1.2.1-b.5 | Ditto, depth to invert between 3.51 m and 4.00 m | ECH | 4 | 20313 | 81252 | EGP | OTH
Qasr Rashwan - Lot B _0208 |  | RFQ-00011 | Reham Ashraf | Operation | 2024-01-21 | Sewage and Main Force Networks | Approved | 15.10 - Al Burm-BILL NO. 1: SEWAGE NETWORK-1.2.1-b.6 | Ditto, depth to invert between 4.01 m and 4.50 m | ECH | 6 | 6 | 27239.84 | 163439.04 | OTH | دنيا التعمير | 15.10 - Al Burm-BILL NO. 1: SEWAGE NETWORK-1.2.1-b.6 | Ditto, depth to invert between 4.01 m and 4.50 m | ECH | 6 | 22736 | 136416 | EGP | OTH
Qasr Rashwan - Lot B _0208 |  | RFQ-00011 | Reham Ashraf | Operation | 2024-01-21 | Sewage and Main Force Networks | Approved | 14.10 - Abou Hussein-BILL NO.1 : SEWAGE NETWORK-1.2.1-b.6 | Ditto, depth to invert between 4.01 m and 4.50 m | ECH | 2 | 2 | 27239.84 | 54479.68 | OTH | دنيا التعمير | 14.10 - Abou Hussein-BILL NO.1 : SEWAGE NETWORK-1.2.1-b.6 | Ditto, depth to invert between 4.01 m and 4.50 m | ECH | 2 | 22736 | 45472 | EGP | OTH
Qasr Rashwan - Lot B _0208 |  | RFQ-00011 | Reham Ashraf | Operation | 2024-01-21 | Sewage and Main Force Networks | Approved | 11.10 - Abd Al Rahman Ibrahim-BILL NO.1: SEWAGE NETWORK-1.2.1-b.6 | Ditto, depth to invert between 4.01 m and 4.50 m | ECH | 24 | 24 | 27239.84 | 653756.16 | OTH | دنيا التعمير | 11.10 - Abd Al Rahman Ibrahim-BILL NO.1: SEWAGE NETWORK-1.2.1-b.6 | Ditto, depth to invert between 4.01 m and 4.50 m | ECH | 24 | 22736 | 545664 | EGP | OTH
Qasr Rashwan - Lot B _0208 |  | RFQ-00011 | Reham Ashraf | Operation | 2024-01-21 | Sewage and Main Force Networks | Approved | 12.10 - Suleiman Tadrus-BILL NO.1: SEWAGE NETWORK-1.2.1-b.6 | Ditto, depth to invert between 4.01 m and 4.50 m | ECH | 19 | 19 | 27239.84 | 517556.96 | OTH | دنيا التعمير | 12.10 - Suleiman Tadrus-BILL NO.1: SEWAGE NETWORK-1.2.1-b.6 | Ditto, depth to invert between 4.01 m and 4.50 m | ECH | 19 | 22736 | 431984 | EGP | OTH
Qasr Rashwan - Lot B _0208 |  | RFQ-00011 | Reham Ashraf | Operation | 2024-01-21 | Sewage and Main Force Networks | Approved | 10.10 - Abd Al Azeem Al Sofy -BILL NO.1: SEWAGE NETWORK-1.2.1-b.6 | Ditto, depth to invert between 4.01 m and 4.5 m | ECH | 10 | 10 | 27239.84 | 272398.4 | OTH | دنيا التعمير | 10.10 - Abd Al Azeem Al Sofy -BILL NO.1: SEWAGE NETWORK-1.2.1-b.6 | Ditto, depth to invert between 4.01 m and 4.5 m | ECH | 10 | 22736 | 227360 | EGP | OTH
Qasr Rashwan - Lot B _0208 |  | RFQ-00011 | Reham Ashraf | Operation | 2024-01-21 | Sewage and Main Force Networks | Approved | 11.10 - Abd Al Rahman Ibrahim-BILL NO.1: SEWAGE NETWORK-1.2.1-b.7 | Ditto, depth to invert between 4.51 m and 5.00 m | ECH | 31 | 31 | 30546.8 | 946950.8 | OTH | دنيا التعمير | 11.10 - Abd Al Rahman Ibrahim-BILL NO.1: SEWAGE NETWORK-1.2.1-b.7 | Ditto, depth to invert between 4.51 m and 5.00 m | ECH | 31 | 25477 | 789787 | EGP | OTH
Qasr Rashwan - Lot B _0208 |  | RFQ-00011 | Reham Ashraf | Operation | 2024-01-21 | Sewage and Main Force Networks | Approved | 12.10 - Suleiman Tadrus-BILL NO.1: SEWAGE NETWORK-1.2.1-b.7 | Ditto, depth to invert between 4.51 m and 5.00 m | ECH | 11 | 11 | 30546.8 | 336014.8 | OTH | دنيا التعمير | 12.10 - Suleiman Tadrus-BILL NO.1: SEWAGE NETWORK-1.2.1-b.7 | Ditto, depth to invert between 4.51 m and 5.00 m | ECH | 11 | 25477 | 280247 | EGP | OTH
Qasr Rashwan - Lot B _0208 |  | RFQ-00011 | Reham Ashraf | Operation | 2024-01-21 | Sewage and Main Force Networks | Approved | 14.10 - Abou Hussein-BILL NO.1 : SEWAGE NETWORK-1.2.1-b.7 | Ditto, depth to invert between 4.51 m and 5.00 m | ECH | 1 | 1 | 30546.8 | 30546.8 | OTH | دنيا التعمير | 14.10 - Abou Hussein-BILL NO.1 : SEWAGE NETWORK-1.2.1-b.7 | Ditto, depth to invert between 4.51 m and 5.00 m | ECH | 1 | 25477 | 25477 | EGP | OTH
Qasr Rashwan - Lot B _0208 |  | RFQ-00011 | Reham Ashraf | Operation | 2024-01-21 | Sewage and Main Force Networks | Approved | 10.10 - Abd Al Azeem Al Sofy -BILL NO.1: SEWAGE NETWORK-1.2.1-b.7 | Ditto, depth to invert between 4.51 m and 5.00 m | ECH | 9 | 9 | 30546.8 | 274921.2 | OTH | دنيا التعمير | 10.10 - Abd Al Azeem Al Sofy -BILL NO.1: SEWAGE NETWORK-1.2.1-b.7 | Ditto, depth to invert between 4.51 m and 5.00 m | ECH | 9 | 25477 | 229293 | EGP | OTH
Qasr Rashwan - Lot B _0208 |  | RFQ-00011 | Reham Ashraf | Operation | 2024-01-21 | Sewage and Main Force Networks | Approved | 15.10 - Al Burm-BILL NO. 1: SEWAGE NETWORK-1.2.1-b.7 | Ditto, depth to invert between 4.51 m and 5.00 m | ECH | 5 | 5 | 30546.8 | 152734 | OTH | دنيا التعمير | 15.10 - Al Burm-BILL NO. 1: SEWAGE NETWORK-1.2.1-b.7 | Ditto, depth to invert between 4.51 m and 5.00 m | ECH | 5 | 25477 | 127385 | EGP | OTH
Qasr Rashwan - Lot B _0208 |  | RFQ-00011 | Reham Ashraf | Operation | 2024-01-21 | Sewage and Main Force Networks | Approved | 10.10 - Abd Al Azeem Al Sofy -BILL NO.1: SEWAGE NETWORK-1.2.1-b.8 | Ditto, depth to invert between 5.01 m and 5.50 m | ECH | 1 | 1 | 34206.19 | 34206.19 | OTH | دنيا التعمير | 10.10 - Abd Al Azeem Al Sofy -BILL NO.1: SEWAGE NETWORK-1.2.1-b.8 | Ditto, depth to invert between 5.01 m and 5.50 m | ECH | 1 | 28530 | 28530 | EGP | OTH
Qasr Rashwan - Lot B _0208 |  | RFQ-00011 | Reham Ashraf | Operation | 2024-01-21 | Sewage and Main Force Networks | Approved | 11.10 - Abd Al Rahman Ibrahim-BILL NO.1: SEWAGE NETWORK-1.2.1-b.8 | Ditto, depth to invert between 5.01 m and 5.50 m | ECH | 31 | 31 | 34206.19 | 1060391.89 | OTH | دنيا التعمير | 11.10 - Abd Al Rahman Ibrahim-BILL NO.1: SEWAGE NETWORK-1.2.1-b.8 | Ditto, depth to invert between 5.01 m and 5.50 m | ECH | 31 | 28530 | 884430 | EGP | OTH
Qasr Rashwan - Lot B _0208 |  | RFQ-00011 | Reham Ashraf | Operation | 2024-01-21 | Sewage and Main Force Networks | Approved | 12.10 - Suleiman Tadrus-BILL NO.1: SEWAGE NETWORK-1.2.1-b.8 | Ditto, depth to invert between 5.01 m and 5.50 m | ECH | 10 | 10 | 34206.19 | 342061.9 | OTH | دنيا التعمير | 12.10 - Suleiman Tadrus-BILL NO.1: SEWAGE NETWORK-1.2.1-b.8 | Ditto, depth to invert between 5.01 m and 5.50 m | ECH | 10 | 28530 | 285300 | EGP | OTH
BIOLOGICALS AND BIOSIMILARS MANUFACTURING FACILITY EIPICO 3 _0187 |  | RFQ-00119 | Mohamed Nader | Procurement | 2024-01-09 | HPL Works | Approved | 1 - B02 (Warehouse, Packaging and QC Building)-102113-1 | 12mm thick, HPL Partition, including hinged doors with size 700x1900mm, item Including hardware and all accessories, code (TP-01). | SQM | 72 | 72 | 3876 | 279072 | SC_Supply/Apply | Staron Egypt Samsung | 1 - B02 (Warehouse, Packaging and QC Building)-102113-1 | 12mm thick, HPL Partition, including hinged doors with size 700x1900mm, item Including hardware and all accessories, code (TP-01). | SQM | 72 | 4990 | 359280 | EGP | SC_Supply/Apply
BIOLOGICALS AND BIOSIMILARS MANUFACTURING FACILITY EIPICO 3 _0187 |  | RFQ-00119 | Mohamed Nader | Procurement | 2024-01-09 | HPL Works | Approved | 1 - B01(ADMIN BUILDING)-102113-1 | 12mm thick, HPL Partition, including hinged doors with size 700x1900mm, item Including hardware and all accessories, code (TP-01). | SQM | 47 | 47 | 3876 | 182172 | SC_Supply/Apply | Staron Egypt Samsung | 1 - B01(ADMIN BUILDING)-102113-1 | 12mm thick, HPL Partition, including hinged doors with size 700x1900mm, item Including hardware and all accessories, code (TP-01). | SQM | 47 | 4990 | 234530 | EGP | SC_Supply/Apply
BIOLOGICALS AND BIOSIMILARS MANUFACTURING FACILITY EIPICO 3 _0187 |  | RFQ-00119 | Mohamed Nader | Procurement | 2024-01-09 | HPL Works | Approved | 1 - B05(Worker Building , Domestic and fire tank)-102113-1 | 12mm thick, HPL Partition, code (TP-01) including hinged doors with size 700x1900mm, item Including hardware and all accessorise. | SQM | 5 | 5 | 3876 | 19380 | SC_Supply/Apply | Staron Egypt Samsung | 1 - B05(Worker Building , Domestic and fire tank)-102113-1 | 12mm thick, HPL Partition, code (TP-01) including hinged doors with size 700x1900mm, item Including hardware and all accessorise. | SQM | 5 | 4990 | 24950 | EGP | SC_Supply/Apply
Qasr Rashwan - Lot B _0208 |  | RFQ-00011 | Reham Ashraf | Operation | 2024-01-21 | Sewage and Main Force Networks | Approved | 12.10 - Suleiman Tadrus-BILL NO.1: SEWAGE NETWORK-1.2.1-b.9 | Ditto, depth to invert between 5.51 m and 6.00 m | ECH | 2 | 2 | 37764.28 | 75528.56 | OTH | دنيا التعمير | 12.10 - Suleiman Tadrus-BILL NO.1: SEWAGE NETWORK-1.2.1-b.9 | Ditto, depth to invert between 5.51 m and 6.00 m | ECH | 2 | 31583 | 63166 | EGP | OTH
Qasr Rashwan - Lot B _0208 |  | RFQ-00011 | Reham Ashraf | Operation | 2024-01-21 | Sewage and Main Force Networks | Approved | 11.10 - Abd Al Rahman Ibrahim-BILL NO.1: SEWAGE NETWORK-1.2.1-b.9 | Ditto, depth to invert between 5.51 m and 6.00 m | ECH | 10 | 10 | 37764.28 | 377642.8 | OTH | دنيا التعمير | 11.10 - Abd Al Rahman Ibrahim-BILL NO.1: SEWAGE NETWORK-1.2.1-b.9 | Ditto, depth to invert between 5.51 m and 6.00 m | ECH | 10 | 31583 | 315830 | EGP | OTH
Qasr Rashwan - Lot B _0208 |  | RFQ-00011 | Reham Ashraf | Operation | 2024-01-21 | Sewage and Main Force Networks | Approved | 15.10 - Al Burm-BILL NO. 1: SEWAGE NETWORK-1.2.1-b.8 | Ditto, depth to invert between 5.51 m and 6.00 m | ECH | 15 | 15 | 37764.28 | 566464.2 | OTH | دنيا التعمير | 15.10 - Al Burm-BILL NO. 1: SEWAGE NETWORK-1.2.1-b.8 | Ditto, depth to invert between 5.51 m and 6.00 m | ECH | 15 | 31583 | 473745 | EGP | OTH
Qasr Rashwan - Lot B _0208 |  | RFQ-00011 | Reham Ashraf | Operation | 2024-01-21 | Sewage and Main Force Networks | Approved | 11.10 - Abd Al Rahman Ibrahim-BILL NO.1: SEWAGE NETWORK-1.2.1-b.10 | Ditto, depth to invert between 6.01 m and 6.50 m | ECH | 4 | 4 | 39789.28 | 159157.12 | OTH | دنيا التعمير | 11.10 - Abd Al Rahman Ibrahim-BILL NO.1: SEWAGE NETWORK-1.2.1-b.10 | Ditto, depth to invert between 6.01 m and 6.50 m | ECH | 4 | 33539 | 134156 | EGP | OTH
Qasr Rashwan - Lot B _0208 |  | RFQ-00011 | Reham Ashraf | Operation | 2024-01-21 | Sewage and Main Force Networks | Approved | 12.10 - Suleiman Tadrus-BILL NO.1: SEWAGE NETWORK-1.2.1-b.10 | Ditto, depth to invert between 6.01 m and 6.50 m | ECH | 5 | 5 | 39789.28 | 198946.4 | OTH | دنيا التعمير | 12.10 - Suleiman Tadrus-BILL NO.1: SEWAGE NETWORK-1.2.1-b.10 | Ditto, depth to invert between 6.01 m and 6.50 m | ECH | 5 | 33539 | 167695 | EGP | OTH
Qasr Rashwan - Lot B _0208 |  | RFQ-00011 | Reham Ashraf | Operation | 2024-01-21 | Sewage and Main Force Networks | Approved | 15.10 - Al Burm-BILL NO. 1: SEWAGE NETWORK-1.2.1-b.9 | Ditto, depth to invert between 6.01 m and 6.50 m | ECH | 3 | 3 | 39789.28 | 119367.84 | OTH | دنيا التعمير | 15.10 - Al Burm-BILL NO. 1: SEWAGE NETWORK-1.2.1-b.9 | Ditto, depth to invert between 6.01 m and 6.50 m | ECH | 3 | 33539 | 100617 | EGP | OTH
Qasr Rashwan - Lot B _0208 |  | RFQ-00011 | Reham Ashraf | Operation | 2024-01-21 | Sewage and Main Force Networks | Approved | 10.10 - Abd Al Azeem Al Sofy -BILL NO.1: SEWAGE NETWORK-1.2.2-a.2 | Ditto, depth to invert between 2.51 m and 3.00 m | ECH | 5 | 5 | 51000.74 | 255003.7 | OTH | دنيا التعمير | 10.10 - Abd Al Azeem Al Sofy -BILL NO.1: SEWAGE NETWORK-1.2.2-a.2 | Ditto, depth to invert between 2.51 m and 3.00 m | ECH | 5 | 32000 | 160000 | EGP | OTH
Qasr Rashwan - Lot B _0208 |  | RFQ-00011 | Reham Ashraf | Operation | 2024-01-21 | Sewage and Main Force Networks | Approved | 10.10 - Abd Al Azeem Al Sofy -BILL NO.1: SEWAGE NETWORK-1.2.2-a.1 | Ditto, depth to invert between 2.01 m and 2.50 m | ECH | 3 | 3 | 43305.33 | 129915.99 | OTH | دنيا التعمير | 10.10 - Abd Al Azeem Al Sofy -BILL NO.1: SEWAGE NETWORK-1.2.2-a.1 | Ditto, depth to invert between 2.01 m and 2.50 m | ECH | 3 | 30000 | 90000 | EGP | OTH
Qasr Rashwan - Lot B _0208 |  | RFQ-00011 | Reham Ashraf | Operation | 2024-01-21 | Sewage and Main Force Networks | Approved | 10.10 - Abd Al Azeem Al Sofy -BILL NO.1: SEWAGE NETWORK-1.2.2-a.3 | Ditto, depth to invert between 3.51 m and 4.00 m | ECH | 5 | 5 | 57797.04 | 288985.2 | OTH | دنيا التعمير | 10.10 - Abd Al Azeem Al Sofy -BILL NO.1: SEWAGE NETWORK-1.2.2-a.3 | Ditto, depth to invert between 3.51 m and 4.00 m | ECH | 5 | 39000 | 195000 | EGP | OTH
Qasr Rashwan - Lot B _0208 |  | RFQ-00011 | Reham Ashraf | Operation | 2024-01-21 | Sewage and Main Force Networks | Approved | 10.10 - Abd Al Azeem Al Sofy -BILL NO.1: SEWAGE NETWORK-1.2.2-a.3 | Ditto, depth to invert between 3.01 m and 3.50 m | ECH | 14 | 14 | 52936.47 | 741110.58 | OTH | دنيا التعمير | 10.10 - Abd Al Azeem Al Sofy -BILL NO.1: SEWAGE NETWORK-1.2.2-a.3 | Ditto, depth to invert between 3.01 m and 3.50 m | ECH | 14 | 35500 | 497000 | EGP | OTH
Qasr Rashwan - Lot B _0208 |  | RFQ-00011 | Reham Ashraf | Operation | 2024-01-21 | Sewage and Main Force Networks | Approved | 10.10 - Abd Al Azeem Al Sofy -BILL NO.1: SEWAGE NETWORK-1.2.2-a.4 | Ditto, depth to invert between 4.01 m and 4.5 m | ECH | 3 | 3 | 67650.25 | 202950.75 | OTH | دنيا التعمير | 10.10 - Abd Al Azeem Al Sofy -BILL NO.1: SEWAGE NETWORK-1.2.2-a.4 | Ditto, depth to invert between 4.01 m and 4.5 m | ECH | 3 | 42500 | 127500 | EGP | OTH
Qasr Rashwan - Lot B _0208 |  | RFQ-00011 | Reham Ashraf | Operation | 2024-01-21 | Sewage and Main Force Networks | Approved | 15.10 - Al Burm-BILL NO. 1: SEWAGE NETWORK-1.3-a | IC 60*60 cm | ECH | 24 | 24 | 4654.45 | 111706.8 | OTH | دنيا التعمير | 15.10 - Al Burm-BILL NO. 1: SEWAGE NETWORK-1.3-a | IC 60*60 cm | ECH | 24 | 3500 | 84000 | EGP | OTH
Qasr Rashwan - Lot B _0208 |  | RFQ-00011 | Reham Ashraf | Operation | 2024-01-21 | Sewage and Main Force Networks | Approved | 11.10 - Abd Al Rahman Ibrahim-BILL NO.1: SEWAGE NETWORK-1.3.1-a | IC 60*60 cm | ECH | 90 | 90 | 4654.45 | 418900.5 | OTH | دنيا التعمير | 11.10 - Abd Al Rahman Ibrahim-BILL NO.1: SEWAGE NETWORK-1.3.1-a | IC 60*60 cm | ECH | 90 | 3500 | 315000 | EGP | OTH
Qasr Rashwan - Lot B _0208 |  | RFQ-00011 | Reham Ashraf | Operation | 2024-01-21 | Sewage and Main Force Networks | Approved | 12.10 - Suleiman Tadrus-BILL NO.1: SEWAGE NETWORK-1.4-a. | IC 60*60 cm | ECH | 15 | 15 | 4654.45 | 69816.75 | OTH | دنيا التعمير | 12.10 - Suleiman Tadrus-BILL NO.1: SEWAGE NETWORK-1.4-a. | IC 60*60 cm | ECH | 15 | 3500 | 52500 | EGP | OTH
Qasr Rashwan - Lot B _0208 |  | RFQ-00011 | Reham Ashraf | Operation | 2024-01-21 | Sewage and Main Force Networks | Approved | 14.10 - Abou Hussein-BILL NO.1 : SEWAGE NETWORK-1.3-a | IC 60*60 cm | ECH | 13 | 13 | 4654.45 | 60507.85 | OTH | دنيا التعمير | 14.10 - Abou Hussein-BILL NO.1 : SEWAGE NETWORK-1.3-a | IC 60*60 cm | ECH | 13 | 3500 | 45500 | EGP | OTH
Qasr Rashwan - Lot B _0208 |  | RFQ-00011 | Reham Ashraf | Operation | 2024-01-21 | Sewage and Main Force Networks | Approved | 10.10 - Abd Al Azeem Al Sofy -BILL NO.1: SEWAGE NETWORK-1.4-a | IC 60*60 cm | ECH | 50 | 50 | 4654.45 | 232722.5 | OTH | دنيا التعمير | 10.10 - Abd Al Azeem Al Sofy -BILL NO.1: SEWAGE NETWORK-1.4-a | IC 60*60 cm | ECH | 50 | 3500 | 175000 | EGP | OTH
Qasr Rashwan - Lot B _0208 |  | RFQ-00011 | Reham Ashraf | Operation | 2024-01-21 | Sewage and Main Force Networks | Approved | 13.10 - Salih Shamatah-BILL NO.1: SEWAGE NETWORK-1.3-a | IC 60*60 cm | ECH | 14 | 14 | 4654.45 | 65162.3 | OTH | دنيا التعمير | 13.10 - Salih Shamatah-BILL NO.1: SEWAGE NETWORK-1.3-a | IC 60*60 cm | ECH | 14 | 3500 | 49000 | EGP | OTH
Qasr Rashwan - Lot B _0208 |  | RFQ-00011 | Reham Ashraf | Operation | 2024-01-21 | Sewage and Main Force Networks | Approved | 10.10 - Abd Al Azeem Al Sofy -BILL NO.1: SEWAGE NETWORK-1.4-b | IC 60*90 cm | ECH | 2 | 2 | 6147.18 | 12294.36 | OTH | دنيا التعمير | 10.10 - Abd Al Azeem Al Sofy -BILL NO.1: SEWAGE NETWORK-1.4-b | IC 60*90 cm | ECH | 2 | 5300 | 10600 | EGP | OTH
Qasr Rashwan - Lot B _0208 |  | RFQ-00011 | Reham Ashraf | Operation | 2024-01-21 | Sewage and Main Force Networks | Approved | 14.10 - Abou Hussein-BILL NO.1 : SEWAGE NETWORK-1.3-b | IC 60*90 cm | ECH | 1 | 1 | 6147.18 | 6147.18 | OTH | دنيا التعمير | 14.10 - Abou Hussein-BILL NO.1 : SEWAGE NETWORK-1.3-b | IC 60*90 cm | ECH | 1 | 5300 | 5300 | EGP | OTH
Qasr Rashwan - Lot B _0208 |  | RFQ-00011 | Reham Ashraf | Operation | 2024-01-21 | Sewage and Main Force Networks | Approved | 12.10 - Suleiman Tadrus-BILL NO.1: SEWAGE NETWORK-1.4-b. | IC 60*90 cm | ECH | 4 | 4 | 6147.18 | 24588.72 | OTH | دنيا التعمير | 12.10 - Suleiman Tadrus-BILL NO.1: SEWAGE NETWORK-1.4-b. | IC 60*90 cm | ECH | 4 | 5300 | 21200 | EGP | OTH
Qasr Rashwan - Lot B _0208 |  | RFQ-00011 | Reham Ashraf | Operation | 2024-01-21 | Sewage and Main Force Networks | Approved | 11.10 - Abd Al Rahman Ibrahim-BILL NO.1: SEWAGE NETWORK-1.3.1-b | IC 60*90 cm | ECH | 5 | 5 | 6147.18 | 30735.9 | OTH | دنيا التعمير | 11.10 - Abd Al Rahman Ibrahim-BILL NO.1: SEWAGE NETWORK-1.3.1-b | IC 60*90 cm | ECH | 5 | 5300 | 26500 | EGP | OTH
Qasr Rashwan - Lot B _0208 |  | RFQ-00011 | Reham Ashraf | Operation | 2024-01-21 | Sewage and Main Force Networks | Approved | 13.10 - Salih Shamatah-BILL NO.1: SEWAGE NETWORK-1.3-b | IC 60*90 cm | ECH | 1 | 1 | 6147.18 | 6147.18 | OTH | دنيا التعمير | 13.10 - Salih Shamatah-BILL NO.1: SEWAGE NETWORK-1.3-b | IC 60*90 cm | ECH | 1 | 5300 | 5300 | EGP | OTH
Qasr Rashwan - Lot B _0208 |  | RFQ-00011 | Reham Ashraf | Operation | 2024-01-21 | Sewage and Main Force Networks | Approved | 15.10 - Al Burm-BILL NO. 1: SEWAGE NETWORK-1.3-b | IC 60*90 cm | ECH | 1 | 1 | 6147.18 | 6147.18 | OTH | دنيا التعمير | 15.10 - Al Burm-BILL NO. 1: SEWAGE NETWORK-1.3-b | IC 60*90 cm | ECH | 1 | 5300 | 5300 | EGP | OTH
Qasr Rashwan - Lot B _0208 |  | RFQ-00011 | Reham Ashraf | Operation | 2024-01-21 | Sewage and Main Force Networks | Approved | 10.10 - Abd Al Azeem Al Sofy -BILL NO.1: SEWAGE NETWORK-1.5-a | HC 60*60 cm | ECH | 150 | 150 | 4654.45 | 698167.5 | OTH | دنيا التعمير | 10.10 - Abd Al Azeem Al Sofy -BILL NO.1: SEWAGE NETWORK-1.5-a | HC 60*60 cm | ECH | 150 | 4500 | 675000 | EGP | OTH
Qasr Rashwan - Lot B _0208 |  | RFQ-00011 | Reham Ashraf | Operation | 2024-01-21 | Sewage and Main Force Networks | Approved | 14.10 - Abou Hussein-BILL NO.1 : SEWAGE NETWORK-1.4.1-a | HC 60*60 cm | ECH | 66 | 66 | 4654.45 | 307193.7 | OTH | دنيا التعمير | 14.10 - Abou Hussein-BILL NO.1 : SEWAGE NETWORK-1.4.1-a | HC 60*60 cm | ECH | 66 | 4500 | 297000 | EGP | OTH
Qasr Rashwan - Lot B _0208 |  | RFQ-00011 | Reham Ashraf | Operation | 2024-01-21 | Sewage and Main Force Networks | Approved | 13.10 - Salih Shamatah-BILL NO.1: SEWAGE NETWORK-1.4.1-a | HC 60*60 cm | ECH | 74 | 74 | 4654.45 | 344429.3 | OTH | دنيا التعمير | 13.10 - Salih Shamatah-BILL NO.1: SEWAGE NETWORK-1.4.1-a | HC 60*60 cm | ECH | 74 | 4500 | 333000 | EGP | OTH
Qasr Rashwan - Lot B _0208 |  | RFQ-00011 | Reham Ashraf | Operation | 2024-01-21 | Sewage and Main Force Networks | Approved | 11.10 - Abd Al Rahman Ibrahim-BILL NO.1: SEWAGE NETWORK-1.4.1-a | HC 60*60 cm | ECH | 374 | 374 | 4654.45 | 1740764.3 | OTH | دنيا التعمير | 11.10 - Abd Al Rahman Ibrahim-BILL NO.1: SEWAGE NETWORK-1.4.1-a | HC 60*60 cm | ECH | 374 | 4500 | 1683000 | EGP | OTH
Qasr Rashwan - Lot B _0208 |  | RFQ-00011 | Reham Ashraf | Operation | 2024-01-21 | Sewage and Main Force Networks | Approved | 12.10 - Suleiman Tadrus-BILL NO.1: SEWAGE NETWORK-1.5-a | HC 60*60 cm | ECH | 262 | 262 | 4654.45 | 1219465.9 | OTH | دنيا التعمير | 12.10 - Suleiman Tadrus-BILL NO.1: SEWAGE NETWORK-1.5-a | HC 60*60 cm | ECH | 262 | 4500 | 1179000 | EGP | OTH
Qasr Rashwan - Lot B _0208 |  | RFQ-00011 | Reham Ashraf | Operation | 2024-01-21 | Sewage and Main Force Networks | Approved | 15.10 - Al Burm-BILL NO. 1: SEWAGE NETWORK-1.4-a | HC 60*60 cm | ECH | 96 | 96 | 4654.45 | 446827.2 | OTH | دنيا التعمير | 15.10 - Al Burm-BILL NO. 1: SEWAGE NETWORK-1.4-a | HC 60*60 cm | ECH | 96 | 4500 | 432000 | EGP | OTH
Qasr Rashwan - Lot B _0208 |  | RFQ-00011 | Reham Ashraf | Operation | 2024-01-21 | Sewage and Main Force Networks | Approved | 12.10 - Suleiman Tadrus-BILL NO.1: SEWAGE NETWORK-1.5-b | HC 60*90 cm | ECH | 131 | 131 | 6147.18 | 805280.58 | OTH | دنيا التعمير | 12.10 - Suleiman Tadrus-BILL NO.1: SEWAGE NETWORK-1.5-b | HC 60*90 cm | ECH | 131 | 6500 | 851500 | EGP | OTH
Qasr Rashwan - Lot B _0208 |  | RFQ-00011 | Reham Ashraf | Operation | 2024-01-21 | Sewage and Main Force Networks | Approved | 10.10 - Abd Al Azeem Al Sofy -BILL NO.1: SEWAGE NETWORK-1.5-b | HC 60*90 cm | ECH | 75 | 75 | 6147.18 | 461038.5 | OTH | دنيا التعمير | 10.10 - Abd Al Azeem Al Sofy -BILL NO.1: SEWAGE NETWORK-1.5-b | HC 60*90 cm | ECH | 75 | 6500 | 487500 | EGP | OTH
Qasr Rashwan - Lot B _0208 |  | RFQ-00011 | Reham Ashraf | Operation | 2024-01-21 | Sewage and Main Force Networks | Approved | 14.10 - Abou Hussein-BILL NO.1 : SEWAGE NETWORK-1.4.1-b | HC 60*90 cm | ECH | 33 | 33 | 6147.18 | 202856.94 | OTH | دنيا التعمير | 14.10 - Abou Hussein-BILL NO.1 : SEWAGE NETWORK-1.4.1-b | HC 60*90 cm | ECH | 33 | 6500 | 214500 | EGP | OTH
Qasr Rashwan - Lot B _0208 |  | RFQ-00011 | Reham Ashraf | Operation | 2024-01-21 | Sewage and Main Force Networks | Approved | 11.10 - Abd Al Rahman Ibrahim-BILL NO.1: SEWAGE NETWORK-1.4.1-b | HC 60*90 cm | ECH | 187 | 187 | 6147.18 | 1149522.66 | OTH | دنيا التعمير | 11.10 - Abd Al Rahman Ibrahim-BILL NO.1: SEWAGE NETWORK-1.4.1-b | HC 60*90 cm | ECH | 187 | 6500 | 1215500 | EGP | OTH
Qasr Rashwan - Lot B _0208 |  | RFQ-00011 | Reham Ashraf | Operation | 2024-01-21 | Sewage and Main Force Networks | Approved | 15.10 - Al Burm-BILL NO. 1: SEWAGE NETWORK-1.4-b | HC 60*90 cm | ECH | 48 | 48 | 6147.18 | 295064.64 | OTH | دنيا التعمير | 15.10 - Al Burm-BILL NO. 1: SEWAGE NETWORK-1.4-b | HC 60*90 cm | ECH | 48 | 6500 | 312000 | EGP | OTH
Qasr Rashwan - Lot B _0208 |  | RFQ-00011 | Reham Ashraf | Operation | 2024-01-21 | Sewage and Main Force Networks | Approved | 13.10 - Salih Shamatah-BILL NO.1: SEWAGE NETWORK-1.4.1-b | HC 60*90 cm | ECH | 37 | 37 | 6147.18 | 227445.66 | OTH | دنيا التعمير | 13.10 - Salih Shamatah-BILL NO.1: SEWAGE NETWORK-1.4.1-b | HC 60*90 cm | ECH | 37 | 6500 | 240500 | EGP | OTH
Qasr Rashwan - Lot B _0208 |  | RFQ-00011 | Reham Ashraf | Operation | 2024-01-21 | Sewage and Main Force Networks | Approved | 11.10 - Abd Al Rahman Ibrahim-BILL NO.1: SEWAGE NETWORK-1.6-a | Concrete encasement 25cm (200mm) | ECH | 310 | 310 | 1066.87 | 330729.7 | OTH | دنيا التعمير | 11.10 - Abd Al Rahman Ibrahim-BILL NO.1: SEWAGE NETWORK-1.6-a | Concrete encasement 25cm (200mm) | ECH | 310 | 200 | 62000 | EGP | OTH
Qasr Rashwan - Lot B _0208 |  | RFQ-00011 | Reham Ashraf | Operation | 2024-01-21 | Sewage and Main Force Networks | Approved | 13.10 - Salih Shamatah-BILL NO.1: SEWAGE NETWORK-1.6-b | Concrete encasement 25cm (200mm) | ECH | 120 | 120 | 1066.87 | 128024.4 | OTH | دنيا التعمير | 13.10 - Salih Shamatah-BILL NO.1: SEWAGE NETWORK-1.6-b | Concrete encasement 25cm (200mm) | ECH | 120 | 200 | 24000 | EGP | OTH
Qasr Rashwan - Lot B _0208 |  | RFQ-00011 | Reham Ashraf | Operation | 2024-01-21 | Sewage and Main Force Networks | Approved | 15.10 - Al Burm-BILL NO. 1: SEWAGE NETWORK-1.6.3-a | Concrete encasement 25cm (200mm) | ECH | 290 | 290 | 1066.87 | 309392.3 | OTH | دنيا التعمير | 15.10 - Al Burm-BILL NO. 1: SEWAGE NETWORK-1.6.3-a | Concrete encasement 25cm (200mm) | ECH | 290 | 200 | 58000 | EGP | OTH
Qasr Rashwan - Lot B _0208 |  | RFQ-00011 | Reham Ashraf | Operation | 2024-01-21 | Sewage and Main Force Networks | Approved | 14.10 - Abou Hussein-BILL NO.1 : SEWAGE NETWORK-1.6.2-a | Concrete encasement 25cm (200mm) | ECH | 120 | 120 | 1066.87 | 128024.4 | OTH | دنيا التعمير | 14.10 - Abou Hussein-BILL NO.1 : SEWAGE NETWORK-1.6.2-a | Concrete encasement 25cm (200mm) | ECH | 120 | 200 | 24000 | EGP | OTH
Qasr Rashwan - Lot B _0208 |  | RFQ-00011 | Reham Ashraf | Operation | 2024-01-21 | Sewage and Main Force Networks | Approved | 12.10 - Suleiman Tadrus-BILL NO.1: SEWAGE NETWORK-1.7.3-b | Concrete encasement 25cm (200mm) | ECH | 505 | 505 | 1066.87 | 538769.35 | OTH | دنيا التعمير | 12.10 - Suleiman Tadrus-BILL NO.1: SEWAGE NETWORK-1.7.3-b | Concrete encasement 25cm (200mm) | ECH | 505 | 200 | 101000 | EGP | OTH
Qasr Rashwan - Lot B _0208 |  | RFQ-00011 | Reham Ashraf | Operation | 2024-01-21 | Sewage and Main Force Networks | Approved | 10.10 - Abd Al Azeem Al Sofy -BILL NO.1: SEWAGE NETWORK-1.7.3-a | Concrete encasement 25cm (200mm) | ECH | 40 | 40 | 1066.87 | 42674.8 | OTH | دنيا التعمير | 10.10 - Abd Al Azeem Al Sofy -BILL NO.1: SEWAGE NETWORK-1.7.3-a | Concrete encasement 25cm (200mm) | ECH | 40 | 200 | 8000 | EGP | OTH
Qasr Rashwan - Lot B _0208 |  | RFQ-00011 | Reham Ashraf | Operation | 2024-01-21 | Sewage and Main Force Networks | Approved | 12.10 - Suleiman Tadrus-BILL NO.1: SEWAGE NETWORK-1.7.3-a | Concrete encasement 25cm (150mm) | ECH | 15 | 15 | 828.69 | 12430.35 | OTH | دنيا التعمير | 12.10 - Suleiman Tadrus-BILL NO.1: SEWAGE NETWORK-1.7.3-a | Concrete encasement 25cm (150mm) | ECH | 15 | 150 | 2250 | EGP | OTH
Qasr Rashwan - Lot B _0208 |  | RFQ-00011 | Reham Ashraf | Operation | 2024-01-21 | Sewage and Main Force Networks | Approved | 11.10 - Abd Al Rahman Ibrahim-BILL NO.1: SEWAGE NETWORK-1.6-b | Concrete encasement 25cm (250mm) | ECH | 50 | 50 | 1246.61 | 62330.5 | OTH | دنيا التعمير | 11.10 - Abd Al Rahman Ibrahim-BILL NO.1: SEWAGE NETWORK-1.6-b | Concrete encasement 25cm (250mm) | ECH | 50 | 250 | 12500 | EGP | OTH
Qasr Rashwan - Lot B _0208 |  | RFQ-00011 | Reham Ashraf | Operation | 2024-01-21 | Sewage and Main Force Networks | Approved | 13.10 - Salih Shamatah-BILL NO.1: SEWAGE NETWORK-1.6-a | Concrete encasement 25cm (250mm) | ECH | 35 | 35 | 1246.61 | 43631.35 | OTH | دنيا التعمير | 13.10 - Salih Shamatah-BILL NO.1: SEWAGE NETWORK-1.6-a | Concrete encasement 25cm (250mm) | ECH | 35 | 250 | 8750 | EGP | OTH
Qasr Rashwan - Lot B _0208 |  | RFQ-00011 | Reham Ashraf | Operation | 2024-01-21 | Sewage and Main Force Networks | Approved | 15.10 - Al Burm-BILL NO. 1: SEWAGE NETWORK-1.6.3-b | Concrete encasement 25cm (250mm) | ECH | 90 | 90 | 1246.61 | 112194.9 | OTH | دنيا التعمير | 15.10 - Al Burm-BILL NO. 1: SEWAGE NETWORK-1.6.3-b | Concrete encasement 25cm (250mm) | ECH | 90 | 250 | 22500 | EGP | OTH
Qasr Rashwan - Lot B _0208 |  | RFQ-00011 | Reham Ashraf | Operation | 2024-01-21 | Sewage and Main Force Networks | Approved | 12.10 - Suleiman Tadrus-BILL NO.1: SEWAGE NETWORK-1.7.3-c | Concrete encasement 25cm (250mm) | ECH | 195 | 195 | 1246.61 | 243088.95 | OTH | دنيا التعمير | 12.10 - Suleiman Tadrus-BILL NO.1: SEWAGE NETWORK-1.7.3-c | Concrete encasement 25cm (250mm) | ECH | 195 | 250 | 48750 | EGP | OTH
Qasr Rashwan - Lot B _0208 |  | RFQ-00011 | Reham Ashraf | Operation | 2024-01-21 | Sewage and Main Force Networks | Approved | 14.10 - Abou Hussein-BILL NO.1 : SEWAGE NETWORK-1.6.2-b | Concrete encasement 25cm (250mm) | ECH | 50 | 50 | 1246.61 | 62330.5 | OTH | دنيا التعمير | 14.10 - Abou Hussein-BILL NO.1 : SEWAGE NETWORK-1.6.2-b | Concrete encasement 25cm (250mm) | ECH | 50 | 250 | 12500 | EGP | OTH
Qasr Rashwan - Lot B _0208 |  | RFQ-00011 | Reham Ashraf | Operation | 2024-01-21 | Sewage and Main Force Networks | Approved | 11.10 - Abd Al Rahman Ibrahim-BILL NO.1: SEWAGE NETWORK-1.6-c | Concrete encasement 25cm (300mm) | ECH | 15 | 15 | 1427.91 | 21418.65 | OTH | دنيا التعمير | 11.10 - Abd Al Rahman Ibrahim-BILL NO.1: SEWAGE NETWORK-1.6-c | Concrete encasement 25cm (300mm) | ECH | 15 | 300 | 4500 | EGP | OTH
Qasr Rashwan - Lot B _0208 |  | RFQ-00011 | Reham Ashraf | Operation | 2024-01-21 | Sewage and Main Force Networks | Approved | 12.10 - Suleiman Tadrus-BILL NO.1: SEWAGE NETWORK-1.7.3-d | Concrete encasement 25cm (300mm) | ECH | 25 | 25 | 1427.91 | 35697.75 | OTH | دنيا التعمير | 12.10 - Suleiman Tadrus-BILL NO.1: SEWAGE NETWORK-1.7.3-d | Concrete encasement 25cm (300mm) | ECH | 25 | 300 | 7500 | EGP | OTH
Qasr Rashwan - Lot B _0208 |  | RFQ-00011 | Reham Ashraf | Operation | 2024-01-21 | Sewage and Main Force Networks | Approved | 14.10 - Abou Hussein-BILL NO.1 : SEWAGE NETWORK-1.6.2-c | Concrete encasement 25cm (300mm) | ECH | 20 | 20 | 1427.91 | 28558.2 | OTH | دنيا التعمير | 14.10 - Abou Hussein-BILL NO.1 : SEWAGE NETWORK-1.6.2-c | Concrete encasement 25cm (300mm) | ECH | 20 | 300 | 6000 | EGP | OTH
Qasr Rashwan - Lot B _0208 |  | RFQ-00011 | Reham Ashraf | Operation | 2024-01-21 | Sewage and Main Force Networks | Approved | 15.10 - Al Burm-BILL NO. 1: SEWAGE NETWORK-1.6.3-c | Concrete encasement 25cm (300mm) | ECH | 30 | 30 | 1427.91 | 42837.3 | OTH | دنيا التعمير | 15.10 - Al Burm-BILL NO. 1: SEWAGE NETWORK-1.6.3-c | Concrete encasement 25cm (300mm) | ECH | 30 | 300 | 9000 | EGP | OTH
Qasr Rashwan - Lot B _0208 |  | RFQ-00011 | Reham Ashraf | Operation | 2024-01-21 | Sewage and Main Force Networks | Approved | 11.10 - Abd Al Rahman Ibrahim-BILL NO.1: SEWAGE NETWORK-1.6-d | Concrete encasement 25cm (400mm) | ECH | 20 | 20 | 1795.21 | 35904.2 | OTH | دنيا التعمير | 11.10 - Abd Al Rahman Ibrahim-BILL NO.1: SEWAGE NETWORK-1.6-d | Concrete encasement 25cm (400mm) | ECH | 20 | 400 | 8000 | EGP | OTH
Qasr Rashwan - Lot B _0208 |  | RFQ-00011 | Reham Ashraf | Operation | 2024-01-21 | Sewage and Main Force Networks | Approved | 12.10 - Suleiman Tadrus-BILL NO.1: SEWAGE NETWORK-1.7.3-e | Concrete encasement 25cm (400mm) | ECH | 15 | 15 | 1795.21 | 26928.15 | OTH | دنيا التعمير | 12.10 - Suleiman Tadrus-BILL NO.1: SEWAGE NETWORK-1.7.3-e | Concrete encasement 25cm (400mm) | ECH | 15 | 400 | 6000 | EGP | OTH
Qasr Rashwan - Lot B _0208 |  | RFQ-00011 | Reham Ashraf | Operation | 2024-01-21 | Sewage and Main Force Networks | Approved | 10.10 - Abd Al Azeem Al Sofy -BILL NO.1: SEWAGE NETWORK-1.7.3-b | Concrete encasement 25cm (400mm) | ECH | 10 | 10 | 1246.61 | 12466.1 | OTH | دنيا التعمير | 10.10 - Abd Al Azeem Al Sofy -BILL NO.1: SEWAGE NETWORK-1.7.3-b | Concrete encasement 25cm (400mm) | ECH | 10 | 400 | 4000 | EGP | OTH
Qasr Rashwan - Lot B _0208 |  | RFQ-00011 | Reham Ashraf | Operation | 2024-01-21 | Sewage and Main Force Networks | Approved | 12.10 - Suleiman Tadrus-BILL NO.1: SEWAGE NETWORK-1.7.3-f | Concrete encasement 25cm (500mm) | ECH | 15 | 15 | 2168.76 | 32531.4 | OTH | دنيا التعمير | 12.10 - Suleiman Tadrus-BILL NO.1: SEWAGE NETWORK-1.7.3-f | Concrete encasement 25cm (500mm) | ECH | 15 | 500 | 7500 | EGP | OTH
Qasr Rashwan - Lot B _0208 |  | RFQ-00011 | Reham Ashraf | Operation | 2024-01-21 | Sewage and Main Force Networks | Approved | 15.10 - Al Burm-BILL NO. 1: SEWAGE NETWORK-1.6.3-d | Concrete encasement 25cm (500mm) | ECH | 15 | 15 | 2168.76 | 32531.4 | OTH | دنيا التعمير | 15.10 - Al Burm-BILL NO. 1: SEWAGE NETWORK-1.6.3-d | Concrete encasement 25cm (500mm) | ECH | 15 | 500 | 7500 | EGP | OTH
Qasr Rashwan - Lot B _0208 |  | RFQ-00011 | Reham Ashraf | Operation | 2024-01-21 | Sewage and Main Force Networks | Approved | 13.10 - Salih Shamatah-BILL NO.1: SEWAGE NETWORK--1.1 | Wooden formwork left in their places after the construction and backfilling works completed as approved and instructed by the Engineer | ECH | 30 | 30 | 16000 | 480000 | OTH | دنيا التعمير | 13.10 - Salih Shamatah-BILL NO.1: SEWAGE NETWORK--1.1 | Wooden formwork left in their places after the construction and backfilling works completed as approved and instructed by the Engineer | ECH | 30 | 15500 | 465000 | EGP | OTH
Qasr Rashwan - Lot B _0208 |  | RFQ-00011 | Reham Ashraf | Operation | 2024-01-21 | Sewage and Main Force Networks | Approved | 15.10 - Al Burm-BILL NO. 1: SEWAGE NETWORK--1.1 | Wooden formwork left in their places after the construction and backfilling works completed as approved and instructed by the Engineer Bill No. 2: Force Main Pipeline | ECH | 25 | 25 | 16000 | 400000 | OTH | دنيا التعمير | 15.10 - Al Burm-BILL NO. 1: SEWAGE NETWORK--1.1 | Wooden formwork left in their places after the construction and backfilling works completed as approved and instructed by the Engineer Bill No. 2: Force Main Pipeline | ECH | 25 | 15500 | 387500 | EGP | OTH
Qasr Rashwan - Lot B _0208 |  | RFQ-00011 | Reham Ashraf | Operation | 2024-01-21 | Sewage and Main Force Networks | Approved | 12.10 - Suleiman Tadrus-BILL NO.1: SEWAGE NETWORK--1.11 | Wooden formwork left in their places after the construction and backfilling works completed as approved and instructed by the Engineer | ECH | 50 | 50 | 16000 | 800000 | OTH | دنيا التعمير | 12.10 - Suleiman Tadrus-BILL NO.1: SEWAGE NETWORK--1.11 | Wooden formwork left in their places after the construction and backfilling works completed as approved and instructed by the Engineer | ECH | 50 | 15500 | 775000 | EGP | OTH
Qasr Rashwan - Lot B _0208 |  | RFQ-00011 | Reham Ashraf | Operation | 2024-01-21 | Sewage and Main Force Networks | Approved | 10.10 - Abd Al Azeem Al Sofy -BILL NO.1: SEWAGE NETWORK--1.11 | Wooden formwork left in their places after the construction and backfilling works completed as approved and instructed by the Engineer | ECH | 30 | 30 | 16000 | 480000 | OTH | دنيا التعمير | 10.10 - Abd Al Azeem Al Sofy -BILL NO.1: SEWAGE NETWORK--1.11 | Wooden formwork left in their places after the construction and backfilling works completed as approved and instructed by the Engineer | ECH | 30 | 15500 | 465000 | EGP | OTH
Qasr Rashwan - Lot B _0208 |  | RFQ-00011 | Reham Ashraf | Operation | 2024-01-21 | Sewage and Main Force Networks | Approved | 14.10 - Abou Hussein-BILL NO.1 : SEWAGE NETWORK--1.1 | Wooden formwork left in their places after the construction and backfilling works completed as approved and instructed by the Engineer | ECH | 40 | 40 | 16000 | 640000 | OTH | دنيا التعمير | 14.10 - Abou Hussein-BILL NO.1 : SEWAGE NETWORK--1.1 | Wooden formwork left in their places after the construction and backfilling works completed as approved and instructed by the Engineer | ECH | 40 | 15500 | 620000 | EGP | OTH
Katameya Creeks |  | RFQ-00008 | Mahmoud El Nady | MEP (Electro Mechanical) | 2024-01-24 | Install Electrical Works | Approved | All Types Buildings | MDB-1 | ECH | 7 | 7 | 2914.65 | 20402.55 | SC_Apply | الاسراء للمقاولات والتوريدات | All Types Buildings | MDB-1 | ECH | 7 | 2900 | 20300 | EGP | SC_Apply
Katameya Creeks |  | RFQ-00008 | Mahmoud El Nady | MEP (Electro Mechanical) | 2024-01-24 | Install Electrical Works | Approved | All Types Buildings | MDB-2 | ECH | 7 | 7 | 2629.05 | 18403.35 | SC_Apply | الاسراء للمقاولات والتوريدات | All Types Buildings | MDB-2 | ECH | 7 | 2600 | 18200 | EGP | SC_Apply
Katameya Creeks |  | RFQ-00008 | Mahmoud El Nady | MEP (Electro Mechanical) | 2024-01-24 | Install Electrical Works | Approved | All Types Buildings | EMDB | ECH | 7 | 7 | 1500 | 10500 | SC_Apply | الاسراء للمقاولات والتوريدات | All Types Buildings | EMDB | ECH | 7 | 1500 | 10500 | EGP | SC_Apply
Katameya Creeks |  | RFQ-00008 | Mahmoud El Nady | MEP (Electro Mechanical) | 2024-01-24 | Install Electrical Works | Approved | All Types Buildings | LPP-B (with pre-paid power meter ) | ECH | 7 | 7 | 2200.65 | 15404.55 | SC_Apply | الاسراء للمقاولات والتوريدات | All Types Buildings | LPP-B (with pre-paid power meter ) | ECH | 7 | 2200.65 | 15404.55 | EGP | SC_Apply
Katameya Creeks |  | RFQ-00008 | Mahmoud El Nady | MEP (Electro Mechanical) | 2024-01-24 | Install Electrical Works | Approved | All Types Buildings | SMDB-G | ECH | 7 | 7 | 1200 | 8400 | SC_Apply | الاسراء للمقاولات والتوريدات | All Types Buildings | SMDB-G | ECH | 7 | 1200 | 8400 | EGP | SC_Apply
Katameya Creeks |  | RFQ-00008 | Mahmoud El Nady | MEP (Electro Mechanical) | 2024-01-24 | Install Electrical Works | Approved | All Types Buildings | SMDB-1st | ECH | 7 | 7 | 1490.05 | 10430.35 | SC_Apply | الاسراء للمقاولات والتوريدات | All Types Buildings | SMDB-1st | ECH | 7 | 1490.05 | 10430.35 | EGP | SC_Apply
Katameya Creeks |  | RFQ-00008 | Mahmoud El Nady | MEP (Electro Mechanical) | 2024-01-24 | Install Electrical Works | Approved | All Types Buildings | SMDB-2nd | ECH | 7 | 7 | 1490.05 | 10430.35 | SC_Apply | الاسراء للمقاولات والتوريدات | All Types Buildings | SMDB-2nd | ECH | 7 | 1490.05 | 10430.35 | EGP | SC_Apply
Katameya Creeks |  | RFQ-00008 | Mahmoud El Nady | MEP (Electro Mechanical) | 2024-01-24 | Install Electrical Works | Approved | All Types Buildings | SMDB-3rd | ECH | 7 | 7 | 1490.05 | 10430.35 | SC_Apply | الاسراء للمقاولات والتوريدات | All Types Buildings | SMDB-3rd | ECH | 7 | 1490.05 | 10430.35 | EGP | SC_Apply
Katameya Creeks |  | RFQ-00008 | Mahmoud El Nady | MEP (Electro Mechanical) | 2024-01-24 | Install Electrical Works | Approved | All Types Buildings | SMDB-4th | ECH | 7 | 7 | 1490.05 | 10430.35 | SC_Apply | الاسراء للمقاولات والتوريدات | All Types Buildings | SMDB-4th | ECH | 7 | 1490.05 | 10430.35 | EGP | SC_Apply
Katameya Creeks |  | RFQ-00008 | Mahmoud El Nady | MEP (Electro Mechanical) | 2024-01-24 | Install Electrical Works | Approved | All Types Buildings | STAIRS MACHINE | ECH | 7 | 7 | 240 | 1680 | SC_Apply | الاسراء للمقاولات والتوريدات | All Types Buildings | STAIRS MACHINE | ECH | 7 | 240 | 1680 | EGP | SC_Apply
Katameya Creeks |  | RFQ-00008 | Mahmoud El Nady | MEP (Electro Mechanical) | 2024-01-24 | Install Electrical Works | Approved | All Types Buildings | MCC for VRF | ECH | 7 | 7 | 1120 | 7840 | SC_Apply | الاسراء للمقاولات والتوريدات | All Types Buildings | MCC for VRF | ECH | 7 | 1120 | 7840 | EGP | SC_Apply
Katameya Creeks |  | RFQ-00008 | Mahmoud El Nady | MEP (Electro Mechanical) | 2024-01-24 | Install Electrical Works | Approved | All Types Buildings | MCC for HVAC | ECH | 7 | 7 | 1120 | 7840 | SC_Apply | الاسراء للمقاولات والتوريدات | All Types Buildings | MCC for HVAC | ECH | 7 | 1120 | 7840 | EGP | SC_Apply
Katameya Creeks |  | RFQ-00008 | Mahmoud El Nady | MEP (Electro Mechanical) | 2024-01-24 | Install Electrical Works | Approved | All Types Buildings | MCC for PUMP | ECH | 7 | 7 | 1120 | 7840 | SC_Apply | الاسراء للمقاولات والتوريدات | All Types Buildings | MCC for PUMP | ECH | 7 | 1120 | 7840 | EGP | SC_Apply
Katameya Creeks |  | RFQ-00008 | Mahmoud El Nady | MEP (Electro Mechanical) | 2024-01-24 | Install Electrical Works | Approved | All Types Buildings | (4x6)+6mm² | LM | 35 | 35 | 34 | 1190 | SC_Apply | الاسراء للمقاولات والتوريدات | All Types Buildings | (4x6)+6mm² | LM | 35 | 30 | 1050 | EGP | SC_Apply
Katameya Creeks |  | RFQ-00008 | Mahmoud El Nady | MEP (Electro Mechanical) | 2024-01-24 | Install Electrical Works | Approved | All Types Buildings | (3x50+25)+16mm² | LM | 115 | 115 | 65 | 7475 | SC_Apply | الاسراء للمقاولات والتوريدات | All Types Buildings | (3x50+25)+16mm² | LM | 115 | 55 | 6325 | EGP | SC_Apply
Katameya Creeks |  | RFQ-00008 | Mahmoud El Nady | MEP (Electro Mechanical) | 2024-01-24 | Install Electrical Works | Approved | All Types Buildings | (3x70+35)+16mm² | LM | 190 | 190 | 85 | 16150 | SC_Apply | الاسراء للمقاولات والتوريدات | All Types Buildings | (3x70+35)+16mm² | LM | 190 | 75 | 14250 | EGP | SC_Apply
Katameya Creeks |  | RFQ-00008 | Mahmoud El Nady | MEP (Electro Mechanical) | 2024-01-24 | Install Electrical Works | Approved | All Types Buildings | (3x95+50)+25mm² | LM | 245 | 245 | 115 | 28175 | SC_Apply | الاسراء للمقاولات والتوريدات | All Types Buildings | (3x95+50)+25mm² | LM | 245 | 100 | 24500 | EGP | SC_Apply
Katameya Creeks |  | RFQ-00008 | Mahmoud El Nady | MEP (Electro Mechanical) | 2024-01-24 | Install Electrical Works | Approved | All Types Buildings | (3x120+70)+35mm² | LM | 135 | 135 | 135 | 18225 | SC_Apply | الاسراء للمقاولات والتوريدات | All Types Buildings | (3x120+70)+35mm² | LM | 135 | 115 | 15525 | EGP | SC_Apply
Katameya Creeks |  | RFQ-00008 | Mahmoud El Nady | MEP (Electro Mechanical) | 2024-01-24 | Install Electrical Works | Approved | All Types Buildings | install & test a lighting fixtures outlet 2nd fix only with wiring (3x3) mm², back to panel or second outlet, according to drawings and specifications FOR Basement السعر لسحب السلك فقط | ECH | 200 | 200 | 57.75 | 11550 | SC_Apply | الاسراء للمقاولات والتوريدات | All Types Buildings | install & test a lighting fixtures outlet 2nd fix only with wiring (3x3) mm², back to panel or second outlet, according to drawings and specifications FOR Basement السعر لسحب السلك فقط | ECH | 200 | 57.75 | 11550 | EGP | SC_Apply
Katameya Creeks |  | RFQ-00008 | Mahmoud El Nady | MEP (Electro Mechanical) | 2024-01-24 | Install Electrical Works | Approved | All Types Buildings | install & test a socket outlet 2nd fix only with wiring (3x3) mm², back to panel or second outlet, according to drawings and specifications (exclude the socket)FOR Basement السعر لسحب السلك فقط | ECH | 500 | 500 | 55 | 27500 | SC_Apply | الاسراء للمقاولات والتوريدات | All Types Buildings | install & test a socket outlet 2nd fix only with wiring (3x3) mm², back to panel or second outlet, according to drawings and specifications (exclude the socket)FOR Basement السعر لسحب السلك فقط | ECH | 500 | 55 | 27500 | EGP | SC_Apply
Qasr Rashwan - Lot B _0208 |  | RFQ-00011 | Reham Ashraf | Operation | 2024-01-21 | Sewage and Main Force Networks | Approved | 11.10 - Abd Al Rahman Ibrahim-BILL NO.1: SEWAGE NETWORK--1.1 | Wooden formwork left in their places after the construction and backfilling works completed as approved and instructed by the Engineer Bill No.2: Force Main Pipeline | ECH | 25 | 25 | 16000 | 400000 | OTH | دنيا التعمير | 11.10 - Abd Al Rahman Ibrahim-BILL NO.1: SEWAGE NETWORK--1.1 | Wooden formwork left in their places after the construction and backfilling works completed as approved and instructed by the Engineer Bill No.2: Force Main Pipeline | ECH | 25 | 15500 | 387500 | EGP | OTH
Qasr Rashwan - Lot B _0208 |  | RFQ-00011 | Reham Ashraf | Operation | 2024-01-21 | Sewage and Main Force Networks | Approved | 14.11 - Abou Hussein-BILL NO.2 : Force Main Pipeline-2.1-a | Inner diameter DN/ID 200 mm | MTR | 2260 | 2260 | 297.06 | 671355.6 | OTH | دنيا التعمير | 14.11 - Abou Hussein-BILL NO.2 : Force Main Pipeline-2.1-a | Inner diameter DN/ID 200 mm | MTR | 2260 | 300 | 678000 | EGP | OTH
Qasr Rashwan - Lot B _0208 |  | RFQ-00011 | Reham Ashraf | Operation | 2024-01-21 | Sewage and Main Force Networks | Approved | 13.11 - Salih Shamatah-Bill No.2: Force Main Pipeline-2.1-a | Inner diameter DN/ID 200 mm | MTR | 2370 | 2370 | 297.06 | 704032.2 | OTH | دنيا التعمير | 13.11 - Salih Shamatah-Bill No.2: Force Main Pipeline-2.1-a | Inner diameter DN/ID 200 mm | MTR | 2370 | 300 | 711000 | EGP | OTH
Qasr Rashwan - Lot B _0208 |  | RFQ-00011 | Reham Ashraf | Operation | 2024-01-21 | Sewage and Main Force Networks | Approved | 12.11 - Suleiman Tadrus-Bill No.2: Force Main Pipeline-2.1-a | Inner diameter DN/ID 300 mm | MTR | 3880 | 3880 | 387.06 | 1501792.8 | OTH | دنيا التعمير | 12.11 - Suleiman Tadrus-Bill No.2: Force Main Pipeline-2.1-a | Inner diameter DN/ID 300 mm | MTR | 3880 | 400 | 1552000 | EGP | OTH
Qasr Rashwan - Lot B _0208 |  | RFQ-00011 | Reham Ashraf | Operation | 2024-01-21 | Sewage and Main Force Networks | Approved | 11.11 - Abd Al Rahman Ibrahim-Bill No.2: Force Main Pipeline-2.1-a | Inner diameter DN/ID 350 mm | MTR | 4140 | 4140 | 487.06 | 2016428.4 | OTH | دنيا التعمير | 11.11 - Abd Al Rahman Ibrahim-Bill No.2: Force Main Pipeline-2.1-a | Inner diameter DN/ID 350 mm | MTR | 4140 | 500 | 2070000 | EGP | OTH
Qasr Rashwan - Lot B _0208 |  | RFQ-00011 | Reham Ashraf | Operation | 2024-01-21 | Sewage and Main Force Networks | Approved | 15.11 - Al Burm-Bill No. 2: Force Main Pipeline-2.1-a | Inner diameter DN/ID 250 mm | MTR | 2280 | 2280 | 312.06 | 711496.8 | OTH | دنيا التعمير | 15.11 - Al Burm-Bill No. 2: Force Main Pipeline-2.1-a | Inner diameter DN/ID 250 mm | MTR | 2280 | 325 | 741000 | EGP | OTH
Qasr Rashwan - Lot B _0208 |  | RFQ-00011 | Reham Ashraf | Operation | 2024-01-21 | Sewage and Main Force Networks | Approved | 10.11 - Abd Al Azeem Al Sofy -Bill No.2: Force Main Pipeline-2.1-a | Inner diameter DN/ID 400 mm | MTR | 2440 | 2440 | 587.06 | 1432426.4 | OTH | دنيا التعمير | 10.11 - Abd Al Azeem Al Sofy -Bill No.2: Force Main Pipeline-2.1-a | Inner diameter DN/ID 400 mm | MTR | 2440 | 550 | 1342000 | EGP | OTH
Qasr Rashwan - Lot B _0208 |  | RFQ-00011 | Reham Ashraf | Operation | 2024-01-21 | Sewage and Main Force Networks | Approved | 10.10 - Abd Al Azeem Al Sofy | Alternative Sewer Networks in which cannot be considered as Re-location of Publice Utilites and Requires Full Transfer of Pipe lines and Chambers to avoid Potential Social damages For illegal existing Networks | MTR | 0 | 0 | 0 | 0 | SC_Apply | دنيا التعمير | 10.10 - Abd Al Azeem Al Sofy | Alternative Sewer Networks in which cannot be considered as Re-location of Publice Utilites and Requires Full Transfer of Pipe lines and Chambers to avoid Potential Social damages For illegal existing Networks | MTR | 0 | 120 | 0 | EGP | SC_Apply
Qasr Rashwan - Lot B _0208 |  | RFQ-00011 | Reham Ashraf | Operation | 2024-01-21 | Sewage and Main Force Networks | Approved | 11.27 - Iz. Abd Al Rahman Ibrahim | Alternative Sewer Networks in which cannot be considered as Re-location of Publice Utilites and Requires Full Transfer of Pipe lines and Chambers to avoid Potential Social damages For illegal existing Networks | MTR | 0 | 0 | 0 | 0 | SC_Apply | دنيا التعمير | 11.27 - Iz. Abd Al Rahman Ibrahim | Alternative Sewer Networks in which cannot be considered as Re-location of Publice Utilites and Requires Full Transfer of Pipe lines and Chambers to avoid Potential Social damages For illegal existing Networks | MTR | 0 | 120 | 0 | EGP | SC_Apply
Qasr Rashwan - Lot B _0208 |  | RFQ-00011 | Reham Ashraf | Operation | 2024-01-21 | Sewage and Main Force Networks | Approved | 12.12 - Iz. Suleiman Tadrus | Alternative Sewer Networks in which cannot be considered as Re-location of Publice Utilites and Requires Full Transfer of Pipe lines and Chambers to avoid Potential Social damages For illegal existing Networks | MTR | 0 | 0 | 0 | 0 | SC_Apply | دنيا التعمير | 12.12 - Iz. Suleiman Tadrus | Alternative Sewer Networks in which cannot be considered as Re-location of Publice Utilites and Requires Full Transfer of Pipe lines and Chambers to avoid Potential Social damages For illegal existing Networks | MTR | 0 | 120 | 0 | EGP | SC_Apply
Qasr Rashwan - Lot B _0208 |  | RFQ-00011 | Reham Ashraf | Operation | 2024-01-21 | Sewage and Main Force Networks | Approved | 13.16 - Iz. Salih Shamatah | Alternative Sewer Networks in which cannot be considered as Re-location of Publice Utilites and Requires Full Transfer of Pipe lines and Chambers to avoid Potential Social damages For illegal existing Networks | MTR | 0 | 0 | 0 | 0 | SC_Apply | دنيا التعمير | 13.16 - Iz. Salih Shamatah | Alternative Sewer Networks in which cannot be considered as Re-location of Publice Utilites and Requires Full Transfer of Pipe lines and Chambers to avoid Potential Social damages For illegal existing Networks | MTR | 0 | 120 | 0 | EGP | SC_Apply
Qasr Rashwan - Lot B _0208 |  | RFQ-00011 | Reham Ashraf | Operation | 2024-01-21 | Sewage and Main Force Networks | Approved | 14.16 - Iz. Abou Hussein | Alternative Sewer Networks in which cannot be considered as Re-location of Publice Utilites and Requires Full Transfer of Pipe lines and Chambers to avoid Potential Social damages For illegal existing Networks | MTR | 0 | 0 | 0 | 0 | SC_Apply | دنيا التعمير | 14.16 - Iz. Abou Hussein | Alternative Sewer Networks in which cannot be considered as Re-location of Publice Utilites and Requires Full Transfer of Pipe lines and Chambers to avoid Potential Social damages For illegal existing Networks | MTR | 0 | 120 | 0 | EGP | SC_Apply
Qasr Rashwan - Lot B _0208 |  | RFQ-00011 | Reham Ashraf | Operation | 2024-01-21 | Sewage and Main Force Networks | Approved | 15.12 - Iz. Al Burm | Alternative Sewer Networks in which cannot be considered as Re-location of Publice Utilites and Requires Full Transfer of Pipe lines and Chambers to avoid Potential Social damages For illegal existing Networks | MTR | 0 | 0 | 0 | 0 | SC_Apply | دنيا التعمير | 15.12 - Iz. Al Burm | Alternative Sewer Networks in which cannot be considered as Re-location of Publice Utilites and Requires Full Transfer of Pipe lines and Chambers to avoid Potential Social damages For illegal existing Networks | MTR | 0 | 120 | 0 | EGP | SC_Apply
Qasr Rashwan - Lot B _0208 |  | RFQ-00011 | Reham Ashraf | Operation | 2024-01-21 | Sewage and Main Force Networks | Approved | 10.10 - Abd Al Azeem Al Sofy | Alternative Water Networks in which cannot be considered as Re-location of Publice Utilites and Requires Full Transfer of Pipe lines and Valves to water Disconnection | MTR | 0 | 0 | 0 | 0 | SC_Apply | دنيا التعمير | 10.10 - Abd Al Azeem Al Sofy | Alternative Water Networks in which cannot be considered as Re-location of Publice Utilites and Requires Full Transfer of Pipe lines and Valves to water Disconnection | MTR | 0 | 100 | 0 | EGP | SC_Apply
Qasr Rashwan - Lot B _0208 |  | RFQ-00011 | Reham Ashraf | Operation | 2024-01-21 | Sewage and Main Force Networks | Approved | 11.27 - Iz. Abd Al Rahman Ibrahim | Alternative Water Networks in which cannot be considered as Re-location of Publice Utilites and Requires Full Transfer of Pipe lines and Valves to water Disconnection | MTR | 0 | 0 | 0 | 0 | SC_Apply | دنيا التعمير | 11.27 - Iz. Abd Al Rahman Ibrahim | Alternative Water Networks in which cannot be considered as Re-location of Publice Utilites and Requires Full Transfer of Pipe lines and Valves to water Disconnection | MTR | 0 | 100 | 0 | EGP | SC_Apply
Qasr Rashwan - Lot B _0208 |  | RFQ-00011 | Reham Ashraf | Operation | 2024-01-21 | Sewage and Main Force Networks | Approved | 12.12 - Iz. Suleiman Tadrus | Alternative Water Networks in which cannot be considered as Re-location of Publice Utilites and Requires Full Transfer of Pipe lines and Valves to water Disconnection | MTR | 0 | 0 | 0 | 0 | SC_Apply | دنيا التعمير | 12.12 - Iz. Suleiman Tadrus | Alternative Water Networks in which cannot be considered as Re-location of Publice Utilites and Requires Full Transfer of Pipe lines and Valves to water Disconnection | MTR | 0 | 100 | 0 | EGP | SC_Apply
Qasr Rashwan - Lot B _0208 |  | RFQ-00011 | Reham Ashraf | Operation | 2024-01-21 | Sewage and Main Force Networks | Approved | 13.16 - Iz. Salih Shamatah | Alternative Water Networks in which cannot be considered as Re-location of Publice Utilites and Requires Full Transfer of Pipe lines and Valves to water Disconnection | MTR | 0 | 0 | 0 | 0 | SC_Apply | دنيا التعمير | 13.16 - Iz. Salih Shamatah | Alternative Water Networks in which cannot be considered as Re-location of Publice Utilites and Requires Full Transfer of Pipe lines and Valves to water Disconnection | MTR | 0 | 100 | 0 | EGP | SC_Apply
Qasr Rashwan - Lot B _0208 |  | RFQ-00011 | Reham Ashraf | Operation | 2024-01-21 | Sewage and Main Force Networks | Approved | 14.16 - Iz. Abou Hussein | Alternative Water Networks in which cannot be considered as Re-location of Publice Utilites and Requires Full Transfer of Pipe lines and Valves to water Disconnection | MTR | 0 | 0 | 0 | 0 | SC_Apply | دنيا التعمير | 14.16 - Iz. Abou Hussein | Alternative Water Networks in which cannot be considered as Re-location of Publice Utilites and Requires Full Transfer of Pipe lines and Valves to water Disconnection | MTR | 0 | 100 | 0 | EGP | SC_Apply
Qasr Rashwan - Lot B _0208 |  | RFQ-00011 | Reham Ashraf | Operation | 2024-01-21 | Sewage and Main Force Networks | Approved | 15.12 - Iz. Al Burm | Alternative Water Networks in which cannot be considered as Re-location of Publice Utilites and Requires Full Transfer of Pipe lines and Valves to water Disconnection | MTR | 0 | 0 | 0 | 0 | SC_Apply | دنيا التعمير | 15.12 - Iz. Al Burm | Alternative Water Networks in which cannot be considered as Re-location of Publice Utilites and Requires Full Transfer of Pipe lines and Valves to water Disconnection | MTR | 0 | 100 | 0 | EGP | SC_Apply
Qasr Rashwan - Lot B _0208 |  | RFQ-00011 | Reham Ashraf | Operation | 2024-01-21 | Sewage and Main Force Networks | Approved | 11.10 - Abd Al Rahman Ibrahim-BILL NO.1: SEWAGE NETWORK--1.8 | Deep Dewatering according to soil investigation, specification and Engineer instruction. | ECH | 4225 | 4225 | 1800 | 7605000 | OTH | دنيا التعمير | 11.10 - Abd Al Rahman Ibrahim-BILL NO.1: SEWAGE NETWORK--1.8 | Deep Dewatering according to soil investigation, specification and Engineer instruction. | ECH | 4225 | 1600 | 6760000 | EGP | OTH
Qasr Rashwan - Lot B _0208 |  | RFQ-00011 | Reham Ashraf | Operation | 2024-01-21 | Sewage and Main Force Networks | Approved | 11.10 - Abd Al Rahman Ibrahim-BILL NO.1: SEWAGE NETWORK--1.8 | Deep Dewatering according to soil investigation, specification and Engineer instruction. | ECH | 2275 | 2275 | 984.17 | 2238986.75 | OTH | دنيا التعمير | 11.10 - Abd Al Rahman Ibrahim-BILL NO.1: SEWAGE NETWORK--1.8 | Deep Dewatering according to soil investigation, specification and Engineer instruction. | ECH | 2275 | 700 | 1592500 | EGP | OTH
Qasr Rashwan - Lot B _0208 |  | RFQ-00011 | Reham Ashraf | Operation | 2024-01-21 | Sewage and Main Force Networks | Approved | 13.10 - Salih Shamatah-BILL NO.1: SEWAGE NETWORK--1.8 | Deep Dewatering according to soil investigation, specification and Engineer instruction. | ECH | 1160.25 | 1160.25 | 1800 | 2088450 | OTH | دنيا التعمير | 13.10 - Salih Shamatah-BILL NO.1: SEWAGE NETWORK--1.8 | Deep Dewatering according to soil investigation, specification and Engineer instruction. | ECH | 1160.25 | 1600 | 1856400 | EGP | OTH
Qasr Rashwan - Lot B _0208 |  | RFQ-00011 | Reham Ashraf | Operation | 2024-01-21 | Sewage and Main Force Networks | Approved | 13.10 - Salih Shamatah-BILL NO.1: SEWAGE NETWORK--1.8 | Deep Dewatering according to soil investigation, specification and Engineer instruction. | ECH | 624.75 | 624.75 | 984.17 | 614860.21 | OTH | دنيا التعمير | 13.10 - Salih Shamatah-BILL NO.1: SEWAGE NETWORK--1.8 | Deep Dewatering according to soil investigation, specification and Engineer instruction. | ECH | 624.75 | 700 | 437325 | EGP | OTH
Qasr Rashwan - Lot B _0208 |  | RFQ-00011 | Reham Ashraf | Operation | 2024-01-21 | Sewage and Main Force Networks | Approved | 10.10 - Abd Al Azeem Al Sofy -BILL NO.1: SEWAGE NETWORK--1.9 | Deep Dewatering according to soil investigation, specification and Engineer instruction. | ECH | 1950 | 1950 | 1800 | 3510000 | OTH | دنيا التعمير | 10.10 - Abd Al Azeem Al Sofy -BILL NO.1: SEWAGE NETWORK--1.9 | Deep Dewatering according to soil investigation, specification and Engineer instruction. | ECH | 1950 | 1600 | 3120000 | EGP | OTH
Qasr Rashwan - Lot B _0208 |  | RFQ-00011 | Reham Ashraf | Operation | 2024-01-21 | Sewage and Main Force Networks | Approved | 10.10 - Abd Al Azeem Al Sofy -BILL NO.1: SEWAGE NETWORK--1.9 | Deep Dewatering according to soil investigation, specification and Engineer instruction. | ECH | 1050 | 1050 | 984.17 | 1033378.5 | OTH | دنيا التعمير | 10.10 - Abd Al Azeem Al Sofy -BILL NO.1: SEWAGE NETWORK--1.9 | Deep Dewatering according to soil investigation, specification and Engineer instruction. | ECH | 1050 | 700 | 735000 | EGP | OTH
Qasr Rashwan - Lot B _0208 |  | RFQ-00011 | Reham Ashraf | Operation | 2024-01-21 | Sewage and Main Force Networks | Approved | 10.11 - Abd Al Azeem Al Sofy -Bill No.2: Force Main Pipeline-2.1- | Deep Dewatering according to soil investigation, specification and Engineer instruction. | ECH | 65 | 65 | 1800 | 117000 | OTH | دنيا التعمير | 10.11 - Abd Al Azeem Al Sofy -Bill No.2: Force Main Pipeline-2.1- | Deep Dewatering according to soil investigation, specification and Engineer instruction. | ECH | 65 | 1600 | 104000 | EGP | OTH
Qasr Rashwan - Lot B _0208 |  | RFQ-00011 | Reham Ashraf | Operation | 2024-01-21 | Sewage and Main Force Networks | Approved | 10.11 - Abd Al Azeem Al Sofy -Bill No.2: Force Main Pipeline-2.1- | Deep Dewatering according to soil investigation, specification and Engineer instruction. | ECH | 35 | 35 | 984.17 | 34445.95 | OTH | دنيا التعمير | 10.11 - Abd Al Azeem Al Sofy -Bill No.2: Force Main Pipeline-2.1- | Deep Dewatering according to soil investigation, specification and Engineer instruction. | ECH | 35 | 700 | 24500 | EGP | OTH
Qasr Rashwan - Lot B _0208 |  | RFQ-00011 | Reham Ashraf | Operation | 2024-01-21 | Sewage and Main Force Networks | Approved | 14.10 - Abou Hussein-BILL NO.1 : SEWAGE NETWORK--1.8 | Deep Dewatering according to soil investigation, specification and Engineer instruction. | ECH | 1170 | 1170 | 1800 | 2106000 | OTH | دنيا التعمير | 14.10 - Abou Hussein-BILL NO.1 : SEWAGE NETWORK--1.8 | Deep Dewatering according to soil investigation, specification and Engineer instruction. | ECH | 1170 | 1600 | 1872000 | EGP | OTH
Qasr Rashwan - Lot B _0208 |  | RFQ-00011 | Reham Ashraf | Operation | 2024-01-21 | Sewage and Main Force Networks | Approved | 14.10 - Abou Hussein-BILL NO.1 : SEWAGE NETWORK--1.8 | Deep Dewatering according to soil investigation, specification and Engineer instruction. | ECH | 630 | 630 | 984.17 | 620027.1 | OTH | دنيا التعمير | 14.10 - Abou Hussein-BILL NO.1 : SEWAGE NETWORK--1.8 | Deep Dewatering according to soil investigation, specification and Engineer instruction. | ECH | 630 | 700 | 441000 | EGP | OTH
Qasr Rashwan - Lot B _0208 |  | RFQ-00011 | Reham Ashraf | Operation | 2024-01-21 | Sewage and Main Force Networks | Approved | 12.11 - Suleiman Tadrus-Bill No.2: Force Main Pipeline--2.9 | Deep Dewatering according to soil investigation, specification and Engineer instruction. | ECH | 65 | 65 | 1800 | 117000 | OTH | دنيا التعمير | 12.11 - Suleiman Tadrus-Bill No.2: Force Main Pipeline--2.9 | Deep Dewatering according to soil investigation, specification and Engineer instruction. | ECH | 65 | 1600 | 104000 | EGP | OTH
Qasr Rashwan - Lot B _0208 |  | RFQ-00011 | Reham Ashraf | Operation | 2024-01-21 | Sewage and Main Force Networks | Approved | 12.11 - Suleiman Tadrus-Bill No.2: Force Main Pipeline--2.9 | Deep Dewatering according to soil investigation, specification and Engineer instruction. | ECH | 35 | 35 | 984.17 | 34445.95 | OTH | دنيا التعمير | 12.11 - Suleiman Tadrus-Bill No.2: Force Main Pipeline--2.9 | Deep Dewatering according to soil investigation, specification and Engineer instruction. | ECH | 35 | 700 | 24500 | EGP | OTH
Qasr Rashwan - Lot B _0208 |  | RFQ-00011 | Reham Ashraf | Operation | 2024-01-21 | Sewage and Main Force Networks | Approved | 13.11 - Salih Shamatah-Bill No.2: Force Main Pipeline--2.1 | Deep Dewatering according to soil investigation, specification and Engineer instruction. | ECH | 65 | 65 | 1800 | 117000 | OTH | دنيا التعمير | 13.11 - Salih Shamatah-Bill No.2: Force Main Pipeline--2.1 | Deep Dewatering according to soil investigation, specification and Engineer instruction. | ECH | 65 | 1600 | 104000 | EGP | OTH
Qasr Rashwan - Lot B _0208 |  | RFQ-00011 | Reham Ashraf | Operation | 2024-01-21 | Sewage and Main Force Networks | Approved | 13.11 - Salih Shamatah-Bill No.2: Force Main Pipeline--2.1 | Deep Dewatering according to soil investigation, specification and Engineer instruction. | ECH | 35 | 35 | 984.17 | 34445.95 | OTH | دنيا التعمير | 13.11 - Salih Shamatah-Bill No.2: Force Main Pipeline--2.1 | Deep Dewatering according to soil investigation, specification and Engineer instruction. | ECH | 35 | 700 | 24500 | EGP | OTH
Qasr Rashwan - Lot B _0208 |  | RFQ-00011 | Reham Ashraf | Operation | 2024-01-21 | Sewage and Main Force Networks | Approved | 14.11 - Abou Hussein-BILL NO.2 : Force Main Pipeline--2.1 | Deep Dewatering according to soil investigation, specification and Engineer instruction. | ECH | 65 | 65 | 1800 | 117000 | OTH | دنيا التعمير | 14.11 - Abou Hussein-BILL NO.2 : Force Main Pipeline--2.1 | Deep Dewatering according to soil investigation, specification and Engineer instruction. | ECH | 65 | 1600 | 104000 | EGP | OTH
Qasr Rashwan - Lot B _0208 |  | RFQ-00011 | Reham Ashraf | Operation | 2024-01-21 | Sewage and Main Force Networks | Approved | 14.11 - Abou Hussein-BILL NO.2 : Force Main Pipeline--2.1 | Deep Dewatering according to soil investigation, specification and Engineer instruction. | ECH | 35 | 35 | 984.17 | 34445.95 | OTH | دنيا التعمير | 14.11 - Abou Hussein-BILL NO.2 : Force Main Pipeline--2.1 | Deep Dewatering according to soil investigation, specification and Engineer instruction. | ECH | 35 | 700 | 24500 | EGP | OTH
Qasr Rashwan - Lot B _0208 |  | RFQ-00011 | Reham Ashraf | Operation | 2024-01-21 | Sewage and Main Force Networks | Approved | 11.11 - Abd Al Rahman Ibrahim-Bill No.2: Force Main Pipeline--2.1 | Deep Dewatering according to soil investigation, specification and Engineer instruction. | ECH | 65 | 65 | 1800 | 117000 | OTH | دنيا التعمير | 11.11 - Abd Al Rahman Ibrahim-Bill No.2: Force Main Pipeline--2.1 | Deep Dewatering according to soil investigation, specification and Engineer instruction. | ECH | 65 | 1600 | 104000 | EGP | OTH
Qasr Rashwan - Lot B _0208 |  | RFQ-00011 | Reham Ashraf | Operation | 2024-01-21 | Sewage and Main Force Networks | Approved | 11.11 - Abd Al Rahman Ibrahim-Bill No.2: Force Main Pipeline--2.1 | Deep Dewatering according to soil investigation, specification and Engineer instruction. | ECH | 35 | 35 | 984.17 | 34445.95 | OTH | دنيا التعمير | 11.11 - Abd Al Rahman Ibrahim-Bill No.2: Force Main Pipeline--2.1 | Deep Dewatering according to soil investigation, specification and Engineer instruction. | ECH | 35 | 700 | 24500 | EGP | OTH
Qasr Rashwan - Lot B _0208 |  | RFQ-00011 | Reham Ashraf | Operation | 2024-01-21 | Sewage and Main Force Networks | Approved | 12.10 - Suleiman Tadrus-BILL NO.1: SEWAGE NETWORK--1.9 | Deep Dewatering according to soil investigation, specification and Engineer instruction. | ECH | 3900 | 3900 | 1800 | 7020000 | OTH | دنيا التعمير | 12.10 - Suleiman Tadrus-BILL NO.1: SEWAGE NETWORK--1.9 | Deep Dewatering according to soil investigation, specification and Engineer instruction. | ECH | 3900 | 1600 | 6240000 | EGP | OTH
Qasr Rashwan - Lot B _0208 |  | RFQ-00011 | Reham Ashraf | Operation | 2024-01-21 | Sewage and Main Force Networks | Approved | 12.10 - Suleiman Tadrus-BILL NO.1: SEWAGE NETWORK--1.9 | Deep Dewatering according to soil investigation, specification and Engineer instruction. | ECH | 2100 | 2100 | 984.17 | 2066757 | OTH | دنيا التعمير | 12.10 - Suleiman Tadrus-BILL NO.1: SEWAGE NETWORK--1.9 | Deep Dewatering according to soil investigation, specification and Engineer instruction. | ECH | 2100 | 700 | 1470000 | EGP | OTH
Qasr Rashwan - Lot B _0208 |  | RFQ-00011 | Reham Ashraf | Operation | 2024-01-21 | Sewage and Main Force Networks | Approved | 15.11 - Al Burm-Bill No. 2: Force Main Pipeline--2.8 | Deep Dewatering according to soil investigation, specification and Engineer instruction. | ECH | 325 | 325 | 1800 | 585000 | OTH | دنيا التعمير | 15.11 - Al Burm-Bill No. 2: Force Main Pipeline--2.8 | Deep Dewatering according to soil investigation, specification and Engineer instruction. | ECH | 325 | 1600 | 520000 | EGP | OTH
Qasr Rashwan - Lot B _0208 |  | RFQ-00011 | Reham Ashraf | Operation | 2024-01-21 | Sewage and Main Force Networks | Approved | 15.11 - Al Burm-Bill No. 2: Force Main Pipeline--2.8 | Deep Dewatering according to soil investigation, specification and Engineer instruction. | ECH | 175 | 175 | 984.17 | 172229.75 | OTH | دنيا التعمير | 15.11 - Al Burm-Bill No. 2: Force Main Pipeline--2.8 | Deep Dewatering according to soil investigation, specification and Engineer instruction. | ECH | 175 | 700 | 122500 | EGP | OTH
Qasr Rashwan - Lot B _0208 |  | RFQ-00011 | Reham Ashraf | Operation | 2024-01-21 | Sewage and Main Force Networks | Approved | 15.10 - Al Burm-BILL NO. 1: SEWAGE NETWORK--1.8 | Deep Dewatering according to soil investigation, specification and Engineer instruction. | ECH | 1235 | 1235 | 1800 | 2223000 | OTH | دنيا التعمير | 15.10 - Al Burm-BILL NO. 1: SEWAGE NETWORK--1.8 | Deep Dewatering according to soil investigation, specification and Engineer instruction. | ECH | 1235 | 1600 | 1976000 | EGP | OTH
Qasr Rashwan - Lot B _0208 |  | RFQ-00011 | Reham Ashraf | Operation | 2024-01-21 | Sewage and Main Force Networks | Approved | 15.10 - Al Burm-BILL NO. 1: SEWAGE NETWORK--1.8 | Deep Dewatering according to soil investigation, specification and Engineer instruction. | ECH | 665 | 665 | 984.17 | 654473.05 | OTH | دنيا التعمير | 15.10 - Al Burm-BILL NO. 1: SEWAGE NETWORK--1.8 | Deep Dewatering according to soil investigation, specification and Engineer instruction. | ECH | 665 | 700 | 465500 | EGP | OTH
Qasr Rashwan - Lot B _0208 |  | RFQ-00011 | Reham Ashraf | Operation | 2024-01-21 | Sewage and Main Force Networks | Approved | 11.10 - Abd Al Rahman Ibrahim-BILL NO.1: SEWAGE NETWORK--1.7 | Excavation in rock as specified in the Contract Documents. | ECH | 25 | 25 | 346.67 | 8666.75 | OTH | دنيا التعمير | 11.10 - Abd Al Rahman Ibrahim-BILL NO.1: SEWAGE NETWORK--1.7 | Excavation in rock as specified in the Contract Documents. | ECH | 25 | 200 | 5000 | EGP | OTH
Qasr Rashwan - Lot B _0208 |  | RFQ-00011 | Reham Ashraf | Operation | 2024-01-21 | Sewage and Main Force Networks | Approved | 13.10 - Salih Shamatah-BILL NO.1: SEWAGE NETWORK--1.7 | Excavation in rock as specified in the Contract Documents. | ECH | 30 | 30 | 346.67 | 10400.1 | OTH | دنيا التعمير | 13.10 - Salih Shamatah-BILL NO.1: SEWAGE NETWORK--1.7 | Excavation in rock as specified in the Contract Documents. | ECH | 30 | 200 | 6000 | EGP | OTH
Qasr Rashwan - Lot B _0208 |  | RFQ-00011 | Reham Ashraf | Operation | 2024-01-21 | Sewage and Main Force Networks | Approved | 10.10 - Abd Al Azeem Al Sofy -BILL NO.1: SEWAGE NETWORK--1.8 | Excavation in rock as specified in the Contract Documents. | ECH | 30 | 30 | 346.67 | 10400.1 | OTH | دنيا التعمير | 10.10 - Abd Al Azeem Al Sofy -BILL NO.1: SEWAGE NETWORK--1.8 | Excavation in rock as specified in the Contract Documents. | ECH | 30 | 200 | 6000 | EGP | OTH
Qasr Rashwan - Lot B _0208 |  | RFQ-00011 | Reham Ashraf | Operation | 2024-01-21 | Sewage and Main Force Networks | Approved | 10.11 - Abd Al Azeem Al Sofy -Bill No.2: Force Main Pipeline-2.9- | Excavation in rock according to soil and as specified in the Contract Documents. | ECH | 20 | 20 | 346 | 6920 | OTH | دنيا التعمير | 10.11 - Abd Al Azeem Al Sofy -Bill No.2: Force Main Pipeline-2.9- | Excavation in rock according to soil and as specified in the Contract Documents. | ECH | 20 | 200 | 4000 | EGP | OTH
Qasr Rashwan - Lot B _0208 |  | RFQ-00011 | Reham Ashraf | Operation | 2024-01-21 | Sewage and Main Force Networks | Approved | 14.10 - Abou Hussein-BILL NO.1 : SEWAGE NETWORK--1.7 | Excavation in rock as specified in the Contract Documents. | ECH | 25 | 25 | 346.67 | 8666.75 | OTH | دنيا التعمير | 14.10 - Abou Hussein-BILL NO.1 : SEWAGE NETWORK--1.7 | Excavation in rock as specified in the Contract Documents. | ECH | 25 | 200 | 5000 | EGP | OTH
Qasr Rashwan - Lot B _0208 |  | RFQ-00011 | Reham Ashraf | Operation | 2024-01-21 | Sewage and Main Force Networks | Approved | 12.11 - Suleiman Tadrus-Bill No.2: Force Main Pipeline--2.8 | Excavation in rock according to soil and as specified in the Contract Documents. | ECH | 20 | 20 | 346 | 6920 | OTH | دنيا التعمير | 12.11 - Suleiman Tadrus-Bill No.2: Force Main Pipeline--2.8 | Excavation in rock according to soil and as specified in the Contract Documents. | ECH | 20 | 200 | 4000 | EGP | OTH
Qasr Rashwan - Lot B _0208 |  | RFQ-00011 | Reham Ashraf | Operation | 2024-01-21 | Sewage and Main Force Networks | Approved | 13.11 - Salih Shamatah-Bill No.2: Force Main Pipeline--2.9 | Excavation in rock according to soil and as specified in the Contract Documents. | ECH | 20 | 20 | 346 | 6920 | OTH | دنيا التعمير | 13.11 - Salih Shamatah-Bill No.2: Force Main Pipeline--2.9 | Excavation in rock according to soil and as specified in the Contract Documents. | ECH | 20 | 200 | 4000 | EGP | OTH
Qasr Rashwan - Lot B _0208 |  | RFQ-00011 | Reham Ashraf | Operation | 2024-01-21 | Sewage and Main Force Networks | Approved | 14.11 - Abou Hussein-BILL NO.2 : Force Main Pipeline--2.9 | Excavation in rock according to soil and as specified in the Contract Documents. | ECH | 20 | 20 | 346 | 6920 | OTH | دنيا التعمير | 14.11 - Abou Hussein-BILL NO.2 : Force Main Pipeline--2.9 | Excavation in rock according to soil and as specified in the Contract Documents. | ECH | 20 | 200 | 4000 | EGP | OTH
Qasr Rashwan - Lot B _0208 |  | RFQ-00011 | Reham Ashraf | Operation | 2024-01-21 | Sewage and Main Force Networks | Approved | 11.11 - Abd Al Rahman Ibrahim-Bill No.2: Force Main Pipeline--2.9 | Excavation in rock according to soil and as specified in the Contract Documents. | ECH | 20 | 20 | 346 | 6920 | OTH | دنيا التعمير | 11.11 - Abd Al Rahman Ibrahim-Bill No.2: Force Main Pipeline--2.9 | Excavation in rock according to soil and as specified in the Contract Documents. | ECH | 20 | 200 | 4000 | EGP | OTH
Qasr Rashwan - Lot B _0208 |  | RFQ-00011 | Reham Ashraf | Operation | 2024-01-21 | Sewage and Main Force Networks | Approved | 12.10 - Suleiman Tadrus-BILL NO.1: SEWAGE NETWORK--1.8 | Excavation in rock as specified in the Contract Documents. | ECH | 50 | 50 | 346.67 | 17333.5 | OTH | دنيا التعمير | 12.10 - Suleiman Tadrus-BILL NO.1: SEWAGE NETWORK--1.8 | Excavation in rock as specified in the Contract Documents. | ECH | 50 | 200 | 10000 | EGP | OTH
Qasr Rashwan - Lot B _0208 |  | RFQ-00011 | Reham Ashraf | Operation | 2024-01-21 | Sewage and Main Force Networks | Approved | 15.10 - Al Burm-BILL NO. 1: SEWAGE NETWORK--1.7 | Excavation in rock as specified in the Contract Documents. | ECH | 25 | 25 | 346.67 | 8666.75 | OTH | دنيا التعمير | 15.10 - Al Burm-BILL NO. 1: SEWAGE NETWORK--1.7 | Excavation in rock as specified in the Contract Documents. | ECH | 25 | 200 | 5000 | EGP | OTH
Qasr Rashwan - Lot B _0208 |  | RFQ-00011 | Reham Ashraf | Operation | 2024-01-21 | Sewage and Main Force Networks | Approved | 15.11 - Al Burm-Bill No. 2: Force Main Pipeline--2.7 | Excavation in rock according to soil and as specified in the Contract Documents. | ECH | 20 | 20 | 346 | 6920 | OTH | دنيا التعمير | 15.11 - Al Burm-Bill No. 2: Force Main Pipeline--2.7 | Excavation in rock according to soil and as specified in the Contract Documents. | ECH | 20 | 200 | 4000 | EGP | OTH
Qasr Rashwan - Lot B _0208 |  | RFQ-00011 | Reham Ashraf | Operation | 2024-01-21 | Sewage and Main Force Networks | Approved | 10.10 - Abd Al Azeem Al Sofy -BILL NO.1: SEWAGE NETWORK-1.1.2-a.1 | Ditto, depth to invert between 1.51 m and 2.50 m | MTR | 115 | 115 | 1466.38 | 168633.7 | OTH | دنيا التعمير | 10.10 - Abd Al Azeem Al Sofy -BILL NO.1: SEWAGE NETWORK-1.1.2-a.1 | Ditto, depth to invert between 1.51 m and 2.50 m | MTR | 115 | 1200 | 138000 | EGP | OTH
Qasr Rashwan - Lot B _0208 |  | RFQ-00011 | Reham Ashraf | Operation | 2024-01-21 | Sewage and Main Force Networks | Approved | 12.11 - Suleiman Tadrus-Bill No.2: Force Main Pipeline--2.7 | Supply and filling by clean sand between the existing covered waterways and the forcemain pipe covered by concrete encasement | ECH | 50 | 50 | 250 | 12500 | OTH | دنيا التعمير | 12.11 - Suleiman Tadrus-Bill No.2: Force Main Pipeline--2.7 | Supply and filling by clean sand between the existing covered waterways and the forcemain pipe covered by concrete encasement | ECH | 50 | 125 | 6250 | EGP | OTH
Qasr Rashwan - Lot B _0208 |  | RFQ-00011 | Reham Ashraf | Operation | 2024-01-21 | Sewage and Main Force Networks | Approved | 13.11 - Salih Shamatah-Bill No.2: Force Main Pipeline--2.8 | Supply and filling by clean sand between the existing covered waterways and the forcemain pipe covered by concrete encasement | ECH | 100 | 100 | 250 | 25000 | OTH | دنيا التعمير | 13.11 - Salih Shamatah-Bill No.2: Force Main Pipeline--2.8 | Supply and filling by clean sand between the existing covered waterways and the forcemain pipe covered by concrete encasement | ECH | 100 | 125 | 12500 | EGP | OTH
Qasr Rashwan - Lot B _0208 |  | RFQ-00011 | Reham Ashraf | Operation | 2024-01-21 | Sewage and Main Force Networks | Approved | 11.11 - Abd Al Rahman Ibrahim-Bill No.2: Force Main Pipeline--2.8 | Supply and filling by clean sand between the existing covered waterways and the forcemain pipe covered by concrete encasement | ECH | 200 | 200 | 250 | 50000 | OTH | دنيا التعمير | 11.11 - Abd Al Rahman Ibrahim-Bill No.2: Force Main Pipeline--2.8 | Supply and filling by clean sand between the existing covered waterways and the forcemain pipe covered by concrete encasement | ECH | 200 | 125 | 25000 | EGP | OTH
Qasr Rashwan - Lot B _0208 |  | RFQ-00011 | Reham Ashraf | Operation | 2024-01-21 | Sewage and Main Force Networks | Approved | 14.11 - Abou Hussein-BILL NO.2 : Force Main Pipeline--2.8 | Supply and filling by clean sand between the existing covered waterways and the forcemain pipe covered by concrete encasement | ECH | 50 | 50 | 250 | 12500 | OTH | دنيا التعمير | 14.11 - Abou Hussein-BILL NO.2 : Force Main Pipeline--2.8 | Supply and filling by clean sand between the existing covered waterways and the forcemain pipe covered by concrete encasement | ECH | 50 | 125 | 6250 | EGP | OTH
Katameya Creeks |  | RFQ-00008 | Mahmoud El Nady | MEP (Electro Mechanical) | 2024-01-24 | Install Electrical Works | Approved | All Types Buildings | install & test a socket outlet 2nd fix only with wiring (3x3) mm², back to panel or second outlet, according to drawings and specifications (exclude the socket)FOR KC ROOM السعر لسحب السلك فقط | ECH | 500 | 500 | 55 | 27500 | SC_Apply | الاسراء للمقاولات والتوريدات | All Types Buildings | install & test a socket outlet 2nd fix only with wiring (3x3) mm², back to panel or second outlet, according to drawings and specifications (exclude the socket)FOR KC ROOM السعر لسحب السلك فقط | ECH | 500 | 55 | 27500 | EGP | SC_Apply
Katameya Creeks |  | RFQ-00008 | Mahmoud El Nady | MEP (Electro Mechanical) | 2024-01-24 | Install Electrical Works | Approved | All Types Buildings | install & test a socket outlet 2nd fix only with wiring (3x3) mm², back to panel or second outlet, according to drawings and specifications (exclude the socket)FOR LOBBY السعر لسحب السلك فقط | ECH | 400 | 400 | 55 | 22000 | SC_Apply | الاسراء للمقاولات والتوريدات | All Types Buildings | install & test a socket outlet 2nd fix only with wiring (3x3) mm², back to panel or second outlet, according to drawings and specifications (exclude the socket)FOR LOBBY السعر لسحب السلك فقط | ECH | 400 | 55 | 22000 | EGP | SC_Apply
Katameya Creeks |  | RFQ-00008 | Mahmoud El Nady | MEP (Electro Mechanical) | 2024-01-24 | Install Electrical Works | Approved | All Types Buildings | install & test a socket outlet 2nd fix only with wiring (4X6+6) mm², back to panel or second outlet, according to drawings and specifications (exclude the socket)FOR Basement السعر لسحب السلك فقط | ECH | 200 | 200 | 55 | 11000 | SC_Apply | الاسراء للمقاولات والتوريدات | All Types Buildings | install & test a socket outlet 2nd fix only with wiring (4X6+6) mm², back to panel or second outlet, according to drawings and specifications (exclude the socket)FOR Basement السعر لسحب السلك فقط | ECH | 200 | 120 | 24000 | EGP | SC_Apply
Katameya Creeks |  | RFQ-00008 | Mahmoud El Nady | MEP (Electro Mechanical) | 2024-01-24 | Install Electrical Works | Approved | All Types Buildings | 16 AMP, 220 Volt, doublex socket for T.V | ECH | 7 | 7 | 56 | 392 | SC_Apply | الاسراء للمقاولات والتوريدات | All Types Buildings | 16 AMP, 220 Volt, doublex socket for T.V | ECH | 7 | 50 | 350 | EGP | SC_Apply
Katameya Creeks |  | RFQ-00008 | Mahmoud El Nady | MEP (Electro Mechanical) | 2024-01-24 | Install Electrical Works | Approved | All Types Buildings | 16 AMP, 220 Volt, single socket (Weather Proof) | ECH | 728 | 728 | 56 | 40768 | SC_Apply | الاسراء للمقاولات والتوريدات | All Types Buildings | 16 AMP, 220 Volt, single socket (Weather Proof) | ECH | 728 | 50 | 36400 | EGP | SC_Apply
Katameya Creeks |  | RFQ-00008 | Mahmoud El Nady | MEP (Electro Mechanical) | 2024-01-24 | Install Electrical Works | Approved | All Types Buildings | 16 AMP, 220 Volt, doublex socket | ECH | 42 | 42 | 56 | 2352 | SC_Apply | الاسراء للمقاولات والتوريدات | All Types Buildings | 16 AMP, 220 Volt, doublex socket | ECH | 42 | 50 | 2100 | EGP | SC_Apply
Katameya Creeks |  | RFQ-00008 | Mahmoud El Nady | MEP (Electro Mechanical) | 2024-01-24 | Install Electrical Works | Approved | All Types Buildings | 16 AMP, 220 Volt, single socket for storage EX.FAN (Weather Proof) | ECH | 133 | 133 | 56 | 7448 | SC_Apply | الاسراء للمقاولات والتوريدات | All Types Buildings | 16 AMP, 220 Volt, single socket for storage EX.FAN (Weather Proof) | ECH | 133 | 50 | 6650 | EGP | SC_Apply
Katameya Creeks |  | RFQ-00008 | Mahmoud El Nady | MEP (Electro Mechanical) | 2024-01-24 | Install Electrical Works | Approved | All Types Buildings | 32 AMP, 380 Volt, three phase socket. | ECH | 217 | 217 | 75 | 16275 | SC_Apply | الاسراء للمقاولات والتوريدات | All Types Buildings | 32 AMP, 380 Volt, three phase socket. | ECH | 217 | 67.5 | 14647.5 | EGP | SC_Apply
Katameya Creeks |  | RFQ-00008 | Mahmoud El Nady | MEP (Electro Mechanical) | 2024-01-24 | Install Electrical Works | Approved | All Types Buildings | 20 AMP, 220 Volt, single socket (Weather Proof) | ECH | 140 | 140 | 56 | 7840 | SC_Apply | الاسراء للمقاولات والتوريدات | All Types Buildings | 20 AMP, 220 Volt, single socket (Weather Proof) | ECH | 140 | 50 | 7000 | EGP | SC_Apply
Katameya Creeks |  | RFQ-00008 | Mahmoud El Nady | MEP (Electro Mechanical) | 2024-01-24 | Install Electrical Works | Approved | All Types Buildings | One way, one gang switch | ECH | 140 | 140 | 56 | 7840 | SC_Apply | الاسراء للمقاولات والتوريدات | All Types Buildings | One way, one gang switch | ECH | 140 | 50 | 7000 | EGP | SC_Apply
Katameya Creeks |  | RFQ-00008 | Mahmoud El Nady | MEP (Electro Mechanical) | 2024-01-24 | Install Electrical Works | Approved | All Types Buildings | Two way, one gang switch | ECH | 7 | 7 | 56 | 392 | SC_Apply | الاسراء للمقاولات والتوريدات | All Types Buildings | Two way, one gang switch | ECH | 7 | 50 | 350 | EGP | SC_Apply
Katameya Creeks |  | RFQ-00008 | Mahmoud El Nady | MEP (Electro Mechanical) | 2024-01-24 | Install Electrical Works | Approved | All Types Buildings | One way, two gang switch outlet | ECH | 49 | 49 | 56 | 2744 | SC_Apply | الاسراء للمقاولات والتوريدات | All Types Buildings | One way, two gang switch outlet | ECH | 49 | 50 | 2450 | EGP | SC_Apply
Katameya Creeks |  | RFQ-00008 | Mahmoud El Nady | MEP (Electro Mechanical) | 2024-01-24 | Install Electrical Works | Approved | All Types Buildings | Entermediate switch | ECH | 42 | 42 | 56 | 2352 | SC_Apply | الاسراء للمقاولات والتوريدات | All Types Buildings | Entermediate switch | ECH | 42 | 50 | 2100 | EGP | SC_Apply
Katameya Creeks |  | RFQ-00008 | Mahmoud El Nady | MEP (Electro Mechanical) | 2024-01-24 | Install Electrical Works | Approved | All Types Buildings | motion detector | ECH | 42 | 42 | 70 | 2940 | SC_Apply | الاسراء للمقاولات والتوريدات | All Types Buildings | motion detector | ECH | 42 | 63 | 2646 | EGP | SC_Apply
Katameya Creeks |  | RFQ-00008 | Mahmoud El Nady | MEP (Electro Mechanical) | 2024-01-24 | Install Electrical Works | Approved | All Types Buildings | I.S, 3P, 40 A for LIFT | ECH | 7 | 7 | 100 | 700 | SC_Apply | الاسراء للمقاولات والتوريدات | All Types Buildings | I.S, 3P, 40 A for LIFT | ECH | 7 | 90 | 630 | EGP | SC_Apply
Katameya Creeks |  | RFQ-00008 | Mahmoud El Nady | MEP (Electro Mechanical) | 2024-01-24 | Install Electrical Works | Approved | All Types Buildings | I.S, 3P, 63 A for EXHAUST FAN | ECH | 14 | 14 | 100 | 1400 | SC_Apply | الاسراء للمقاولات والتوريدات | All Types Buildings | I.S, 3P, 63 A for EXHAUST FAN | ECH | 14 | 90 | 1260 | EGP | SC_Apply
Katameya Creeks |  | RFQ-00008 | Mahmoud El Nady | MEP (Electro Mechanical) | 2024-01-24 | Install Electrical Works | Approved | All Types Buildings | I.S, 2P, 20 A for A/C | ECH | 7 | 7 | 100 | 700 | SC_Apply | الاسراء للمقاولات والتوريدات | All Types Buildings | I.S, 2P, 20 A for A/C | ECH | 7 | 90 | 630 | EGP | SC_Apply
Katameya Creeks |  | RFQ-00008 | Mahmoud El Nady | MEP (Electro Mechanical) | 2024-01-24 | Install Electrical Works | Approved | All Types Buildings | I.S, 2P, 20 A for E.W.H (ceiling mounted) | ECH | 7 | 7 | 100 | 700 | SC_Apply | الاسراء للمقاولات والتوريدات | All Types Buildings | I.S, 2P, 20 A for E.W.H (ceiling mounted) | ECH | 7 | 90 | 630 | EGP | SC_Apply
Katameya Creeks |  | RFQ-00008 | Mahmoud El Nady | MEP (Electro Mechanical) | 2024-01-24 | Install Electrical Works | Approved | All Types Buildings | Supply and install 1st fix only with pulling rope Low Current outlet from RACK to the outlet | ECH | 210 | 210 | 280 | 58800 | SC_Apply | الاسراء للمقاولات والتوريدات | All Types Buildings | Supply and install 1st fix only with pulling rope Low Current outlet from RACK to the outlet | ECH | 210 | 350.55 | 73615.5 | EGP | SC_Apply
Katameya Creeks |  | RFQ-00008 | Mahmoud El Nady | MEP (Electro Mechanical) | 2024-01-24 | Install Electrical Works | Approved | All Types Buildings | Type F1 | ECH | 924 | 924 | 88 | 81312 | SC_Apply | الاسراء للمقاولات والتوريدات | All Types Buildings | Type F1 | ECH | 924 | 115 | 106260 | EGP | SC_Apply
Katameya Creeks |  | RFQ-00008 | Mahmoud El Nady | MEP (Electro Mechanical) | 2024-01-24 | Install Electrical Works | Approved | All Types Buildings | Type C2 | ECH | 140 | 140 | 88 | 12320 | SC_Apply | الاسراء للمقاولات والتوريدات | All Types Buildings | Type C2 | ECH | 140 | 79.2 | 11088 | EGP | SC_Apply
Katameya Creeks |  | RFQ-00008 | Mahmoud El Nady | MEP (Electro Mechanical) | 2024-01-24 | Install Electrical Works | Approved | All Types Buildings | Type C3 | ECH | 763 | 763 | 88 | 67144 | SC_Apply | الاسراء للمقاولات والتوريدات | All Types Buildings | Type C3 | ECH | 763 | 79.2 | 60429.6 | EGP | SC_Apply
Katameya Creeks |  | RFQ-00008 | Mahmoud El Nady | MEP (Electro Mechanical) | 2024-01-24 | Install Electrical Works | Approved | All Types Buildings | Type D1 | ECH | 98 | 98 | 88 | 8624 | SC_Apply | الاسراء للمقاولات والتوريدات | All Types Buildings | Type D1 | ECH | 98 | 79.2 | 7761.6 | EGP | SC_Apply
Katameya Creeks |  | RFQ-00008 | Mahmoud El Nady | MEP (Electro Mechanical) | 2024-01-24 | Install Electrical Works | Approved | All Types Buildings | Type D2 | ECH | 168 | 168 | 88 | 14784 | SC_Apply | الاسراء للمقاولات والتوريدات | All Types Buildings | Type D2 | ECH | 168 | 79.2 | 13305.6 | EGP | SC_Apply
Katameya Creeks |  | RFQ-00008 | Mahmoud El Nady | MEP (Electro Mechanical) | 2024-01-24 | Install Electrical Works | Approved | All Types Buildings | Type D3 | LM | 210 | 210 | 50 | 10500 | SC_Apply | الاسراء للمقاولات والتوريدات | All Types Buildings | Type D3 | LM | 210 | 45 | 9450 | EGP | SC_Apply
Katameya Creeks |  | RFQ-00008 | Mahmoud El Nady | MEP (Electro Mechanical) | 2024-01-24 | Install Electrical Works | Approved | All Types Buildings | 100x100 mm width | LM | 200 | 200 | 74 | 14800 | SC_Apply | الاسراء للمقاولات والتوريدات | All Types Buildings | 100x100 mm width | LM | 200 | 63 | 12600 | EGP | SC_Apply
Katameya Creeks |  | RFQ-00008 | Mahmoud El Nady | MEP (Electro Mechanical) | 2024-01-24 | Install Electrical Works | Approved | All Types Buildings | install, connect and test cable trays size 700X100mm includes cable trays without cover, earthing, , ends,...etc and necessary fittings required to complete the job according to the specification, drawings and other contract documents. | LM | 200 | 200 | 246 | 49200 | SC_Apply | الاسراء للمقاولات والتوريدات | All Types Buildings | install, connect and test cable trays size 700X100mm includes cable trays without cover, earthing, , ends,...etc and necessary fittings required to complete the job according to the specification, drawings and other contract documents. | LM | 200 | 95 | 19000 | EGP | SC_Apply
Katameya Creeks |  | RFQ-00008 | Mahmoud El Nady | MEP (Electro Mechanical) | 2024-01-24 | Install Electrical Works | Approved | All Types Buildings | install, connect and test cable trays size 600X100mm includes cable trays without cover, earthing, , ends,...etc and necessary fittings required to complete the job according to the specification, drawings and other contract documents. | LM | 200 | 200 | 221 | 44200 | SC_Apply | الاسراء للمقاولات والتوريدات | All Types Buildings | install, connect and test cable trays size 600X100mm includes cable trays without cover, earthing, , ends,...etc and necessary fittings required to complete the job according to the specification, drawings and other contract documents. | LM | 200 | 90 | 18000 | EGP | SC_Apply
Katameya Creeks |  | RFQ-00008 | Mahmoud El Nady | MEP (Electro Mechanical) | 2024-01-24 | Install Electrical Works | Approved | All Types Buildings | install, connect and test cable trays size 300X100mm includes cable trays without cover, earthing, , ends,...etc and necessary fittings required to complete the job according to the specification, drawings and other contract documents. | LM | 200 | 200 | 145 | 29000 | SC_Apply | الاسراء للمقاولات والتوريدات | All Types Buildings | install, connect and test cable trays size 300X100mm includes cable trays without cover, earthing, , ends,...etc and necessary fittings required to complete the job according to the specification, drawings and other contract documents. | LM | 200 | 75 | 15000 | EGP | SC_Apply
Katameya Creeks |  | RFQ-00008 | Mahmoud El Nady | MEP (Electro Mechanical) | 2024-01-24 | Install Electrical Works | Approved | All Types Buildings | install, connect and test cable trays size 200X100mm includes cable trays with cover, earthing, , ends,...etc and necessary fittings required to complete the job according to the specification, drawings and other contract documents. | LM | 200 | 200 | 140 | 28000 | SC_Apply | الاسراء للمقاولات والتوريدات | All Types Buildings | install, connect and test cable trays size 200X100mm includes cable trays with cover, earthing, , ends,...etc and necessary fittings required to complete the job according to the specification, drawings and other contract documents. | LM | 200 | 70 | 14000 | EGP | SC_Apply
Katameya Creeks |  | RFQ-00008 | Mahmoud El Nady | MEP (Electro Mechanical) | 2024-01-24 | Install Electrical Works | Approved | All Types Buildings | install, connect and test cable trunking with cover for light current size 300X100 including , earthing, covers, ends,...etc and necessary fittings required to complete the job according to the specification, drawings and other contract documents.. | LM | 200 | 200 | 166 | 33200 | SC_Apply | الاسراء للمقاولات والتوريدات | All Types Buildings | install, connect and test cable trunking with cover for light current size 300X100 including , earthing, covers, ends,...etc and necessary fittings required to complete the job according to the specification, drawings and other contract documents.. | LM | 200 | 75 | 15000 | EGP | SC_Apply
Katameya Creeks |  | RFQ-00008 | Mahmoud El Nady | MEP (Electro Mechanical) | 2024-01-24 | Install Electrical Works | Approved | All Types Buildings | install, connect and test 20 mm EMT Conduit including all necessary fittings required to complete the job according to the specification, drawings and other contract documents.. | LM | 200 | 200 | 35 | 7000 | SC_Apply | الاسراء للمقاولات والتوريدات | All Types Buildings | install, connect and test 20 mm EMT Conduit including all necessary fittings required to complete the job according to the specification, drawings and other contract documents.. | LM | 200 | 30 | 6000 | EGP | SC_Apply
Katameya Creeks |  | RFQ-00008 | Mahmoud El Nady | MEP (Electro Mechanical) | 2024-01-24 | Install Electrical Works | Approved | All Types Buildings | install, connect and test 25 mm EMT Conduit including all necessary fittings required to complete the job according to the specification, drawings and other contract documents.. | LM | 200 | 200 | 40 | 8000 | SC_Apply | الاسراء للمقاولات والتوريدات | All Types Buildings | install, connect and test 25 mm EMT Conduit including all necessary fittings required to complete the job according to the specification, drawings and other contract documents.. | LM | 200 | 32 | 6400 | EGP | SC_Apply
Qasr Rashwan Lot A _0207 |  | RFQ-00013 | Reham Ashraf | Operation | 2024-01-22 | Sewage and Main Force Networks | Approved | 12.10 - 3. Manshya fanous.Mansheya Fanous-BILL NO. 1: SEWAGE NETWORK-1.8 | Excavation in rock as specified in the Contract Documents. | ECH | 50 | 50 | 350 | 17500 | SC_Supply/Apply | التقوى للصناعه والمقاولات العامه | 12.10 - 3. Manshya fanous.Mansheya Fanous-BILL NO. 1: SEWAGE NETWORK-1.8 | Excavation in rock as specified in the Contract Documents. | ECH | 50 | 200 | 10000 | EGP | SC_Supply/Apply
Qasr Rashwan Lot A _0207 |  | RFQ-00013 | Reham Ashraf | Operation | 2024-01-22 | Sewage and Main Force Networks | Approved | 13.10 - 4. Khulusi.Khulusi-BILL NO. 1: SEWAGE NETWORK-1.7 | Excavation in rock as specified in the Contract Documents. | ECH | 50 | 50 | 350 | 17500 | SC_Supply/Apply | التقوى للصناعه والمقاولات العامه | 13.10 - 4. Khulusi.Khulusi-BILL NO. 1: SEWAGE NETWORK-1.7 | Excavation in rock as specified in the Contract Documents. | ECH | 50 | 200 | 10000 | EGP | SC_Supply/Apply
Qasr Rashwan Lot A _0207 |  | RFQ-00013 | Reham Ashraf | Operation | 2024-01-22 | Sewage and Main Force Networks | Approved | 11.11 - 2. Murad Al Gendy.Murad Al Gendy W Al Sanahra-Bill No. 2 - Forcemain-2.7 | Excavation in rock according to soil and as specified in the Contract Documents. | ECH | 20 | 20 | 500 | 10000 | SC_Supply/Apply | التقوى للصناعه والمقاولات العامه | 11.11 - 2. Murad Al Gendy.Murad Al Gendy W Al Sanahra-Bill No. 2 - Forcemain-2.7 | Excavation in rock according to soil and as specified in the Contract Documents. | ECH | 20 | 200 | 4000 | EGP | SC_Supply/Apply
Qasr Rashwan Lot A _0207 |  | RFQ-00013 | Reham Ashraf | Operation | 2024-01-22 | Sewage and Main Force Networks | Approved | 12.11 - 3. Manshya fanous.Mansheya Fanous-Bill No. 2 - Forcemain (Main)-2.1.8 | Excavation in rock according to soil and as specified in the Contract Documents. | ECH | 20 | 20 | 500 | 10000 | SC_Supply/Apply | التقوى للصناعه والمقاولات العامه | 12.11 - 3. Manshya fanous.Mansheya Fanous-Bill No. 2 - Forcemain (Main)-2.1.8 | Excavation in rock according to soil and as specified in the Contract Documents. | ECH | 20 | 200 | 4000 | EGP | SC_Supply/Apply
Qasr Rashwan Lot A _0207 |  | RFQ-00013 | Reham Ashraf | Operation | 2024-01-22 | Sewage and Main Force Networks | Approved | 10.11 - 1. Saad Al Rouby.Saad Al Rouby-Bill No. 2 - Forcemain-2.8 | Excavation in rock according to soil and as specified in the Contract Documents. | ECH | 25 | 25 | 500 | 12500 | SC_Supply/Apply | التقوى للصناعه والمقاولات العامه | 10.11 - 1. Saad Al Rouby.Saad Al Rouby-Bill No. 2 - Forcemain-2.8 | Excavation in rock according to soil and as specified in the Contract Documents. | ECH | 25 | 200 | 5000 | EGP | SC_Supply/Apply
Qasr Rashwan Lot A _0207 |  | RFQ-00013 | Reham Ashraf | Operation | 2024-01-22 | Sewage and Main Force Networks | Approved | 14.10 - 5. Iz. Albersly.Iz.Albersly & Iz.Alasfar-BILL NO. 1: SEWAGE NETWORK-1.7 | Excavation in rock as specified in the Contract Documents. | ECH | 20 | 20 | 350 | 7000 | SC_Supply/Apply | التقوى للصناعه والمقاولات العامه | 14.10 - 5. Iz. Albersly.Iz.Albersly & Iz.Alasfar-BILL NO. 1: SEWAGE NETWORK-1.7 | Excavation in rock as specified in the Contract Documents. | ECH | 20 | 200 | 4000 | EGP | SC_Supply/Apply
Qasr Rashwan Lot A _0207 |  | RFQ-00013 | Reham Ashraf | Operation | 2024-01-22 | Sewage and Main Force Networks | Approved | 11.10 - 2. Murad Al Gendy.Murad Al Gendy W Al Sanahra-BILL NO. 1: SEWAGE NETWORK-1.8 | Excavation in rock as specified in the Contract Documents. | ECH | 25 | 25 | 350 | 8750 | SC_Supply/Apply | التقوى للصناعه والمقاولات العامه | 11.10 - 2. Murad Al Gendy.Murad Al Gendy W Al Sanahra-BILL NO. 1: SEWAGE NETWORK-1.8 | Excavation in rock as specified in the Contract Documents. | ECH | 25 | 200 | 5000 | EGP | SC_Supply/Apply
Qasr Rashwan Lot A _0207 |  | RFQ-00013 | Reham Ashraf | Operation | 2024-01-22 | Sewage and Main Force Networks | Approved | 13.11 - 4. Khulusi.Khulusi-Bill No. 2 - Forcemain-2.9 | Excavation in rock according to soil and as specified in the Contract Documents. | ECH | 30 | 30 | 500 | 15000 | SC_Supply/Apply | التقوى للصناعه والمقاولات العامه | 13.11 - 4. Khulusi.Khulusi-Bill No. 2 - Forcemain-2.9 | Excavation in rock according to soil and as specified in the Contract Documents. | ECH | 30 | 200 | 6000 | EGP | SC_Supply/Apply
Qasr Rashwan Lot A _0207 |  | RFQ-00013 | Reham Ashraf | Operation | 2024-01-22 | Sewage and Main Force Networks | Approved | 10.10 - 1. Saad Al Rouby.Saad Al Rouby-BILL NO. 1: SEWAGE NETWORK-1.8 | Deep Dewatering according to soil investigation, specification and Engineer instruction. | ECH | 1300 | 1300 | 1800 | 2340000 | SC_Supply/Apply | التقوى للصناعه والمقاولات العامه | 10.10 - 1. Saad Al Rouby.Saad Al Rouby-BILL NO. 1: SEWAGE NETWORK-1.8 | Deep Dewatering according to soil investigation, specification and Engineer instruction. | ECH | 1300 | 1600 | 2080000 | EGP | SC_Supply/Apply
Qasr Rashwan Lot A _0207 |  | RFQ-00013 | Reham Ashraf | Operation | 2024-01-22 | Sewage and Main Force Networks | Approved | 10.10 - 1. Saad Al Rouby.Saad Al Rouby-BILL NO. 1: SEWAGE NETWORK-1.8 | Deep Dewatering according to soil investigation, specification and Engineer instruction. | ECH | 700 | 700 | 984.17 | 688919 | SC_Supply/Apply | التقوى للصناعه والمقاولات العامه | 10.10 - 1. Saad Al Rouby.Saad Al Rouby-BILL NO. 1: SEWAGE NETWORK-1.8 | Deep Dewatering according to soil investigation, specification and Engineer instruction. | ECH | 700 | 700 | 490000 | EGP | SC_Supply/Apply
Qasr Rashwan Lot A _0207 |  | RFQ-00013 | Reham Ashraf | Operation | 2024-01-22 | Sewage and Main Force Networks | Approved | 14.11 - 5. Iz. Albersly.Iz.Albersly & Iz.Alasfar-Bill No. 2 - Forcemain-2.7 | Deep Dewatering according to soil investigation, specification and Engineer instruction. | ECH | 32.5 | 32.5 | 1800 | 58500 | SC_Supply/Apply | التقوى للصناعه والمقاولات العامه | 14.11 - 5. Iz. Albersly.Iz.Albersly & Iz.Alasfar-Bill No. 2 - Forcemain-2.7 | Deep Dewatering according to soil investigation, specification and Engineer instruction. | ECH | 32.5 | 1600 | 52000 | EGP | SC_Supply/Apply
Qasr Rashwan Lot A _0207 |  | RFQ-00013 | Reham Ashraf | Operation | 2024-01-22 | Sewage and Main Force Networks | Approved | 14.11 - 5. Iz. Albersly.Iz.Albersly & Iz.Alasfar-Bill No. 2 - Forcemain-2.7 | Deep Dewatering according to soil investigation, specification and Engineer instruction. | ECH | 17.5 | 17.5 | 984.17 | 17222.98 | SC_Supply/Apply | التقوى للصناعه والمقاولات العامه | 14.11 - 5. Iz. Albersly.Iz.Albersly & Iz.Alasfar-Bill No. 2 - Forcemain-2.7 | Deep Dewatering according to soil investigation, specification and Engineer instruction. | ECH | 17.5 | 700 | 12250 | EGP | SC_Supply/Apply
Qasr Rashwan Lot A _0207 |  | RFQ-00013 | Reham Ashraf | Operation | 2024-01-22 | Sewage and Main Force Networks | Approved | 12.10 - 3. Manshya fanous.Mansheya Fanous-BILL NO. 1: SEWAGE NETWORK-1.9 | Deep Dewatering according to soil investigation, specification and Engineer instruction. | ECH | 1950 | 1950 | 1800 | 3510000 | SC_Supply/Apply | التقوى للصناعه والمقاولات العامه | 12.10 - 3. Manshya fanous.Mansheya Fanous-BILL NO. 1: SEWAGE NETWORK-1.9 | Deep Dewatering according to soil investigation, specification and Engineer instruction. | ECH | 1950 | 1600 | 3120000 | EGP | SC_Supply/Apply
Qasr Rashwan Lot A _0207 |  | RFQ-00013 | Reham Ashraf | Operation | 2024-01-22 | Sewage and Main Force Networks | Approved | 12.10 - 3. Manshya fanous.Mansheya Fanous-BILL NO. 1: SEWAGE NETWORK-1.9 | Deep Dewatering according to soil investigation, specification and Engineer instruction. | ECH | 1050 | 1050 | 984.17 | 1033378.5 | SC_Supply/Apply | التقوى للصناعه والمقاولات العامه | 12.10 - 3. Manshya fanous.Mansheya Fanous-BILL NO. 1: SEWAGE NETWORK-1.9 | Deep Dewatering according to soil investigation, specification and Engineer instruction. | ECH | 1050 | 700 | 735000 | EGP | SC_Supply/Apply
Qasr Rashwan Lot A _0207 |  | RFQ-00013 | Reham Ashraf | Operation | 2024-01-22 | Sewage and Main Force Networks | Approved | 13.10 - 4. Khulusi.Khulusi-BILL NO. 1: SEWAGE NETWORK-1.8 | Deep Dewatering according to soil investigation, specification and Engineer instruction. | ECH | 1365 | 1365 | 1800 | 2457000 | SC_Supply/Apply | التقوى للصناعه والمقاولات العامه | 13.10 - 4. Khulusi.Khulusi-BILL NO. 1: SEWAGE NETWORK-1.8 | Deep Dewatering according to soil investigation, specification and Engineer instruction. | ECH | 1365 | 1600 | 2184000 | EGP | SC_Supply/Apply
Qasr Rashwan Lot A _0207 |  | RFQ-00013 | Reham Ashraf | Operation | 2024-01-22 | Sewage and Main Force Networks | Approved | 13.10 - 4. Khulusi.Khulusi-BILL NO. 1: SEWAGE NETWORK-1.8 | Deep Dewatering according to soil investigation, specification and Engineer instruction. | ECH | 735 | 735 | 984.17 | 723364.95 | SC_Supply/Apply | التقوى للصناعه والمقاولات العامه | 13.10 - 4. Khulusi.Khulusi-BILL NO. 1: SEWAGE NETWORK-1.8 | Deep Dewatering according to soil investigation, specification and Engineer instruction. | ECH | 735 | 700 | 514500 | EGP | SC_Supply/Apply
Qasr Rashwan Lot A _0207 |  | RFQ-00013 | Reham Ashraf | Operation | 2024-01-22 | Sewage and Main Force Networks | Approved | 13.11 - 4. Khulusi.Khulusi-Bill No. 2 - Forcemain-2.1 | Deep Dewatering according to soil investigation, specification and Engineer instruction. | ECH | 65 | 65 | 1800 | 117000 | SC_Supply/Apply | التقوى للصناعه والمقاولات العامه | 13.11 - 4. Khulusi.Khulusi-Bill No. 2 - Forcemain-2.1 | Deep Dewatering according to soil investigation, specification and Engineer instruction. | ECH | 65 | 1600 | 104000 | EGP | SC_Supply/Apply
Qasr Rashwan Lot A _0207 |  | RFQ-00013 | Reham Ashraf | Operation | 2024-01-22 | Sewage and Main Force Networks | Approved | 13.11 - 4. Khulusi.Khulusi-Bill No. 2 - Forcemain-2.1 | Deep Dewatering according to soil investigation, specification and Engineer instruction. | ECH | 35 | 35 | 984.17 | 34445.95 | SC_Supply/Apply | التقوى للصناعه والمقاولات العامه | 13.11 - 4. Khulusi.Khulusi-Bill No. 2 - Forcemain-2.1 | Deep Dewatering according to soil investigation, specification and Engineer instruction. | ECH | 35 | 700 | 24500 | EGP | SC_Supply/Apply
Qasr Rashwan Lot A _0207 |  | RFQ-00013 | Reham Ashraf | Operation | 2024-01-22 | Sewage and Main Force Networks | Approved | 14.10 - 5. Iz. Albersly.Iz.Albersly & Iz.Alasfar-BILL NO. 1: SEWAGE NETWORK-1.8 | Deep Dewatering according to soil investigation, specification and Engineer instruction. | ECH | 520 | 520 | 1800 | 936000 | SC_Supply/Apply | التقوى للصناعه والمقاولات العامه | 14.10 - 5. Iz. Albersly.Iz.Albersly & Iz.Alasfar-BILL NO. 1: SEWAGE NETWORK-1.8 | Deep Dewatering according to soil investigation, specification and Engineer instruction. | ECH | 520 | 1600 | 832000 | EGP | SC_Supply/Apply
Qasr Rashwan Lot A _0207 |  | RFQ-00013 | Reham Ashraf | Operation | 2024-01-22 | Sewage and Main Force Networks | Approved | 14.10 - 5. Iz. Albersly.Iz.Albersly & Iz.Alasfar-BILL NO. 1: SEWAGE NETWORK-1.8 | Deep Dewatering according to soil investigation, specification and Engineer instruction. | ECH | 280 | 280 | 984.17 | 275567.6 | SC_Supply/Apply | التقوى للصناعه والمقاولات العامه | 14.10 - 5. Iz. Albersly.Iz.Albersly & Iz.Alasfar-BILL NO. 1: SEWAGE NETWORK-1.8 | Deep Dewatering according to soil investigation, specification and Engineer instruction. | ECH | 280 | 700 | 196000 | EGP | SC_Supply/Apply
Qasr Rashwan Lot A _0207 |  | RFQ-00013 | Reham Ashraf | Operation | 2024-01-22 | Sewage and Main Force Networks | Approved | 11.11 - 2. Murad Al Gendy.Murad Al Gendy W Al Sanahra-Bill No. 2 - Forcemain-2.8 | Deep Dewatering according to soil investigation, specification and Engineer instruction. | ECH | 65 | 65 | 1800 | 117000 | SC_Supply/Apply | التقوى للصناعه والمقاولات العامه | 11.11 - 2. Murad Al Gendy.Murad Al Gendy W Al Sanahra-Bill No. 2 - Forcemain-2.8 | Deep Dewatering according to soil investigation, specification and Engineer instruction. | ECH | 65 | 1600 | 104000 | EGP | SC_Supply/Apply
Qasr Rashwan Lot A _0207 |  | RFQ-00013 | Reham Ashraf | Operation | 2024-01-22 | Sewage and Main Force Networks | Approved | 11.11 - 2. Murad Al Gendy.Murad Al Gendy W Al Sanahra-Bill No. 2 - Forcemain-2.8 | Deep Dewatering according to soil investigation, specification and Engineer instruction. | ECH | 35 | 35 | 984.17 | 34445.95 | SC_Supply/Apply | التقوى للصناعه والمقاولات العامه | 11.11 - 2. Murad Al Gendy.Murad Al Gendy W Al Sanahra-Bill No. 2 - Forcemain-2.8 | Deep Dewatering according to soil investigation, specification and Engineer instruction. | ECH | 35 | 700 | 24500 | EGP | SC_Supply/Apply
Mabarra for Girls Orphanage Renovation _0202 |  | RFQ-00022 | Ahmed Atia | Operation | 2024-01-21 | Doors Installation | Approved | 2.1.1' | بالعدد صيانة الأبواب الخشبيه عرض 0.90 سم مع تغير الأجزاء التالفه منها سواء كانت من القوائم الاساسيه او الحشو او الحلوق او البرور وتغير الزجاج التالف بنفس النوع المتواجد وتغير المفصلات ان لزم الامر مع تغير الكالون والاوكره بعينة معتمده شامله إعادة دهان الباب دهان لاكيه تشطيب سوبر لوكس طبقا للون المعتمد وطبقا لاصول الصناعة تام مما جميعه بالعدد | ECH | 222 | 16 | 700 | 11200 | SC_Apply | احمد ابراهيم على على السيد -ذاتى | 2.1.1' | بالعدد صيانة الأبواب الخشبيه عرض 0.90 سم مع تغير الأجزاء التالفه منها سواء كانت من القوائم الاساسيه او الحشو او الحلوق او البرور وتغير الزجاج التالف بنفس النوع المتواجد وتغير المفصلات ان لزم الامر مع تغير الكالون والاوكره بعينة معتمده شامله إعادة دهان الباب دهان لاكيه تشطيب سوبر لوكس طبقا للون المعتمد وطبقا لاصول الصناعة تام مما جميعه بالعدد | ECH | 16 | 470 | 7520 | EGP | SC_Apply
Mabarra for Girls Orphanage Renovation _0202 |  | RFQ-00022 | Ahmed Atia | Operation | 2024-01-21 | Doors Installation | Approved | 2.1.1' | بالعدد صيانة الأبواب الخشبيه عرض 0.90 سم مع تغير الأجزاء التالفه منها سواء كانت من القوائم الاساسيه او الحشو او الحلوق او البرور وتغير الزجاج التالف بنفس النوع المتواجد وتغير المفصلات ان لزم الامر مع تغير الكالون والاوكره بعينة معتمده شامله إعادة دهان الباب دهان لاكيه تشطيب سوبر لوكس طبقا للون المعتمد وطبقا لاصول الصناعة تام مما جميعه بالعدد | ECH | 222 | 66 | 700 | 46200 | SC_Apply | احمد ابراهيم على على السيد -ذاتى | 2.1.1' | بالعدد صيانة الأبواب الخشبيه عرض 0.90 سم مع تغير الأجزاء التالفه منها سواء كانت من القوائم الاساسيه او الحشو او الحلوق او البرور وتغير الزجاج التالف بنفس النوع المتواجد وتغير المفصلات ان لزم الامر مع تغير الكالون والاوكره بعينة معتمده شامله إعادة دهان الباب دهان لاكيه تشطيب سوبر لوكس طبقا للون المعتمد وطبقا لاصول الصناعة تام مما جميعه بالعدد | ECH | 66 | 250 | 16500 | EGP | SC_Apply
Qasr Rashwan Lot A _0207 |  | RFQ-00013 | Reham Ashraf | Operation | 2024-01-22 | Sewage and Main Force Networks | Approved | 12.11 - 3. Manshya fanous.Mansheya Fanous-Bill No. 2 - Forcemain (Main)-2.1.9 | Deep Dewatering according to soil investigation, specification and Engineer instruction. | ECH | 32.5 | 32.5 | 1800 | 58500 | SC_Supply/Apply | التقوى للصناعه والمقاولات العامه | 12.11 - 3. Manshya fanous.Mansheya Fanous-Bill No. 2 - Forcemain (Main)-2.1.9 | Deep Dewatering according to soil investigation, specification and Engineer instruction. | ECH | 32.5 | 1600 | 52000 | EGP | SC_Supply/Apply
Qasr Rashwan Lot A _0207 |  | RFQ-00013 | Reham Ashraf | Operation | 2024-01-22 | Sewage and Main Force Networks | Approved | 12.11 - 3. Manshya fanous.Mansheya Fanous-Bill No. 2 - Forcemain (Main)-2.1.9 | Deep Dewatering according to soil investigation, specification and Engineer instruction. | ECH | 17.5 | 17.5 | 984.17 | 17222.98 | SC_Supply/Apply | التقوى للصناعه والمقاولات العامه | 12.11 - 3. Manshya fanous.Mansheya Fanous-Bill No. 2 - Forcemain (Main)-2.1.9 | Deep Dewatering according to soil investigation, specification and Engineer instruction. | ECH | 17.5 | 700 | 12250 | EGP | SC_Supply/Apply
Qasr Rashwan Lot A _0207 |  | RFQ-00013 | Reham Ashraf | Operation | 2024-01-22 | Sewage and Main Force Networks | Approved | 10.11 - 1. Saad Al Rouby.Saad Al Rouby-Bill No. 2 - Forcemain-2.9 | Deep Dewatering according to soil investigation, specification and Engineer instruction. | ECH | 32.5 | 32.5 | 1800 | 58500 | SC_Supply/Apply | التقوى للصناعه والمقاولات العامه | 10.11 - 1. Saad Al Rouby.Saad Al Rouby-Bill No. 2 - Forcemain-2.9 | Deep Dewatering according to soil investigation, specification and Engineer instruction. | ECH | 32.5 | 1600 | 52000 | EGP | SC_Supply/Apply
Qasr Rashwan Lot A _0207 |  | RFQ-00013 | Reham Ashraf | Operation | 2024-01-22 | Sewage and Main Force Networks | Approved | 10.11 - 1. Saad Al Rouby.Saad Al Rouby-Bill No. 2 - Forcemain-2.9 | Deep Dewatering according to soil investigation, specification and Engineer instruction. | ECH | 17.5 | 17.5 | 984.17 | 17222.98 | SC_Supply/Apply | التقوى للصناعه والمقاولات العامه | 10.11 - 1. Saad Al Rouby.Saad Al Rouby-Bill No. 2 - Forcemain-2.9 | Deep Dewatering according to soil investigation, specification and Engineer instruction. | ECH | 17.5 | 700 | 12250 | EGP | SC_Supply/Apply
Qasr Rashwan Lot A _0207 |  | RFQ-00013 | Reham Ashraf | Operation | 2024-01-22 | Sewage and Main Force Networks | Approved | 11.10 - 2. Murad Al Gendy.Murad Al Gendy W Al Sanahra-BILL NO. 1: SEWAGE NETWORK-1.9 | Deep Dewatering according to soil investigation, specification and Engineer instruction. | ECH | 455 | 455 | 1800 | 819000 | SC_Supply/Apply | التقوى للصناعه والمقاولات العامه | 11.10 - 2. Murad Al Gendy.Murad Al Gendy W Al Sanahra-BILL NO. 1: SEWAGE NETWORK-1.9 | Deep Dewatering according to soil investigation, specification and Engineer instruction. | ECH | 455 | 1600 | 728000 | EGP | SC_Supply/Apply
Qasr Rashwan Lot A _0207 |  | RFQ-00013 | Reham Ashraf | Operation | 2024-01-22 | Sewage and Main Force Networks | Approved | 11.10 - 2. Murad Al Gendy.Murad Al Gendy W Al Sanahra-BILL NO. 1: SEWAGE NETWORK-1.9 | Deep Dewatering according to soil investigation, specification and Engineer instruction. | ECH | 245 | 245 | 984.17 | 241121.65 | SC_Supply/Apply | التقوى للصناعه والمقاولات العامه | 11.10 - 2. Murad Al Gendy.Murad Al Gendy W Al Sanahra-BILL NO. 1: SEWAGE NETWORK-1.9 | Deep Dewatering according to soil investigation, specification and Engineer instruction. | ECH | 245 | 700 | 171500 | EGP | SC_Supply/Apply
Qasr Rashwan Lot A _0207 |  | RFQ-00013 | Reham Ashraf | Operation | 2024-01-22 | Sewage and Main Force Networks | Approved | 14.11 - 5. Iz. Albersly.Iz.Albersly & Iz.Alasfar-Bill No. 2 - Forcemain-2.8 | Wooden formwork are left in their places after the excavation, construction and backfilling works over them, as approved from the Engineer Bill - Iz.Albersly & Iz.Alasfar Pump Station | ECH | 20 | 20 | 16000 | 320000 | SC_Supply/Apply | التقوى للصناعه والمقاولات العامه | 14.11 - 5. Iz. Albersly.Iz.Albersly & Iz.Alasfar-Bill No. 2 - Forcemain-2.8 | Wooden formwork are left in their places after the excavation, construction and backfilling works over them, as approved from the Engineer Bill - Iz.Albersly & Iz.Alasfar Pump Station | ECH | 20 | 15500 | 310000 | EGP | SC_Supply/Apply
Qasr Rashwan Lot A _0207 |  | RFQ-00013 | Reham Ashraf | Operation | 2024-01-22 | Sewage and Main Force Networks | Approved | 13.11 - 4. Khulusi.Khulusi-Bill No. 2 - Forcemain-2.11 | Wooden formwork are left in their places after the excavation, construction and backfilling works over them, as approved from the Engineer Bill - Khulusi Pump Station | ECH | 20 | 20 | 16000 | 320000 | SC_Supply/Apply | التقوى للصناعه والمقاولات العامه | 13.11 - 4. Khulusi.Khulusi-Bill No. 2 - Forcemain-2.11 | Wooden formwork are left in their places after the excavation, construction and backfilling works over them, as approved from the Engineer Bill - Khulusi Pump Station | ECH | 20 | 15500 | 310000 | EGP | SC_Supply/Apply
Qasr Rashwan Lot A _0207 |  | RFQ-00013 | Reham Ashraf | Operation | 2024-01-22 | Sewage and Main Force Networks | Approved | 12.11 - 3. Manshya fanous.Mansheya Fanous-Bill No. 2 - Forcemain (Main)-2.1.10 | Wooden formwork are left in their places after the excavation, construction and backfilling works over them, as approved from the Engineer | ECH | 20 | 20 | 16000 | 320000 | SC_Supply/Apply | التقوى للصناعه والمقاولات العامه | 12.11 - 3. Manshya fanous.Mansheya Fanous-Bill No. 2 - Forcemain (Main)-2.1.10 | Wooden formwork are left in their places after the excavation, construction and backfilling works over them, as approved from the Engineer | ECH | 20 | 15500 | 310000 | EGP | SC_Supply/Apply
Qasr Rashwan Lot A _0207 |  | RFQ-00013 | Reham Ashraf | Operation | 2024-01-22 | Sewage and Main Force Networks | Approved | 10.11 - 1. Saad Al Rouby.Saad Al Rouby-Bill No. 2 - Forcemain-2.1 | Wooden formwork are left in their places after the excavation, construction and backfilling works over them, as approved from the Engineer Bill No.3.4 - Saad Al Rouby Pump Station (Mechanical works) | ECH | 25 | 25 | 16000 | 400000 | SC_Supply/Apply | التقوى للصناعه والمقاولات العامه | 10.11 - 1. Saad Al Rouby.Saad Al Rouby-Bill No. 2 - Forcemain-2.1 | Wooden formwork are left in their places after the excavation, construction and backfilling works over them, as approved from the Engineer Bill No.3.4 - Saad Al Rouby Pump Station (Mechanical works) | ECH | 25 | 15500 | 387500 | EGP | SC_Supply/Apply
Qasr Rashwan Lot A _0207 |  | RFQ-00013 | Reham Ashraf | Operation | 2024-01-22 | Sewage and Main Force Networks | Approved | 11.11 - 2. Murad Al Gendy.Murad Al Gendy W Al Sanahra-Bill No. 2 - Forcemain-2.9 | Wooden formwork are left in their places after the excavation, construction and backfilling works over them, as approved from the Engineer Bill No.3.4 - Murad Al Gendy W Al Sanahra Pump Station (Mechanical works) | ECH | 20 | 20 | 16000 | 320000 | SC_Supply/Apply | التقوى للصناعه والمقاولات العامه | 11.11 - 2. Murad Al Gendy.Murad Al Gendy W Al Sanahra-Bill No. 2 - Forcemain-2.9 | Wooden formwork are left in their places after the excavation, construction and backfilling works over them, as approved from the Engineer Bill No.3.4 - Murad Al Gendy W Al Sanahra Pump Station (Mechanical works) | ECH | 20 | 15500 | 310000 | EGP | SC_Supply/Apply
Qasr Rashwan Lot A _0207 |  | RFQ-00013 | Reham Ashraf | Operation | 2024-01-22 | Sewage and Main Force Networks | Approved | 10.10 - 1. Saad Al Rouby.Saad Al Rouby-BILL NO. 1: SEWAGE NETWORK-1.1 | Wooden formwork left in their places after the construction and backfilling works completed as approved and instructed by the Engineer | ECH | 50 | 50 | 16000 | 800000 | SC_Supply/Apply | التقوى للصناعه والمقاولات العامه | 10.10 - 1. Saad Al Rouby.Saad Al Rouby-BILL NO. 1: SEWAGE NETWORK-1.1 | Wooden formwork left in their places after the construction and backfilling works completed as approved and instructed by the Engineer | ECH | 50 | 15500 | 775000 | EGP | SC_Supply/Apply
Qasr Rashwan Lot A _0207 |  | RFQ-00013 | Reham Ashraf | Operation | 2024-01-22 | Sewage and Main Force Networks | Approved | 13.10 - 4. Khulusi.Khulusi-BILL NO. 1: SEWAGE NETWORK-1.1 | Wooden formwork left in their places after the construction and backfilling works completed as approved and instructed by the Engineer | ECH | 50 | 50 | 16000 | 800000 | SC_Supply/Apply | التقوى للصناعه والمقاولات العامه | 13.10 - 4. Khulusi.Khulusi-BILL NO. 1: SEWAGE NETWORK-1.1 | Wooden formwork left in their places after the construction and backfilling works completed as approved and instructed by the Engineer | ECH | 50 | 15500 | 775000 | EGP | SC_Supply/Apply
Qasr Rashwan Lot A _0207 |  | RFQ-00013 | Reham Ashraf | Operation | 2024-01-22 | Sewage and Main Force Networks | Approved | 14.10 - 5. Iz. Albersly.Iz.Albersly & Iz.Alasfar-BILL NO. 1: SEWAGE NETWORK-1.9 | Wooden formwork left in their places after the construction and backfilling works completed as approved and instructed by the Engineer | ECH | 20 | 20 | 16000 | 320000 | SC_Supply/Apply | التقوى للصناعه والمقاولات العامه | 14.10 - 5. Iz. Albersly.Iz.Albersly & Iz.Alasfar-BILL NO. 1: SEWAGE NETWORK-1.9 | Wooden formwork left in their places after the construction and backfilling works completed as approved and instructed by the Engineer | ECH | 20 | 15500 | 310000 | EGP | SC_Supply/Apply
Qasr Rashwan Lot A _0207 |  | RFQ-00013 | Reham Ashraf | Operation | 2024-01-22 | Sewage and Main Force Networks | Approved | 12.10 - 3. Manshya fanous.Mansheya Fanous-BILL NO. 1: SEWAGE NETWORK-1.11 | Wooden formwork left in their places after the construction and backfilling works completed as approved and instructed by the Engineer | ECH | 50 | 50 | 16000 | 800000 | SC_Supply/Apply | التقوى للصناعه والمقاولات العامه | 12.10 - 3. Manshya fanous.Mansheya Fanous-BILL NO. 1: SEWAGE NETWORK-1.11 | Wooden formwork left in their places after the construction and backfilling works completed as approved and instructed by the Engineer | ECH | 50 | 15500 | 775000 | EGP | SC_Supply/Apply
Qasr Rashwan Lot A _0207 |  | RFQ-00013 | Reham Ashraf | Operation | 2024-01-22 | Sewage and Main Force Networks | Approved | 11.10 - 2. Murad Al Gendy.Murad Al Gendy W Al Sanahra-BILL NO. 1: SEWAGE NETWORK-1.11 | Wooden formwork left in their places after the construction and backfilling works completed as approved and instructed by the Engineer | ECH | 20 | 20 | 16000 | 320000 | SC_Supply/Apply | التقوى للصناعه والمقاولات العامه | 11.10 - 2. Murad Al Gendy.Murad Al Gendy W Al Sanahra-BILL NO. 1: SEWAGE NETWORK-1.11 | Wooden formwork left in their places after the construction and backfilling works completed as approved and instructed by the Engineer | ECH | 20 | 15500 | 310000 | EGP | SC_Supply/Apply
Qasr Rashwan Lot A _0207 |  | RFQ-00013 | Reham Ashraf | Operation | 2024-01-22 | Sewage and Main Force Networks | Approved | 13.11 - 4. Khulusi.Khulusi-Bill No. 2 - Forcemain-2.1-a | Inner diameter DN/ID 200 mm | MTR | 1000 | 1000 | 287.06 | 287060 | OTH | التقوى للصناعه والمقاولات العامه | 13.11 - 4. Khulusi.Khulusi-Bill No. 2 - Forcemain-2.1-a | Inner diameter DN/ID 200 mm | MTR | 1000 | 300 | 300000 | EGP | OTH
Qasr Rashwan Lot A _0207 |  | RFQ-00013 | Reham Ashraf | Operation | 2024-01-22 | Sewage and Main Force Networks | Approved | 10.11 - 1. Saad Al Rouby.Saad Al Rouby-Bill No. 2 - Forcemain-2.1-a | Inner diameter DN/ID 350 mm | MTR | 6260 | 6260 | 487.06 | 3048995.6 | OTH | التقوى للصناعه والمقاولات العامه | 10.11 - 1. Saad Al Rouby.Saad Al Rouby-Bill No. 2 - Forcemain-2.1-a | Inner diameter DN/ID 350 mm | MTR | 6260 | 500 | 3130000 | EGP | OTH
Qasr Rashwan Lot A _0207 |  | RFQ-00013 | Reham Ashraf | Operation | 2024-01-22 | Sewage and Main Force Networks | Approved | 14.11 - 5. Iz. Albersly.Iz.Albersly & Iz.Alasfar-Bill No. 2 - Forcemain-2.1-a | Inner diameter DN/ID 150 mm | MTR | 1160 | 1160 | 267.06 | 309789.6 | OTH | التقوى للصناعه والمقاولات العامه | 14.11 - 5. Iz. Albersly.Iz.Albersly & Iz.Alasfar-Bill No. 2 - Forcemain-2.1-a | Inner diameter DN/ID 150 mm | MTR | 1160 | 242 | 280720 | EGP | OTH
Qasr Rashwan Lot A _0207 |  | RFQ-00013 | Reham Ashraf | Operation | 2024-01-22 | Sewage and Main Force Networks | Approved | 11.11 - 2. Murad Al Gendy.Murad Al Gendy W Al Sanahra-Bill No. 2 - Forcemain-2.1-a | Inner diameter DN/ID 300 mm | MTR | 2040 | 2040 | 387.06 | 789602.4 | OTH | التقوى للصناعه والمقاولات العامه | 11.11 - 2. Murad Al Gendy.Murad Al Gendy W Al Sanahra-Bill No. 2 - Forcemain-2.1-a | Inner diameter DN/ID 300 mm | MTR | 2040 | 400 | 816000 | EGP | OTH
Qasr Rashwan Lot A _0207 |  | RFQ-00013 | Reham Ashraf | Operation | 2024-01-22 | Sewage and Main Force Networks | Approved | 12.11 - 3. Manshya fanous.Mansheya Fanous-Bill No. 2 - Forcemain (Main)-2.1.1-a | Inner diameter DN/ID 250 mm | MTR | 3920 | 3920 | 317.06 | 1242875.2 | OTH | التقوى للصناعه والمقاولات العامه | 12.11 - 3. Manshya fanous.Mansheya Fanous-Bill No. 2 - Forcemain (Main)-2.1.1-a | Inner diameter DN/ID 250 mm | MTR | 3920 | 325 | 1274000 | EGP | OTH
Qasr Rashwan Lot A _0207 |  | RFQ-00013 | Reham Ashraf | Operation | 2024-01-22 | Sewage and Main Force Networks | Approved | 12.12 - 3. Manshya fanous.Mansheya Fanous-Bill No. 2 - Forcemain (Secondary)-2.2.1-a | Inner diameter DN/ID 150 mm | MTR | 490 | 490 | 267.06 | 130859.4 | OTH | التقوى للصناعه والمقاولات العامه | 12.12 - 3. Manshya fanous.Mansheya Fanous-Bill No. 2 - Forcemain (Secondary)-2.2.1-a | Inner diameter DN/ID 150 mm | MTR | 490 | 242 | 118580 | EGP | OTH
Qasr Rashwan Lot A _0207 |  | RFQ-00013 | Reham Ashraf | Operation | 2024-01-22 | Sewage and Main Force Networks | Approved | 10.10 - 1. Saad Al Rouby.Saad Al Rouby | Alternative Water Networks in which cannot be considered as Re-location of Publice Utilites and Requires Full Transfer of Pipe lines and Valves to water Disconnection | MTR | 0 | 0 | 0 | 0 | SC_Apply | التقوى للصناعه والمقاولات العامه | 10.10 - 1. Saad Al Rouby.Saad Al Rouby | Alternative Water Networks in which cannot be considered as Re-location of Publice Utilites and Requires Full Transfer of Pipe lines and Valves to water Disconnection | MTR | 0 | 100 | 0 | EGP | SC_Apply
Qasr Rashwan Lot A _0207 |  | RFQ-00013 | Reham Ashraf | Operation | 2024-01-22 | Sewage and Main Force Networks | Approved | 10.10 - 1. Saad Al Rouby.Saad Al Rouby | Alternative Sewer Networks in which cannot be considered as Re-location of Publice Utilites and Requires Full Transfer of Pipe lines and Chambers to avoid Potential Social damages For illegal existing Networks | MTR | 0 | 0 | 0 | 0 | SC_Apply | التقوى للصناعه والمقاولات العامه | 10.10 - 1. Saad Al Rouby.Saad Al Rouby | Alternative Sewer Networks in which cannot be considered as Re-location of Publice Utilites and Requires Full Transfer of Pipe lines and Chambers to avoid Potential Social damages For illegal existing Networks | MTR | 0 | 120 | 0 | EGP | SC_Apply
Qasr Rashwan Lot A _0207 |  | RFQ-00013 | Reham Ashraf | Operation | 2024-01-22 | Sewage and Main Force Networks | Approved | 11.10 - 2. Murad Al Gendy.Murad Al Gendy W Al Sanahra | Alternative Water Networks in which cannot be considered as Re-location of Publice Utilites and Requires Full Transfer of Pipe lines and Valves to water Disconnection | MTR | 0 | 0 | 0 | 0 | SC_Apply | التقوى للصناعه والمقاولات العامه | 11.10 - 2. Murad Al Gendy.Murad Al Gendy W Al Sanahra | Alternative Water Networks in which cannot be considered as Re-location of Publice Utilites and Requires Full Transfer of Pipe lines and Valves to water Disconnection | MTR | 0 | 100 | 0 | EGP | SC_Apply
Qasr Rashwan Lot A _0207 |  | RFQ-00013 | Reham Ashraf | Operation | 2024-01-22 | Sewage and Main Force Networks | Approved | 11.10 - 2. Murad Al Gendy.Murad Al Gendy W Al Sanahra | Alternative Sewer Networks in which cannot be considered as Re-location of Publice Utilites and Requires Full Transfer of Pipe lines and Chambers to avoid Potential Social damages For illegal existing Networks | MTR | 0 | 0 | 0 | 0 | SC_Apply | التقوى للصناعه والمقاولات العامه | 11.10 - 2. Murad Al Gendy.Murad Al Gendy W Al Sanahra | Alternative Sewer Networks in which cannot be considered as Re-location of Publice Utilites and Requires Full Transfer of Pipe lines and Chambers to avoid Potential Social damages For illegal existing Networks | MTR | 0 | 120 | 0 | EGP | SC_Apply
Qasr Rashwan Lot A _0207 |  | RFQ-00013 | Reham Ashraf | Operation | 2024-01-22 | Sewage and Main Force Networks | Approved | 12.17 - Mansheya Fanous | Alternative Water Networks in which cannot be considered as Re-location of Publice Utilites and Requires Full Transfer of Pipe lines and Valves to water Disconnection | MTR | 0 | 0 | 0 | 0 | SC_Apply | التقوى للصناعه والمقاولات العامه | 12.17 - Mansheya Fanous | Alternative Water Networks in which cannot be considered as Re-location of Publice Utilites and Requires Full Transfer of Pipe lines and Valves to water Disconnection | MTR | 0 | 100 | 0 | EGP | SC_Apply
Qasr Rashwan Lot A _0207 |  | RFQ-00013 | Reham Ashraf | Operation | 2024-01-22 | Sewage and Main Force Networks | Approved | 12.17 - Mansheya Fanous | Alternative Sewer Networks in which cannot be considered as Re-location of Publice Utilites and Requires Full Transfer of Pipe lines and Chambers to avoid Potential Social damages For illegal existing Networks | MTR | 0 | 0 | 0 | 0 | SC_Apply | التقوى للصناعه والمقاولات العامه | 12.17 - Mansheya Fanous | Alternative Sewer Networks in which cannot be considered as Re-location of Publice Utilites and Requires Full Transfer of Pipe lines and Chambers to avoid Potential Social damages For illegal existing Networks | MTR | 0 | 120 | 0 | EGP | SC_Apply
Qasr Rashwan Lot A _0207 |  | RFQ-00013 | Reham Ashraf | Operation | 2024-01-22 | Sewage and Main Force Networks | Approved | 13.27 - Khulusi | Alternative Water Networks in which cannot be considered as Re-location of Publice Utilites and Requires Full Transfer of Pipe lines and Valves to water Disconnection | MTR | 0 | 0 | 0 | 0 | SC_Apply | التقوى للصناعه والمقاولات العامه | 13.27 - Khulusi | Alternative Water Networks in which cannot be considered as Re-location of Publice Utilites and Requires Full Transfer of Pipe lines and Valves to water Disconnection | MTR | 0 | 100 | 0 | EGP | SC_Apply
Qasr Rashwan Lot A _0207 |  | RFQ-00013 | Reham Ashraf | Operation | 2024-01-22 | Sewage and Main Force Networks | Approved | 13.27 - Khulusi | Alternative Sewer Networks in which cannot be considered as Re-location of Publice Utilites and Requires Full Transfer of Pipe lines and Chambers to avoid Potential Social damages For illegal existing Networks | MTR | 0 | 0 | 0 | 0 | SC_Apply | التقوى للصناعه والمقاولات العامه | 13.27 - Khulusi | Alternative Sewer Networks in which cannot be considered as Re-location of Publice Utilites and Requires Full Transfer of Pipe lines and Chambers to avoid Potential Social damages For illegal existing Networks | MTR | 0 | 120 | 0 | EGP | SC_Apply
Qasr Rashwan Lot A _0207 |  | RFQ-00013 | Reham Ashraf | Operation | 2024-01-22 | Sewage and Main Force Networks | Approved | 14.10 - 5. Iz. Albersly.Iz.Albersly & Iz.Alasfar | Alternative Water Networks in which cannot be considered as Re-location of Publice Utilites and Requires Full Transfer of Pipe lines and Valves to water Disconnection | MTR | 0 | 0 | 0 | 0 | SC_Apply | التقوى للصناعه والمقاولات العامه | 14.10 - 5. Iz. Albersly.Iz.Albersly & Iz.Alasfar | Alternative Water Networks in which cannot be considered as Re-location of Publice Utilites and Requires Full Transfer of Pipe lines and Valves to water Disconnection | MTR | 0 | 100 | 0 | EGP | SC_Apply
Qasr Rashwan Lot A _0207 |  | RFQ-00013 | Reham Ashraf | Operation | 2024-01-22 | Sewage and Main Force Networks | Approved | 14.10 - 5. Iz. Albersly.Iz.Albersly & Iz.Alasfar | Alternative Sewer Networks in which cannot be considered as Re-location of Publice Utilites and Requires Full Transfer of Pipe lines and Chambers to avoid Potential Social damages For illegal existing Networks | MTR | 0 | 0 | 0 | 0 | SC_Apply | التقوى للصناعه والمقاولات العامه | 14.10 - 5. Iz. Albersly.Iz.Albersly & Iz.Alasfar | Alternative Sewer Networks in which cannot be considered as Re-location of Publice Utilites and Requires Full Transfer of Pipe lines and Chambers to avoid Potential Social damages For illegal existing Networks | MTR | 0 | 120 | 0 | EGP | SC_Apply
Qasr Rashwan Lot A _0207 |  | RFQ-00013 | Reham Ashraf | Operation | 2024-01-22 | Sewage and Main Force Networks | Approved | 12.12 - 3. Manshya fanous.Mansheya Fanous-Bill No. 2 - Forcemain (Secondary)-2.2.6 | Excavation in rock according to soil and as specified in the Contract Documents. | ECH | 10 | 10 | 250 | 2500 | SC_Supply/Apply | التقوى للصناعه والمقاولات العامه | 12.12 - 3. Manshya fanous.Mansheya Fanous-Bill No. 2 - Forcemain (Secondary)-2.2.6 | Excavation in rock according to soil and as specified in the Contract Documents. | ECH | 10 | 200 | 2000 | EGP | SC_Supply/Apply
Qasr Rashwan Lot A _0207 |  | RFQ-00013 | Reham Ashraf | Operation | 2024-01-22 | Sewage and Main Force Networks | Approved | 12.12 - 3. Manshya fanous.Mansheya Fanous-Bill No. 2 - Forcemain (Secondary)-2.2.7 | Deep Dewatering according to soil investigation, specification and Engineer instruction. | ECH | 16.25 | 16.25 | 1800 | 29250 | SC_Supply/Apply | التقوى للصناعه والمقاولات العامه | 12.12 - 3. Manshya fanous.Mansheya Fanous-Bill No. 2 - Forcemain (Secondary)-2.2.7 | Deep Dewatering according to soil investigation, specification and Engineer instruction. | ECH | 16.25 | 1600 | 26000 | EGP | SC_Supply/Apply
Qasr Rashwan Lot A _0207 |  | RFQ-00013 | Reham Ashraf | Operation | 2024-01-22 | Sewage and Main Force Networks | Approved | 12.12 - 3. Manshya fanous.Mansheya Fanous-Bill No. 2 - Forcemain (Secondary)-2.2.7 | Deep Dewatering according to soil investigation, specification and Engineer instruction. | ECH | 8.75 | 8.75 | 984.17 | 8611.49 | SC_Supply/Apply | التقوى للصناعه والمقاولات العامه | 12.12 - 3. Manshya fanous.Mansheya Fanous-Bill No. 2 - Forcemain (Secondary)-2.2.7 | Deep Dewatering according to soil investigation, specification and Engineer instruction. | ECH | 8.75 | 700 | 6125 | EGP | SC_Supply/Apply
Qasr Rashwan Lot A _0207 |  | RFQ-00013 | Reham Ashraf | Operation | 2024-01-22 | Sewage and Main Force Networks | Approved | 12.12 - 3. Manshya fanous.Mansheya Fanous-Bill No. 2 - Forcemain (Secondary)-2.2.8 | Wooden formwork are left in their places after the excavation, construction and backfilling works over them, as approved from the Engineer Bill. - Mansheya Fanous Pump Station (Main) | ECH | 10 | 10 | 16000 | 160000 | SC_Supply/Apply | التقوى للصناعه والمقاولات العامه | 12.12 - 3. Manshya fanous.Mansheya Fanous-Bill No. 2 - Forcemain (Secondary)-2.2.8 | Wooden formwork are left in their places after the excavation, construction and backfilling works over them, as approved from the Engineer Bill. - Mansheya Fanous Pump Station (Main) | ECH | 10 | 15500 | 155000 | EGP | SC_Supply/Apply
Qasr Rashwan Lot A _0207 |  | RFQ-00013 | Reham Ashraf | Operation | 2024-01-22 | Sewage and Main Force Networks | Approved | 11.10 - 2. Murad Al Gendy.Murad Al Gendy W Al Sanahra-BILL NO. 1: SEWAGE NETWORK-1.7.3-c | Concrete encasement 25cm (500mm) | ECH | 20 | 20 | 1668.76 | 33375.2 | SC_Supply/Apply | التقوى للصناعه والمقاولات العامه | 11.10 - 2. Murad Al Gendy.Murad Al Gendy W Al Sanahra-BILL NO. 1: SEWAGE NETWORK-1.7.3-c | Concrete encasement 25cm (500mm) | ECH | 20 | 500 | 10000 | EGP | SC_Supply/Apply
Qasr Rashwan Lot A _0207 |  | RFQ-00013 | Reham Ashraf | Operation | 2024-01-22 | Sewage and Main Force Networks | Approved | 14.11 - 5. Iz. Albersly.Iz.Albersly & Iz.Alasfar-Bill No. 2 - Forcemain-2.5 | Supply and filling by clean sand between the existing covered waterways and the forcemain pipe covered by concrete encasement | ECH | 10 | 10 | 250 | 2500 | SC_Supply/Apply | التقوى للصناعه والمقاولات العامه | 14.11 - 5. Iz. Albersly.Iz.Albersly & Iz.Alasfar-Bill No. 2 - Forcemain-2.5 | Supply and filling by clean sand between the existing covered waterways and the forcemain pipe covered by concrete encasement | ECH | 10 | 125 | 1250 | EGP | SC_Supply/Apply
Qasr Rashwan - Lot B _0208 |  | RFQ-00011 | Reham Ashraf | Operation | 2024-01-21 | Sewage and Main Force Networks | Approved | 12.10 - Suleiman Tadrus-BILL NO.1: SEWAGE NETWORK-1.1.1-a.1 | Depth to invert not exceeding 1.2 m | MTR | 650 | 650 | 182.47 | 118605.5 | OTH | دنيا التعمير | 12.10 - Suleiman Tadrus-BILL NO.1: SEWAGE NETWORK-1.1.1-a.1 | Depth to invert not exceeding 1.2 m | MTR | 650 | 200 | 130000 | EGP | OTH
Qasr Rashwan - Lot B _0208 |  | RFQ-00011 | Reham Ashraf | Operation | 2024-01-21 | Sewage and Main Force Networks | Approved | 11.10 - Abd Al Rahman Ibrahim-BILL NO.1: SEWAGE NETWORK-1.1.1-a.1 | Depth to invert not exceeding 1.2 m | MTR | 1800 | 1800 | 182.47 | 328446 | OTH | دنيا التعمير | 11.10 - Abd Al Rahman Ibrahim-BILL NO.1: SEWAGE NETWORK-1.1.1-a.1 | Depth to invert not exceeding 1.2 m | MTR | 1800 | 200 | 360000 | EGP | OTH
Qasr Rashwan - Lot B _0208 |  | RFQ-00011 | Reham Ashraf | Operation | 2024-01-21 | Sewage and Main Force Networks | Approved | 10.10 - Abd Al Azeem Al Sofy -BILL NO.1: SEWAGE NETWORK-1.1.1-a.1 | Depth to invert not exceeding 1.2 m | MTR | 1100 | 1100 | 182.47 | 200717 | OTH | دنيا التعمير | 10.10 - Abd Al Azeem Al Sofy -BILL NO.1: SEWAGE NETWORK-1.1.1-a.1 | Depth to invert not exceeding 1.2 m | MTR | 1100 | 200 | 220000 | EGP | OTH
Qasr Rashwan - Lot B _0208 |  | RFQ-00011 | Reham Ashraf | Operation | 2024-01-21 | Sewage and Main Force Networks | Approved | 15.10 - Al Burm-BILL NO. 1: SEWAGE NETWORK-1.1.1-a.1 | Depth to invert not exceeding 1.2 m | MTR | 600 | 600 | 182.47 | 109482 | OTH | دنيا التعمير | 15.10 - Al Burm-BILL NO. 1: SEWAGE NETWORK-1.1.1-a.1 | Depth to invert not exceeding 1.2 m | MTR | 600 | 200 | 120000 | EGP | OTH
Qasr Rashwan - Lot B _0208 |  | RFQ-00011 | Reham Ashraf | Operation | 2024-01-21 | Sewage and Main Force Networks | Approved | 14.10 - Abou Hussein-BILL NO.1 : SEWAGE NETWORK-1.1.1-a.1 | Depth to invert not exceeding 1.2 m | MTR | 350 | 350 | 182.47 | 63864.5 | OTH | دنيا التعمير | 14.10 - Abou Hussein-BILL NO.1 : SEWAGE NETWORK-1.1.1-a.1 | Depth to invert not exceeding 1.2 m | MTR | 350 | 200 | 70000 | EGP | OTH
Qasr Rashwan - Lot B _0208 |  | RFQ-00011 | Reham Ashraf | Operation | 2024-01-21 | Sewage and Main Force Networks | Approved | 13.10 - Salih Shamatah-BILL NO.1: SEWAGE NETWORK-1.1.1-a.1 | Depth to invert not exceeding 1.2 m | MTR | 400 | 400 | 182.47 | 72988 | OTH | دنيا التعمير | 13.10 - Salih Shamatah-BILL NO.1: SEWAGE NETWORK-1.1.1-a.1 | Depth to invert not exceeding 1.2 m | MTR | 400 | 200 | 80000 | EGP | OTH
Qasr Rashwan - Lot B _0208 |  | RFQ-00011 | Reham Ashraf | Operation | 2024-01-21 | Sewage and Main Force Networks | Approved | 11.10 - Abd Al Rahman Ibrahim-BILL NO.1: SEWAGE NETWORK-1.1.1-a.2 | Ditto, depth to invert between 1.21 m and 1.70 m | MTR | 100 | 100 | 255.3 | 25530 | OTH | دنيا التعمير | 11.10 - Abd Al Rahman Ibrahim-BILL NO.1: SEWAGE NETWORK-1.1.1-a.2 | Ditto, depth to invert between 1.21 m and 1.70 m | MTR | 100 | 250 | 25000 | EGP | OTH
Qasr Rashwan - Lot B _0208 |  | RFQ-00011 | Reham Ashraf | Operation | 2024-01-21 | Sewage and Main Force Networks | Approved | 12.10 - Suleiman Tadrus-BILL NO.1: SEWAGE NETWORK-1.1.1-a.2 | Ditto, depth to invert between 1.21 m and 1.70 m | MTR | 50 | 50 | 255.3 | 12765 | OTH | دنيا التعمير | 12.10 - Suleiman Tadrus-BILL NO.1: SEWAGE NETWORK-1.1.1-a.2 | Ditto, depth to invert between 1.21 m and 1.70 m | MTR | 50 | 250 | 12500 | EGP | OTH
Qasr Rashwan - Lot B _0208 |  | RFQ-00011 | Reham Ashraf | Operation | 2024-01-21 | Sewage and Main Force Networks | Approved | 14.10 - Abou Hussein-BILL NO.1 : SEWAGE NETWORK-1.1.1-a.2 | Ditto, depth to invert between 1.21 m and 1.70 m | MTR | 50 | 50 | 255.3 | 12765 | OTH | دنيا التعمير | 14.10 - Abou Hussein-BILL NO.1 : SEWAGE NETWORK-1.1.1-a.2 | Ditto, depth to invert between 1.21 m and 1.70 m | MTR | 50 | 250 | 12500 | EGP | OTH
Qasr Rashwan - Lot B _0208 |  | RFQ-00011 | Reham Ashraf | Operation | 2024-01-21 | Sewage and Main Force Networks | Approved | 12.10 - Suleiman Tadrus-BILL NO.1: SEWAGE NETWORK-1.1.1-b.2 | Ditto, depth to invert between 1.51 m and 2.50 m | MTR | 5600 | 5600 | 364.41 | 2040696 | OTH | دنيا التعمير | 12.10 - Suleiman Tadrus-BILL NO.1: SEWAGE NETWORK-1.1.1-b.2 | Ditto, depth to invert between 1.51 m and 2.50 m | MTR | 5600 | 420 | 2352000 | EGP | OTH
BIOLOGICALS AND BIOSIMILARS MANUFACTURING FACILITY EIPICO 3 _0187 |  | RFQ-00117 | Ahmed Saleh | MEP (Electro Mechanical) | 2024-01-02 | Static Calculation & drawings modification | Approved | Static calculations of AHUS and fans | Static calculations of AHUS and fans | LS | 1 | 1 | 0 | 0 | Ind | الشرق الاوسط للتصميمات المستدامه | Static calculations of AHUS and fans | Static calculations of AHUS and fans | LS | 1 | 70000 | 70000 | EGP | Ind
BIOLOGICALS AND BIOSIMILARS MANUFACTURING FACILITY EIPICO 3 _0187 |  | RFQ-00117 | Ahmed Saleh | MEP (Electro Mechanical) | 2024-01-02 | Static Calculation & drawings modification | Approved | Fans duct resizing | Fans duct resizing | LS | 1 | 1 | 0 | 0 | Ind | الشرق الاوسط للتصميمات المستدامه | Fans duct resizing | Fans duct resizing | LS | 1 | 20000 | 20000 | EGP | Ind
Qasr Rashwan Lot A _0207 |  | RFQ-00013 | Reham Ashraf | Operation | 2024-01-22 | Sewage and Main Force Networks | Approved | 10.10 - 1. Saad Al Rouby.Saad Al Rouby-BILL NO. 1: SEWAGE NETWORK-1.1.1-a.1 | Depth to invert not exceeding 1.2 m | MTR | 400 | 400 | 159.22 | 63688 | OTH | التقوى للصناعه والمقاولات العامه | 10.10 - 1. Saad Al Rouby.Saad Al Rouby-BILL NO. 1: SEWAGE NETWORK-1.1.1-a.1 | Depth to invert not exceeding 1.2 m | MTR | 400 | 200 | 80000 | EGP | OTH
Qasr Rashwan Lot A _0207 |  | RFQ-00013 | Reham Ashraf | Operation | 2024-01-22 | Sewage and Main Force Networks | Approved | 14.10 - 5. Iz. Albersly.Iz.Albersly & Iz.Alasfar-BILL NO. 1: SEWAGE NETWORK-1.1.1-a.1 | Depth to invert not exceeding 1.2 m | MTR | 100 | 100 | 159.22 | 15922 | OTH | التقوى للصناعه والمقاولات العامه | 14.10 - 5. Iz. Albersly.Iz.Albersly & Iz.Alasfar-BILL NO. 1: SEWAGE NETWORK-1.1.1-a.1 | Depth to invert not exceeding 1.2 m | MTR | 100 | 200 | 20000 | EGP | OTH
Qasr Rashwan Lot A _0207 |  | RFQ-00013 | Reham Ashraf | Operation | 2024-01-22 | Sewage and Main Force Networks | Approved | 12.10 - 3. Manshya fanous.Mansheya Fanous-BILL NO. 1: SEWAGE NETWORK-1.1.1-a.1 | Depth to invert not exceeding 1.2 m | MTR | 350 | 350 | 159.22 | 55727 | OTH | التقوى للصناعه والمقاولات العامه | 12.10 - 3. Manshya fanous.Mansheya Fanous-BILL NO. 1: SEWAGE NETWORK-1.1.1-a.1 | Depth to invert not exceeding 1.2 m | MTR | 350 | 200 | 70000 | EGP | OTH
Qasr Rashwan Lot A _0207 |  | RFQ-00013 | Reham Ashraf | Operation | 2024-01-22 | Sewage and Main Force Networks | Approved | 13.10 - 4. Khulusi.Khulusi-BILL NO. 1: SEWAGE NETWORK-1.1.1-a.1 | Depth to invert not exceeding 1.2 m | MTR | 450 | 450 | 159.22 | 71649 | OTH | التقوى للصناعه والمقاولات العامه | 13.10 - 4. Khulusi.Khulusi-BILL NO. 1: SEWAGE NETWORK-1.1.1-a.1 | Depth to invert not exceeding 1.2 m | MTR | 450 | 200 | 90000 | EGP | OTH
Qasr Rashwan Lot A _0207 |  | RFQ-00013 | Reham Ashraf | Operation | 2024-01-22 | Sewage and Main Force Networks | Approved | 11.10 - 2. Murad Al Gendy.Murad Al Gendy W Al Sanahra-BILL NO. 1: SEWAGE NETWORK-1.1.1-a.1 | Depth to invert not exceeding 1.2 m | MTR | 100 | 100 | 159.22 | 15922 | OTH | التقوى للصناعه والمقاولات العامه | 11.10 - 2. Murad Al Gendy.Murad Al Gendy W Al Sanahra-BILL NO. 1: SEWAGE NETWORK-1.1.1-a.1 | Depth to invert not exceeding 1.2 m | MTR | 100 | 200 | 20000 | EGP | OTH
Qasr Rashwan Lot A _0207 |  | RFQ-00013 | Reham Ashraf | Operation | 2024-01-22 | Sewage and Main Force Networks | Approved | 13.10 - 4. Khulusi.Khulusi-BILL NO. 1: SEWAGE NETWORK-1.1.1-a.2 | Ditto, depth to invert between 1.21 m and 1.70 m | MTR | 80 | 80 | 222.55 | 17804 | OTH | التقوى للصناعه والمقاولات العامه | 13.10 - 4. Khulusi.Khulusi-BILL NO. 1: SEWAGE NETWORK-1.1.1-a.2 | Ditto, depth to invert between 1.21 m and 1.70 m | MTR | 80 | 250 | 20000 | EGP | OTH
Qasr Rashwan Lot A _0207 |  | RFQ-00013 | Reham Ashraf | Operation | 2024-01-22 | Sewage and Main Force Networks | Approved | 10.10 - 1. Saad Al Rouby.Saad Al Rouby-BILL NO. 1: SEWAGE NETWORK-1.1.1-a.2 | Ditto, depth to invert between 1.21 m and 1.70 m | MTR | 50 | 50 | 222.55 | 11127.5 | OTH | التقوى للصناعه والمقاولات العامه | 10.10 - 1. Saad Al Rouby.Saad Al Rouby-BILL NO. 1: SEWAGE NETWORK-1.1.1-a.2 | Ditto, depth to invert between 1.21 m and 1.70 m | MTR | 50 | 250 | 12500 | EGP | OTH
Qasr Rashwan Lot A _0207 |  | RFQ-00013 | Reham Ashraf | Operation | 2024-01-22 | Sewage and Main Force Networks | Approved | 12.10 - 3. Manshya fanous.Mansheya Fanous-BILL NO. 1: SEWAGE NETWORK-1.1.1-b.1 | Depth to invert not exceeding 1.5 m | MTR | 4450 | 4450 | 257.67 | 1146631.5 | OTH | التقوى للصناعه والمقاولات العامه | 12.10 - 3. Manshya fanous.Mansheya Fanous-BILL NO. 1: SEWAGE NETWORK-1.1.1-b.1 | Depth to invert not exceeding 1.5 m | MTR | 4450 | 330 | 1468500 | EGP | OTH
Qasr Rashwan Lot A _0207 |  | RFQ-00013 | Reham Ashraf | Operation | 2024-01-22 | Sewage and Main Force Networks | Approved | 10.10 - 1. Saad Al Rouby.Saad Al Rouby-BILL NO. 1: SEWAGE NETWORK-1.1.1-b.1 | Depth to invert not exceeding 1.5 m | MTR | 2450 | 2450 | 257.67 | 631291.5 | OTH | التقوى للصناعه والمقاولات العامه | 10.10 - 1. Saad Al Rouby.Saad Al Rouby-BILL NO. 1: SEWAGE NETWORK-1.1.1-b.1 | Depth to invert not exceeding 1.5 m | MTR | 2450 | 330 | 808500 | EGP | OTH
Qasr Rashwan Lot A _0207 |  | RFQ-00013 | Reham Ashraf | Operation | 2024-01-22 | Sewage and Main Force Networks | Approved | 14.10 - 5. Iz. Albersly.Iz.Albersly & Iz.Alasfar-BILL NO. 1: SEWAGE NETWORK-1.1.1-b.1 | Depth to invert not exceeding 1.5 m | MTR | 1000 | 1000 | 257.67 | 257670 | OTH | التقوى للصناعه والمقاولات العامه | 14.10 - 5. Iz. Albersly.Iz.Albersly & Iz.Alasfar-BILL NO. 1: SEWAGE NETWORK-1.1.1-b.1 | Depth to invert not exceeding 1.5 m | MTR | 1000 | 330 | 330000 | EGP | OTH
Qasr Rashwan Lot A _0207 |  | RFQ-00013 | Reham Ashraf | Operation | 2024-01-22 | Sewage and Main Force Networks | Approved | 13.10 - 4. Khulusi.Khulusi-BILL NO. 1: SEWAGE NETWORK-1.1.1-b.1 | Depth to invert not exceeding 1.5 m | MTR | 3050 | 3050 | 257.67 | 785893.5 | OTH | التقوى للصناعه والمقاولات العامه | 13.10 - 4. Khulusi.Khulusi-BILL NO. 1: SEWAGE NETWORK-1.1.1-b.1 | Depth to invert not exceeding 1.5 m | MTR | 3050 | 330 | 1006500 | EGP | OTH
Qasr Rashwan Lot A _0207 |  | RFQ-00013 | Reham Ashraf | Operation | 2024-01-22 | Sewage and Main Force Networks | Approved | 11.10 - 2. Murad Al Gendy.Murad Al Gendy W Al Sanahra-BILL NO. 1: SEWAGE NETWORK-1.1.1-b.1 | Depth to invert not exceeding 1.5 m | MTR | 3600 | 3600 | 257.67 | 927612 | OTH | التقوى للصناعه والمقاولات العامه | 11.10 - 2. Murad Al Gendy.Murad Al Gendy W Al Sanahra-BILL NO. 1: SEWAGE NETWORK-1.1.1-b.1 | Depth to invert not exceeding 1.5 m | MTR | 3600 | 330 | 1188000 | EGP | OTH
Qasr Rashwan Lot A _0207 |  | RFQ-00013 | Reham Ashraf | Operation | 2024-01-22 | Sewage and Main Force Networks | Approved | 10.10 - 1. Saad Al Rouby.Saad Al Rouby-BILL NO. 1: SEWAGE NETWORK-1.1.1-b.2 | Ditto, depth to invert between 1.51 m and 2.50 m | MTR | 1800 | 1800 | 333.25 | 599850 | OTH | التقوى للصناعه والمقاولات العامه | 10.10 - 1. Saad Al Rouby.Saad Al Rouby-BILL NO. 1: SEWAGE NETWORK-1.1.1-b.2 | Ditto, depth to invert between 1.51 m and 2.50 m | MTR | 1800 | 420 | 756000 | EGP | OTH
Qasr Rashwan Lot A _0207 |  | RFQ-00013 | Reham Ashraf | Operation | 2024-01-22 | Sewage and Main Force Networks | Approved | 11.10 - 2. Murad Al Gendy.Murad Al Gendy W Al Sanahra-BILL NO. 1: SEWAGE NETWORK-1.1.1-b.2 | Ditto, depth to invert between 1.51 m and 2.50 m | MTR | 1050 | 1050 | 333.25 | 349912.5 | OTH | التقوى للصناعه والمقاولات العامه | 11.10 - 2. Murad Al Gendy.Murad Al Gendy W Al Sanahra-BILL NO. 1: SEWAGE NETWORK-1.1.1-b.2 | Ditto, depth to invert between 1.51 m and 2.50 m | MTR | 1050 | 420 | 441000 | EGP | OTH
Qasr Rashwan Lot A _0207 |  | RFQ-00013 | Reham Ashraf | Operation | 2024-01-22 | Sewage and Main Force Networks | Approved | 14.10 - 5. Iz. Albersly.Iz.Albersly & Iz.Alasfar-BILL NO. 1: SEWAGE NETWORK-1.1.1-b.2 | Ditto, depth to invert between 1.51 m and 2.50 m | MTR | 700 | 700 | 333.25 | 233275 | OTH | التقوى للصناعه والمقاولات العامه | 14.10 - 5. Iz. Albersly.Iz.Albersly & Iz.Alasfar-BILL NO. 1: SEWAGE NETWORK-1.1.1-b.2 | Ditto, depth to invert between 1.51 m and 2.50 m | MTR | 700 | 420 | 294000 | EGP | OTH
Qasr Rashwan Lot A _0207 |  | RFQ-00013 | Reham Ashraf | Operation | 2024-01-22 | Sewage and Main Force Networks | Approved | 12.10 - 3. Manshya fanous.Mansheya Fanous-BILL NO. 1: SEWAGE NETWORK-1.1.1-b.2 | Ditto, depth to invert between 1.51 m and 2.50 m | MTR | 2200 | 2200 | 333.25 | 733150 | OTH | التقوى للصناعه والمقاولات العامه | 12.10 - 3. Manshya fanous.Mansheya Fanous-BILL NO. 1: SEWAGE NETWORK-1.1.1-b.2 | Ditto, depth to invert between 1.51 m and 2.50 m | MTR | 2200 | 420 | 924000 | EGP | OTH
Qasr Rashwan Lot A _0207 |  | RFQ-00013 | Reham Ashraf | Operation | 2024-01-22 | Sewage and Main Force Networks | Approved | 13.10 - 4. Khulusi.Khulusi-BILL NO. 1: SEWAGE NETWORK-1.1.1-b.2 | Ditto, depth to invert between 1.51 m and 2.50 m | MTR | 2500 | 2500 | 333.25 | 833125 | OTH | التقوى للصناعه والمقاولات العامه | 13.10 - 4. Khulusi.Khulusi-BILL NO. 1: SEWAGE NETWORK-1.1.1-b.2 | Ditto, depth to invert between 1.51 m and 2.50 m | MTR | 2500 | 420 | 1050000 | EGP | OTH
Qasr Rashwan Lot A _0207 |  | RFQ-00013 | Reham Ashraf | Operation | 2024-01-22 | Sewage and Main Force Networks | Approved | 12.10 - 3. Manshya fanous.Mansheya Fanous-BILL NO. 1: SEWAGE NETWORK-1.1.1-b.3 | Ditto, depth to invert between 2.51 m and 3.50 m | MTR | 400 | 400 | 413.5 | 165400 | OTH | التقوى للصناعه والمقاولات العامه | 12.10 - 3. Manshya fanous.Mansheya Fanous-BILL NO. 1: SEWAGE NETWORK-1.1.1-b.3 | Ditto, depth to invert between 2.51 m and 3.50 m | MTR | 400 | 580 | 232000 | EGP | OTH
Qasr Rashwan Lot A _0207 |  | RFQ-00013 | Reham Ashraf | Operation | 2024-01-22 | Sewage and Main Force Networks | Approved | 12.11 - 3. Manshya fanous.Mansheya Fanous-Bill No. 2 - Forcemain (Main)-2.1.7 | Supply and filling by clean sand between the existing covered waterways and the forcemain pipe covered by concrete encasement | ECH | 30 | 30 | 250 | 7500 | SC_Supply/Apply | التقوى للصناعه والمقاولات العامه | 12.11 - 3. Manshya fanous.Mansheya Fanous-Bill No. 2 - Forcemain (Main)-2.1.7 | Supply and filling by clean sand between the existing covered waterways and the forcemain pipe covered by concrete encasement | ECH | 30 | 125 | 3750 | EGP | SC_Supply/Apply
Qasr Rashwan Lot A _0207 |  | RFQ-00013 | Reham Ashraf | Operation | 2024-01-22 | Sewage and Main Force Networks | Approved | 10.11 - 1. Saad Al Rouby.Saad Al Rouby-Bill No. 2 - Forcemain-2.7 | Supply and filling by clean sand between the existing covered waterways and the forcemain pipe covered by concrete encasement | ECH | 35 | 35 | 250 | 8750 | SC_Supply/Apply | التقوى للصناعه والمقاولات العامه | 10.11 - 1. Saad Al Rouby.Saad Al Rouby-Bill No. 2 - Forcemain-2.7 | Supply and filling by clean sand between the existing covered waterways and the forcemain pipe covered by concrete encasement | ECH | 35 | 125 | 4375 | EGP | SC_Supply/Apply
Qasr Rashwan Lot A _0207 |  | RFQ-00013 | Reham Ashraf | Operation | 2024-01-22 | Sewage and Main Force Networks | Approved | 13.11 - 4. Khulusi.Khulusi-Bill No. 2 - Forcemain-2.8 | Supply and filling by clean sand between the existing covered waterways and the forcemain pipe covered by concrete encasement | ECH | 5 | 5 | 250 | 1250 | SC_Supply/Apply | التقوى للصناعه والمقاولات العامه | 13.11 - 4. Khulusi.Khulusi-Bill No. 2 - Forcemain-2.8 | Supply and filling by clean sand between the existing covered waterways and the forcemain pipe covered by concrete encasement | ECH | 5 | 125 | 625 | EGP | SC_Supply/Apply
Katameya Creeks |  | RFQ-00008 | Mahmoud El Nady | MEP (Electro Mechanical) | 2024-01-24 | Install Electrical Works | Approved | All Types Buildings | install Fire alarm outlet 2nd fix only 2x1.5 mm² fire alarm cable rated 105C back to next outlet or fire alarm panel, conduits will be PVC type in case of imbedded in concrete or galvanized steel in case of exposed fixation. | ECH | 240 | 240 | 63 | 15120 | SC_Apply | الاسراء للمقاولات والتوريدات | All Types Buildings | install Fire alarm outlet 2nd fix only 2x1.5 mm² fire alarm cable rated 105C back to next outlet or fire alarm panel, conduits will be PVC type in case of imbedded in concrete or galvanized steel in case of exposed fixation. | ECH | 240 | 63 | 15120 | EGP | SC_Apply
Katameya Creeks |  | RFQ-00008 | Mahmoud El Nady | MEP (Electro Mechanical) | 2024-01-24 | Install Electrical Works | Approved | All Types Buildings | install Intelligent addressable manual alarm station. | ECH | 40 | 40 | 185 | 7400 | SC_Apply | الاسراء للمقاولات والتوريدات | All Types Buildings | install Intelligent addressable manual alarm station. | ECH | 40 | 185 | 7400 | EGP | SC_Apply
Katameya Creeks |  | RFQ-00008 | Mahmoud El Nady | MEP (Electro Mechanical) | 2024-01-24 | Install Electrical Works | Approved | All Types Buildings | install Intelligent addressable optical smoke detector | ECH | 270 | 270 | 175 | 47250 | SC_Apply | الاسراء للمقاولات والتوريدات | All Types Buildings | install Intelligent addressable optical smoke detector | ECH | 270 | 175 | 47250 | EGP | SC_Apply
Katameya Creeks |  | RFQ-00008 | Mahmoud El Nady | MEP (Electro Mechanical) | 2024-01-24 | Install Electrical Works | Approved | All Types Buildings | install Intelligent addressable rise of heat detector | ECH | 4 | 4 | 175 | 700 | SC_Apply | الاسراء للمقاولات والتوريدات | All Types Buildings | install Intelligent addressable rise of heat detector | ECH | 4 | 175 | 700 | EGP | SC_Apply
Katameya Creeks |  | RFQ-00008 | Mahmoud El Nady | MEP (Electro Mechanical) | 2024-01-24 | Install Electrical Works | Approved | All Types Buildings | install Intelligent addressable Multisensor detector | ECH | 8 | 8 | 150 | 1200 | SC_Apply | الاسراء للمقاولات والتوريدات | All Types Buildings | install Intelligent addressable Multisensor detector | ECH | 8 | 150 | 1200 | EGP | SC_Apply
Katameya Creeks |  | RFQ-00008 | Mahmoud El Nady | MEP (Electro Mechanical) | 2024-01-24 | Install Electrical Works | Approved | All Types Buildings | install Fire alarm bell with Strobe light. | ECH | 40 | 40 | 195 | 7800 | SC_Apply | الاسراء للمقاولات والتوريدات | All Types Buildings | install Fire alarm bell with Strobe light. | ECH | 40 | 195 | 7800 | EGP | SC_Apply
Katameya Creeks |  | RFQ-00008 | Mahmoud El Nady | MEP (Electro Mechanical) | 2024-01-24 | Install Electrical Works | Approved | All Types Buildings | install control module for exhaust fan. | ECH | 8 | 8 | 175 | 1400 | SC_Apply | الاسراء للمقاولات والتوريدات | All Types Buildings | install control module for exhaust fan. | ECH | 8 | 175 | 1400 | EGP | SC_Apply
Katameya Creeks |  | RFQ-00008 | Mahmoud El Nady | MEP (Electro Mechanical) | 2024-01-24 | Install Electrical Works | Approved | All Types Buildings | install monitor module for fire fighting switches. | ECH | 20 | 20 | 175 | 3500 | SC_Apply | الاسراء للمقاولات والتوريدات | All Types Buildings | install monitor module for fire fighting switches. | ECH | 20 | 175 | 3500 | EGP | SC_Apply
Katameya Creeks |  | RFQ-00008 | Mahmoud El Nady | MEP (Electro Mechanical) | 2024-01-24 | Install Electrical Works | Approved | Type G1 Buildings | PP-G1 | ECH | 1 | 1 | 560 | 560 | SC_Apply | الاسراء للمقاولات والتوريدات | Type G1 Buildings | PP-G1 | ECH | 1 | 560 | 560 | EGP | SC_Apply
Katameya Creeks |  | RFQ-00008 | Mahmoud El Nady | MEP (Electro Mechanical) | 2024-01-24 | Install Electrical Works | Approved | Type G1 Buildings | MCC-G1 | ECH | 1 | 1 | 1225 | 1225 | SC_Apply | الاسراء للمقاولات والتوريدات | Type G1 Buildings | MCC-G1 | ECH | 1 | 1225 | 1225 | EGP | SC_Apply
Katameya Creeks |  | RFQ-00008 | Mahmoud El Nady | MEP (Electro Mechanical) | 2024-01-24 | Install Electrical Works | Approved | Type G1 Buildings | (4x16)+16mm² | LM | 15 | 15 | 34 | 510 | SC_Apply | الاسراء للمقاولات والتوريدات | Type G1 Buildings | (4x16)+16mm² | LM | 15 | 30 | 450 | EGP | SC_Apply
Katameya Creeks |  | RFQ-00008 | Mahmoud El Nady | MEP (Electro Mechanical) | 2024-01-24 | Install Electrical Works | Approved | Type G1 Buildings | (4x6)+6mm² ---- 25 M | LM | 25 | 25 | 34 | 850 | SC_Apply | الاسراء للمقاولات والتوريدات | Type G1 Buildings | (4x6)+6mm² ---- 25 M | LM | 25 | 30 | 750 | EGP | SC_Apply
Katameya Creeks |  | RFQ-00008 | Mahmoud El Nady | MEP (Electro Mechanical) | 2024-01-24 | Install Electrical Works | Approved | Type G1 Buildings | Install panel with power meter (pre-paid) as per Electric recommendation, complete with all related accessories as shown on drawings. | ECH | 1 | 1 | 100 | 100 | SC_Apply | الاسراء للمقاولات والتوريدات | Type G1 Buildings | Install panel with power meter (pre-paid) as per Electric recommendation, complete with all related accessories as shown on drawings. | ECH | 1 | 100 | 100 | EGP | SC_Apply
Katameya Creeks |  | RFQ-00008 | Mahmoud El Nady | MEP (Electro Mechanical) | 2024-01-24 | Install Electrical Works | Approved | Type G1 Buildings | Install IT RACK INCLUDED 2 PATCH PANNEL | ECH | 1 | 1 | 150 | 150 | SC_Apply | الاسراء للمقاولات والتوريدات | Type G1 Buildings | Install IT RACK INCLUDED 2 PATCH PANNEL | ECH | 1 | 150 | 150 | EGP | SC_Apply
Katameya Creeks |  | RFQ-00008 | Mahmoud El Nady | MEP (Electro Mechanical) | 2024-01-24 | Install Electrical Works | Approved | Type G1 Buildings | PP-G3 | ECH | 1 | 1 | 560 | 560 | SC_Apply | الاسراء للمقاولات والتوريدات | Type G1 Buildings | PP-G3 | ECH | 1 | 560 | 560 | EGP | SC_Apply
Katameya Creeks |  | RFQ-00008 | Mahmoud El Nady | MEP (Electro Mechanical) | 2024-01-24 | Install Electrical Works | Approved | Type G1 Buildings | MCC-G3 | ECH | 1 | 1 | 1274 | 1274 | SC_Apply | الاسراء للمقاولات والتوريدات | Type G1 Buildings | MCC-G3 | ECH | 1 | 1250 | 1250 | EGP | SC_Apply
Katameya Creeks |  | RFQ-00008 | Mahmoud El Nady | MEP (Electro Mechanical) | 2024-01-24 | Install Electrical Works | Approved | Type G1 Buildings | (4x16)+16mm² | LM | 15 | 15 | 34 | 510 | SC_Apply | الاسراء للمقاولات والتوريدات | Type G1 Buildings | (4x16)+16mm² | LM | 15 | 30 | 450 | EGP | SC_Apply
Katameya Creeks |  | RFQ-00008 | Mahmoud El Nady | MEP (Electro Mechanical) | 2024-01-24 | Install Electrical Works | Approved | Type G1 Buildings | (4x6)+6mm² ---- 25 M | LM | 25 | 25 | 34 | 850 | SC_Apply | الاسراء للمقاولات والتوريدات | Type G1 Buildings | (4x6)+6mm² ---- 25 M | LM | 25 | 30 | 750 | EGP | SC_Apply
Katameya Creeks |  | RFQ-00008 | Mahmoud El Nady | MEP (Electro Mechanical) | 2024-01-24 | Install Electrical Works | Approved | Type G1 Buildings | Install panel with power meter (pre-paid) as per Electric recommendation, complete with all related accessories as shown on drawings. | ECH | 1 | 1 | 100 | 100 | SC_Apply | الاسراء للمقاولات والتوريدات | Type G1 Buildings | Install panel with power meter (pre-paid) as per Electric recommendation, complete with all related accessories as shown on drawings. | ECH | 1 | 100 | 100 | EGP | SC_Apply
Katameya Creeks |  | RFQ-00008 | Mahmoud El Nady | MEP (Electro Mechanical) | 2024-01-24 | Install Electrical Works | Approved | Type G1 Buildings | Install IT RACK INCLUDED 2 PATCH PANNEL | ECH | 1 | 1 | 150 | 150 | SC_Apply | الاسراء للمقاولات والتوريدات | Type G1 Buildings | Install IT RACK INCLUDED 2 PATCH PANNEL | ECH | 1 | 150 | 150 | EGP | SC_Apply
Katameya Creeks |  | RFQ-00008 | Mahmoud El Nady | MEP (Electro Mechanical) | 2024-01-24 | Install Electrical Works | Approved | Type G1 Buildings | PP-T1 | ECH | 1 | 1 | 560 | 560 | SC_Apply | الاسراء للمقاولات والتوريدات | Type G1 Buildings | PP-T1 | ECH | 1 | 560 | 560 | EGP | SC_Apply
Katameya Creeks |  | RFQ-00008 | Mahmoud El Nady | MEP (Electro Mechanical) | 2024-01-24 | Install Electrical Works | Approved | Type G1 Buildings | MCC-T1 | ECH | 1 | 1 | 1274 | 1274 | SC_Apply | الاسراء للمقاولات والتوريدات | Type G1 Buildings | MCC-T1 | ECH | 1 | 1250 | 1250 | EGP | SC_Apply
Katameya Creeks |  | RFQ-00008 | Mahmoud El Nady | MEP (Electro Mechanical) | 2024-01-24 | Install Electrical Works | Approved | Type G1 Buildings | (4x25)+16mm² | LM | 15 | 15 | 45 | 675 | SC_Apply | الاسراء للمقاولات والتوريدات | Type G1 Buildings | (4x25)+16mm² | LM | 15 | 30 | 450 | EGP | SC_Apply
Katameya Creeks |  | RFQ-00008 | Mahmoud El Nady | MEP (Electro Mechanical) | 2024-01-24 | Install Electrical Works | Approved | Type G1 Buildings | (4x6)+6mm² ---- 25 M | LM | 25 | 25 | 34 | 850 | SC_Apply | الاسراء للمقاولات والتوريدات | Type G1 Buildings | (4x6)+6mm² ---- 25 M | LM | 25 | 30 | 750 | EGP | SC_Apply
Katameya Creeks |  | RFQ-00008 | Mahmoud El Nady | MEP (Electro Mechanical) | 2024-01-24 | Install Electrical Works | Approved | Type G1 Buildings | Install panel with power meter (pre-paid) as per Electric recommendation, complete with all related accessories as shown on drawings. | ECH | 1 | 1 | 100 | 100 | SC_Apply | الاسراء للمقاولات والتوريدات | Type G1 Buildings | Install panel with power meter (pre-paid) as per Electric recommendation, complete with all related accessories as shown on drawings. | ECH | 1 | 100 | 100 | EGP | SC_Apply
Katameya Creeks |  | RFQ-00008 | Mahmoud El Nady | MEP (Electro Mechanical) | 2024-01-24 | Install Electrical Works | Approved | Type G1 Buildings | Install IT RACK INCLUDED 2 PATCH PANNEL | ECH | 1 | 1 | 150 | 150 | SC_Apply | الاسراء للمقاولات والتوريدات | Type G1 Buildings | Install IT RACK INCLUDED 2 PATCH PANNEL | ECH | 1 | 150 | 150 | EGP | SC_Apply
Katameya Creeks |  | RFQ-00008 | Mahmoud El Nady | MEP (Electro Mechanical) | 2024-01-24 | Install Electrical Works | Approved | Type G1 Buildings | PP-T3 | ECH | 1 | 1 | 560 | 560 | SC_Apply | الاسراء للمقاولات والتوريدات | Type G1 Buildings | PP-T3 | ECH | 1 | 560 | 560 | EGP | SC_Apply
Katameya Creeks |  | RFQ-00008 | Mahmoud El Nady | MEP (Electro Mechanical) | 2024-01-24 | Install Electrical Works | Approved | Type G1 Buildings | MCC-T3 | ECH | 1 | 1 | 1275 | 1275 | SC_Apply | الاسراء للمقاولات والتوريدات | Type G1 Buildings | MCC-T3 | ECH | 1 | 1250 | 1250 | EGP | SC_Apply
Katameya Creeks |  | RFQ-00008 | Mahmoud El Nady | MEP (Electro Mechanical) | 2024-01-24 | Install Electrical Works | Approved | Type G1 Buildings | (4x16)+16mm² | LM | 10 | 10 | 34 | 340 | SC_Apply | الاسراء للمقاولات والتوريدات | Type G1 Buildings | (4x16)+16mm² | LM | 10 | 30 | 300 | EGP | SC_Apply
Qasr Rashwan - Lot B _0208 |  | RFQ-00011 | Reham Ashraf | Operation | 2024-01-21 | Sewage and Main Force Networks | Approved | 12.10 - Suleiman Tadrus-BILL NO.1: SEWAGE NETWORK-1.1.1-b.3 | Ditto, depth to invert between 2.51 m and 3.50 m | MTR | 1300 | 1300 | 473.5 | 615550 | OTH | دنيا التعمير | 12.10 - Suleiman Tadrus-BILL NO.1: SEWAGE NETWORK-1.1.1-b.3 | Ditto, depth to invert between 2.51 m and 3.50 m | MTR | 1300 | 580 | 754000 | EGP | OTH
Qasr Rashwan - Lot B _0208 |  | RFQ-00011 | Reham Ashraf | Operation | 2024-01-21 | Sewage and Main Force Networks | Approved | 10.10 - Abd Al Azeem Al Sofy -BILL NO.1: SEWAGE NETWORK-1.1.1-b.4 | Ditto, depth to invert between 3.51 m and 4.50 m | MTR | 45 | 45 | 666.33 | 29984.85 | OTH | دنيا التعمير | 10.10 - Abd Al Azeem Al Sofy -BILL NO.1: SEWAGE NETWORK-1.1.1-b.4 | Ditto, depth to invert between 3.51 m and 4.50 m | MTR | 45 | 720 | 32400 | EGP | OTH
Qasr Rashwan - Lot B _0208 |  | RFQ-00011 | Reham Ashraf | Operation | 2024-01-21 | Sewage and Main Force Networks | Approved | 15.10 - Al Burm-BILL NO. 1: SEWAGE NETWORK-1.1.1-b.2 | Ditto, depth to invert between 1.51 m and 2.50 m | MTR | 1550 | 1550 | 364.41 | 564835.5 | OTH | دنيا التعمير | 15.10 - Al Burm-BILL NO. 1: SEWAGE NETWORK-1.1.1-b.2 | Ditto, depth to invert between 1.51 m and 2.50 m | MTR | 1550 | 420 | 651000 | EGP | OTH
Qasr Rashwan - Lot B _0208 |  | RFQ-00011 | Reham Ashraf | Operation | 2024-01-21 | Sewage and Main Force Networks | Approved | 11.10 - Abd Al Rahman Ibrahim-BILL NO.1: SEWAGE NETWORK-1.1.1-b.4 | Ditto, depth to invert between 3.51 m and 4.50 m | MTR | 60 | 60 | 666.33 | 39979.8 | OTH | دنيا التعمير | 11.10 - Abd Al Rahman Ibrahim-BILL NO.1: SEWAGE NETWORK-1.1.1-b.4 | Ditto, depth to invert between 3.51 m and 4.50 m | MTR | 60 | 720 | 43200 | EGP | OTH
Qasr Rashwan - Lot B _0208 |  | RFQ-00011 | Reham Ashraf | Operation | 2024-01-21 | Sewage and Main Force Networks | Approved | 13.10 - Salih Shamatah-BILL NO.1: SEWAGE NETWORK-1.1.1-b.1 | Depth to invert not exceeding 1.5 m | MTR | 2850 | 2850 | 282.83 | 806065.5 | OTH | دنيا التعمير | 13.10 - Salih Shamatah-BILL NO.1: SEWAGE NETWORK-1.1.1-b.1 | Depth to invert not exceeding 1.5 m | MTR | 2850 | 330 | 940500 | EGP | OTH
Qasr Rashwan - Lot B _0208 |  | RFQ-00011 | Reham Ashraf | Operation | 2024-01-21 | Sewage and Main Force Networks | Approved | 13.10 - Salih Shamatah-BILL NO.1: SEWAGE NETWORK-1.1.1-b.3 | Ditto, depth to invert between 2.51 m and 3.50 m | MTR | 150 | 150 | 473.5 | 71025 | OTH | دنيا التعمير | 13.10 - Salih Shamatah-BILL NO.1: SEWAGE NETWORK-1.1.1-b.3 | Ditto, depth to invert between 2.51 m and 3.50 m | MTR | 150 | 580 | 87000 | EGP | OTH
Qasr Rashwan - Lot B _0208 |  | RFQ-00011 | Reham Ashraf | Operation | 2024-01-21 | Sewage and Main Force Networks | Approved | 14.10 - Abou Hussein-BILL NO.1 : SEWAGE NETWORK-1.1.1-b.1 | Depth to invert not exceeding 1.5 m | MTR | 2100 | 2100 | 282.83 | 593943 | OTH | دنيا التعمير | 14.10 - Abou Hussein-BILL NO.1 : SEWAGE NETWORK-1.1.1-b.1 | Depth to invert not exceeding 1.5 m | MTR | 2100 | 330 | 693000 | EGP | OTH
Qasr Rashwan - Lot B _0208 |  | RFQ-00011 | Reham Ashraf | Operation | 2024-01-21 | Sewage and Main Force Networks | Approved | 14.10 - Abou Hussein-BILL NO.1 : SEWAGE NETWORK-1.1.1-b.2 | Ditto, depth to invert between 1.51 m and 2.50 m | MTR | 1050 | 1050 | 364.41 | 382630.5 | OTH | دنيا التعمير | 14.10 - Abou Hussein-BILL NO.1 : SEWAGE NETWORK-1.1.1-b.2 | Ditto, depth to invert between 1.51 m and 2.50 m | MTR | 1050 | 420 | 441000 | EGP | OTH
Qasr Rashwan - Lot B _0208 |  | RFQ-00011 | Reham Ashraf | Operation | 2024-01-21 | Sewage and Main Force Networks | Approved | 13.10 - Salih Shamatah-BILL NO.1: SEWAGE NETWORK-1.1.1-b.2 | Ditto, depth to invert between 1.51 m and 2.50 m | MTR | 2900 | 2900 | 364.41 | 1056789 | OTH | دنيا التعمير | 13.10 - Salih Shamatah-BILL NO.1: SEWAGE NETWORK-1.1.1-b.2 | Ditto, depth to invert between 1.51 m and 2.50 m | MTR | 2900 | 420 | 1218000 | EGP | OTH
Qasr Rashwan - Lot B _0208 |  | RFQ-00011 | Reham Ashraf | Operation | 2024-01-21 | Sewage and Main Force Networks | Approved | 10.10 - Abd Al Azeem Al Sofy -BILL NO.1: SEWAGE NETWORK-1.1.1-b.1 | Depth to invert not exceeding 1.5 m | MTR | 5400 | 5400 | 282.83 | 1527282 | OTH | دنيا التعمير | 10.10 - Abd Al Azeem Al Sofy -BILL NO.1: SEWAGE NETWORK-1.1.1-b.1 | Depth to invert not exceeding 1.5 m | MTR | 5400 | 330 | 1782000 | EGP | OTH
Qasr Rashwan - Lot B _0208 |  | RFQ-00011 | Reham Ashraf | Operation | 2024-01-21 | Sewage and Main Force Networks | Approved | 15.10 - Al Burm-BILL NO. 1: SEWAGE NETWORK-1.1.1-b.1 | Depth to invert not exceeding 1.5 m | MTR | 3600 | 3600 | 282.83 | 1018188 | OTH | دنيا التعمير | 15.10 - Al Burm-BILL NO. 1: SEWAGE NETWORK-1.1.1-b.1 | Depth to invert not exceeding 1.5 m | MTR | 3600 | 330 | 1188000 | EGP | OTH
Qasr Rashwan - Lot B _0208 |  | RFQ-00011 | Reham Ashraf | Operation | 2024-01-21 | Sewage and Main Force Networks | Approved | 10.10 - Abd Al Azeem Al Sofy -BILL NO.1: SEWAGE NETWORK-1.1.1-b.2 | Ditto, depth to invert between 1.51 m and 2.50 m | MTR | 2700 | 2700 | 364.41 | 983907 | OTH | دنيا التعمير | 10.10 - Abd Al Azeem Al Sofy -BILL NO.1: SEWAGE NETWORK-1.1.1-b.2 | Ditto, depth to invert between 1.51 m and 2.50 m | MTR | 2700 | 420 | 1134000 | EGP | OTH
Qasr Rashwan Lot A _0207 |  | RFQ-00013 | Reham Ashraf | Operation | 2024-01-22 | Sewage and Main Force Networks | Approved | 10.10 - 1. Saad Al Rouby.Saad Al Rouby-BILL NO. 1: SEWAGE NETWORK-1.1.1-b.3 | Ditto, depth to invert between 2.51 m and 3.50 m | MTR | 500 | 500 | 413.5 | 206750 | OTH | التقوى للصناعه والمقاولات العامه | 10.10 - 1. Saad Al Rouby.Saad Al Rouby-BILL NO. 1: SEWAGE NETWORK-1.1.1-b.3 | Ditto, depth to invert between 2.51 m and 3.50 m | MTR | 500 | 580 | 290000 | EGP | OTH
Qasr Rashwan Lot A _0207 |  | RFQ-00013 | Reham Ashraf | Operation | 2024-01-22 | Sewage and Main Force Networks | Approved | 13.10 - 4. Khulusi.Khulusi-BILL NO. 1: SEWAGE NETWORK-1.1.1-b.3 | Ditto, depth to invert between 2.51 m and 3.50 m | MTR | 350 | 350 | 413.5 | 144725 | OTH | التقوى للصناعه والمقاولات العامه | 13.10 - 4. Khulusi.Khulusi-BILL NO. 1: SEWAGE NETWORK-1.1.1-b.3 | Ditto, depth to invert between 2.51 m and 3.50 m | MTR | 350 | 580 | 203000 | EGP | OTH
Qasr Rashwan Lot A _0207 |  | RFQ-00013 | Reham Ashraf | Operation | 2024-01-22 | Sewage and Main Force Networks | Approved | 14.10 - 5. Iz. Albersly.Iz.Albersly & Iz.Alasfar-BILL NO. 1: SEWAGE NETWORK-1.1.1-b.3 | Ditto, depth to invert between 2.51 m and 3.50 m | MTR | 50 | 50 | 413.5 | 20675 | OTH | التقوى للصناعه والمقاولات العامه | 14.10 - 5. Iz. Albersly.Iz.Albersly & Iz.Alasfar-BILL NO. 1: SEWAGE NETWORK-1.1.1-b.3 | Ditto, depth to invert between 2.51 m and 3.50 m | MTR | 50 | 580 | 29000 | EGP | OTH
Qasr Rashwan Lot A _0207 |  | RFQ-00013 | Reham Ashraf | Operation | 2024-01-22 | Sewage and Main Force Networks | Approved | 11.10 - 2. Murad Al Gendy.Murad Al Gendy W Al Sanahra-BILL NO. 1: SEWAGE NETWORK-1.1.1-b.3 | Ditto, depth to invert between 2.51 m and 3.50 m | MTR | 100 | 100 | 413.5 | 41350 | OTH | التقوى للصناعه والمقاولات العامه | 11.10 - 2. Murad Al Gendy.Murad Al Gendy W Al Sanahra-BILL NO. 1: SEWAGE NETWORK-1.1.1-b.3 | Ditto, depth to invert between 2.51 m and 3.50 m | MTR | 100 | 580 | 58000 | EGP | OTH
Qasr Rashwan Lot A _0207 |  | RFQ-00013 | Reham Ashraf | Operation | 2024-01-22 | Sewage and Main Force Networks | Approved | 10.10 - 1. Saad Al Rouby.Saad Al Rouby-BILL NO. 1: SEWAGE NETWORK-1.1.1-b.4 | Ditto, depth to invert between 3.51 m and 4.50 m | MTR | 90 | 90 | 663.5 | 59715 | OTH | التقوى للصناعه والمقاولات العامه | 10.10 - 1. Saad Al Rouby.Saad Al Rouby-BILL NO. 1: SEWAGE NETWORK-1.1.1-b.4 | Ditto, depth to invert between 3.51 m and 4.50 m | MTR | 90 | 720 | 64800 | EGP | OTH
Qasr Rashwan Lot A _0207 |  | RFQ-00013 | Reham Ashraf | Operation | 2024-01-22 | Sewage and Main Force Networks | Approved | 13.10 - 4. Khulusi.Khulusi-BILL NO. 1: SEWAGE NETWORK-1.1.1-b.4 | Ditto, depth to invert between 3.51 m and 4.50 m | MTR | 40 | 40 | 663.5 | 26540 | OTH | التقوى للصناعه والمقاولات العامه | 13.10 - 4. Khulusi.Khulusi-BILL NO. 1: SEWAGE NETWORK-1.1.1-b.4 | Ditto, depth to invert between 3.51 m and 4.50 m | MTR | 40 | 720 | 28800 | EGP | OTH
Qasr Rashwan Lot A _0207 |  | RFQ-00013 | Reham Ashraf | Operation | 2024-01-22 | Sewage and Main Force Networks | Approved | 10.10 - 1. Saad Al Rouby.Saad Al Rouby-BILL NO. 1: SEWAGE NETWORK-1.1.1-b.5 | Ditto, depth to invert between 4.51 m and 5.50 m | MTR | 70 | 70 | 770.17 | 53911.9 | OTH | التقوى للصناعه والمقاولات العامه | 10.10 - 1. Saad Al Rouby.Saad Al Rouby-BILL NO. 1: SEWAGE NETWORK-1.1.1-b.5 | Ditto, depth to invert between 4.51 m and 5.50 m | MTR | 70 | 835 | 58450 | EGP | OTH
Qasr Rashwan Lot A _0207 |  | RFQ-00013 | Reham Ashraf | Operation | 2024-01-22 | Sewage and Main Force Networks | Approved | 13.10 - 4. Khulusi.Khulusi-BILL NO. 1: SEWAGE NETWORK-1.1.1-c.1 | Depth to invert not exceeding 1.5 m | MTR | 150 | 150 | 286.38 | 42957 | OTH | التقوى للصناعه والمقاولات العامه | 13.10 - 4. Khulusi.Khulusi-BILL NO. 1: SEWAGE NETWORK-1.1.1-c.1 | Depth to invert not exceeding 1.5 m | MTR | 150 | 380 | 57000 | EGP | OTH
Qasr Rashwan Lot A _0207 |  | RFQ-00013 | Reham Ashraf | Operation | 2024-01-22 | Sewage and Main Force Networks | Approved | 12.10 - 3. Manshya fanous.Mansheya Fanous-BILL NO. 1: SEWAGE NETWORK-1.1.1-c.1 | Depth to invert not exceeding 1.5 m | MTR | 45 | 45 | 286.38 | 12887.1 | OTH | التقوى للصناعه والمقاولات العامه | 12.10 - 3. Manshya fanous.Mansheya Fanous-BILL NO. 1: SEWAGE NETWORK-1.1.1-c.1 | Depth to invert not exceeding 1.5 m | MTR | 45 | 380 | 17100 | EGP | OTH
Qasr Rashwan Lot A _0207 |  | RFQ-00013 | Reham Ashraf | Operation | 2024-01-22 | Sewage and Main Force Networks | Approved | 14.10 - 5. Iz. Albersly.Iz.Albersly & Iz.Alasfar-BILL NO. 1: SEWAGE NETWORK-1.1.1-c.1 | Depth to invert not exceeding 1.5 m | MTR | 100 | 100 | 286.38 | 28638 | OTH | التقوى للصناعه والمقاولات العامه | 14.10 - 5. Iz. Albersly.Iz.Albersly & Iz.Alasfar-BILL NO. 1: SEWAGE NETWORK-1.1.1-c.1 | Depth to invert not exceeding 1.5 m | MTR | 100 | 380 | 38000 | EGP | OTH
Qasr Rashwan Lot A _0207 |  | RFQ-00013 | Reham Ashraf | Operation | 2024-01-22 | Sewage and Main Force Networks | Approved | 11.10 - 2. Murad Al Gendy.Murad Al Gendy W Al Sanahra-BILL NO. 1: SEWAGE NETWORK-1.1.1-c.1 | Depth to invert not exceeding 1.5 m | MTR | 350 | 350 | 286.38 | 100233 | OTH | التقوى للصناعه والمقاولات العامه | 11.10 - 2. Murad Al Gendy.Murad Al Gendy W Al Sanahra-BILL NO. 1: SEWAGE NETWORK-1.1.1-c.1 | Depth to invert not exceeding 1.5 m | MTR | 350 | 380 | 133000 | EGP | OTH
Qasr Rashwan Lot A _0207 |  | RFQ-00013 | Reham Ashraf | Operation | 2024-01-22 | Sewage and Main Force Networks | Approved | 13.10 - 4. Khulusi.Khulusi-BILL NO. 1: SEWAGE NETWORK-1.1.1-c.2 | Ditto, depth to invert between 1.51 m and 2.50 m | MTR | 1050 | 1050 | 358.06 | 375963 | OTH | التقوى للصناعه والمقاولات العامه | 13.10 - 4. Khulusi.Khulusi-BILL NO. 1: SEWAGE NETWORK-1.1.1-c.2 | Ditto, depth to invert between 1.51 m and 2.50 m | MTR | 1050 | 500 | 525000 | EGP | OTH
Qasr Rashwan Lot A _0207 |  | RFQ-00013 | Reham Ashraf | Operation | 2024-01-22 | Sewage and Main Force Networks | Approved | 12.10 - 3. Manshya fanous.Mansheya Fanous-BILL NO. 1: SEWAGE NETWORK-1.1.1-c.2 | Ditto, depth to invert between 1.51 m and 2.50 m | MTR | 750 | 750 | 358.06 | 268545 | OTH | التقوى للصناعه والمقاولات العامه | 12.10 - 3. Manshya fanous.Mansheya Fanous-BILL NO. 1: SEWAGE NETWORK-1.1.1-c.2 | Ditto, depth to invert between 1.51 m and 2.50 m | MTR | 750 | 500 | 375000 | EGP | OTH
Qasr Rashwan Lot A _0207 |  | RFQ-00013 | Reham Ashraf | Operation | 2024-01-22 | Sewage and Main Force Networks | Approved | 11.10 - 2. Murad Al Gendy.Murad Al Gendy W Al Sanahra-BILL NO. 1: SEWAGE NETWORK-1.1.1-c.2 | Ditto, depth to invert between 1.51 m and 2.50 m | MTR | 1550 | 1550 | 358.06 | 554993 | OTH | التقوى للصناعه والمقاولات العامه | 11.10 - 2. Murad Al Gendy.Murad Al Gendy W Al Sanahra-BILL NO. 1: SEWAGE NETWORK-1.1.1-c.2 | Ditto, depth to invert between 1.51 m and 2.50 m | MTR | 1550 | 500 | 775000 | EGP | OTH
Qasr Rashwan Lot A _0207 |  | RFQ-00013 | Reham Ashraf | Operation | 2024-01-22 | Sewage and Main Force Networks | Approved | 14.10 - 5. Iz. Albersly.Iz.Albersly & Iz.Alasfar-BILL NO. 1: SEWAGE NETWORK-1.1.1-c.2 | Ditto, depth to invert between 1.51 m and 2.50 m | MTR | 250 | 250 | 358.06 | 89515 | OTH | التقوى للصناعه والمقاولات العامه | 14.10 - 5. Iz. Albersly.Iz.Albersly & Iz.Alasfar-BILL NO. 1: SEWAGE NETWORK-1.1.1-c.2 | Ditto, depth to invert between 1.51 m and 2.50 m | MTR | 250 | 500 | 125000 | EGP | OTH
Qasr Rashwan Lot A _0207 |  | RFQ-00013 | Reham Ashraf | Operation | 2024-01-22 | Sewage and Main Force Networks | Approved | 10.10 - 1. Saad Al Rouby.Saad Al Rouby-BILL NO. 1: SEWAGE NETWORK-1.1.1-c.1 | Ditto, depth to invert between 1.51 m and 2.50 m | MTR | 700 | 700 | 358.06 | 250642 | OTH | التقوى للصناعه والمقاولات العامه | 10.10 - 1. Saad Al Rouby.Saad Al Rouby-BILL NO. 1: SEWAGE NETWORK-1.1.1-c.1 | Ditto, depth to invert between 1.51 m and 2.50 m | MTR | 700 | 500 | 350000 | EGP | OTH
Qasr Rashwan Lot A _0207 |  | RFQ-00013 | Reham Ashraf | Operation | 2024-01-22 | Sewage and Main Force Networks | Approved | 12.10 - 3. Manshya fanous.Mansheya Fanous-BILL NO. 1: SEWAGE NETWORK-1.1.1-c.3 | Ditto, depth to invert between 2.51 m and 3.50 m | MTR | 1350 | 1350 | 474.34 | 640359 | OTH | التقوى للصناعه والمقاولات العامه | 12.10 - 3. Manshya fanous.Mansheya Fanous-BILL NO. 1: SEWAGE NETWORK-1.1.1-c.3 | Ditto, depth to invert between 2.51 m and 3.50 m | MTR | 1350 | 620 | 837000 | EGP | OTH
Qasr Rashwan Lot A _0207 |  | RFQ-00013 | Reham Ashraf | Operation | 2024-01-22 | Sewage and Main Force Networks | Approved | 11.10 - 2. Murad Al Gendy.Murad Al Gendy W Al Sanahra-BILL NO. 1: SEWAGE NETWORK-1.1.1-c.3 | Ditto, depth to invert between 2.51 m and 3.50 m | MTR | 950 | 950 | 474.34 | 450623 | OTH | التقوى للصناعه والمقاولات العامه | 11.10 - 2. Murad Al Gendy.Murad Al Gendy W Al Sanahra-BILL NO. 1: SEWAGE NETWORK-1.1.1-c.3 | Ditto, depth to invert between 2.51 m and 3.50 m | MTR | 950 | 620 | 589000 | EGP | OTH
Qasr Rashwan Lot A _0207 |  | RFQ-00013 | Reham Ashraf | Operation | 2024-01-22 | Sewage and Main Force Networks | Approved | 13.10 - 4. Khulusi.Khulusi-BILL NO. 1: SEWAGE NETWORK-1.1.1-c.3 | Ditto, depth to invert between 2.51 m and 3.50 m | MTR | 850 | 850 | 474.34 | 403189 | OTH | التقوى للصناعه والمقاولات العامه | 13.10 - 4. Khulusi.Khulusi-BILL NO. 1: SEWAGE NETWORK-1.1.1-c.3 | Ditto, depth to invert between 2.51 m and 3.50 m | MTR | 850 | 620 | 527000 | EGP | OTH
Qasr Rashwan Lot A _0207 |  | RFQ-00013 | Reham Ashraf | Operation | 2024-01-22 | Sewage and Main Force Networks | Approved | 14.10 - 5. Iz. Albersly.Iz.Albersly & Iz.Alasfar-BILL NO. 1: SEWAGE NETWORK-1.1.1-c.3 | Ditto, depth to invert between 2.51 m and 3.50 m | MTR | 400 | 400 | 474.34 | 189736 | OTH | التقوى للصناعه والمقاولات العامه | 14.10 - 5. Iz. Albersly.Iz.Albersly & Iz.Alasfar-BILL NO. 1: SEWAGE NETWORK-1.1.1-c.3 | Ditto, depth to invert between 2.51 m and 3.50 m | MTR | 400 | 620 | 248000 | EGP | OTH
Qasr Rashwan Lot A _0207 |  | RFQ-00013 | Reham Ashraf | Operation | 2024-01-22 | Sewage and Main Force Networks | Approved | 10.10 - 1. Saad Al Rouby.Saad Al Rouby-BILL NO. 1: SEWAGE NETWORK-1.1.1-c.2 | Ditto, depth to invert between 2.51 m and 3.50 m | MTR | 200 | 200 | 474.34 | 94868 | OTH | التقوى للصناعه والمقاولات العامه | 10.10 - 1. Saad Al Rouby.Saad Al Rouby-BILL NO. 1: SEWAGE NETWORK-1.1.1-c.2 | Ditto, depth to invert between 2.51 m and 3.50 m | MTR | 200 | 620 | 124000 | EGP | OTH
Qasr Rashwan Lot A _0207 |  | RFQ-00013 | Reham Ashraf | Operation | 2024-01-22 | Sewage and Main Force Networks | Approved | 11.10 - 2. Murad Al Gendy.Murad Al Gendy W Al Sanahra-BILL NO. 1: SEWAGE NETWORK-1.1.1-c.4 | Ditto, depth to invert between 3.51 m and 4.50 m | MTR | 220 | 220 | 672.99 | 148057.8 | OTH | التقوى للصناعه والمقاولات العامه | 11.10 - 2. Murad Al Gendy.Murad Al Gendy W Al Sanahra-BILL NO. 1: SEWAGE NETWORK-1.1.1-c.4 | Ditto, depth to invert between 3.51 m and 4.50 m | MTR | 220 | 820 | 180400 | EGP | OTH
Qasr Rashwan Lot A _0207 |  | RFQ-00013 | Reham Ashraf | Operation | 2024-01-22 | Sewage and Main Force Networks | Approved | 10.10 - 1. Saad Al Rouby.Saad Al Rouby-BILL NO. 1: SEWAGE NETWORK-1.1.1-c.3 | Ditto, depth to invert between 3.51 m and 4.50 m | MTR | 125 | 125 | 672.99 | 84123.75 | OTH | التقوى للصناعه والمقاولات العامه | 10.10 - 1. Saad Al Rouby.Saad Al Rouby-BILL NO. 1: SEWAGE NETWORK-1.1.1-c.3 | Ditto, depth to invert between 3.51 m and 4.50 m | MTR | 125 | 820 | 102500 | EGP | OTH
Qasr Rashwan Lot A _0207 |  | RFQ-00013 | Reham Ashraf | Operation | 2024-01-22 | Sewage and Main Force Networks | Approved | 13.10 - 4. Khulusi.Khulusi-BILL NO. 1: SEWAGE NETWORK-1.1.1-c.4 | Ditto, depth to invert between 3.51 m and 4.50 m | MTR | 250 | 250 | 672.99 | 168247.5 | OTH | التقوى للصناعه والمقاولات العامه | 13.10 - 4. Khulusi.Khulusi-BILL NO. 1: SEWAGE NETWORK-1.1.1-c.4 | Ditto, depth to invert between 3.51 m and 4.50 m | MTR | 250 | 820 | 205000 | EGP | OTH
Qasr Rashwan Lot A _0207 |  | RFQ-00013 | Reham Ashraf | Operation | 2024-01-22 | Sewage and Main Force Networks | Approved | 14.10 - 5. Iz. Albersly.Iz.Albersly & Iz.Alasfar-BILL NO. 1: SEWAGE NETWORK-1.1.1-c.4 | Ditto, depth to invert between 3.51 m and 4.50 m | MTR | 340 | 340 | 672.99 | 228816.6 | OTH | التقوى للصناعه والمقاولات العامه | 14.10 - 5. Iz. Albersly.Iz.Albersly & Iz.Alasfar-BILL NO. 1: SEWAGE NETWORK-1.1.1-c.4 | Ditto, depth to invert between 3.51 m and 4.50 m | MTR | 340 | 820 | 278800 | EGP | OTH
Qasr Rashwan Lot A _0207 |  | RFQ-00013 | Reham Ashraf | Operation | 2024-01-22 | Sewage and Main Force Networks | Approved | 12.10 - 3. Manshya fanous.Mansheya Fanous-BILL NO. 1: SEWAGE NETWORK-1.1.1-c.4 | Ditto, depth to invert between 3.51 m and 4.50 m | MTR | 235 | 235 | 672.99 | 158152.65 | OTH | التقوى للصناعه والمقاولات العامه | 12.10 - 3. Manshya fanous.Mansheya Fanous-BILL NO. 1: SEWAGE NETWORK-1.1.1-c.4 | Ditto, depth to invert between 3.51 m and 4.50 m | MTR | 235 | 820 | 192700 | EGP | OTH
Qasr Rashwan Lot A _0207 |  | RFQ-00013 | Reham Ashraf | Operation | 2024-01-22 | Sewage and Main Force Networks | Approved | 10.10 - 1. Saad Al Rouby.Saad Al Rouby-BILL NO. 1: SEWAGE NETWORK-1.1.1-c.4 | Ditto, depth to invert between 4.51 m and 5.50 m | MTR | 215 | 215 | 888.3 | 190984.5 | OTH | التقوى للصناعه والمقاولات العامه | 10.10 - 1. Saad Al Rouby.Saad Al Rouby-BILL NO. 1: SEWAGE NETWORK-1.1.1-c.4 | Ditto, depth to invert between 4.51 m and 5.50 m | MTR | 215 | 1000 | 215000 | EGP | OTH
Qasr Rashwan Lot A _0207 |  | RFQ-00013 | Reham Ashraf | Operation | 2024-01-22 | Sewage and Main Force Networks | Approved | 13.10 - 4. Khulusi.Khulusi-BILL NO. 1: SEWAGE NETWORK-1.1.1-c.5 | Ditto, depth to invert between 4.51 m and 5.50 m | MTR | 50 | 50 | 888.3 | 44415 | OTH | التقوى للصناعه والمقاولات العامه | 13.10 - 4. Khulusi.Khulusi-BILL NO. 1: SEWAGE NETWORK-1.1.1-c.5 | Ditto, depth to invert between 4.51 m and 5.50 m | MTR | 50 | 1000 | 50000 | EGP | OTH
Katameya Creeks |  | RFQ-00008 | Mahmoud El Nady | MEP (Electro Mechanical) | 2024-01-24 | Install Electrical Works | Approved | Type G1 Buildings | (4x6)+6mm² ---- 20 M | LM | 20 | 20 | 34 | 680 | SC_Apply | الاسراء للمقاولات والتوريدات | Type G1 Buildings | (4x6)+6mm² ---- 20 M | LM | 20 | 30 | 600 | EGP | SC_Apply
Katameya Creeks |  | RFQ-00008 | Mahmoud El Nady | MEP (Electro Mechanical) | 2024-01-24 | Install Electrical Works | Approved | Type G1 Buildings | Install panel with power meter (pre-paid) as per Electric recommendation, complete with all related accessories as shown on drawings. | ECH | 1 | 1 | 100 | 100 | SC_Apply | الاسراء للمقاولات والتوريدات | Type G1 Buildings | Install panel with power meter (pre-paid) as per Electric recommendation, complete with all related accessories as shown on drawings. | ECH | 1 | 100 | 100 | EGP | SC_Apply
Katameya Creeks |  | RFQ-00008 | Mahmoud El Nady | MEP (Electro Mechanical) | 2024-01-24 | Install Electrical Works | Approved | Type G1 Buildings | Install IT RACK INCLUDED 2 PATCH PANNEL | ECH | 1 | 1 | 150 | 150 | SC_Apply | الاسراء للمقاولات والتوريدات | Type G1 Buildings | Install IT RACK INCLUDED 2 PATCH PANNEL | ECH | 1 | 150 | 150 | EGP | SC_Apply
Katameya Creeks |  | RFQ-00008 | Mahmoud El Nady | MEP (Electro Mechanical) | 2024-01-24 | Install Electrical Works | Approved | Type G1 Buildings | PP-4TH1 | ECH | 1 | 1 | 560 | 560 | SC_Apply | الاسراء للمقاولات والتوريدات | Type G1 Buildings | PP-4TH1 | ECH | 1 | 560 | 560 | EGP | SC_Apply
Katameya Creeks |  | RFQ-00008 | Mahmoud El Nady | MEP (Electro Mechanical) | 2024-01-24 | Install Electrical Works | Approved | Type G1 Buildings | PP-4TH-D1-01 | ECH | 1 | 1 | 320 | 320 | SC_Apply | الاسراء للمقاولات والتوريدات | Type G1 Buildings | PP-4TH-D1-01 | ECH | 1 | 320 | 320 | EGP | SC_Apply
Katameya Creeks |  | RFQ-00008 | Mahmoud El Nady | MEP (Electro Mechanical) | 2024-01-24 | Install Electrical Works | Approved | Type G1 Buildings | MCC-4TH1 | ECH | 1 | 1 | 1274 | 1274 | SC_Apply | الاسراء للمقاولات والتوريدات | Type G1 Buildings | MCC-4TH1 | ECH | 1 | 1250 | 1250 | EGP | SC_Apply
Katameya Creeks |  | RFQ-00008 | Mahmoud El Nady | MEP (Electro Mechanical) | 2024-01-24 | Install Electrical Works | Approved | Type G1 Buildings | (4x35)+16 mm² | LM | 15 | 15 | 45 | 675 | SC_Apply | الاسراء للمقاولات والتوريدات | Type G1 Buildings | (4x35)+16 mm² | LM | 15 | 40.5 | 607.5 | EGP | SC_Apply
Katameya Creeks |  | RFQ-00008 | Mahmoud El Nady | MEP (Electro Mechanical) | 2024-01-24 | Install Electrical Works | Approved | Type G1 Buildings | (4x16)+10mm² | LM | 25 | 25 | 34 | 850 | SC_Apply | الاسراء للمقاولات والتوريدات | Type G1 Buildings | (4x16)+10mm² | LM | 25 | 30 | 750 | EGP | SC_Apply
Katameya Creeks |  | RFQ-00008 | Mahmoud El Nady | MEP (Electro Mechanical) | 2024-01-24 | Install Electrical Works | Approved | Type G1 Buildings | (4x10)+10mm² | LM | 10 | 10 | 34 | 340 | SC_Apply | الاسراء للمقاولات والتوريدات | Type G1 Buildings | (4x10)+10mm² | LM | 10 | 30 | 300 | EGP | SC_Apply
Katameya Creeks |  | RFQ-00008 | Mahmoud El Nady | MEP (Electro Mechanical) | 2024-01-24 | Install Electrical Works | Approved | Type G1 Buildings | Install panel with power meter (pre-paid) as per Electric recommendation, complete with all related accessories as shown on drawings. | ECH | 1 | 1 | 100 | 100 | SC_Apply | الاسراء للمقاولات والتوريدات | Type G1 Buildings | Install panel with power meter (pre-paid) as per Electric recommendation, complete with all related accessories as shown on drawings. | ECH | 1 | 100 | 100 | EGP | SC_Apply
Katameya Creeks |  | RFQ-00008 | Mahmoud El Nady | MEP (Electro Mechanical) | 2024-01-24 | Install Electrical Works | Approved | Type G1 Buildings | Install IT RACK INCLUDED 2 PATCH PANNEL | ECH | 1 | 1 | 150 | 150 | SC_Apply | الاسراء للمقاولات والتوريدات | Type G1 Buildings | Install IT RACK INCLUDED 2 PATCH PANNEL | ECH | 1 | 150 | 150 | EGP | SC_Apply
Qasr Rashwan - Lot B _0208 |  | RFQ-00011 | Reham Ashraf | Operation | 2024-01-21 | Sewage and Main Force Networks | Approved | 15.10 - Al Burm-BILL NO. 1: SEWAGE NETWORK-1.1.1-b.3 | Ditto, depth to invert between 2.51 m and 3.50 m | MTR | 100 | 100 | 473.5 | 47350 | OTH | دنيا التعمير | 15.10 - Al Burm-BILL NO. 1: SEWAGE NETWORK-1.1.1-b.3 | Ditto, depth to invert between 2.51 m and 3.50 m | MTR | 100 | 580 | 58000 | EGP | OTH
Qasr Rashwan - Lot B _0208 |  | RFQ-00011 | Reham Ashraf | Operation | 2024-01-21 | Sewage and Main Force Networks | Approved | 11.10 - Abd Al Rahman Ibrahim-BILL NO.1: SEWAGE NETWORK-1.1.1-b.3 | Ditto, depth to invert between 2.51 m and 3.50 m | MTR | 1200 | 1200 | 473.5 | 568200 | OTH | دنيا التعمير | 11.10 - Abd Al Rahman Ibrahim-BILL NO.1: SEWAGE NETWORK-1.1.1-b.3 | Ditto, depth to invert between 2.51 m and 3.50 m | MTR | 1200 | 580 | 696000 | EGP | OTH
Qasr Rashwan - Lot B _0208 |  | RFQ-00011 | Reham Ashraf | Operation | 2024-01-21 | Sewage and Main Force Networks | Approved | 10.10 - Abd Al Azeem Al Sofy -BILL NO.1: SEWAGE NETWORK-1.1.1-b.3 | Ditto, depth to invert between 2.51 m and 3.50 m | MTR | 500 | 500 | 473.5 | 236750 | OTH | دنيا التعمير | 10.10 - Abd Al Azeem Al Sofy -BILL NO.1: SEWAGE NETWORK-1.1.1-b.3 | Ditto, depth to invert between 2.51 m and 3.50 m | MTR | 500 | 580 | 290000 | EGP | OTH
Qasr Rashwan - Lot B _0208 |  | RFQ-00011 | Reham Ashraf | Operation | 2024-01-21 | Sewage and Main Force Networks | Approved | 14.10 - Abou Hussein-BILL NO.1 : SEWAGE NETWORK-1.1.1-b.3 | Ditto, depth to invert between 2.51 m and 3.50 m | MTR | 200 | 200 | 473.5 | 94700 | OTH | دنيا التعمير | 14.10 - Abou Hussein-BILL NO.1 : SEWAGE NETWORK-1.1.1-b.3 | Ditto, depth to invert between 2.51 m and 3.50 m | MTR | 200 | 580 | 116000 | EGP | OTH
Qasr Rashwan - Lot B _0208 |  | RFQ-00011 | Reham Ashraf | Operation | 2024-01-21 | Sewage and Main Force Networks | Approved | 11.10 - Abd Al Rahman Ibrahim-BILL NO.1: SEWAGE NETWORK-1.1.1-b.1 | Depth to invert not exceeding 1.5 m | MTR | 11900 | 11900 | 282.83 | 3365677 | OTH | دنيا التعمير | 11.10 - Abd Al Rahman Ibrahim-BILL NO.1: SEWAGE NETWORK-1.1.1-b.1 | Depth to invert not exceeding 1.5 m | MTR | 11900 | 330 | 3927000 | EGP | OTH
Qasr Rashwan - Lot B _0208 |  | RFQ-00011 | Reham Ashraf | Operation | 2024-01-21 | Sewage and Main Force Networks | Approved | 11.10 - Abd Al Rahman Ibrahim-BILL NO.1: SEWAGE NETWORK-1.1.1-b.2 | Ditto, depth to invert between 1.51 m and 2.50 m | MTR | 7450 | 7450 | 364.41 | 2714854.5 | OTH | دنيا التعمير | 11.10 - Abd Al Rahman Ibrahim-BILL NO.1: SEWAGE NETWORK-1.1.1-b.2 | Ditto, depth to invert between 1.51 m and 2.50 m | MTR | 7450 | 420 | 3129000 | EGP | OTH
Qasr Rashwan - Lot B _0208 |  | RFQ-00011 | Reham Ashraf | Operation | 2024-01-21 | Sewage and Main Force Networks | Approved | 12.10 - Suleiman Tadrus-BILL NO.1: SEWAGE NETWORK-1.1.1-b.4 | Ditto, depth to invert between 3.51 m and 4.50 m | MTR | 70 | 70 | 666.33 | 46643.1 | OTH | دنيا التعمير | 12.10 - Suleiman Tadrus-BILL NO.1: SEWAGE NETWORK-1.1.1-b.4 | Ditto, depth to invert between 3.51 m and 4.50 m | MTR | 70 | 720 | 50400 | EGP | OTH
Qasr Rashwan - Lot B _0208 |  | RFQ-00011 | Reham Ashraf | Operation | 2024-01-21 | Sewage and Main Force Networks | Approved | 12.10 - Suleiman Tadrus-BILL NO.1: SEWAGE NETWORK-1.1.1-b.1 | Depth to invert not exceeding 1.5 m | MTR | 6500 | 6500 | 282.83 | 1838395 | OTH | دنيا التعمير | 12.10 - Suleiman Tadrus-BILL NO.1: SEWAGE NETWORK-1.1.1-b.1 | Depth to invert not exceeding 1.5 m | MTR | 6500 | 330 | 2145000 | EGP | OTH
Qasr Rashwan - Lot B _0208 |  | RFQ-00011 | Reham Ashraf | Operation | 2024-01-21 | Sewage and Main Force Networks | Approved | 13.10 - Salih Shamatah-BILL NO.1: SEWAGE NETWORK-1.1.1-c.1 | Depth to invert not exceeding 1.5 m | MTR | 150 | 150 | 328.37 | 49255.5 | OTH | دنيا التعمير | 13.10 - Salih Shamatah-BILL NO.1: SEWAGE NETWORK-1.1.1-c.1 | Depth to invert not exceeding 1.5 m | MTR | 150 | 380 | 57000 | EGP | OTH
Qasr Rashwan - Lot B _0208 |  | RFQ-00011 | Reham Ashraf | Operation | 2024-01-21 | Sewage and Main Force Networks | Approved | 11.10 - Abd Al Rahman Ibrahim-BILL NO.1: SEWAGE NETWORK-1.1.1-c.1 | Depth to invert not exceeding 1.5 m | MTR | 500 | 500 | 328.37 | 164185 | OTH | دنيا التعمير | 11.10 - Abd Al Rahman Ibrahim-BILL NO.1: SEWAGE NETWORK-1.1.1-c.1 | Depth to invert not exceeding 1.5 m | MTR | 500 | 380 | 190000 | EGP | OTH
Qasr Rashwan - Lot B _0208 |  | RFQ-00011 | Reham Ashraf | Operation | 2024-01-21 | Sewage and Main Force Networks | Approved | 10.10 - Abd Al Azeem Al Sofy -BILL NO.1: SEWAGE NETWORK-1.1.1-c.1 | Depth to invert not exceeding 1.5 m | MTR | 400 | 400 | 328.37 | 131348 | OTH | دنيا التعمير | 10.10 - Abd Al Azeem Al Sofy -BILL NO.1: SEWAGE NETWORK-1.1.1-c.1 | Depth to invert not exceeding 1.5 m | MTR | 400 | 380 | 152000 | EGP | OTH
Qasr Rashwan - Lot B _0208 |  | RFQ-00011 | Reham Ashraf | Operation | 2024-01-21 | Sewage and Main Force Networks | Approved | 15.10 - Al Burm-BILL NO. 1: SEWAGE NETWORK-1.1.1-c.1 | Depth to invert not exceeding 1.5 m | MTR | 450 | 450 | 328.37 | 147766.5 | OTH | دنيا التعمير | 15.10 - Al Burm-BILL NO. 1: SEWAGE NETWORK-1.1.1-c.1 | Depth to invert not exceeding 1.5 m | MTR | 450 | 380 | 171000 | EGP | OTH
Qasr Rashwan - Lot B _0208 |  | RFQ-00011 | Reham Ashraf | Operation | 2024-01-21 | Sewage and Main Force Networks | Approved | 14.10 - Abou Hussein-BILL NO.1 : SEWAGE NETWORK-1.1.1-c.1 | Depth to invert not exceeding 1.5 m | MTR | 150 | 150 | 328.37 | 49255.5 | OTH | دنيا التعمير | 14.10 - Abou Hussein-BILL NO.1 : SEWAGE NETWORK-1.1.1-c.1 | Depth to invert not exceeding 1.5 m | MTR | 150 | 380 | 57000 | EGP | OTH
Qasr Rashwan - Lot B _0208 |  | RFQ-00011 | Reham Ashraf | Operation | 2024-01-21 | Sewage and Main Force Networks | Approved | 12.10 - Suleiman Tadrus-BILL NO.1: SEWAGE NETWORK-1.1.1-c.1 | Depth to invert not exceeding 1.5 m | MTR | 500 | 500 | 328.37 | 164185 | OTH | دنيا التعمير | 12.10 - Suleiman Tadrus-BILL NO.1: SEWAGE NETWORK-1.1.1-c.1 | Depth to invert not exceeding 1.5 m | MTR | 500 | 380 | 190000 | EGP | OTH
Qasr Rashwan - Lot B _0208 |  | RFQ-00011 | Reham Ashraf | Operation | 2024-01-21 | Sewage and Main Force Networks | Approved | 11.10 - Abd Al Rahman Ibrahim-BILL NO.1: SEWAGE NETWORK-1.1.1-c.2 | Ditto, depth to invert between 1.51 m and 2.50 m | MTR | 1500 | 1500 | 400.02 | 600030 | OTH | دنيا التعمير | 11.10 - Abd Al Rahman Ibrahim-BILL NO.1: SEWAGE NETWORK-1.1.1-c.2 | Ditto, depth to invert between 1.51 m and 2.50 m | MTR | 1500 | 500 | 750000 | EGP | OTH
Qasr Rashwan - Lot B _0208 |  | RFQ-00011 | Reham Ashraf | Operation | 2024-01-21 | Sewage and Main Force Networks | Approved | 12.10 - Suleiman Tadrus-BILL NO.1: SEWAGE NETWORK-1.1.1-c.2 | Ditto, depth to invert between 1.51 m and 2.50 m | MTR | 3550 | 3550 | 400.02 | 1420071 | OTH | دنيا التعمير | 12.10 - Suleiman Tadrus-BILL NO.1: SEWAGE NETWORK-1.1.1-c.2 | Ditto, depth to invert between 1.51 m and 2.50 m | MTR | 3550 | 500 | 1775000 | EGP | OTH
Qasr Rashwan - Lot B _0208 |  | RFQ-00011 | Reham Ashraf | Operation | 2024-01-21 | Sewage and Main Force Networks | Approved | 10.10 - Abd Al Azeem Al Sofy -BILL NO.1: SEWAGE NETWORK-1.1.1-c.2 | Ditto, depth to invert between 1.51 m and 2.50 m | MTR | 550 | 550 | 400.02 | 220011 | OTH | دنيا التعمير | 10.10 - Abd Al Azeem Al Sofy -BILL NO.1: SEWAGE NETWORK-1.1.1-c.2 | Ditto, depth to invert between 1.51 m and 2.50 m | MTR | 550 | 500 | 275000 | EGP | OTH
Qasr Rashwan - Lot B _0208 |  | RFQ-00011 | Reham Ashraf | Operation | 2024-01-21 | Sewage and Main Force Networks | Approved | 15.10 - Al Burm-BILL NO. 1: SEWAGE NETWORK-1.1.1-c.2 | Ditto, depth to invert between 1.51 m and 2.50 m | MTR | 1800 | 1800 | 400.02 | 720036 | OTH | دنيا التعمير | 15.10 - Al Burm-BILL NO. 1: SEWAGE NETWORK-1.1.1-c.2 | Ditto, depth to invert between 1.51 m and 2.50 m | MTR | 1800 | 500 | 900000 | EGP | OTH
Qasr Rashwan - Lot B _0208 |  | RFQ-00011 | Reham Ashraf | Operation | 2024-01-21 | Sewage and Main Force Networks | Approved | 13.10 - Salih Shamatah-BILL NO.1: SEWAGE NETWORK-1.1.1-c.2 | Ditto, depth to invert between 1.51 m and 2.50 m | MTR | 1000 | 1000 | 400.02 | 400020 | OTH | دنيا التعمير | 13.10 - Salih Shamatah-BILL NO.1: SEWAGE NETWORK-1.1.1-c.2 | Ditto, depth to invert between 1.51 m and 2.50 m | MTR | 1000 | 500 | 500000 | EGP | OTH
Qasr Rashwan - Lot B _0208 |  | RFQ-00011 | Reham Ashraf | Operation | 2024-01-21 | Sewage and Main Force Networks | Approved | 14.10 - Abou Hussein-BILL NO.1 : SEWAGE NETWORK-1.1.1-c.2 | Ditto, depth to invert between 1.51 m and 2.50 m | MTR | 600 | 600 | 400.02 | 240012 | OTH | دنيا التعمير | 14.10 - Abou Hussein-BILL NO.1 : SEWAGE NETWORK-1.1.1-c.2 | Ditto, depth to invert between 1.51 m and 2.50 m | MTR | 600 | 500 | 300000 | EGP | OTH
Qasr Rashwan - Lot B _0208 |  | RFQ-00011 | Reham Ashraf | Operation | 2024-01-21 | Sewage and Main Force Networks | Approved | 13.10 - Salih Shamatah-BILL NO.1: SEWAGE NETWORK-1.1.1-c.3 | Ditto, depth to invert between 2.51 m and 3.50 m | MTR | 1350 | 1350 | 543.34 | 733509 | OTH | دنيا التعمير | 13.10 - Salih Shamatah-BILL NO.1: SEWAGE NETWORK-1.1.1-c.3 | Ditto, depth to invert between 2.51 m and 3.50 m | MTR | 1350 | 620 | 837000 | EGP | OTH
Qasr Rashwan - Lot B _0208 |  | RFQ-00011 | Reham Ashraf | Operation | 2024-01-21 | Sewage and Main Force Networks | Approved | 13.10 - Salih Shamatah-BILL NO.1: SEWAGE NETWORK-1.1.1-c.4 | Ditto, depth to invert between 3.51 m and 4.50 m | MTR | 35 | 35 | 738.32 | 25841.2 | OTH | دنيا التعمير | 13.10 - Salih Shamatah-BILL NO.1: SEWAGE NETWORK-1.1.1-c.4 | Ditto, depth to invert between 3.51 m and 4.50 m | MTR | 35 | 820 | 28700 | EGP | OTH
Qasr Rashwan - Lot B _0208 |  | RFQ-00011 | Reham Ashraf | Operation | 2024-01-21 | Sewage and Main Force Networks | Approved | 11.10 - Abd Al Rahman Ibrahim-BILL NO.1: SEWAGE NETWORK-1.1.1-c.3 | Ditto, depth to invert between 2.51 m and 3.50 m | MTR | 1300 | 1300 | 543.34 | 706342 | OTH | دنيا التعمير | 11.10 - Abd Al Rahman Ibrahim-BILL NO.1: SEWAGE NETWORK-1.1.1-c.3 | Ditto, depth to invert between 2.51 m and 3.50 m | MTR | 1300 | 620 | 806000 | EGP | OTH
Qasr Rashwan - Lot B _0208 |  | RFQ-00011 | Reham Ashraf | Operation | 2024-01-21 | Sewage and Main Force Networks | Approved | 10.10 - Abd Al Azeem Al Sofy -BILL NO.1: SEWAGE NETWORK-1.1.1-c.6 | Ditto, depth to invert between 5.51 m and 6.50 m | MTR | 30 | 30 | 1272.27 | 38168.1 | OTH | دنيا التعمير | 10.10 - Abd Al Azeem Al Sofy -BILL NO.1: SEWAGE NETWORK-1.1.1-c.6 | Ditto, depth to invert between 5.51 m and 6.50 m | MTR | 30 | 1200 | 36000 | EGP | OTH
Qasr Rashwan - Lot B _0208 |  | RFQ-00011 | Reham Ashraf | Operation | 2024-01-21 | Sewage and Main Force Networks | Approved | 15.10 - Al Burm-BILL NO. 1: SEWAGE NETWORK-1.1.1-c.3 | Ditto, depth to invert between 2.51 m and 3.50 m | MTR | 1250 | 1250 | 543.34 | 679175 | OTH | دنيا التعمير | 15.10 - Al Burm-BILL NO. 1: SEWAGE NETWORK-1.1.1-c.3 | Ditto, depth to invert between 2.51 m and 3.50 m | MTR | 1250 | 620 | 775000 | EGP | OTH
Qasr Rashwan - Lot B _0208 |  | RFQ-00011 | Reham Ashraf | Operation | 2024-01-21 | Sewage and Main Force Networks | Approved | 14.10 - Abou Hussein-BILL NO.1 : SEWAGE NETWORK-1.1.1-c.4 | Ditto, depth to invert between 3.51 m and 4.50 m | MTR | 195 | 195 | 738.32 | 143972.4 | OTH | دنيا التعمير | 14.10 - Abou Hussein-BILL NO.1 : SEWAGE NETWORK-1.1.1-c.4 | Ditto, depth to invert between 3.51 m and 4.50 m | MTR | 195 | 820 | 159900 | EGP | OTH
Qasr Rashwan - Lot B _0208 |  | RFQ-00011 | Reham Ashraf | Operation | 2024-01-21 | Sewage and Main Force Networks | Approved | 14.10 - Abou Hussein-BILL NO.1 : SEWAGE NETWORK-1.1.1-c.3 | Ditto, depth to invert between 2.51 m and 3.50 m | MTR | 1250 | 1250 | 543.34 | 679175 | OTH | دنيا التعمير | 14.10 - Abou Hussein-BILL NO.1 : SEWAGE NETWORK-1.1.1-c.3 | Ditto, depth to invert between 2.51 m and 3.50 m | MTR | 1250 | 620 | 775000 | EGP | OTH
Qasr Rashwan - Lot B _0208 |  | RFQ-00011 | Reham Ashraf | Operation | 2024-01-21 | Sewage and Main Force Networks | Approved | 12.10 - Suleiman Tadrus-BILL NO.1: SEWAGE NETWORK-1.1.1-c.6 | Ditto, depth to invert between 5.51 m and 6.50 m | MTR | 120 | 120 | 1272.27 | 152672.4 | OTH | دنيا التعمير | 12.10 - Suleiman Tadrus-BILL NO.1: SEWAGE NETWORK-1.1.1-c.6 | Ditto, depth to invert between 5.51 m and 6.50 m | MTR | 120 | 1200 | 144000 | EGP | OTH
Qasr Rashwan - Lot B _0208 |  | RFQ-00011 | Reham Ashraf | Operation | 2024-01-21 | Sewage and Main Force Networks | Approved | 10.10 - Abd Al Azeem Al Sofy -BILL NO.1: SEWAGE NETWORK-1.1.1-c.3 | Ditto, depth to invert between 2.51 m and 3.50 m | MTR | 550 | 550 | 543.34 | 298837 | OTH | دنيا التعمير | 10.10 - Abd Al Azeem Al Sofy -BILL NO.1: SEWAGE NETWORK-1.1.1-c.3 | Ditto, depth to invert between 2.51 m and 3.50 m | MTR | 550 | 620 | 341000 | EGP | OTH
Qasr Rashwan - Lot B _0208 |  | RFQ-00011 | Reham Ashraf | Operation | 2024-01-21 | Sewage and Main Force Networks | Approved | 10.10 - Abd Al Azeem Al Sofy -BILL NO.1: SEWAGE NETWORK-1.1.1-c.4 | Ditto, depth to invert between 3.51 m and 4.50 m | MTR | 185 | 185 | 738.32 | 136589.2 | OTH | دنيا التعمير | 10.10 - Abd Al Azeem Al Sofy -BILL NO.1: SEWAGE NETWORK-1.1.1-c.4 | Ditto, depth to invert between 3.51 m and 4.50 m | MTR | 185 | 820 | 151700 | EGP | OTH
Qasr Rashwan - Lot B _0208 |  | RFQ-00011 | Reham Ashraf | Operation | 2024-01-21 | Sewage and Main Force Networks | Approved | 12.10 - Suleiman Tadrus-BILL NO.1: SEWAGE NETWORK-1.1.1-c.4 | Ditto, depth to invert between 3.51 m and 4.50 m | MTR | 1035 | 1035 | 738.32 | 764161.2 | OTH | دنيا التعمير | 12.10 - Suleiman Tadrus-BILL NO.1: SEWAGE NETWORK-1.1.1-c.4 | Ditto, depth to invert between 3.51 m and 4.50 m | MTR | 1035 | 820 | 848700 | EGP | OTH
Qasr Rashwan Lot A _0207 |  | RFQ-00013 | Reham Ashraf | Operation | 2024-01-22 | Sewage and Main Force Networks | Approved | 12.10 - 3. Manshya fanous.Mansheya Fanous-BILL NO. 1: SEWAGE NETWORK-1.1.1-d.2 | Ditto, depth to invert between 2.51 m and 3.50 m | MTR | 180 | 180 | 498.52 | 89733.6 | OTH | التقوى للصناعه والمقاولات العامه | 12.10 - 3. Manshya fanous.Mansheya Fanous-BILL NO. 1: SEWAGE NETWORK-1.1.1-d.2 | Ditto, depth to invert between 2.51 m and 3.50 m | MTR | 180 | 800 | 144000 | EGP | OTH
Qasr Rashwan Lot A _0207 |  | RFQ-00013 | Reham Ashraf | Operation | 2024-01-22 | Sewage and Main Force Networks | Approved | 11.10 - 2. Murad Al Gendy.Murad Al Gendy W Al Sanahra-BILL NO. 1: SEWAGE NETWORK-1.1.1-d.1 | Ditto, depth to invert between 3.51 m and 4.50 m | MTR | 235 | 235 | 750.81 | 176440.35 | OTH | التقوى للصناعه والمقاولات العامه | 11.10 - 2. Murad Al Gendy.Murad Al Gendy W Al Sanahra-BILL NO. 1: SEWAGE NETWORK-1.1.1-d.1 | Ditto, depth to invert between 3.51 m and 4.50 m | MTR | 235 | 1000 | 235000 | EGP | OTH
Qasr Rashwan Lot A _0207 |  | RFQ-00013 | Reham Ashraf | Operation | 2024-01-22 | Sewage and Main Force Networks | Approved | 12.10 - 3. Manshya fanous.Mansheya Fanous-BILL NO. 1: SEWAGE NETWORK-1.1.1-d.3 | Ditto, depth to invert between 3.51 m and 4.50 m | MTR | 155 | 155 | 750.81 | 116375.55 | OTH | التقوى للصناعه والمقاولات العامه | 12.10 - 3. Manshya fanous.Mansheya Fanous-BILL NO. 1: SEWAGE NETWORK-1.1.1-d.3 | Ditto, depth to invert between 3.51 m and 4.50 m | MTR | 155 | 1000 | 155000 | EGP | OTH
Qasr Rashwan Lot A _0207 |  | RFQ-00013 | Reham Ashraf | Operation | 2024-01-22 | Sewage and Main Force Networks | Approved | 13.10 - 4. Khulusi.Khulusi-BILL NO. 1: SEWAGE NETWORK-1.1.1-d.2 | Ditto, depth to invert between 3.51 m and 4.50 m | MTR | 265 | 265 | 750.81 | 198964.65 | OTH | التقوى للصناعه والمقاولات العامه | 13.10 - 4. Khulusi.Khulusi-BILL NO. 1: SEWAGE NETWORK-1.1.1-d.2 | Ditto, depth to invert between 3.51 m and 4.50 m | MTR | 265 | 1000 | 265000 | EGP | OTH
Qasr Rashwan Lot A _0207 |  | RFQ-00013 | Reham Ashraf | Operation | 2024-01-22 | Sewage and Main Force Networks | Approved | 12.10 - 3. Manshya fanous.Mansheya Fanous-BILL NO. 1: SEWAGE NETWORK-1.1.1-d.4 | Ditto, depth to invert between 4.51 m and 5.50 m | MTR | 20 | 20 | 899.77 | 17995.4 | OTH | التقوى للصناعه والمقاولات العامه | 12.10 - 3. Manshya fanous.Mansheya Fanous-BILL NO. 1: SEWAGE NETWORK-1.1.1-d.4 | Ditto, depth to invert between 4.51 m and 5.50 m | MTR | 20 | 1200 | 24000 | EGP | OTH
Qasr Rashwan Lot A _0207 |  | RFQ-00013 | Reham Ashraf | Operation | 2024-01-22 | Sewage and Main Force Networks | Approved | 11.10 - 2. Murad Al Gendy.Murad Al Gendy W Al Sanahra-BILL NO. 1: SEWAGE NETWORK-1.1.1-d.2 | Ditto, depth to invert between 4.51 m and 5.50 m | MTR | 30 | 30 | 899.77 | 26993.1 | OTH | التقوى للصناعه والمقاولات العامه | 11.10 - 2. Murad Al Gendy.Murad Al Gendy W Al Sanahra-BILL NO. 1: SEWAGE NETWORK-1.1.1-d.2 | Ditto, depth to invert between 4.51 m and 5.50 m | MTR | 30 | 1200 | 36000 | EGP | OTH
Qasr Rashwan Lot A _0207 |  | RFQ-00013 | Reham Ashraf | Operation | 2024-01-22 | Sewage and Main Force Networks | Approved | 12.10 - 3. Manshya fanous.Mansheya Fanous-BILL NO. 1: SEWAGE NETWORK-1.1.1-e.3 | Ditto, depth to invert between 4.51 m and 5.50 m | MTR | 55 | 55 | 1589.42 | 87418.1 | OTH | التقوى للصناعه والمقاولات العامه | 12.10 - 3. Manshya fanous.Mansheya Fanous-BILL NO. 1: SEWAGE NETWORK-1.1.1-e.3 | Ditto, depth to invert between 4.51 m and 5.50 m | MTR | 55 | 1300 | 71500 | EGP | OTH
Qasr Rashwan Lot A _0207 |  | RFQ-00013 | Reham Ashraf | Operation | 2024-01-22 | Sewage and Main Force Networks | Approved | 12.10 - 3. Manshya fanous.Mansheya Fanous-BILL NO. 1: SEWAGE NETWORK-1.1.1-e.1 | Ditto, depth to invert between 2.50 m and 3.50 m | MTR | 330 | 330 | 937.75 | 309457.5 | OTH | التقوى للصناعه والمقاولات العامه | 12.10 - 3. Manshya fanous.Mansheya Fanous-BILL NO. 1: SEWAGE NETWORK-1.1.1-e.1 | Ditto, depth to invert between 2.50 m and 3.50 m | MTR | 330 | 850 | 280500 | EGP | OTH
Qasr Rashwan Lot A _0207 |  | RFQ-00013 | Reham Ashraf | Operation | 2024-01-22 | Sewage and Main Force Networks | Approved | 12.10 - 3. Manshya fanous.Mansheya Fanous-BILL NO. 1: SEWAGE NETWORK-1.1.1-e.2 | Ditto, depth to invert between 3.51 m and 4.50 m | MTR | 285 | 285 | 1231.92 | 351097.2 | OTH | التقوى للصناعه والمقاولات العامه | 12.10 - 3. Manshya fanous.Mansheya Fanous-BILL NO. 1: SEWAGE NETWORK-1.1.1-e.2 | Ditto, depth to invert between 3.51 m and 4.50 m | MTR | 285 | 1100 | 313500 | EGP | OTH
Qasr Rashwan Lot A _0207 |  | RFQ-00013 | Reham Ashraf | Operation | 2024-01-22 | Sewage and Main Force Networks | Approved | 11.10 - 2. Murad Al Gendy.Murad Al Gendy W Al Sanahra-BILL NO. 1: SEWAGE NETWORK-1.1.1-e.1 | Ditto, depth to invert between 1.51 m and 2.50 m | MTR | 10 | 10 | 649.27 | 6492.7 | OTH | التقوى للصناعه والمقاولات العامه | 11.10 - 2. Murad Al Gendy.Murad Al Gendy W Al Sanahra-BILL NO. 1: SEWAGE NETWORK-1.1.1-e.1 | Ditto, depth to invert between 1.51 m and 2.50 m | MTR | 10 | 750 | 7500 | EGP | OTH
Qasr Rashwan Lot A _0207 |  | RFQ-00013 | Reham Ashraf | Operation | 2024-01-22 | Sewage and Main Force Networks | Approved | 12.10 - 3. Manshya fanous.Mansheya Fanous-BILL NO. 1: SEWAGE NETWORK-1.1.1-f.1 | Ditto, depth to invert between 1.51 m and 2.50 m | MTR | 55 | 55 | 649.27 | 35709.85 | OTH | التقوى للصناعه والمقاولات العامه | 12.10 - 3. Manshya fanous.Mansheya Fanous-BILL NO. 1: SEWAGE NETWORK-1.1.1-f.1 | Ditto, depth to invert between 1.51 m and 2.50 m | MTR | 55 | 750 | 41250 | EGP | OTH
Qasr Rashwan Lot A _0207 |  | RFQ-00013 | Reham Ashraf | Operation | 2024-01-22 | Sewage and Main Force Networks | Approved | 11.10 - 2. Murad Al Gendy.Murad Al Gendy W Al Sanahra-BILL NO. 1: SEWAGE NETWORK-1.1.1-e.3 | Ditto, depth to invert between 4.51 m and 5.50 m | MTR | 190 | 190 | 1490.73 | 283238.7 | OTH | التقوى للصناعه والمقاولات العامه | 11.10 - 2. Murad Al Gendy.Murad Al Gendy W Al Sanahra-BILL NO. 1: SEWAGE NETWORK-1.1.1-e.3 | Ditto, depth to invert between 4.51 m and 5.50 m | MTR | 190 | 1500 | 285000 | EGP | OTH
Qasr Rashwan Lot A _0207 |  | RFQ-00013 | Reham Ashraf | Operation | 2024-01-22 | Sewage and Main Force Networks | Approved | 12.10 - 3. Manshya fanous.Mansheya Fanous-BILL NO. 1: SEWAGE NETWORK-1.1.1-f.2 | Ditto, depth to invert between 2.51 m and 3.50 m | MTR | 300 | 300 | 851.98 | 255594 | OTH | التقوى للصناعه والمقاولات العامه | 12.10 - 3. Manshya fanous.Mansheya Fanous-BILL NO. 1: SEWAGE NETWORK-1.1.1-f.2 | Ditto, depth to invert between 2.51 m and 3.50 m | MTR | 300 | 900 | 270000 | EGP | OTH
Qasr Rashwan Lot A _0207 |  | RFQ-00013 | Reham Ashraf | Operation | 2024-01-22 | Sewage and Main Force Networks | Approved | 11.10 - 2. Murad Al Gendy.Murad Al Gendy W Al Sanahra-BILL NO. 1: SEWAGE NETWORK-1.1.1-e.2 | Ditto, depth to invert between 3.51 m and 4.50 m | MTR | 325 | 325 | 1221.35 | 396938.75 | OTH | التقوى للصناعه والمقاولات العامه | 11.10 - 2. Murad Al Gendy.Murad Al Gendy W Al Sanahra-BILL NO. 1: SEWAGE NETWORK-1.1.1-e.2 | Ditto, depth to invert between 3.51 m and 4.50 m | MTR | 325 | 1250 | 406250 | EGP | OTH
Qasr Rashwan Lot A _0207 |  | RFQ-00013 | Reham Ashraf | Operation | 2024-01-22 | Sewage and Main Force Networks | Approved | 10.10 - 1. Saad Al Rouby.Saad Al Rouby-BILL NO. 1: SEWAGE NETWORK-1.1.1-d.1 | Ditto, depth to invert between 1.51 m and 2.50 m | MTR | 490 | 490 | 782.46 | 383405.4 | OTH | التقوى للصناعه والمقاولات العامه | 10.10 - 1. Saad Al Rouby.Saad Al Rouby-BILL NO. 1: SEWAGE NETWORK-1.1.1-d.1 | Ditto, depth to invert between 1.51 m and 2.50 m | MTR | 490 | 950 | 465500 | EGP | OTH
Qasr Rashwan Lot A _0207 |  | RFQ-00013 | Reham Ashraf | Operation | 2024-01-22 | Sewage and Main Force Networks | Approved | 10.10 - 1. Saad Al Rouby.Saad Al Rouby-BILL NO. 1: SEWAGE NETWORK-1.1.1-d.2 | Ditto, depth to invert between 2.51 m and 3.50 m | MTR | 350 | 350 | 1053.71 | 368798.5 | OTH | التقوى للصناعه والمقاولات العامه | 10.10 - 1. Saad Al Rouby.Saad Al Rouby-BILL NO. 1: SEWAGE NETWORK-1.1.1-d.2 | Ditto, depth to invert between 2.51 m and 3.50 m | MTR | 350 | 1200 | 420000 | EGP | OTH
Qasr Rashwan Lot A _0207 |  | RFQ-00013 | Reham Ashraf | Operation | 2024-01-22 | Sewage and Main Force Networks | Approved | 10.10 - 1. Saad Al Rouby.Saad Al Rouby-BILL NO. 1: SEWAGE NETWORK-1.1.1-d.3 | Ditto, depth to invert between 3.51 m and 4.50 m | MTR | 65 | 65 | 1284.96 | 83522.4 | OTH | التقوى للصناعه والمقاولات العامه | 10.10 - 1. Saad Al Rouby.Saad Al Rouby-BILL NO. 1: SEWAGE NETWORK-1.1.1-d.3 | Ditto, depth to invert between 3.51 m and 4.50 m | MTR | 65 | 1450 | 94250 | EGP | OTH
Qasr Rashwan Lot A _0207 |  | RFQ-00013 | Reham Ashraf | Operation | 2024-01-22 | Sewage and Main Force Networks | Approved | 10.10 - 1. Saad Al Rouby.Saad Al Rouby-BILL NO. 1: SEWAGE NETWORK-1.1.1-d.4 | Ditto, depth to invert between 4.51 m and 5.50 m | MTR | 370 | 370 | 1599.54 | 591829.8 | OTH | التقوى للصناعه والمقاولات العامه | 10.10 - 1. Saad Al Rouby.Saad Al Rouby-BILL NO. 1: SEWAGE NETWORK-1.1.1-d.4 | Ditto, depth to invert between 4.51 m and 5.50 m | MTR | 370 | 1700 | 629000 | EGP | OTH
Qasr Rashwan Lot A _0207 |  | RFQ-00013 | Reham Ashraf | Operation | 2024-01-22 | Sewage and Main Force Networks | Approved | 11.10 - 2. Murad Al Gendy.Murad Al Gendy W Al Sanahra-BILL NO. 1: SEWAGE NETWORK-1.2.1-a.1 | Depth to invert not exceeding 1.5 m | ECH | 170 | 170 | 9467.21 | 1609425.7 | OTH | التقوى للصناعه والمقاولات العامه | 11.10 - 2. Murad Al Gendy.Murad Al Gendy W Al Sanahra-BILL NO. 1: SEWAGE NETWORK-1.2.1-a.1 | Depth to invert not exceeding 1.5 m | ECH | 170 | 8144 | 1384480 | EGP | OTH
Qasr Rashwan Lot A _0207 |  | RFQ-00013 | Reham Ashraf | Operation | 2024-01-22 | Sewage and Main Force Networks | Approved | 12.10 - 3. Manshya fanous.Mansheya Fanous-BILL NO. 1: SEWAGE NETWORK-1.2.1-a.1 | Depth to invert not exceeding 1.5 m | ECH | 206 | 206 | 9467.21 | 1950245.26 | OTH | التقوى للصناعه والمقاولات العامه | 12.10 - 3. Manshya fanous.Mansheya Fanous-BILL NO. 1: SEWAGE NETWORK-1.2.1-a.1 | Depth to invert not exceeding 1.5 m | ECH | 206 | 8144 | 1677664 | EGP | OTH
Qasr Rashwan Lot A _0207 |  | RFQ-00013 | Reham Ashraf | Operation | 2024-01-22 | Sewage and Main Force Networks | Approved | 13.10 - 4. Khulusi.Khulusi-BILL NO. 1: SEWAGE NETWORK-1.2.1-a.1 | Depth to invert not exceeding 1.5 m | ECH | 150 | 150 | 9467.21 | 1420081.5 | OTH | التقوى للصناعه والمقاولات العامه | 13.10 - 4. Khulusi.Khulusi-BILL NO. 1: SEWAGE NETWORK-1.2.1-a.1 | Depth to invert not exceeding 1.5 m | ECH | 150 | 8144 | 1221600 | EGP | OTH
Qasr Rashwan Lot A _0207 |  | RFQ-00013 | Reham Ashraf | Operation | 2024-01-22 | Sewage and Main Force Networks | Approved | 10.10 - 1. Saad Al Rouby.Saad Al Rouby-BILL NO. 1: SEWAGE NETWORK-1.2.1-a.1 | Depth to invert not exceeding 1.5 m | ECH | 135 | 135 | 9467.21 | 1278073.35 | OTH | التقوى للصناعه والمقاولات العامه | 10.10 - 1. Saad Al Rouby.Saad Al Rouby-BILL NO. 1: SEWAGE NETWORK-1.2.1-a.1 | Depth to invert not exceeding 1.5 m | ECH | 135 | 8144 | 1099440 | EGP | OTH
Qasr Rashwan Lot A _0207 |  | RFQ-00013 | Reham Ashraf | Operation | 2024-01-22 | Sewage and Main Force Networks | Approved | 14.10 - 5. Iz. Albersly.Iz.Albersly & Iz.Alasfar-BILL NO. 1: SEWAGE NETWORK-1.2.1-a.1 | Depth to invert not exceeding 1.5 m | ECH | 60 | 60 | 9467.21 | 568032.6 | OTH | التقوى للصناعه والمقاولات العامه | 14.10 - 5. Iz. Albersly.Iz.Albersly & Iz.Alasfar-BILL NO. 1: SEWAGE NETWORK-1.2.1-a.1 | Depth to invert not exceeding 1.5 m | ECH | 60 | 8144 | 488640 | EGP | OTH
Qasr Rashwan Lot A _0207 |  | RFQ-00013 | Reham Ashraf | Operation | 2024-01-22 | Sewage and Main Force Networks | Approved | 13.10 - 4. Khulusi.Khulusi-BILL NO. 1: SEWAGE NETWORK-1.2.1-b.1 | Ditto, depth to invert between 1.51 m and 2.00 m | ECH | 75 | 75 | 11633.47 | 872510.25 | OTH | التقوى للصناعه والمقاولات العامه | 13.10 - 4. Khulusi.Khulusi-BILL NO. 1: SEWAGE NETWORK-1.2.1-b.1 | Ditto, depth to invert between 1.51 m and 2.00 m | ECH | 75 | 10039 | 752925 | EGP | OTH
Qasr Rashwan Lot A _0207 |  | RFQ-00013 | Reham Ashraf | Operation | 2024-01-22 | Sewage and Main Force Networks | Approved | 10.10 - 1. Saad Al Rouby.Saad Al Rouby-BILL NO. 1: SEWAGE NETWORK-1.1.1-c.5 | Ditto, depth to invert between 5.51 m and 6.50 m | MTR | 55 | 55 | 1110.28 | 61065.4 | OTH | التقوى للصناعه والمقاولات العامه | 10.10 - 1. Saad Al Rouby.Saad Al Rouby-BILL NO. 1: SEWAGE NETWORK-1.1.1-c.5 | Ditto, depth to invert between 5.51 m and 6.50 m | MTR | 55 | 1200 | 66000 | EGP | OTH
Qasr Rashwan Lot A _0207 |  | RFQ-00013 | Reham Ashraf | Operation | 2024-01-22 | Sewage and Main Force Networks | Approved | 12.10 - 3. Manshya fanous.Mansheya Fanous-BILL NO. 1: SEWAGE NETWORK-1.1.1-d.1 | Ditto, depth to invert between 1.51 m and 2.50 m | MTR | 60 | 60 | 391.23 | 23473.8 | OTH | التقوى للصناعه والمقاولات العامه | 12.10 - 3. Manshya fanous.Mansheya Fanous-BILL NO. 1: SEWAGE NETWORK-1.1.1-d.1 | Ditto, depth to invert between 1.51 m and 2.50 m | MTR | 60 | 700 | 42000 | EGP | OTH
Qasr Rashwan Lot A _0207 |  | RFQ-00013 | Reham Ashraf | Operation | 2024-01-22 | Sewage and Main Force Networks | Approved | 13.10 - 4. Khulusi.Khulusi-BILL NO. 1: SEWAGE NETWORK-1.1.1-d.1 | Ditto, depth to invert between 2.51 m and 3.50 m | MTR | 300 | 300 | 498.52 | 149556 | OTH | التقوى للصناعه والمقاولات العامه | 13.10 - 4. Khulusi.Khulusi-BILL NO. 1: SEWAGE NETWORK-1.1.1-d.1 | Ditto, depth to invert between 2.51 m and 3.50 m | MTR | 300 | 800 | 240000 | EGP | OTH
Qasr Rashwan - Lot B _0208 |  | RFQ-00011 | Reham Ashraf | Operation | 2024-01-21 | Sewage and Main Force Networks | Approved | 12.10 - Suleiman Tadrus-BILL NO.1: SEWAGE NETWORK-1.1.1-c.5 | Ditto, depth to invert between 4.51 m and 5.50 m | MTR | 260 | 260 | 1017.79 | 264625.4 | OTH | دنيا التعمير | 12.10 - Suleiman Tadrus-BILL NO.1: SEWAGE NETWORK-1.1.1-c.5 | Ditto, depth to invert between 4.51 m and 5.50 m | MTR | 260 | 1000 | 260000 | EGP | OTH
Qasr Rashwan - Lot B _0208 |  | RFQ-00011 | Reham Ashraf | Operation | 2024-01-21 | Sewage and Main Force Networks | Approved | 10.10 - Abd Al Azeem Al Sofy -BILL NO.1: SEWAGE NETWORK-1.1.1-c.5 | Ditto, depth to invert between 4.51 m and 5.50 m | MTR | 285 | 285 | 1017.79 | 290070.15 | OTH | دنيا التعمير | 10.10 - Abd Al Azeem Al Sofy -BILL NO.1: SEWAGE NETWORK-1.1.1-c.5 | Ditto, depth to invert between 4.51 m and 5.50 m | MTR | 285 | 1000 | 285000 | EGP | OTH
Qasr Rashwan - Lot B _0208 |  | RFQ-00011 | Reham Ashraf | Operation | 2024-01-21 | Sewage and Main Force Networks | Approved | 12.10 - Suleiman Tadrus-BILL NO.1: SEWAGE NETWORK-1.1.1-c.3 | Ditto, depth to invert between 2.51 m and 3.50 m | MTR | 1950 | 1950 | 543.34 | 1059513 | OTH | دنيا التعمير | 12.10 - Suleiman Tadrus-BILL NO.1: SEWAGE NETWORK-1.1.1-c.3 | Ditto, depth to invert between 2.51 m and 3.50 m | MTR | 1950 | 620 | 1209000 | EGP | OTH
Qasr Rashwan - Lot B _0208 |  | RFQ-00011 | Reham Ashraf | Operation | 2024-01-21 | Sewage and Main Force Networks | Approved | 11.10 - Abd Al Rahman Ibrahim-BILL NO.1: SEWAGE NETWORK-1.1.1-c.4 | Ditto, depth to invert between 3.51 m and 4.50 m | MTR | 1085 | 1085 | 738.32 | 801077.2 | OTH | دنيا التعمير | 11.10 - Abd Al Rahman Ibrahim-BILL NO.1: SEWAGE NETWORK-1.1.1-c.4 | Ditto, depth to invert between 3.51 m and 4.50 m | MTR | 1085 | 820 | 889700 | EGP | OTH
Qasr Rashwan - Lot B _0208 |  | RFQ-00011 | Reham Ashraf | Operation | 2024-01-21 | Sewage and Main Force Networks | Approved | 10.10 - Abd Al Azeem Al Sofy -BILL NO.1: SEWAGE NETWORK-1.1.2-a.1 | Ditto, depth to invert between 1.51 m and 2.50 m | MTR | 115 | 115 | 1466.38 | 168633.7 | OTH | دنيا التعمير | 10.10 - Abd Al Azeem Al Sofy -BILL NO.1: SEWAGE NETWORK-1.1.2-a.1 | Ditto, depth to invert between 1.51 m and 2.50 m | MTR | 115 | 700 | 80500 | EGP | OTH
Qasr Rashwan - Lot B _0208 |  | RFQ-00011 | Reham Ashraf | Operation | 2024-01-21 | Sewage and Main Force Networks | Approved | 13.10 - Salih Shamatah-BILL NO.1: SEWAGE NETWORK-1.1.1-d.1 | Depth to invert between 2.51 m and 3.50 m | MTR | 140 | 140 | 571.03 | 79944.2 | OTH | دنيا التعمير | 13.10 - Salih Shamatah-BILL NO.1: SEWAGE NETWORK-1.1.1-d.1 | Depth to invert between 2.51 m and 3.50 m | MTR | 140 | 800 | 112000 | EGP | OTH
Qasr Rashwan - Lot B _0208 |  | RFQ-00011 | Reham Ashraf | Operation | 2024-01-21 | Sewage and Main Force Networks | Approved | 14.10 - Abou Hussein-BILL NO.1 : SEWAGE NETWORK-1.1.1-d.1 | Depth to invert between 2.51 m and 3.50 m | MTR | 180 | 180 | 772.15 | 138987 | OTH | دنيا التعمير | 14.10 - Abou Hussein-BILL NO.1 : SEWAGE NETWORK-1.1.1-d.1 | Depth to invert between 2.51 m and 3.50 m | MTR | 180 | 800 | 144000 | EGP | OTH
Qasr Rashwan - Lot B _0208 |  | RFQ-00011 | Reham Ashraf | Operation | 2024-01-21 | Sewage and Main Force Networks | Approved | 11.10 - Abd Al Rahman Ibrahim-BILL NO.1: SEWAGE NETWORK-1.1.1-d.1 | Depth to invert between 2.51 m and 3.50 m | MTR | 50 | 50 | 571.03 | 28551.5 | OTH | دنيا التعمير | 11.10 - Abd Al Rahman Ibrahim-BILL NO.1: SEWAGE NETWORK-1.1.1-d.1 | Depth to invert between 2.51 m and 3.50 m | MTR | 50 | 800 | 40000 | EGP | OTH
Qasr Rashwan - Lot B _0208 |  | RFQ-00011 | Reham Ashraf | Operation | 2024-01-21 | Sewage and Main Force Networks | Approved | 12.10 - Suleiman Tadrus-BILL NO.1: SEWAGE NETWORK-1.1.1-d.1 | Depth to invert between 2.51 m and 3.50 m | MTR | 80 | 80 | 571.03 | 45682.4 | OTH | دنيا التعمير | 12.10 - Suleiman Tadrus-BILL NO.1: SEWAGE NETWORK-1.1.1-d.1 | Depth to invert between 2.51 m and 3.50 m | MTR | 80 | 800 | 64000 | EGP | OTH
Qasr Rashwan - Lot B _0208 |  | RFQ-00011 | Reham Ashraf | Operation | 2024-01-21 | Sewage and Main Force Networks | Approved | 15.10 - Al Burm-BILL NO. 1: SEWAGE NETWORK-1.1.1-d.2 | Depth to invert between 2.51 m and 3.50 m | MTR | 315 | 315 | 571.03 | 179874.45 | OTH | دنيا التعمير | 15.10 - Al Burm-BILL NO. 1: SEWAGE NETWORK-1.1.1-d.2 | Depth to invert between 2.51 m and 3.50 m | MTR | 315 | 800 | 252000 | EGP | OTH
Qasr Rashwan - Lot B _0208 |  | RFQ-00011 | Reham Ashraf | Operation | 2024-01-21 | Sewage and Main Force Networks | Approved | 13.10 - Salih Shamatah-BILL NO.1: SEWAGE NETWORK-1.1.1-d.2 | Ditto, depth to invert between 3.51 m and 4.50 m | MTR | 110 | 110 | 772.15 | 84936.5 | OTH | دنيا التعمير | 13.10 - Salih Shamatah-BILL NO.1: SEWAGE NETWORK-1.1.1-d.2 | Ditto, depth to invert between 3.51 m and 4.50 m | MTR | 110 | 1000 | 110000 | EGP | OTH
Qasr Rashwan - Lot B _0208 |  | RFQ-00011 | Reham Ashraf | Operation | 2024-01-21 | Sewage and Main Force Networks | Approved | 11.10 - Abd Al Rahman Ibrahim-BILL NO.1: SEWAGE NETWORK-1.1.1-d.2 | Ditto, depth to invert between 3.51 m and 4.50 m | MTR | 345 | 345 | 772.15 | 266391.75 | OTH | دنيا التعمير | 11.10 - Abd Al Rahman Ibrahim-BILL NO.1: SEWAGE NETWORK-1.1.1-d.2 | Ditto, depth to invert between 3.51 m and 4.50 m | MTR | 345 | 1000 | 345000 | EGP | OTH
Qasr Rashwan - Lot B _0208 |  | RFQ-00011 | Reham Ashraf | Operation | 2024-01-21 | Sewage and Main Force Networks | Approved | 12.10 - Suleiman Tadrus-BILL NO.1: SEWAGE NETWORK-1.1.1-d.2 | Ditto, depth to invert between 3.51 m and 4.50 m | MTR | 170 | 170 | 772.15 | 131265.5 | OTH | دنيا التعمير | 12.10 - Suleiman Tadrus-BILL NO.1: SEWAGE NETWORK-1.1.1-d.2 | Ditto, depth to invert between 3.51 m and 4.50 m | MTR | 170 | 1000 | 170000 | EGP | OTH
Qasr Rashwan - Lot B _0208 |  | RFQ-00011 | Reham Ashraf | Operation | 2024-01-21 | Sewage and Main Force Networks | Approved | 14.10 - Abou Hussein-BILL NO.1 : SEWAGE NETWORK-1.1.1-d.2 | Ditto, depth to invert between 3.51 m and 4.50 m | MTR | 60 | 60 | 1030.78 | 61846.8 | OTH | دنيا التعمير | 14.10 - Abou Hussein-BILL NO.1 : SEWAGE NETWORK-1.1.1-d.2 | Ditto, depth to invert between 3.51 m and 4.50 m | MTR | 60 | 1000 | 60000 | EGP | OTH
Qasr Rashwan - Lot B _0208 |  | RFQ-00011 | Reham Ashraf | Operation | 2024-01-21 | Sewage and Main Force Networks | Approved | 11.10 - Abd Al Rahman Ibrahim-BILL NO.1: SEWAGE NETWORK-1.1.1-d.3 | Ditto, depth to invert between 4.51 m and 5.50 m | MTR | 605 | 605 | 1030.78 | 623621.9 | OTH | دنيا التعمير | 11.10 - Abd Al Rahman Ibrahim-BILL NO.1: SEWAGE NETWORK-1.1.1-d.3 | Ditto, depth to invert between 4.51 m and 5.50 m | MTR | 605 | 1200 | 726000 | EGP | OTH
Qasr Rashwan - Lot B _0208 |  | RFQ-00011 | Reham Ashraf | Operation | 2024-01-21 | Sewage and Main Force Networks | Approved | 11.10 - Abd Al Rahman Ibrahim-BILL NO.1: SEWAGE NETWORK-1.1.1-d.4 | Ditto, depth to invert between 5.51 m and 6.50 m | MTR | 155 | 155 | 1484.9 | 230159.5 | OTH | دنيا التعمير | 11.10 - Abd Al Rahman Ibrahim-BILL NO.1: SEWAGE NETWORK-1.1.1-d.4 | Ditto, depth to invert between 5.51 m and 6.50 m | MTR | 155 | 1400 | 217000 | EGP | OTH
Qasr Rashwan - Lot B _0208 |  | RFQ-00011 | Reham Ashraf | Operation | 2024-01-21 | Sewage and Main Force Networks | Approved | 12.10 - Suleiman Tadrus-BILL NO.1: SEWAGE NETWORK-1.1.1-d.3 | Ditto, depth to invert between 4.51 m and 5.50 m | MTR | 55 | 55 | 1030.78 | 56692.9 | OTH | دنيا التعمير | 12.10 - Suleiman Tadrus-BILL NO.1: SEWAGE NETWORK-1.1.1-d.3 | Ditto, depth to invert between 4.51 m and 5.50 m | MTR | 55 | 1200 | 66000 | EGP | OTH
Qasr Rashwan - Lot B _0208 |  | RFQ-00011 | Reham Ashraf | Operation | 2024-01-21 | Sewage and Main Force Networks | Approved | 12.10 - Suleiman Tadrus-BILL NO.1: SEWAGE NETWORK-1.1.1-e.1 | Depth to invert not exceeding 1.5 m | MTR | 55 | 55 | 528.84 | 29086.2 | OTH | دنيا التعمير | 12.10 - Suleiman Tadrus-BILL NO.1: SEWAGE NETWORK-1.1.1-e.1 | Depth to invert not exceeding 1.5 m | MTR | 55 | 450 | 24750 | EGP | OTH
Qasr Rashwan - Lot B _0208 |  | RFQ-00011 | Reham Ashraf | Operation | 2024-01-21 | Sewage and Main Force Networks | Approved | 10.10 - Abd Al Azeem Al Sofy -BILL NO.1: SEWAGE NETWORK-1.1.1-d.1 | Ditto, depth to invert between 1.51 m and 2.50 m | MTR | 10 | 10 | 706.42 | 7064.2 | OTH | دنيا التعمير | 10.10 - Abd Al Azeem Al Sofy -BILL NO.1: SEWAGE NETWORK-1.1.1-d.1 | Ditto, depth to invert between 1.51 m and 2.50 m | MTR | 10 | 750 | 7500 | EGP | OTH
Qasr Rashwan - Lot B _0208 |  | RFQ-00011 | Reham Ashraf | Operation | 2024-01-21 | Sewage and Main Force Networks | Approved | 12.10 - Suleiman Tadrus-BILL NO.1: SEWAGE NETWORK-1.1.1-e.2 | Ditto, depth to invert between 1.51 m and 2.50 m | MTR | 660 | 660 | 706.42 | 466237.2 | OTH | دنيا التعمير | 12.10 - Suleiman Tadrus-BILL NO.1: SEWAGE NETWORK-1.1.1-e.2 | Ditto, depth to invert between 1.51 m and 2.50 m | MTR | 660 | 750 | 495000 | EGP | OTH
Qasr Rashwan - Lot B _0208 |  | RFQ-00011 | Reham Ashraf | Operation | 2024-01-21 | Sewage and Main Force Networks | Approved | 10.10 - Abd Al Azeem Al Sofy -BILL NO.1: SEWAGE NETWORK-1.1.1-d.2 | Ditto, depth to invert between 2.51 m and 3.50 m | MTR | 170 | 170 | 1074.25 | 182622.5 | OTH | دنيا التعمير | 10.10 - Abd Al Azeem Al Sofy -BILL NO.1: SEWAGE NETWORK-1.1.1-d.2 | Ditto, depth to invert between 2.51 m and 3.50 m | MTR | 170 | 850 | 144500 | EGP | OTH
Qasr Rashwan - Lot B _0208 |  | RFQ-00011 | Reham Ashraf | Operation | 2024-01-21 | Sewage and Main Force Networks | Approved | 12.10 - Suleiman Tadrus-BILL NO.1: SEWAGE NETWORK-1.1.1-e.3 | Ditto, depth to invert between 2.51 m and 3.50 m | MTR | 525 | 525 | 1074.25 | 563981.25 | OTH | دنيا التعمير | 12.10 - Suleiman Tadrus-BILL NO.1: SEWAGE NETWORK-1.1.1-e.3 | Ditto, depth to invert between 2.51 m and 3.50 m | MTR | 525 | 850 | 446250 | EGP | OTH
Qasr Rashwan - Lot B _0208 |  | RFQ-00011 | Reham Ashraf | Operation | 2024-01-21 | Sewage and Main Force Networks | Approved | 10.10 - Abd Al Azeem Al Sofy -BILL NO.1: SEWAGE NETWORK-1.1.1-d.3 | Ditto, depth to invert between 3.51 m and 4.50 m | MTR | 285 | 285 | 1411.42 | 402254.7 | OTH | دنيا التعمير | 10.10 - Abd Al Azeem Al Sofy -BILL NO.1: SEWAGE NETWORK-1.1.1-d.3 | Ditto, depth to invert between 3.51 m and 4.50 m | MTR | 285 | 1100 | 313500 | EGP | OTH
Qasr Rashwan - Lot B _0208 |  | RFQ-00011 | Reham Ashraf | Operation | 2024-01-21 | Sewage and Main Force Networks | Approved | 15.10 - Al Burm-BILL NO. 1: SEWAGE NETWORK-1.1.1-e.1 | Depth to invert between 3.51 m and 4.50 m | MTR | 70 | 70 | 1411.42 | 98799.4 | OTH | دنيا التعمير | 15.10 - Al Burm-BILL NO. 1: SEWAGE NETWORK-1.1.1-e.1 | Depth to invert between 3.51 m and 4.50 m | MTR | 70 | 1100 | 77000 | EGP | OTH
Qasr Rashwan - Lot B _0208 |  | RFQ-00011 | Reham Ashraf | Operation | 2024-01-21 | Sewage and Main Force Networks | Approved | 12.10 - Suleiman Tadrus-BILL NO.1: SEWAGE NETWORK-1.1.1-e.4 | Ditto, depth to invert between 3.51 m and 4.50 m | MTR | 550 | 550 | 1411.42 | 776281 | OTH | دنيا التعمير | 12.10 - Suleiman Tadrus-BILL NO.1: SEWAGE NETWORK-1.1.1-e.4 | Ditto, depth to invert between 3.51 m and 4.50 m | MTR | 550 | 1100 | 605000 | EGP | OTH
Qasr Rashwan - Lot B _0208 |  | RFQ-00011 | Reham Ashraf | Operation | 2024-01-21 | Sewage and Main Force Networks | Approved | 12.10 - Suleiman Tadrus-BILL NO.1: SEWAGE NETWORK-1.1.1-e.5 | Ditto, depth to invert between 4.51 m and 5.50 m | MTR | 415 | 415 | 1821.42 | 755889.3 | OTH | دنيا التعمير | 12.10 - Suleiman Tadrus-BILL NO.1: SEWAGE NETWORK-1.1.1-e.5 | Ditto, depth to invert between 4.51 m and 5.50 m | MTR | 415 | 1300 | 539500 | EGP | OTH
Qasr Rashwan - Lot B _0208 |  | RFQ-00011 | Reham Ashraf | Operation | 2024-01-21 | Sewage and Main Force Networks | Approved | 11.10 - Abd Al Rahman Ibrahim-BILL NO.1: SEWAGE NETWORK-1.1.1-e.1 | Ditto, depth to invert between 4.51 m and 5.50 m | MTR | 1230 | 1230 | 1821.42 | 2240346.6 | OTH | دنيا التعمير | 11.10 - Abd Al Rahman Ibrahim-BILL NO.1: SEWAGE NETWORK-1.1.1-e.1 | Ditto, depth to invert between 4.51 m and 5.50 m | MTR | 1230 | 1300 | 1599000 | EGP | OTH
Qasr Rashwan - Lot B _0208 |  | RFQ-00011 | Reham Ashraf | Operation | 2024-01-21 | Sewage and Main Force Networks | Approved | 15.10 - Al Burm-BILL NO. 1: SEWAGE NETWORK-1.1.1-e.2 | Ditto, depth to invert between 4.51 m and 5.50 m | MTR | 155 | 155 | 1821.42 | 282320.1 | OTH | دنيا التعمير | 15.10 - Al Burm-BILL NO. 1: SEWAGE NETWORK-1.1.1-e.2 | Ditto, depth to invert between 4.51 m and 5.50 m | MTR | 155 | 1300 | 201500 | EGP | OTH
Qasr Rashwan - Lot B _0208 |  | RFQ-00011 | Reham Ashraf | Operation | 2024-01-21 | Sewage and Main Force Networks | Approved | 10.10 - Abd Al Azeem Al Sofy -BILL NO.1: SEWAGE NETWORK-1.1.1-d.4 | Ditto, depth to invert between 4.51 m and 5.50 m | MTR | 110 | 110 | 1821.42 | 200356.2 | OTH | دنيا التعمير | 10.10 - Abd Al Azeem Al Sofy -BILL NO.1: SEWAGE NETWORK-1.1.1-d.4 | Ditto, depth to invert between 4.51 m and 5.50 m | MTR | 110 | 1300 | 143000 | EGP | OTH
Qasr Rashwan - Lot B _0208 |  | RFQ-00011 | Reham Ashraf | Operation | 2024-01-21 | Sewage and Main Force Networks | Approved | 12.10 - Suleiman Tadrus-BILL NO.1: SEWAGE NETWORK-1.1.1-f.1 | Ditto, depth to invert between 2.51 m and 3.50 m | MTR | 275 | 275 | 975.98 | 268394.5 | OTH | دنيا التعمير | 12.10 - Suleiman Tadrus-BILL NO.1: SEWAGE NETWORK-1.1.1-f.1 | Ditto, depth to invert between 2.51 m and 3.50 m | MTR | 275 | 900 | 247500 | EGP | OTH
Qasr Rashwan Lot A _0207 |  | RFQ-00013 | Reham Ashraf | Operation | 2024-01-22 | Sewage and Main Force Networks | Approved | 10.10 - 1. Saad Al Rouby.Saad Al Rouby-BILL NO. 1: SEWAGE NETWORK-1.2.1-b.1 | Ditto, depth to invert between 1.51 m and 2.00 m | ECH | 71 | 71 | 11633.47 | 825976.37 | OTH | التقوى للصناعه والمقاولات العامه | 10.10 - 1. Saad Al Rouby.Saad Al Rouby-BILL NO. 1: SEWAGE NETWORK-1.2.1-b.1 | Ditto, depth to invert between 1.51 m and 2.00 m | ECH | 71 | 10039 | 712769 | EGP | OTH
Qasr Rashwan Lot A _0207 |  | RFQ-00013 | Reham Ashraf | Operation | 2024-01-22 | Sewage and Main Force Networks | Approved | 11.10 - 2. Murad Al Gendy.Murad Al Gendy W Al Sanahra-BILL NO. 1: SEWAGE NETWORK-1.2.1-b.1 | Ditto, depth to invert between 1.51 m and 2.00 m | ECH | 68 | 68 | 11633.47 | 791075.96 | OTH | التقوى للصناعه والمقاولات العامه | 11.10 - 2. Murad Al Gendy.Murad Al Gendy W Al Sanahra-BILL NO. 1: SEWAGE NETWORK-1.2.1-b.1 | Ditto, depth to invert between 1.51 m and 2.00 m | ECH | 68 | 10039 | 682652 | EGP | OTH
Qasr Rashwan Lot A _0207 |  | RFQ-00013 | Reham Ashraf | Operation | 2024-01-22 | Sewage and Main Force Networks | Approved | 12.10 - 3. Manshya fanous.Mansheya Fanous-BILL NO. 1: SEWAGE NETWORK-1.2.1-b.1 | Ditto, depth to invert between 1.51 m and 2.00 m | ECH | 71 | 71 | 11633.47 | 825976.37 | OTH | التقوى للصناعه والمقاولات العامه | 12.10 - 3. Manshya fanous.Mansheya Fanous-BILL NO. 1: SEWAGE NETWORK-1.2.1-b.1 | Ditto, depth to invert between 1.51 m and 2.00 m | ECH | 71 | 10039 | 712769 | EGP | OTH
Qasr Rashwan Lot A _0207 |  | RFQ-00013 | Reham Ashraf | Operation | 2024-01-22 | Sewage and Main Force Networks | Approved | 14.10 - 5. Iz. Albersly.Iz.Albersly & Iz.Alasfar-BILL NO. 1: SEWAGE NETWORK-1.2.1-b.1 | Ditto, depth to invert between 1.51 m and 2.00 m | ECH | 25 | 25 | 11633.47 | 290836.75 | OTH | التقوى للصناعه والمقاولات العامه | 14.10 - 5. Iz. Albersly.Iz.Albersly & Iz.Alasfar-BILL NO. 1: SEWAGE NETWORK-1.2.1-b.1 | Ditto, depth to invert between 1.51 m and 2.00 m | ECH | 25 | 10039 | 250975 | EGP | OTH
Qasr Rashwan Lot A _0207 |  | RFQ-00013 | Reham Ashraf | Operation | 2024-01-22 | Sewage and Main Force Networks | Approved | 13.10 - 4. Khulusi.Khulusi-BILL NO. 1: SEWAGE NETWORK-1.2.1-b.2 | Ditto, depth to invert between 2.01 m and 2.50 m | ECH | 53 | 53 | 13920.71 | 737797.63 | OTH | التقوى للصناعه والمقاولات العامه | 13.10 - 4. Khulusi.Khulusi-BILL NO. 1: SEWAGE NETWORK-1.2.1-b.2 | Ditto, depth to invert between 2.01 m and 2.50 m | ECH | 53 | 12020 | 637060 | EGP | OTH
Qasr Rashwan Lot A _0207 |  | RFQ-00013 | Reham Ashraf | Operation | 2024-01-22 | Sewage and Main Force Networks | Approved | 10.10 - 1. Saad Al Rouby.Saad Al Rouby-BILL NO. 1: SEWAGE NETWORK-1.2.1-b.2 | Ditto, depth to invert between 2.01 m and 2.50 m | ECH | 37 | 37 | 13920.71 | 515066.27 | OTH | التقوى للصناعه والمقاولات العامه | 10.10 - 1. Saad Al Rouby.Saad Al Rouby-BILL NO. 1: SEWAGE NETWORK-1.2.1-b.2 | Ditto, depth to invert between 2.01 m and 2.50 m | ECH | 37 | 12020 | 444740 | EGP | OTH
Qasr Rashwan Lot A _0207 |  | RFQ-00013 | Reham Ashraf | Operation | 2024-01-22 | Sewage and Main Force Networks | Approved | 14.10 - 5. Iz. Albersly.Iz.Albersly & Iz.Alasfar-BILL NO. 1: SEWAGE NETWORK-1.2.1-b.2 | Ditto, depth to invert between 2.01 m and 2.50 m | ECH | 15 | 15 | 13920.71 | 208810.65 | OTH | التقوى للصناعه والمقاولات العامه | 14.10 - 5. Iz. Albersly.Iz.Albersly & Iz.Alasfar-BILL NO. 1: SEWAGE NETWORK-1.2.1-b.2 | Ditto, depth to invert between 2.01 m and 2.50 m | ECH | 15 | 12020 | 180300 | EGP | OTH
Qasr Rashwan Lot A _0207 |  | RFQ-00013 | Reham Ashraf | Operation | 2024-01-22 | Sewage and Main Force Networks | Approved | 11.10 - 2. Murad Al Gendy.Murad Al Gendy W Al Sanahra-BILL NO. 1: SEWAGE NETWORK-1.2.1-b.2 | Ditto, depth to invert between 2.01 m and 2.50 m | ECH | 37 | 37 | 13920.71 | 515066.27 | OTH | التقوى للصناعه والمقاولات العامه | 11.10 - 2. Murad Al Gendy.Murad Al Gendy W Al Sanahra-BILL NO. 1: SEWAGE NETWORK-1.2.1-b.2 | Ditto, depth to invert between 2.01 m and 2.50 m | ECH | 37 | 12020 | 444740 | EGP | OTH
Qasr Rashwan Lot A _0207 |  | RFQ-00013 | Reham Ashraf | Operation | 2024-01-22 | Sewage and Main Force Networks | Approved | 12.10 - 3. Manshya fanous.Mansheya Fanous-BILL NO. 1: SEWAGE NETWORK-1.2.1-b.2 | Ditto, depth to invert between 2.01 m and 2.50 m | ECH | 62 | 62 | 13920.71 | 863084.02 | OTH | التقوى للصناعه والمقاولات العامه | 12.10 - 3. Manshya fanous.Mansheya Fanous-BILL NO. 1: SEWAGE NETWORK-1.2.1-b.2 | Ditto, depth to invert between 2.01 m and 2.50 m | ECH | 62 | 12020 | 745240 | EGP | OTH
Qasr Rashwan Lot A _0207 |  | RFQ-00013 | Reham Ashraf | Operation | 2024-01-22 | Sewage and Main Force Networks | Approved | 12.10 - 3. Manshya fanous.Mansheya Fanous-BILL NO. 1: SEWAGE NETWORK-1.2.1-b.3 | Ditto, depth to invert between 2.51 m and 3.00 m | ECH | 50 | 50 | 17127.16 | 856358 | OTH | التقوى للصناعه والمقاولات العامه | 12.10 - 3. Manshya fanous.Mansheya Fanous-BILL NO. 1: SEWAGE NETWORK-1.2.1-b.3 | Ditto, depth to invert between 2.51 m and 3.00 m | ECH | 50 | 14836 | 741800 | EGP | OTH
Qasr Rashwan Lot A _0207 |  | RFQ-00013 | Reham Ashraf | Operation | 2024-01-22 | Sewage and Main Force Networks | Approved | 11.10 - 2. Murad Al Gendy.Murad Al Gendy W Al Sanahra-BILL NO. 1: SEWAGE NETWORK-1.2.1-b.3 | Ditto, depth to invert between 2.51 m and 3.00 m | ECH | 25 | 25 | 17127.16 | 428179 | OTH | التقوى للصناعه والمقاولات العامه | 11.10 - 2. Murad Al Gendy.Murad Al Gendy W Al Sanahra-BILL NO. 1: SEWAGE NETWORK-1.2.1-b.3 | Ditto, depth to invert between 2.51 m and 3.00 m | ECH | 25 | 14836 | 370900 | EGP | OTH
Qasr Rashwan Lot A _0207 |  | RFQ-00013 | Reham Ashraf | Operation | 2024-01-22 | Sewage and Main Force Networks | Approved | 14.10 - 5. Iz. Albersly.Iz.Albersly & Iz.Alasfar-BILL NO. 1: SEWAGE NETWORK-1.2.1-b.3 | Ditto, depth to invert between 2.51 m and 3.00 m | ECH | 9 | 9 | 17127.16 | 154144.44 | OTH | التقوى للصناعه والمقاولات العامه | 14.10 - 5. Iz. Albersly.Iz.Albersly & Iz.Alasfar-BILL NO. 1: SEWAGE NETWORK-1.2.1-b.3 | Ditto, depth to invert between 2.51 m and 3.00 m | ECH | 9 | 14836 | 133524 | EGP | OTH
Qasr Rashwan Lot A _0207 |  | RFQ-00013 | Reham Ashraf | Operation | 2024-01-22 | Sewage and Main Force Networks | Approved | 10.10 - 1. Saad Al Rouby.Saad Al Rouby-BILL NO. 1: SEWAGE NETWORK-1.2.1-b.3 | Ditto, depth to invert between 2.51 m and 3.00 m | ECH | 20 | 20 | 17127.16 | 342543.2 | OTH | التقوى للصناعه والمقاولات العامه | 10.10 - 1. Saad Al Rouby.Saad Al Rouby-BILL NO. 1: SEWAGE NETWORK-1.2.1-b.3 | Ditto, depth to invert between 2.51 m and 3.00 m | ECH | 20 | 14836 | 296720 | EGP | OTH
Qasr Rashwan Lot A _0207 |  | RFQ-00013 | Reham Ashraf | Operation | 2024-01-22 | Sewage and Main Force Networks | Approved | 13.10 - 4. Khulusi.Khulusi-BILL NO. 1: SEWAGE NETWORK-1.2.1-b.3 | Ditto, depth to invert between 2.51 m and 3.00 m | ECH | 36 | 36 | 17127.16 | 616577.76 | OTH | التقوى للصناعه والمقاولات العامه | 13.10 - 4. Khulusi.Khulusi-BILL NO. 1: SEWAGE NETWORK-1.2.1-b.3 | Ditto, depth to invert between 2.51 m and 3.00 m | ECH | 36 | 14836 | 534096 | EGP | OTH
Qasr Rashwan Lot A _0207 |  | RFQ-00013 | Reham Ashraf | Operation | 2024-01-22 | Sewage and Main Force Networks | Approved | 11.10 - 2. Murad Al Gendy.Murad Al Gendy W Al Sanahra-BILL NO. 1: SEWAGE NETWORK-1.2.1-b.4 | Ditto, depth to invert between 3.01 m and 3.50 m | ECH | 15 | 15 | 19551.38 | 293270.7 | OTH | التقوى للصناعه والمقاولات العامه | 11.10 - 2. Murad Al Gendy.Murad Al Gendy W Al Sanahra-BILL NO. 1: SEWAGE NETWORK-1.2.1-b.4 | Ditto, depth to invert between 3.01 m and 3.50 m | ECH | 15 | 16921 | 253815 | EGP | OTH
Qasr Rashwan Lot A _0207 |  | RFQ-00013 | Reham Ashraf | Operation | 2024-01-22 | Sewage and Main Force Networks | Approved | 12.10 - 3. Manshya fanous.Mansheya Fanous-BILL NO. 1: SEWAGE NETWORK-1.2.1-b.4 | Ditto, depth to invert between 3.01 m and 3.50 m | ECH | 37 | 37 | 19551.38 | 723401.06 | OTH | التقوى للصناعه والمقاولات العامه | 12.10 - 3. Manshya fanous.Mansheya Fanous-BILL NO. 1: SEWAGE NETWORK-1.2.1-b.4 | Ditto, depth to invert between 3.01 m and 3.50 m | ECH | 37 | 16921 | 626077 | EGP | OTH
Qasr Rashwan Lot A _0207 |  | RFQ-00013 | Reham Ashraf | Operation | 2024-01-22 | Sewage and Main Force Networks | Approved | 14.10 - 5. Iz. Albersly.Iz.Albersly & Iz.Alasfar-BILL NO. 1: SEWAGE NETWORK-1.2.1-b.4 | Ditto, depth to invert between 3.01 m and 3.50 m | ECH | 8 | 8 | 19551.38 | 156411.04 | OTH | التقوى للصناعه والمقاولات العامه | 14.10 - 5. Iz. Albersly.Iz.Albersly & Iz.Alasfar-BILL NO. 1: SEWAGE NETWORK-1.2.1-b.4 | Ditto, depth to invert between 3.01 m and 3.50 m | ECH | 8 | 16921 | 135368 | EGP | OTH
Qasr Rashwan Lot A _0207 |  | RFQ-00013 | Reham Ashraf | Operation | 2024-01-22 | Sewage and Main Force Networks | Approved | 10.10 - 1. Saad Al Rouby.Saad Al Rouby-BILL NO. 1: SEWAGE NETWORK-1.2.1-b.4 | Ditto, depth to invert between 3.01 m and 3.50 m | ECH | 12 | 12 | 19551.38 | 234616.56 | OTH | التقوى للصناعه والمقاولات العامه | 10.10 - 1. Saad Al Rouby.Saad Al Rouby-BILL NO. 1: SEWAGE NETWORK-1.2.1-b.4 | Ditto, depth to invert between 3.01 m and 3.50 m | ECH | 12 | 16921 | 203052 | EGP | OTH
Qasr Rashwan Lot A _0207 |  | RFQ-00013 | Reham Ashraf | Operation | 2024-01-22 | Sewage and Main Force Networks | Approved | 13.10 - 4. Khulusi.Khulusi-BILL NO. 1: SEWAGE NETWORK-1.2.1-b.4 | Ditto, depth to invert between 3.01 m and 3.50 m | ECH | 20 | 20 | 19551.38 | 391027.6 | OTH | التقوى للصناعه والمقاولات العامه | 13.10 - 4. Khulusi.Khulusi-BILL NO. 1: SEWAGE NETWORK-1.2.1-b.4 | Ditto, depth to invert between 3.01 m and 3.50 m | ECH | 20 | 16921 | 338420 | EGP | OTH
Qasr Rashwan Lot A _0207 |  | RFQ-00013 | Reham Ashraf | Operation | 2024-01-22 | Sewage and Main Force Networks | Approved | 14.10 - 5. Iz. Albersly.Iz.Albersly & Iz.Alasfar-BILL NO. 1: SEWAGE NETWORK-1.2.1-b.5 | Ditto, depth to invert between 3.51 m and 4.00 m | ECH | 15 | 15 | 23415.37 | 351230.55 | OTH | التقوى للصناعه والمقاولات العامه | 14.10 - 5. Iz. Albersly.Iz.Albersly & Iz.Alasfar-BILL NO. 1: SEWAGE NETWORK-1.2.1-b.5 | Ditto, depth to invert between 3.51 m and 4.00 m | ECH | 15 | 20313 | 304695 | EGP | OTH
Qasr Rashwan Lot A _0207 |  | RFQ-00013 | Reham Ashraf | Operation | 2024-01-22 | Sewage and Main Force Networks | Approved | 11.10 - 2. Murad Al Gendy.Murad Al Gendy W Al Sanahra-BILL NO. 1: SEWAGE NETWORK-1.2.1-b.5 | Ditto, depth to invert between 3.51 m and 4.00 m | ECH | 13 | 13 | 23415.37 | 304399.81 | OTH | التقوى للصناعه والمقاولات العامه | 11.10 - 2. Murad Al Gendy.Murad Al Gendy W Al Sanahra-BILL NO. 1: SEWAGE NETWORK-1.2.1-b.5 | Ditto, depth to invert between 3.51 m and 4.00 m | ECH | 13 | 20313 | 264069 | EGP | OTH
Qasr Rashwan Lot A _0207 |  | RFQ-00013 | Reham Ashraf | Operation | 2024-01-22 | Sewage and Main Force Networks | Approved | 12.10 - 3. Manshya fanous.Mansheya Fanous-BILL NO. 1: SEWAGE NETWORK-1.2.1-b.5 | Ditto, depth to invert between 3.51 m and 4.00 m | ECH | 20 | 20 | 23415.37 | 468307.4 | OTH | التقوى للصناعه والمقاولات العامه | 12.10 - 3. Manshya fanous.Mansheya Fanous-BILL NO. 1: SEWAGE NETWORK-1.2.1-b.5 | Ditto, depth to invert between 3.51 m and 4.00 m | ECH | 20 | 20313 | 406260 | EGP | OTH
Qasr Rashwan Lot A _0207 |  | RFQ-00013 | Reham Ashraf | Operation | 2024-01-22 | Sewage and Main Force Networks | Approved | 13.10 - 4. Khulusi.Khulusi-BILL NO. 1: SEWAGE NETWORK-1.2.1-b.5 | Ditto, depth to invert between 3.51 m and 4.00 m | ECH | 11 | 11 | 23415.37 | 257569.07 | OTH | التقوى للصناعه والمقاولات العامه | 13.10 - 4. Khulusi.Khulusi-BILL NO. 1: SEWAGE NETWORK-1.2.1-b.5 | Ditto, depth to invert between 3.51 m and 4.00 m | ECH | 11 | 20313 | 223443 | EGP | OTH
Qasr Rashwan Lot A _0207 |  | RFQ-00013 | Reham Ashraf | Operation | 2024-01-22 | Sewage and Main Force Networks | Approved | 10.10 - 1. Saad Al Rouby.Saad Al Rouby-BILL NO. 1: SEWAGE NETWORK-1.2.1-b.5 | Ditto, depth to invert between 3.51 m and 4.00 m | ECH | 3 | 3 | 23415.37 | 70246.11 | OTH | التقوى للصناعه والمقاولات العامه | 10.10 - 1. Saad Al Rouby.Saad Al Rouby-BILL NO. 1: SEWAGE NETWORK-1.2.1-b.5 | Ditto, depth to invert between 3.51 m and 4.00 m | ECH | 3 | 20313 | 60939 | EGP | OTH
Qasr Rashwan Lot A _0207 |  | RFQ-00013 | Reham Ashraf | Operation | 2024-01-22 | Sewage and Main Force Networks | Approved | 13.10 - 4. Khulusi.Khulusi-BILL NO. 1: SEWAGE NETWORK-1.2.1-b.6 | Ditto, depth to invert between 4.01 m and 4.5 m | ECH | 7 | 7 | 26195.84 | 183370.88 | OTH | التقوى للصناعه والمقاولات العامه | 13.10 - 4. Khulusi.Khulusi-BILL NO. 1: SEWAGE NETWORK-1.2.1-b.6 | Ditto, depth to invert between 4.01 m and 4.5 m | ECH | 7 | 22736 | 159152 | EGP | OTH
Qasr Rashwan - Lot B _0208 |  | RFQ-00011 | Reham Ashraf | Operation | 2024-01-21 | Sewage and Main Force Networks | Approved | 15.10 - Al Burm-BILL NO. 1: SEWAGE NETWORK-1.1.1-f.1 | Depth to invert between 3.51 m and 4.50 m | MTR | 60 | 60 | 1399.35 | 83961 | OTH | دنيا التعمير | 15.10 - Al Burm-BILL NO. 1: SEWAGE NETWORK-1.1.1-f.1 | Depth to invert between 3.51 m and 4.50 m | MTR | 60 | 1250 | 75000 | EGP | OTH
Qasr Rashwan - Lot B _0208 |  | RFQ-00011 | Reham Ashraf | Operation | 2024-01-21 | Sewage and Main Force Networks | Approved | 15.10 - Al Burm-BILL NO. 1: SEWAGE NETWORK-1.1.1-f.2 | Ditto, depth to invert between 4.51 m and 5.50 m | MTR | 235 | 235 | 1707.73 | 401316.55 | OTH | دنيا التعمير | 15.10 - Al Burm-BILL NO. 1: SEWAGE NETWORK-1.1.1-f.2 | Ditto, depth to invert between 4.51 m and 5.50 m | MTR | 235 | 1500 | 352500 | EGP | OTH
Qasr Rashwan - Lot B _0208 |  | RFQ-00011 | Reham Ashraf | Operation | 2024-01-21 | Sewage and Main Force Networks | Approved | 11.10 - Abd Al Rahman Ibrahim-BILL NO.1: SEWAGE NETWORK-1.1.1-f.1 | Depth to invert between 4.51 m and 5.50 m | MTR | 175 | 175 | 1707.73 | 298852.75 | OTH | دنيا التعمير | 11.10 - Abd Al Rahman Ibrahim-BILL NO.1: SEWAGE NETWORK-1.1.1-f.1 | Depth to invert between 4.51 m and 5.50 m | MTR | 175 | 1500 | 262500 | EGP | OTH
Qasr Rashwan - Lot B _0208 |  | RFQ-00011 | Reham Ashraf | Operation | 2024-01-21 | Sewage and Main Force Networks | Approved | 12.10 - Suleiman Tadrus-BILL NO.1: SEWAGE NETWORK-1.1.1-f.2 | Ditto, depth to invert between 5.51 m and 6.50 m | MTR | 85 | 85 | 1971.19 | 167551.15 | OTH | دنيا التعمير | 12.10 - Suleiman Tadrus-BILL NO.1: SEWAGE NETWORK-1.1.1-f.2 | Ditto, depth to invert between 5.51 m and 6.50 m | MTR | 85 | 1800 | 153000 | EGP | OTH
Qasr Rashwan - Lot B _0208 |  | RFQ-00011 | Reham Ashraf | Operation | 2024-01-21 | Sewage and Main Force Networks | Approved | 15.10 - Al Burm-BILL NO. 1: SEWAGE NETWORK-1.1.1-f.3 | Ditto, depth to invert between 5.51 m and 6.50 m | MTR | 60 | 60 | 1971.19 | 118271.4 | OTH | دنيا التعمير | 15.10 - Al Burm-BILL NO. 1: SEWAGE NETWORK-1.1.1-f.3 | Ditto, depth to invert between 5.51 m and 6.50 m | MTR | 60 | 1800 | 108000 | EGP | OTH
Qasr Rashwan - Lot B _0208 |  | RFQ-00011 | Reham Ashraf | Operation | 2024-01-21 | Sewage and Main Force Networks | Approved | 11.10 - Abd Al Rahman Ibrahim-BILL NO.1: SEWAGE NETWORK-1.1.1-f.2 | Ditto, depth to invert between 5.51 m and 6.50 m | MTR | 310 | 310 | 1971.19 | 611068.9 | OTH | دنيا التعمير | 11.10 - Abd Al Rahman Ibrahim-BILL NO.1: SEWAGE NETWORK-1.1.1-f.2 | Ditto, depth to invert between 5.51 m and 6.50 m | MTR | 310 | 1800 | 558000 | EGP | OTH
Qasr Rashwan - Lot B _0208 |  | RFQ-00011 | Reham Ashraf | Operation | 2024-01-21 | Sewage and Main Force Networks | Approved | 10.10 - Abd Al Azeem Al Sofy -BILL NO.1: SEWAGE NETWORK-1.1.2-a.2 | Ditto, depth to invert between 2.51 m and 3.50 m | MTR | 460 | 460 | 1616.69 | 743677.4 | OTH | دنيا التعمير | 10.10 - Abd Al Azeem Al Sofy -BILL NO.1: SEWAGE NETWORK-1.1.2-a.2 | Ditto, depth to invert between 2.51 m and 3.50 m | MTR | 460 | 1500 | 690000 | EGP | OTH
Qasr Rashwan - Lot B _0208 |  | RFQ-00011 | Reham Ashraf | Operation | 2024-01-21 | Sewage and Main Force Networks | Approved | 10.10 - Abd Al Azeem Al Sofy -BILL NO.1: SEWAGE NETWORK-1.1.2-a.3 | Ditto, depth to invert between 3.51 m and 4.50 m | MTR | 305 | 305 | 2089.81 | 637392.05 | OTH | دنيا التعمير | 10.10 - Abd Al Azeem Al Sofy -BILL NO.1: SEWAGE NETWORK-1.1.2-a.3 | Ditto, depth to invert between 3.51 m and 4.50 m | MTR | 305 | 2000 | 610000 | EGP | OTH
Qasr Rashwan - Lot B _0208 |  | RFQ-00011 | Reham Ashraf | Operation | 2024-01-21 | Sewage and Main Force Networks | Approved | 13.10 - Salih Shamatah-BILL NO.1: SEWAGE NETWORK-1.2.1-a.1 | Depth to invert not exceeding 1.5 m | NO | 140 | 140 | 9782.21 | 1369509.4 | OTH | دنيا التعمير | 13.10 - Salih Shamatah-BILL NO.1: SEWAGE NETWORK-1.2.1-a.1 | Depth to invert not exceeding 1.5 m | NO | 140 | 8144 | 1140160 | EGP | OTH
Qasr Rashwan - Lot B _0208 |  | RFQ-00011 | Reham Ashraf | Operation | 2024-01-21 | Sewage and Main Force Networks | Approved | 10.10 - Abd Al Azeem Al Sofy -BILL NO.1: SEWAGE NETWORK-1.2.1-a.1 | Depth to invert not exceeding 1.5 m | NO | 215 | 215 | 9782.21 | 2103175.15 | OTH | دنيا التعمير | 10.10 - Abd Al Azeem Al Sofy -BILL NO.1: SEWAGE NETWORK-1.2.1-a.1 | Depth to invert not exceeding 1.5 m | NO | 215 | 8144 | 1750960 | EGP | OTH
Qasr Rashwan - Lot B _0208 |  | RFQ-00011 | Reham Ashraf | Operation | 2024-01-21 | Sewage and Main Force Networks | Approved | 11.10 - Abd Al Rahman Ibrahim-BILL NO.1: SEWAGE NETWORK-1.2.1-a.1 | Depth to invert not exceeding 1.5 m | NO | 620 | 620 | 9782.21 | 6064970.2 | OTH | دنيا التعمير | 11.10 - Abd Al Rahman Ibrahim-BILL NO.1: SEWAGE NETWORK-1.2.1-a.1 | Depth to invert not exceeding 1.5 m | NO | 620 | 8144 | 5049280 | EGP | OTH
Qasr Rashwan - Lot B _0208 |  | RFQ-00011 | Reham Ashraf | Operation | 2024-01-21 | Sewage and Main Force Networks | Approved | 12.10 - Suleiman Tadrus-BILL NO.1: SEWAGE NETWORK-1.2.1-a.1 | Depth to invert not exceeding 1.5 m | NO | 355 | 355 | 9782.21 | 3472684.55 | OTH | دنيا التعمير | 12.10 - Suleiman Tadrus-BILL NO.1: SEWAGE NETWORK-1.2.1-a.1 | Depth to invert not exceeding 1.5 m | NO | 355 | 8144 | 2891120 | EGP | OTH
Qasr Rashwan - Lot B _0208 |  | RFQ-00011 | Reham Ashraf | Operation | 2024-01-21 | Sewage and Main Force Networks | Approved | 15.10 - Al Burm-BILL NO. 1: SEWAGE NETWORK-1.2.1-a.1 | Depth to invert not exceeding 1.5 m | NO | 185 | 185 | 9782.21 | 1809708.85 | OTH | دنيا التعمير | 15.10 - Al Burm-BILL NO. 1: SEWAGE NETWORK-1.2.1-a.1 | Depth to invert not exceeding 1.5 m | NO | 185 | 8144 | 1506640 | EGP | OTH
Qasr Rashwan - Lot B _0208 |  | RFQ-00011 | Reham Ashraf | Operation | 2024-01-21 | Sewage and Main Force Networks | Approved | 14.10 - Abou Hussein-BILL NO.1 : SEWAGE NETWORK-1.2.1-a.1 | Depth to invert not exceeding 1.5 m | NO | 102 | 102 | 9782.21 | 997785.42 | OTH | دنيا التعمير | 14.10 - Abou Hussein-BILL NO.1 : SEWAGE NETWORK-1.2.1-a.1 | Depth to invert not exceeding 1.5 m | NO | 102 | 8144 | 830688 | EGP | OTH
Qasr Rashwan - Lot B _0208 |  | RFQ-00011 | Reham Ashraf | Operation | 2024-01-21 | Sewage and Main Force Networks | Approved | 13.10 - Salih Shamatah-BILL NO.1: SEWAGE NETWORK-1.2.1-b.1 | Ditto, depth to invert between 1.51 m and 2.00 m | ECH | 100 | 100 | 12060.97 | 1206097 | OTH | دنيا التعمير | 13.10 - Salih Shamatah-BILL NO.1: SEWAGE NETWORK-1.2.1-b.1 | Ditto, depth to invert between 1.51 m and 2.00 m | ECH | 100 | 10039 | 1003900 | EGP | OTH
Qasr Rashwan - Lot B _0208 |  | RFQ-00011 | Reham Ashraf | Operation | 2024-01-21 | Sewage and Main Force Networks | Approved | 14.10 - Abou Hussein-BILL NO.1 : SEWAGE NETWORK-1.2.1-b.1 | Ditto, depth to invert between 1.51 m and 2.00 m | ECH | 42 | 42 | 12060.97 | 506560.74 | OTH | دنيا التعمير | 14.10 - Abou Hussein-BILL NO.1 : SEWAGE NETWORK-1.2.1-b.1 | Ditto, depth to invert between 1.51 m and 2.00 m | ECH | 42 | 10039 | 421638 | EGP | OTH
Qasr Rashwan Lot A _0207 |  | RFQ-00013 | Reham Ashraf | Operation | 2024-01-22 | Sewage and Main Force Networks | Approved | 10.10 - 1. Saad Al Rouby.Saad Al Rouby-BILL NO. 1: SEWAGE NETWORK-1.2.1-b.6 | Ditto, depth to invert between 4.01 m and 4.5 m | ECH | 7 | 7 | 26195.84 | 183370.88 | OTH | التقوى للصناعه والمقاولات العامه | 10.10 - 1. Saad Al Rouby.Saad Al Rouby-BILL NO. 1: SEWAGE NETWORK-1.2.1-b.6 | Ditto, depth to invert between 4.01 m and 4.5 m | ECH | 7 | 22736 | 159152 | EGP | OTH
Qasr Rashwan Lot A _0207 |  | RFQ-00013 | Reham Ashraf | Operation | 2024-01-22 | Sewage and Main Force Networks | Approved | 11.10 - 2. Murad Al Gendy.Murad Al Gendy W Al Sanahra-BILL NO. 1: SEWAGE NETWORK-1.2.1-b.6 | Ditto, depth to invert between 4.01 m and 4.5 m | ECH | 14 | 14 | 26195.84 | 366741.76 | OTH | التقوى للصناعه والمقاولات العامه | 11.10 - 2. Murad Al Gendy.Murad Al Gendy W Al Sanahra-BILL NO. 1: SEWAGE NETWORK-1.2.1-b.6 | Ditto, depth to invert between 4.01 m and 4.5 m | ECH | 14 | 22736 | 318304 | EGP | OTH
Qasr Rashwan Lot A _0207 |  | RFQ-00013 | Reham Ashraf | Operation | 2024-01-22 | Sewage and Main Force Networks | Approved | 12.10 - 3. Manshya fanous.Mansheya Fanous-BILL NO. 1: SEWAGE NETWORK-1.2.1-b.6 | Ditto, depth to invert between 4.01 m and 4.5 m | ECH | 4 | 4 | 26195.84 | 104783.36 | OTH | التقوى للصناعه والمقاولات العامه | 12.10 - 3. Manshya fanous.Mansheya Fanous-BILL NO. 1: SEWAGE NETWORK-1.2.1-b.6 | Ditto, depth to invert between 4.01 m and 4.5 m | ECH | 4 | 22736 | 90944 | EGP | OTH
Qasr Rashwan Lot A _0207 |  | RFQ-00013 | Reham Ashraf | Operation | 2024-01-22 | Sewage and Main Force Networks | Approved | 14.10 - 5. Iz. Albersly.Iz.Albersly & Iz.Alasfar-BILL NO. 1: SEWAGE NETWORK-1.2.1-b.6 | Ditto, depth to invert between 4.01 m and 4.5 m | ECH | 1 | 1 | 26195.84 | 26195.84 | OTH | التقوى للصناعه والمقاولات العامه | 14.10 - 5. Iz. Albersly.Iz.Albersly & Iz.Alasfar-BILL NO. 1: SEWAGE NETWORK-1.2.1-b.6 | Ditto, depth to invert between 4.01 m and 4.5 m | ECH | 1 | 22736 | 22736 | EGP | OTH
Qasr Rashwan Lot A _0207 |  | RFQ-00013 | Reham Ashraf | Operation | 2024-01-22 | Sewage and Main Force Networks | Approved | 13.10 - 4. Khulusi.Khulusi-BILL NO. 1: SEWAGE NETWORK-1.2.1-b.7 | Ditto, depth to invert between 4.51 m and 5.00 m | ECH | 5 | 5 | 29340.8 | 146704 | OTH | التقوى للصناعه والمقاولات العامه | 13.10 - 4. Khulusi.Khulusi-BILL NO. 1: SEWAGE NETWORK-1.2.1-b.7 | Ditto, depth to invert between 4.51 m and 5.00 m | ECH | 5 | 25477 | 127385 | EGP | OTH
Qasr Rashwan Lot A _0207 |  | RFQ-00013 | Reham Ashraf | Operation | 2024-01-22 | Sewage and Main Force Networks | Approved | 10.10 - 1. Saad Al Rouby.Saad Al Rouby-BILL NO. 1: SEWAGE NETWORK-1.2.1-b.7 | Ditto, depth to invert between 4.51 m and 5.00 m | ECH | 3 | 3 | 29340.8 | 88022.4 | OTH | التقوى للصناعه والمقاولات العامه | 10.10 - 1. Saad Al Rouby.Saad Al Rouby-BILL NO. 1: SEWAGE NETWORK-1.2.1-b.7 | Ditto, depth to invert between 4.51 m and 5.00 m | ECH | 3 | 25477 | 76431 | EGP | OTH
Qasr Rashwan Lot A _0207 |  | RFQ-00013 | Reham Ashraf | Operation | 2024-01-22 | Sewage and Main Force Networks | Approved | 11.10 - 2. Murad Al Gendy.Murad Al Gendy W Al Sanahra-BILL NO. 1: SEWAGE NETWORK-1.2.1-b.7 | Ditto, depth to invert between 4.51 m and 5.00 m | ECH | 2 | 2 | 29340.8 | 58681.6 | OTH | التقوى للصناعه والمقاولات العامه | 11.10 - 2. Murad Al Gendy.Murad Al Gendy W Al Sanahra-BILL NO. 1: SEWAGE NETWORK-1.2.1-b.7 | Ditto, depth to invert between 4.51 m and 5.00 m | ECH | 2 | 25477 | 50954 | EGP | OTH
Qasr Rashwan Lot A _0207 |  | RFQ-00013 | Reham Ashraf | Operation | 2024-01-22 | Sewage and Main Force Networks | Approved | 12.10 - 3. Manshya fanous.Mansheya Fanous-BILL NO. 1: SEWAGE NETWORK-1.2.1-b.7 | Ditto, depth to invert between 4.51 m and 5.00 m | ECH | 1 | 1 | 29340.8 | 29340.8 | OTH | التقوى للصناعه والمقاولات العامه | 12.10 - 3. Manshya fanous.Mansheya Fanous-BILL NO. 1: SEWAGE NETWORK-1.2.1-b.7 | Ditto, depth to invert between 4.51 m and 5.00 m | ECH | 1 | 25477 | 25477 | EGP | OTH
Qasr Rashwan Lot A _0207 |  | RFQ-00013 | Reham Ashraf | Operation | 2024-01-22 | Sewage and Main Force Networks | Approved | 11.10 - 2. Murad Al Gendy.Murad Al Gendy W Al Sanahra-BILL NO. 1: SEWAGE NETWORK-1.2.1-b.8 | Ditto, depth to invert between 5.01 m and 5.50 m | ECH | 5 | 5 | 32896.69 | 164483.45 | OTH | التقوى للصناعه والمقاولات العامه | 11.10 - 2. Murad Al Gendy.Murad Al Gendy W Al Sanahra-BILL NO. 1: SEWAGE NETWORK-1.2.1-b.8 | Ditto, depth to invert between 5.01 m and 5.50 m | ECH | 5 | 28530 | 142650 | EGP | OTH
Qasr Rashwan Lot A _0207 |  | RFQ-00013 | Reham Ashraf | Operation | 2024-01-22 | Sewage and Main Force Networks | Approved | 12.10 - 3. Manshya fanous.Mansheya Fanous-BILL NO. 1: SEWAGE NETWORK-1.2.1-b.8 | Ditto, depth to invert between 5.01 m and 5.50 m | ECH | 1 | 1 | 32896.69 | 32896.69 | OTH | التقوى للصناعه والمقاولات العامه | 12.10 - 3. Manshya fanous.Mansheya Fanous-BILL NO. 1: SEWAGE NETWORK-1.2.1-b.8 | Ditto, depth to invert between 5.01 m and 5.50 m | ECH | 1 | 28530 | 28530 | EGP | OTH
Qasr Rashwan Lot A _0207 |  | RFQ-00013 | Reham Ashraf | Operation | 2024-01-22 | Sewage and Main Force Networks | Approved | 10.10 - 1. Saad Al Rouby.Saad Al Rouby-BILL NO. 1: SEWAGE NETWORK-1.2.1-b.8 | Ditto, depth to invert between 5.01 m and 5.50 m | ECH | 4 | 4 | 32896.69 | 131586.76 | OTH | التقوى للصناعه والمقاولات العامه | 10.10 - 1. Saad Al Rouby.Saad Al Rouby-BILL NO. 1: SEWAGE NETWORK-1.2.1-b.8 | Ditto, depth to invert between 5.01 m and 5.50 m | ECH | 4 | 28530 | 114120 | EGP | OTH
Qasr Rashwan Lot A _0207 |  | RFQ-00013 | Reham Ashraf | Operation | 2024-01-22 | Sewage and Main Force Networks | Approved | 10.10 - 1. Saad Al Rouby.Saad Al Rouby-BILL NO. 1: SEWAGE NETWORK-1.2.1-b.9 | Ditto, depth to invert between 5.51 m and 6.00 m | ECH | 3 | 3 | 36279.28 | 108837.84 | OTH | التقوى للصناعه والمقاولات العامه | 10.10 - 1. Saad Al Rouby.Saad Al Rouby-BILL NO. 1: SEWAGE NETWORK-1.2.1-b.9 | Ditto, depth to invert between 5.51 m and 6.00 m | ECH | 3 | 31583 | 94749 | EGP | OTH
Qasr Rashwan Lot A _0207 |  | RFQ-00013 | Reham Ashraf | Operation | 2024-01-22 | Sewage and Main Force Networks | Approved | 10.10 - 1. Saad Al Rouby.Saad Al Rouby-BILL NO. 1: SEWAGE NETWORK-1.2.1-b.10 | Ditto, depth to invert between6.01 m and 6.50 m | ECH | 1 | 1 | 38101.78 | 38101.78 | OTH | التقوى للصناعه والمقاولات العامه | 10.10 - 1. Saad Al Rouby.Saad Al Rouby-BILL NO. 1: SEWAGE NETWORK-1.2.1-b.10 | Ditto, depth to invert between6.01 m and 6.50 m | ECH | 1 | 33539 | 33539 | EGP | OTH
Qasr Rashwan Lot A _0207 |  | RFQ-00013 | Reham Ashraf | Operation | 2024-01-22 | Sewage and Main Force Networks | Approved | 10.10 - 1. Saad Al Rouby.Saad Al Rouby-BILL NO. 1: SEWAGE NETWORK-1.2.2-a.5 | Ditto, depth to invert between 3.51 m and 4.00 m | ECH | 1 | 1 | 48688.59 | 48688.59 | OTH | التقوى للصناعه والمقاولات العامه | 10.10 - 1. Saad Al Rouby.Saad Al Rouby-BILL NO. 1: SEWAGE NETWORK-1.2.2-a.5 | Ditto, depth to invert between 3.51 m and 4.00 m | ECH | 1 | 36000 | 36000 | EGP | OTH
Qasr Rashwan Lot A _0207 |  | RFQ-00013 | Reham Ashraf | Operation | 2024-01-22 | Sewage and Main Force Networks | Approved | 10.10 - 1. Saad Al Rouby.Saad Al Rouby-BILL NO. 1: SEWAGE NETWORK-1.2.2-a.1 | Ditto, depth to invert between 1.51 m and 2.00 m | ECH | 7 | 7 | 32415.31 | 226907.17 | OTH | التقوى للصناعه والمقاولات العامه | 10.10 - 1. Saad Al Rouby.Saad Al Rouby-BILL NO. 1: SEWAGE NETWORK-1.2.2-a.1 | Ditto, depth to invert between 1.51 m and 2.00 m | ECH | 7 | 23000 | 161000 | EGP | OTH
Qasr Rashwan Lot A _0207 |  | RFQ-00013 | Reham Ashraf | Operation | 2024-01-22 | Sewage and Main Force Networks | Approved | 10.10 - 1. Saad Al Rouby.Saad Al Rouby-BILL NO. 1: SEWAGE NETWORK-1.2.2-a.3 | Ditto, depth to invert between 2.51 m and 3.00 m | ECH | 9 | 9 | 40076.72 | 360690.48 | OTH | التقوى للصناعه والمقاولات العامه | 10.10 - 1. Saad Al Rouby.Saad Al Rouby-BILL NO. 1: SEWAGE NETWORK-1.2.2-a.3 | Ditto, depth to invert between 2.51 m and 3.00 m | ECH | 9 | 30000 | 270000 | EGP | OTH
Qasr Rashwan Lot A _0207 |  | RFQ-00013 | Reham Ashraf | Operation | 2024-01-22 | Sewage and Main Force Networks | Approved | 10.10 - 1. Saad Al Rouby.Saad Al Rouby-BILL NO. 1: SEWAGE NETWORK-1.2.2-a.4 | Ditto, depth to invert between 3.01 m and 3.50 m | ECH | 3 | 3 | 44382.66 | 133147.98 | OTH | التقوى للصناعه والمقاولات العامه | 10.10 - 1. Saad Al Rouby.Saad Al Rouby-BILL NO. 1: SEWAGE NETWORK-1.2.2-a.4 | Ditto, depth to invert between 3.01 m and 3.50 m | ECH | 3 | 33000 | 99000 | EGP | OTH
Qasr Rashwan Lot A _0207 |  | RFQ-00013 | Reham Ashraf | Operation | 2024-01-22 | Sewage and Main Force Networks | Approved | 10.10 - 1. Saad Al Rouby.Saad Al Rouby-BILL NO. 1: SEWAGE NETWORK-1.2.2-a.2 | Ditto, depth to invert between 2.01 m and 2.50 m | ECH | 6 | 6 | 35851.8 | 215110.8 | OTH | التقوى للصناعه والمقاولات العامه | 10.10 - 1. Saad Al Rouby.Saad Al Rouby-BILL NO. 1: SEWAGE NETWORK-1.2.2-a.2 | Ditto, depth to invert between 2.01 m and 2.50 m | ECH | 6 | 26000 | 156000 | EGP | OTH
Qasr Rashwan Lot A _0207 |  | RFQ-00013 | Reham Ashraf | Operation | 2024-01-22 | Sewage and Main Force Networks | Approved | 10.10 - 1. Saad Al Rouby.Saad Al Rouby-BILL NO. 1: SEWAGE NETWORK-1.2.2-a.6 | Ditto, depth to invert between 4.01 m and 4.5 m | ECH | 2 | 2 | 52994.52 | 105989.04 | OTH | التقوى للصناعه والمقاولات العامه | 10.10 - 1. Saad Al Rouby.Saad Al Rouby-BILL NO. 1: SEWAGE NETWORK-1.2.2-a.6 | Ditto, depth to invert between 4.01 m and 4.5 m | ECH | 2 | 40000 | 80000 | EGP | OTH
Qasr Rashwan Lot A _0207 |  | RFQ-00013 | Reham Ashraf | Operation | 2024-01-22 | Sewage and Main Force Networks | Approved | 10.10 - 1. Saad Al Rouby.Saad Al Rouby-BILL NO. 1: SEWAGE NETWORK-1.2.3-a.1 | Ditto, depth to invert between 4.51 m and 5.00 m | ECH | 7 | 7 | 71531.65 | 500721.55 | OTH | التقوى للصناعه والمقاولات العامه | 10.10 - 1. Saad Al Rouby.Saad Al Rouby-BILL NO. 1: SEWAGE NETWORK-1.2.3-a.1 | Ditto, depth to invert between 4.51 m and 5.00 m | ECH | 7 | 67266.15 | 470863.05 | EGP | OTH
Qasr Rashwan Lot A _0207 |  | RFQ-00013 | Reham Ashraf | Operation | 2024-01-22 | Sewage and Main Force Networks | Approved | 10.10 - 1. Saad Al Rouby.Saad Al Rouby-BILL NO. 1: SEWAGE NETWORK-1.2.3-a.2 | Ditto, depth to invert between 5.01 m and 5.50 m | ECH | 7 | 7 | 77141.04 | 539987.28 | OTH | التقوى للصناعه والمقاولات العامه | 10.10 - 1. Saad Al Rouby.Saad Al Rouby-BILL NO. 1: SEWAGE NETWORK-1.2.3-a.2 | Ditto, depth to invert between 5.01 m and 5.50 m | ECH | 7 | 73244 | 512708 | EGP | OTH
Qasr Rashwan Lot A _0207 |  | RFQ-00013 | Reham Ashraf | Operation | 2024-01-22 | Sewage and Main Force Networks | Approved | 11.10 - 2. Murad Al Gendy.Murad Al Gendy W Al Sanahra-BILL NO. 1: SEWAGE NETWORK-1.4-a | IC 60*60 cm | ECH | 1 | 1 | 4654.45 | 4654.45 | OTH | التقوى للصناعه والمقاولات العامه | 11.10 - 2. Murad Al Gendy.Murad Al Gendy W Al Sanahra-BILL NO. 1: SEWAGE NETWORK-1.4-a | IC 60*60 cm | ECH | 1 | 3500 | 3500 | EGP | OTH
Qasr Rashwan Lot A _0207 |  | RFQ-00013 | Reham Ashraf | Operation | 2024-01-22 | Sewage and Main Force Networks | Approved | 13.10 - 4. Khulusi.Khulusi-BILL NO. 1: SEWAGE NETWORK-1.3-a | IC 60*60 cm | ECH | 18 | 18 | 4654.45 | 83780.1 | OTH | التقوى للصناعه والمقاولات العامه | 13.10 - 4. Khulusi.Khulusi-BILL NO. 1: SEWAGE NETWORK-1.3-a | IC 60*60 cm | ECH | 18 | 3500 | 63000 | EGP | OTH
Qasr Rashwan Lot A _0207 |  | RFQ-00013 | Reham Ashraf | Operation | 2024-01-22 | Sewage and Main Force Networks | Approved | 12.10 - 3. Manshya fanous.Mansheya Fanous-BILL NO. 1: SEWAGE NETWORK-1.4-a | IC 60*60 cm | ECH | 12 | 12 | 4654.45 | 55853.4 | OTH | التقوى للصناعه والمقاولات العامه | 12.10 - 3. Manshya fanous.Mansheya Fanous-BILL NO. 1: SEWAGE NETWORK-1.4-a | IC 60*60 cm | ECH | 12 | 3500 | 42000 | EGP | OTH
Qasr Rashwan Lot A _0207 |  | RFQ-00013 | Reham Ashraf | Operation | 2024-01-22 | Sewage and Main Force Networks | Approved | 14.10 - 5. Iz. Albersly.Iz.Albersly & Iz.Alasfar-BILL NO. 1: SEWAGE NETWORK-1.3-a | IC 60*60 cm | ECH | 1 | 1 | 4654.45 | 4654.45 | OTH | التقوى للصناعه والمقاولات العامه | 14.10 - 5. Iz. Albersly.Iz.Albersly & Iz.Alasfar-BILL NO. 1: SEWAGE NETWORK-1.3-a | IC 60*60 cm | ECH | 1 | 3500 | 3500 | EGP | OTH
Mivida BP#189 |  | RFQ-00019 | Ahmed Shandy | MEP (Electro Mechanical) | 2024-01-08 | Suppling of LV Panels | Approved | 162600.all | DB-B01-GR | ECH | 1 | 1 | 18009.42 | 18009.42 | SC_Supply | Arabtech | 162600.all | DB-B01-GR | ECH | 1 | 2473.57 | 2473.57 | EUR | SC_Supply
Mivida BP#189 |  | RFQ-00019 | Ahmed Shandy | MEP (Electro Mechanical) | 2024-01-08 | Suppling of LV Panels | Approved | 162600.all | DB-B01-S | ECH | 1 | 1 | 18060.76 | 18060.76 | SC_Supply | Arabtech | 162600.all | DB-B01-S | ECH | 1 | 2448.26 | 2448.26 | EUR | SC_Supply
Mivida BP#189 |  | RFQ-00019 | Ahmed Shandy | MEP (Electro Mechanical) | 2024-01-08 | Suppling of LV Panels | Approved | 162600.all | DB-FS-B01 | ECH | 1 | 1 | 15443.55 | 15443.55 | SC_Supply | Arabtech | 162600.all | DB-FS-B01 | ECH | 1 | 2489.08 | 2489.08 | EUR | SC_Supply
Mivida BP#189 |  | RFQ-00019 | Ahmed Shandy | MEP (Electro Mechanical) | 2024-01-08 | Suppling of LV Panels | Approved | 162600.all | EDB-B01-GR | ECH | 1 | 1 | 12944.11 | 12944.11 | SC_Supply | Arabtech | 162600.all | EDB-B01-GR | ECH | 1 | 1730.98 | 1730.98 | EUR | SC_Supply
Mivida BP#189 |  | RFQ-00019 | Ahmed Shandy | MEP (Electro Mechanical) | 2024-01-08 | Suppling of LV Panels | Approved | 162600.all | EDB-B01-F&B | ECH | 1 | 1 | 6752.4 | 6752.4 | SC_Supply | Arabtech | 162600.all | EDB-B01-F&B | ECH | 1 | 961.59 | 961.59 | EUR | SC_Supply
Mivida BP#189 |  | RFQ-00019 | Ahmed Shandy | MEP (Electro Mechanical) | 2024-01-08 | Suppling of LV Panels | Approved | 162600.all | UPP-B01-GR | ECH | 1 | 1 | 3669.13 | 3669.13 | SC_Supply | Arabtech | 162600.all | UPP-B01-GR | ECH | 1 | 521.09 | 521.09 | EUR | SC_Supply
Mivida BP#189 |  | RFQ-00019 | Ahmed Shandy | MEP (Electro Mechanical) | 2024-01-08 | Suppling of LV Panels | Approved | 162600.all | SMDB-B01-GR-1 | ECH | 1 | 1 | 35687.66 | 35687.66 | SC_Supply | Arabtech | 162600.all | SMDB-B01-GR-1 | ECH | 1 | 5059.32 | 5059.32 | EUR | SC_Supply
Mivida BP#189 |  | RFQ-00019 | Ahmed Shandy | MEP (Electro Mechanical) | 2024-01-08 | Suppling of LV Panels | Approved | 162600.all | SMDB-B01-GR-2 | ECH | 1 | 1 | 58601.33 | 58601.33 | SC_Supply | Arabtech | 162600.all | SMDB-B01-GR-2 | ECH | 1 | 8398.72 | 8398.72 | EUR | SC_Supply
Mivida BP#189 |  | RFQ-00019 | Ahmed Shandy | MEP (Electro Mechanical) | 2024-01-08 | Suppling of LV Panels | Approved | 162600.all | SMDB-B01-F | ECH | 1 | 1 | 74504.9 | 74504.9 | SC_Supply | Arabtech | 162600.all | SMDB-B01-F | ECH | 1 | 10777.67 | 10777.67 | EUR | SC_Supply
Mivida BP#189 |  | RFQ-00019 | Ahmed Shandy | MEP (Electro Mechanical) | 2024-01-08 | Suppling of LV Panels | Approved | 162600.all | SMDB-B01-S | ECH | 1 | 1 | 88440.53 | 88440.53 | SC_Supply | Arabtech | 162600.all | SMDB-B01-S | ECH | 1 | 12707.81 | 12707.81 | EUR | SC_Supply
Mivida BP#189 |  | RFQ-00019 | Ahmed Shandy | MEP (Electro Mechanical) | 2024-01-08 | Suppling of LV Panels | Approved | 162600.all | SMDB-B01-TH | ECH | 1 | 1 | 74690.12 | 74690.12 | SC_Supply | Arabtech | 162600.all | SMDB-B01-TH | ECH | 1 | 10667.09 | 10667.09 | EUR | SC_Supply
Mivida BP#189 |  | RFQ-00019 | Ahmed Shandy | MEP (Electro Mechanical) | 2024-01-08 | Suppling of LV Panels | Approved | 162600.all | MCC-B01-ROOF | ECH | 1 | 1 | 118374.88 | 118374.88 | SC_Supply | Arabtech | 162600.all | MCC-B01-ROOF | ECH | 1 | 7576.55 | 7576.55 | EUR | SC_Supply
Mivida BP#189 |  | RFQ-00019 | Ahmed Shandy | MEP (Electro Mechanical) | 2024-01-08 | Suppling of LV Panels | Approved | 162600.all | DB-B02-GR | ECH | 1 | 1 | 18360.73 | 18360.73 | SC_Supply | Arabtech | 162600.all | DB-B02-GR | ECH | 1 | 2531.6 | 2531.6 | EUR | SC_Supply
Mivida BP#189 |  | RFQ-00019 | Ahmed Shandy | MEP (Electro Mechanical) | 2024-01-08 | Suppling of LV Panels | Approved | 162600.all | DB-B02-S | ECH | 1 | 1 | 19394.53 | 19394.53 | SC_Supply | Arabtech | 162600.all | DB-B02-S | ECH | 1 | 2687.89 | 2687.89 | EUR | SC_Supply
Mivida BP#189 |  | RFQ-00019 | Ahmed Shandy | MEP (Electro Mechanical) | 2024-01-08 | Suppling of LV Panels | Approved | 162600.all | DB-FS-B02 | ECH | 1 | 1 | 10528.23 | 10528.23 | SC_Supply | Arabtech | 162600.all | DB-FS-B02 | ECH | 1 | 1747.62 | 1747.62 | EUR | SC_Supply
Mivida BP#189 |  | RFQ-00019 | Ahmed Shandy | MEP (Electro Mechanical) | 2024-01-08 | Suppling of LV Panels | Approved | 162600.all | EDB-B02-GR | ECH | 1 | 1 | 20784.67 | 20784.67 | SC_Supply | Arabtech | 162600.all | EDB-B02-GR | ECH | 1 | 2859.23 | 2859.23 | EUR | SC_Supply
Mivida BP#189 |  | RFQ-00019 | Ahmed Shandy | MEP (Electro Mechanical) | 2024-01-08 | Suppling of LV Panels | Approved | 162600.all | UPP-B02-GR | ECH | 1 | 1 | 3501.02 | 3501.02 | SC_Supply | Arabtech | 162600.all | UPP-B02-GR | ECH | 1 | 480.05 | 480.05 | EUR | SC_Supply
Mivida BP#189 |  | RFQ-00019 | Ahmed Shandy | MEP (Electro Mechanical) | 2024-01-08 | Suppling of LV Panels | Approved | 162600.all | SMDB-B02-GR-1 | ECH | 1 | 1 | 31157.87 | 31157.87 | SC_Supply | Arabtech | 162600.all | SMDB-B02-GR-1 | ECH | 1 | 4371.33 | 4371.33 | EUR | SC_Supply
Mivida BP#189 |  | RFQ-00019 | Ahmed Shandy | MEP (Electro Mechanical) | 2024-01-08 | Suppling of LV Panels | Approved | 162600.all | SMDB-B02-GR-2 | ECH | 1 | 1 | 43865.43 | 43865.43 | SC_Supply | Arabtech | 162600.all | SMDB-B02-GR-2 | ECH | 1 | 6136.16 | 6136.16 | EUR | SC_Supply
Mivida BP#189 |  | RFQ-00019 | Ahmed Shandy | MEP (Electro Mechanical) | 2024-01-08 | Suppling of LV Panels | Approved | 162600.all | SMDB-B02-F | ECH | 1 | 1 | 64994.36 | 64994.36 | SC_Supply | Arabtech | 162600.all | SMDB-B02-F | ECH | 1 | 9316.42 | 9316.42 | EUR | SC_Supply
Mivida BP#189 |  | RFQ-00019 | Ahmed Shandy | MEP (Electro Mechanical) | 2024-01-08 | Suppling of LV Panels | Approved | 162600.all | SMDB-B02-S | ECH | 1 | 1 | 66734.81 | 66734.81 | SC_Supply | Arabtech | 162600.all | SMDB-B02-S | ECH | 1 | 9582.04 | 9582.04 | EUR | SC_Supply
Mivida BP#189 |  | RFQ-00019 | Ahmed Shandy | MEP (Electro Mechanical) | 2024-01-08 | Suppling of LV Panels | Approved | 162600.all | SMDB-B02-TH | ECH | 1 | 1 | 65111.13 | 65111.13 | SC_Supply | Arabtech | 162600.all | SMDB-B02-TH | ECH | 1 | 9204.36 | 9204.36 | EUR | SC_Supply
Mivida BP#189 |  | RFQ-00019 | Ahmed Shandy | MEP (Electro Mechanical) | 2024-01-08 | Suppling of LV Panels | Approved | 162600.all | MCC-B02-ROOF | ECH | 1 | 1 | 81438.46 | 81438.46 | SC_Supply | Arabtech | 162600.all | MCC-B02-ROOF | ECH | 1 | 5169.33 | 5169.33 | EUR | SC_Supply
Mivida BP#189 |  | RFQ-00019 | Ahmed Shandy | MEP (Electro Mechanical) | 2024-01-08 | Suppling of LV Panels | Approved | 162600.all | DB-B03-GR | ECH | 1 | 1 | 13577.28 | 13577.28 | SC_Supply | Arabtech | 162600.all | DB-B03-GR | ECH | 1 | 1836.65 | 1836.65 | EUR | SC_Supply
Mivida BP#189 |  | RFQ-00019 | Ahmed Shandy | MEP (Electro Mechanical) | 2024-01-08 | Suppling of LV Panels | Approved | 162600.all | DB-B03-S | ECH | 1 | 1 | 16985.69 | 16985.69 | SC_Supply | Arabtech | 162600.all | DB-B03-S | ECH | 1 | 2321.72 | 2321.72 | EUR | SC_Supply
Mivida BP#189 |  | RFQ-00019 | Ahmed Shandy | MEP (Electro Mechanical) | 2024-01-08 | Suppling of LV Panels | Approved | 162600.all | DB-FS-B03 | ECH | 1 | 1 | 14468.13 | 14468.13 | SC_Supply | Arabtech | 162600.all | DB-FS-B03 | ECH | 1 | 1914.06 | 1914.06 | EUR | SC_Supply
Mivida BP#189 |  | RFQ-00019 | Ahmed Shandy | MEP (Electro Mechanical) | 2024-01-08 | Suppling of LV Panels | Approved | 162600.all | EDB-B03-GR | ECH | 1 | 1 | 12078.42 | 12078.42 | SC_Supply | Arabtech | 162600.all | EDB-B03-GR | ECH | 1 | 1609.22 | 1609.22 | EUR | SC_Supply
Mivida BP#189 |  | RFQ-00019 | Ahmed Shandy | MEP (Electro Mechanical) | 2024-01-08 | Suppling of LV Panels | Approved | 162600.all | UPP-B03-GR | ECH | 1 | 1 | 3535.25 | 3535.25 | SC_Supply | Arabtech | 162600.all | UPP-B03-GR | ECH | 1 | 485.18 | 485.18 | EUR | SC_Supply
Mivida BP#189 |  | RFQ-00019 | Ahmed Shandy | MEP (Electro Mechanical) | 2024-01-08 | Suppling of LV Panels | Approved | 162600.all | SMDB-B03-GR | ECH | 1 | 1 | 61300.07 | 61300.07 | SC_Supply | Arabtech | 162600.all | SMDB-B03-GR | ECH | 1 | 8693.18 | 8693.18 | EUR | SC_Supply
Mivida BP#189 |  | RFQ-00019 | Ahmed Shandy | MEP (Electro Mechanical) | 2024-01-08 | Suppling of LV Panels | Approved | 162600.all | SMDB-B03-F | ECH | 1 | 1 | 51767.39 | 51767.39 | SC_Supply | Arabtech | 162600.all | SMDB-B03-F | ECH | 1 | 7366.45 | 7366.45 | EUR | SC_Supply
Mivida BP#189 |  | RFQ-00019 | Ahmed Shandy | MEP (Electro Mechanical) | 2024-01-08 | Suppling of LV Panels | Approved | 162600.all | SMDB-B03-S | ECH | 1 | 1 | 53363.89 | 53363.89 | SC_Supply | Arabtech | 162600.all | SMDB-B03-S | ECH | 1 | 7610.18 | 7610.18 | EUR | SC_Supply
Mivida BP#189 |  | RFQ-00019 | Ahmed Shandy | MEP (Electro Mechanical) | 2024-01-08 | Suppling of LV Panels | Approved | 162600.all | SMDB-B03-TH | ECH | 1 | 1 | 51767.39 | 51767.39 | SC_Supply | Arabtech | 162600.all | SMDB-B03-TH | ECH | 1 | 7366.45 | 7366.45 | EUR | SC_Supply
Mivida BP#189 |  | RFQ-00019 | Ahmed Shandy | MEP (Electro Mechanical) | 2024-01-08 | Suppling of LV Panels | Approved | 162600.all | DB-LS-2 | ECH | 1 | 1 | 109303.2 | 109303.2 | SC_Supply | Arabtech | 162600.all | DB-LS-2 | ECH | 1 | 5875.45 | 5875.45 | EUR | SC_Supply
Mivida BP#189 |  | RFQ-00019 | Ahmed Shandy | MEP (Electro Mechanical) | 2024-01-08 | Suppling of LV Panels | Approved | 162600.all | MCC-B03-ROOF | ECH | 1 | 1 | 75765.38 | 75765.38 | SC_Supply | Arabtech | 162600.all | MCC-B03-ROOF | ECH | 1 | 4808.29 | 4808.29 | EUR | SC_Supply
Mivida BP#189 |  | RFQ-00019 | Ahmed Shandy | MEP (Electro Mechanical) | 2024-01-08 | Suppling of LV Panels | Approved | 162600.all | DB-B04-GR | ECH | 1 | 1 | 19194.21 | 19194.21 | SC_Supply | Arabtech | 162600.all | DB-B04-GR | ECH | 1 | 2658.82 | 2658.82 | EUR | SC_Supply
Mivida BP#189 |  | RFQ-00019 | Ahmed Shandy | MEP (Electro Mechanical) | 2024-01-08 | Suppling of LV Panels | Approved | 162600.all | DB-B04-S | ECH | 1 | 1 | 17383.3 | 17383.3 | SC_Supply | Arabtech | 162600.all | DB-B04-S | ECH | 1 | 2549.84 | 2549.84 | EUR | SC_Supply
Mivida BP#189 |  | RFQ-00019 | Ahmed Shandy | MEP (Electro Mechanical) | 2024-01-08 | Suppling of LV Panels | Approved | 162600.all | DB-FS-B04 | ECH | 1 | 1 | 13856.11 | 13856.11 | SC_Supply | Arabtech | 162600.all | DB-FS-B04 | ECH | 1 | 2020.19 | 2020.19 | EUR | SC_Supply
Mivida BP#189 |  | RFQ-00019 | Ahmed Shandy | MEP (Electro Mechanical) | 2024-01-08 | Suppling of LV Panels | Approved | 162600.all | EDB-B04-GR | ECH | 1 | 1 | 13098.13 | 13098.13 | SC_Supply | Arabtech | 162600.all | EDB-B04-GR | ECH | 1 | 1757.31 | 1757.31 | EUR | SC_Supply
Mivida BP#189 |  | RFQ-00019 | Ahmed Shandy | MEP (Electro Mechanical) | 2024-01-08 | Suppling of LV Panels | Approved | 162600.all | UPP-B04-GR | ECH | 1 | 1 | 3535.25 | 3535.25 | SC_Supply | Arabtech | 162600.all | UPP-B04-GR | ECH | 1 | 510.83 | 510.83 | EUR | SC_Supply
Mivida BP#189 |  | RFQ-00019 | Ahmed Shandy | MEP (Electro Mechanical) | 2024-01-08 | Suppling of LV Panels | Approved | 162600.all | SMDB-B04-GR | ECH | 1 | 1 | 69139.62 | 69139.62 | SC_Supply | Arabtech | 162600.all | SMDB-B04-GR | ECH | 1 | 9811.98 | 9811.98 | EUR | SC_Supply
Mivida BP#189 |  | RFQ-00019 | Ahmed Shandy | MEP (Electro Mechanical) | 2024-01-08 | Suppling of LV Panels | Approved | 162600.all | SMDB-B04-F | ECH | 1 | 1 | 64994.36 | 64994.36 | SC_Supply | Arabtech | 162600.all | SMDB-B04-F | ECH | 1 | 9316.42 | 9316.42 | EUR | SC_Supply
Mivida BP#189 |  | RFQ-00019 | Ahmed Shandy | MEP (Electro Mechanical) | 2024-01-08 | Suppling of LV Panels | Approved | 162600.all | SMDB-B04-S | ECH | 1 | 1 | 66734.81 | 66734.81 | SC_Supply | Arabtech | 162600.all | SMDB-B04-S | ECH | 1 | 9582.04 | 9582.04 | EUR | SC_Supply
Mivida BP#189 |  | RFQ-00019 | Ahmed Shandy | MEP (Electro Mechanical) | 2024-01-08 | Suppling of LV Panels | Approved | 162600.all | SMDB-B04-TH | ECH | 1 | 1 | 65111.13 | 65111.13 | SC_Supply | Arabtech | 162600.all | SMDB-B04-TH | ECH | 1 | 9204.36 | 9204.36 | EUR | SC_Supply
Mivida BP#189 |  | RFQ-00019 | Ahmed Shandy | MEP (Electro Mechanical) | 2024-01-08 | Suppling of LV Panels | Approved | 162600.all | MCC-B04-ROOF | ECH | 1 | 1 | 112938.37 | 112938.37 | SC_Supply | Arabtech | 162600.all | MCC-B04-ROOF | ECH | 1 | 7236.72 | 7236.72 | EUR | SC_Supply
Mivida BP#189 |  | RFQ-00019 | Ahmed Shandy | MEP (Electro Mechanical) | 2024-01-08 | Suppling of LV Panels | Approved | 162600.all | DB-B05-GR | ECH | 1 | 1 | 14276.88 | 14276.88 | SC_Supply | Arabtech | 162600.all | DB-B05-GR | ECH | 1 | 1941.88 | 1941.88 | EUR | SC_Supply
Mivida BP#189 |  | RFQ-00019 | Ahmed Shandy | MEP (Electro Mechanical) | 2024-01-08 | Suppling of LV Panels | Approved | 162600.all | DB-B05-S | ECH | 1 | 1 | 20474.63 | 20474.63 | SC_Supply | Arabtech | 162600.all | DB-B05-S | ECH | 1 | 2852.62 | 2852.62 | EUR | SC_Supply
Mivida BP#189 |  | RFQ-00019 | Ahmed Shandy | MEP (Electro Mechanical) | 2024-01-08 | Suppling of LV Panels | Approved | 162600.all | DB-FS-B05 | ECH | 1 | 1 | 13143.42 | 13143.42 | SC_Supply | Arabtech | 162600.all | DB-FS-B05 | ECH | 1 | 1818.19 | 1818.19 | EUR | SC_Supply
Mivida BP#189 |  | RFQ-00019 | Ahmed Shandy | MEP (Electro Mechanical) | 2024-01-08 | Suppling of LV Panels | Approved | 162600.all | EDB-B05-GR | ECH | 1 | 1 | 12968.27 | 12968.27 | SC_Supply | Arabtech | 162600.all | EDB-B05-GR | ECH | 1 | 1767.46 | 1767.46 | EUR | SC_Supply
Mivida BP#189 |  | RFQ-00019 | Ahmed Shandy | MEP (Electro Mechanical) | 2024-01-08 | Suppling of LV Panels | Approved | 162600.all | UPP-B05-GR | ECH | 1 | 1 | 3669.13 | 3669.13 | SC_Supply | Arabtech | 162600.all | UPP-B05-GR | ECH | 1 | 495.44 | 495.44 | EUR | SC_Supply
Mivida BP#189 |  | RFQ-00019 | Ahmed Shandy | MEP (Electro Mechanical) | 2024-01-08 | Suppling of LV Panels | Approved | 162600.all | SMDB-B05-GR | ECH | 1 | 1 | 56352.54 | 56352.54 | SC_Supply | Arabtech | 162600.all | SMDB-B05-GR | ECH | 1 | 7937.82 | 7937.82 | EUR | SC_Supply
Mivida BP#189 |  | RFQ-00019 | Ahmed Shandy | MEP (Electro Mechanical) | 2024-01-08 | Suppling of LV Panels | Approved | 162600.all | SMDB-B05-F | ECH | 1 | 1 | 51767.39 | 51767.39 | SC_Supply | Arabtech | 162600.all | SMDB-B05-F | ECH | 1 | 7366.45 | 7366.45 | EUR | SC_Supply
Mivida BP#189 |  | RFQ-00019 | Ahmed Shandy | MEP (Electro Mechanical) | 2024-01-08 | Suppling of LV Panels | Approved | 162600.all | SMDB-B05-S | ECH | 1 | 1 | 53363.89 | 53363.89 | SC_Supply | Arabtech | 162600.all | SMDB-B05-S | ECH | 1 | 7610.18 | 7610.18 | EUR | SC_Supply
Mivida BP#189 |  | RFQ-00019 | Ahmed Shandy | MEP (Electro Mechanical) | 2024-01-08 | Suppling of LV Panels | Approved | 162600.all | SMDB-B05-TH | ECH | 1 | 1 | 44116.08 | 44116.08 | SC_Supply | Arabtech | 162600.all | SMDB-B05-TH | ECH | 1 | 6449.66 | 6449.66 | EUR | SC_Supply
Mivida BP#189 |  | RFQ-00019 | Ahmed Shandy | MEP (Electro Mechanical) | 2024-01-08 | Suppling of LV Panels | Approved | 162600.all | MCC-B05-ROOF | ECH | 1 | 1 | 88499.1 | 88499.1 | SC_Supply | Arabtech | 162600.all | MCC-B05-ROOF | ECH | 1 | 5593.64 | 5593.64 | EUR | SC_Supply
Mivida BP#189 |  | RFQ-00019 | Ahmed Shandy | MEP (Electro Mechanical) | 2024-01-08 | Suppling of LV Panels | Approved | 162600.all | DB-B06-F | ECH | 1 | 1 | 13407.16 | 13407.16 | SC_Supply | Arabtech | 162600.all | DB-B06-F | ECH | 1 | 1843.15 | 1843.15 | EUR | SC_Supply
Mivida BP#189 |  | RFQ-00019 | Ahmed Shandy | MEP (Electro Mechanical) | 2024-01-08 | Suppling of LV Panels | Approved | 162600.all | DB-FS-B06 | ECH | 1 | 1 | 15308.66 | 15308.66 | SC_Supply | Arabtech | 162600.all | DB-FS-B06 | ECH | 1 | 2009.93 | 2009.93 | EUR | SC_Supply
Mivida BP#189 |  | RFQ-00019 | Ahmed Shandy | MEP (Electro Mechanical) | 2024-01-08 | Suppling of LV Panels | Approved | 162600.all | DB-B06-S | ECH | 1 | 1 | 18265.1 | 18265.1 | SC_Supply | Arabtech | 162600.all | DB-B06-S | ECH | 1 | 2518.49 | 2518.49 | EUR | SC_Supply
Mivida BP#189 |  | RFQ-00019 | Ahmed Shandy | MEP (Electro Mechanical) | 2024-01-08 | Suppling of LV Panels | Approved | 162600.all | EDB-B06-GR | ECH | 1 | 1 | 11343.59 | 11343.59 | SC_Supply | Arabtech | 162600.all | EDB-B06-GR | ECH | 1 | 1557.81 | 1557.81 | EUR | SC_Supply
Mivida BP#189 |  | RFQ-00019 | Ahmed Shandy | MEP (Electro Mechanical) | 2024-01-08 | Suppling of LV Panels | Approved | 162600.all | UPP-B06-GR | ECH | 1 | 1 | 3535.25 | 3535.25 | SC_Supply | Arabtech | 162600.all | UPP-B06-GR | ECH | 1 | 480.05 | 480.05 | EUR | SC_Supply
Mivida BP#189 |  | RFQ-00019 | Ahmed Shandy | MEP (Electro Mechanical) | 2024-01-08 | Suppling of LV Panels | Approved | 162600.all | SMDB-B06-F | ECH | 1 | 1 | 58608.37 | 58608.37 | SC_Supply | Arabtech | 162600.all | SMDB-B06-F | ECH | 1 | 8341.27 | 8341.27 | EUR | SC_Supply
Mivida BP#189 |  | RFQ-00019 | Ahmed Shandy | MEP (Electro Mechanical) | 2024-01-08 | Suppling of LV Panels | Approved | 162600.all | SMDB-B06-S | ECH | 1 | 1 | 53363.89 | 53363.89 | SC_Supply | Arabtech | 162600.all | SMDB-B06-S | ECH | 1 | 7853.92 | 7853.92 | EUR | SC_Supply
Mivida BP#189 |  | RFQ-00019 | Ahmed Shandy | MEP (Electro Mechanical) | 2024-01-08 | Suppling of LV Panels | Approved | 162600.all | SMDB-B06-TH | ECH | 1 | 1 | 51767.39 | 51767.39 | SC_Supply | Arabtech | 162600.all | SMDB-B06-TH | ECH | 1 | 7366.45 | 7366.45 | EUR | SC_Supply
Mivida BP#189 |  | RFQ-00019 | Ahmed Shandy | MEP (Electro Mechanical) | 2024-01-08 | Suppling of LV Panels | Approved | 162600.all | DB-LS-1 | ECH | 1 | 1 | 75376.8 | 75376.8 | SC_Supply | Arabtech | 162600.all | DB-LS-1 | ECH | 1 | 3598.64 | 3598.64 | EUR | SC_Supply
Mivida BP#189 |  | RFQ-00019 | Ahmed Shandy | MEP (Electro Mechanical) | 2024-01-08 | Suppling of LV Panels | Approved | 162600.all | MCC-B06-ROOF | ECH | 1 | 1 | 80287.47 | 80287.47 | SC_Supply | Arabtech | 162600.all | MCC-B06-ROOF | ECH | 1 | 5093.75 | 5093.75 | EUR | SC_Supply
Mivida BP#189 |  | RFQ-00019 | Ahmed Shandy | MEP (Electro Mechanical) | 2024-01-08 | Suppling of LV Panels | Approved | 162600.all | MDB-1 | ECH | 1 | 1 | 1149102.66 | 1149102.66 | SC_Supply | Arabtech | 162600.all | MDB-1 | ECH | 1 | 84963.97 | 84963.97 | EUR | SC_Supply
Mivida BP#189 |  | RFQ-00019 | Ahmed Shandy | MEP (Electro Mechanical) | 2024-01-08 | Suppling of LV Panels | Approved | 162600.all | MDB-2 | ECH | 1 | 1 | 1196140.96 | 1196140.96 | SC_Supply | Arabtech | 162600.all | MDB-2 | ECH | 1 | 88628.39 | 88628.39 | EUR | SC_Supply
Mivida BP#189 |  | RFQ-00019 | Ahmed Shandy | MEP (Electro Mechanical) | 2024-01-08 | Suppling of LV Panels | Approved | 162600.all | MDB-3 | ECH | 1 | 1 | 936030.02 | 936030.02 | SC_Supply | Arabtech | 162600.all | MDB-3 | ECH | 1 | 68916.42 | 68916.42 | EUR | SC_Supply
Mivida BP#189 |  | RFQ-00019 | Ahmed Shandy | MEP (Electro Mechanical) | 2024-01-08 | Suppling of LV Panels | Approved | 162600.all | MDB-4 | ECH | 1 | 1 | 1149963.77 | 1149963.77 | SC_Supply | Arabtech | 162600.all | MDB-4 | ECH | 1 | 85117.76 | 85117.76 | EUR | SC_Supply
Mivida BP#189 |  | RFQ-00019 | Ahmed Shandy | MEP (Electro Mechanical) | 2024-01-08 | Suppling of LV Panels | Approved | 162600.all | MDB-5 | ECH | 1 | 1 | 938345.21 | 938345.21 | SC_Supply | Arabtech | 162600.all | MDB-5 | ECH | 1 | 69041.93 | 69041.93 | EUR | SC_Supply
Mivida BP#189 |  | RFQ-00019 | Ahmed Shandy | MEP (Electro Mechanical) | 2024-01-08 | Suppling of LV Panels | Approved | 162600.all | MDB-6 | ECH | 1 | 1 | 1185188.21 | 1185188.21 | SC_Supply | Arabtech | 162600.all | MDB-6 | ECH | 1 | 88180.25 | 88180.25 | EUR | SC_Supply
Mivida BP#189 |  | RFQ-00019 | Ahmed Shandy | MEP (Electro Mechanical) | 2024-01-08 | Suppling of LV Panels | Approved | 162600.all | EMDB-1 | ECH | 1 | 1 | 286811.12 | 286811.12 | SC_Supply | Arabtech | 162600.all | EMDB-1 | ECH | 1 | 21597.19 | 21597.19 | EUR | SC_Supply
Mivida BP#189 |  | RFQ-00019 | Ahmed Shandy | MEP (Electro Mechanical) | 2024-01-08 | Suppling of LV Panels | Approved | 162600.all | EMDB-2 | ECH | 1 | 1 | 306575.17 | 306575.17 | SC_Supply | Arabtech | 162600.all | EMDB-2 | ECH | 1 | 22938.4 | 22938.4 | EUR | SC_Supply
Mivida BP#189 |  | RFQ-00019 | Ahmed Shandy | MEP (Electro Mechanical) | 2024-01-08 | Suppling of LV Panels | Approved | 162600.all | UDP-1 | ECH | 1 | 1 | 19187.16 | 19187.16 | SC_Supply | Arabtech | 162600.all | UDP-1 | ECH | 1 | 2879.98 | 2879.98 | EUR | SC_Supply
Mivida BP#189 |  | RFQ-00019 | Ahmed Shandy | MEP (Electro Mechanical) | 2024-01-08 | Suppling of LV Panels | Approved | 162600.all | UDP-2 | ECH | 1 | 1 | 19043.22 | 19043.22 | SC_Supply | Arabtech | 162600.all | UDP-2 | ECH | 1 | 2719.13 | 2719.13 | EUR | SC_Supply
Mivida BP#189 |  | RFQ-00019 | Ahmed Shandy | MEP (Electro Mechanical) | 2024-01-08 | Suppling of LV Panels | Approved | 162600.all | DB-BS-SER1 | ECH | 1 | 1 | 10324.89 | 10324.89 | SC_Supply | Arabtech | 162600.all | DB-BS-SER1 | ECH | 1 | 1394.79 | 1394.79 | EUR | SC_Supply
Mivida BP#189 |  | RFQ-00019 | Ahmed Shandy | MEP (Electro Mechanical) | 2024-01-08 | Suppling of LV Panels | Approved | 162600.all | DB-BS-SER2-1 | ECH | 1 | 1 | 10086.32 | 10086.32 | SC_Supply | Arabtech | 162600.all | DB-BS-SER2-1 | ECH | 1 | 1359.79 | 1359.79 | EUR | SC_Supply
Mivida BP#189 |  | RFQ-00019 | Ahmed Shandy | MEP (Electro Mechanical) | 2024-01-08 | Suppling of LV Panels | Approved | 162600.all | DB-BS-SER2-2 | ECH | 1 | 1 | 5065.31 | 5065.31 | SC_Supply | Arabtech | 162600.all | DB-BS-SER2-2 | ECH | 1 | 680.92 | 680.92 | EUR | SC_Supply
Mivida BP#189 |  | RFQ-00019 | Ahmed Shandy | MEP (Electro Mechanical) | 2024-01-08 | Suppling of LV Panels | Approved | 162600.all | DB-BS-SER3 | ECH | 1 | 1 | 9789.37 | 9789.37 | SC_Supply | Arabtech | 162600.all | DB-BS-SER3 | ECH | 1 | 1316.02 | 1316.02 | EUR | SC_Supply
Mivida BP#189 |  | RFQ-00019 | Ahmed Shandy | MEP (Electro Mechanical) | 2024-01-08 | Suppling of LV Panels | Approved | 162600.all | DB-BS-SER4 | ECH | 1 | 1 | 10242.35 | 10242.35 | SC_Supply | Arabtech | 162600.all | DB-BS-SER4 | ECH | 1 | 1380.77 | 1380.77 | EUR | SC_Supply
Mivida BP#189 |  | RFQ-00019 | Ahmed Shandy | MEP (Electro Mechanical) | 2024-01-08 | Suppling of LV Panels | Approved | 162600.all | DB-BS-SER5-1 | ECH | 1 | 1 | 12486.1 | 12486.1 | SC_Supply | Arabtech | 162600.all | DB-BS-SER5-1 | ECH | 1 | 1663.94 | 1663.94 | EUR | SC_Supply
Mivida BP#189 |  | RFQ-00019 | Ahmed Shandy | MEP (Electro Mechanical) | 2024-01-08 | Suppling of LV Panels | Approved | 162600.all | DB-BS-SER5-2 | ECH | 1 | 1 | 6749.38 | 6749.38 | SC_Supply | Arabtech | 162600.all | DB-BS-SER5-2 | ECH | 1 | 923.29 | 923.29 | EUR | SC_Supply
Mivida BP#189 |  | RFQ-00019 | Ahmed Shandy | MEP (Electro Mechanical) | 2024-01-08 | Suppling of LV Panels | Approved | 162600.all | DB-BS-SER6-1 | ECH | 1 | 1 | 12387.45 | 12387.45 | SC_Supply | Arabtech | 162600.all | DB-BS-SER6-1 | ECH | 1 | 1642.85 | 1642.85 | EUR | SC_Supply
Mivida BP#189 |  | RFQ-00019 | Ahmed Shandy | MEP (Electro Mechanical) | 2024-01-08 | Suppling of LV Panels | Approved | 162600.all | DB-BS-SER6-2 | ECH | 1 | 1 | 5430.71 | 5430.71 | SC_Supply | Arabtech | 162600.all | DB-BS-SER6-2 | ECH | 1 | 736.78 | 736.78 | EUR | SC_Supply
Mivida BP#189 |  | RFQ-00019 | Ahmed Shandy | MEP (Electro Mechanical) | 2024-01-08 | Suppling of LV Panels | Approved | 162600.all | EDB-BS-SER1 | ECH | 1 | 1 | 9096.81 | 9096.81 | SC_Supply | Arabtech | 162600.all | EDB-BS-SER1 | ECH | 1 | 1191.19 | 1191.19 | EUR | SC_Supply
Mivida BP#189 |  | RFQ-00019 | Ahmed Shandy | MEP (Electro Mechanical) | 2024-01-08 | Suppling of LV Panels | Approved | 162600.all | EDB-BS-SER2 | ECH | 1 | 1 | 13200.8 | 13200.8 | SC_Supply | Arabtech | 162600.all | EDB-BS-SER2 | ECH | 1 | 1774.64 | 1774.64 | EUR | SC_Supply
Mivida BP#189 |  | RFQ-00019 | Ahmed Shandy | MEP (Electro Mechanical) | 2024-01-08 | Suppling of LV Panels | Approved | 162600.all | EDB-BS-SER3 | ECH | 1 | 1 | 11579.14 | 11579.14 | SC_Supply | Arabtech | 162600.all | EDB-BS-SER3 | ECH | 1 | 1536.04 | 1536.04 | EUR | SC_Supply
Mivida BP#189 |  | RFQ-00019 | Ahmed Shandy | MEP (Electro Mechanical) | 2024-01-08 | Suppling of LV Panels | Approved | 162600.all | EDB-BS-SER4 | ECH | 1 | 1 | 7535.55 | 7535.55 | SC_Supply | Arabtech | 162600.all | EDB-BS-SER4 | ECH | 1 | 1031.13 | 1031.13 | EUR | SC_Supply
Mivida BP#189 |  | RFQ-00019 | Ahmed Shandy | MEP (Electro Mechanical) | 2024-01-08 | Suppling of LV Panels | Approved | 162600.all | EDB-BS-SER5-1 | ECH | 1 | 1 | 15797.88 | 15797.88 | SC_Supply | Arabtech | 162600.all | EDB-BS-SER5-1 | ECH | 1 | 2144.8 | 2144.8 | EUR | SC_Supply
Mivida BP#189 |  | RFQ-00019 | Ahmed Shandy | MEP (Electro Mechanical) | 2024-01-08 | Suppling of LV Panels | Approved | 162600.all | EDB-BS-SER5-2 | ECH | 1 | 1 | 7492.26 | 7492.26 | SC_Supply | Arabtech | 162600.all | EDB-BS-SER5-2 | ECH | 1 | 1036.72 | 1036.72 | EUR | SC_Supply
Mivida BP#189 |  | RFQ-00019 | Ahmed Shandy | MEP (Electro Mechanical) | 2024-01-08 | Suppling of LV Panels | Approved | 162600.all | EDB-BS-SER6 | ECH | 1 | 1 | 12916.93 | 12916.93 | SC_Supply | Arabtech | 162600.all | EDB-BS-SER6 | ECH | 1 | 1731.2 | 1731.2 | EUR | SC_Supply
Mivida BP#189 |  | RFQ-00019 | Ahmed Shandy | MEP (Electro Mechanical) | 2024-01-08 | Suppling of LV Panels | Approved | 162600.all | EDB-SUBSTATION | ECH | 1 | 1 | 3702.34 | 3702.34 | SC_Supply | Arabtech | 162600.all | EDB-SUBSTATION | ECH | 1 | 515.96 | 515.96 | EUR | SC_Supply
Mivida BP#189 |  | RFQ-00019 | Ahmed Shandy | MEP (Electro Mechanical) | 2024-01-08 | Suppling of LV Panels | Approved | 162600.all | UPP-1 | ECH | 1 | 1 | 4848.88 | 4848.88 | SC_Supply | Arabtech | 162600.all | UPP-1 | ECH | 1 | 647.86 | 647.86 | EUR | SC_Supply
Mivida BP#189 |  | RFQ-00019 | Ahmed Shandy | MEP (Electro Mechanical) | 2024-01-08 | Suppling of LV Panels | Approved | 162600.all | UPP-2 | ECH | 1 | 1 | 3501.02 | 3501.02 | SC_Supply | Arabtech | 162600.all | UPP-2 | ECH | 1 | 469.79 | 469.79 | EUR | SC_Supply
Mivida BP#189 |  | RFQ-00019 | Ahmed Shandy | MEP (Electro Mechanical) | 2024-01-08 | Suppling of LV Panels | Approved | 162600.all | UPP-3 | ECH | 1 | 1 | 3501.02 | 3501.02 | SC_Supply | Arabtech | 162600.all | UPP-3 | ECH | 1 | 469.79 | 469.79 | EUR | SC_Supply
Mivida BP#189 |  | RFQ-00019 | Ahmed Shandy | MEP (Electro Mechanical) | 2024-01-08 | Suppling of LV Panels | Approved | 162600.all | UPP-4 | ECH | 1 | 1 | 3501.02 | 3501.02 | SC_Supply | Arabtech | 162600.all | UPP-4 | ECH | 1 | 469.79 | 469.79 | EUR | SC_Supply
Mivida BP#189 |  | RFQ-00019 | Ahmed Shandy | MEP (Electro Mechanical) | 2024-01-08 | Suppling of LV Panels | Approved | 162600.all | UPP-5 | ECH | 1 | 1 | 3501.02 | 3501.02 | SC_Supply | Arabtech | 162600.all | UPP-5 | ECH | 1 | 469.79 | 469.79 | EUR | SC_Supply
Mivida BP#189 |  | RFQ-00019 | Ahmed Shandy | MEP (Electro Mechanical) | 2024-01-08 | Suppling of LV Panels | Approved | 162600.all | UPP-6 | ECH | 1 | 1 | 3501.02 | 3501.02 | SC_Supply | Arabtech | 162600.all | UPP-6 | ECH | 1 | 469.79 | 469.79 | EUR | SC_Supply
Mivida BP#189 |  | RFQ-00019 | Ahmed Shandy | MEP (Electro Mechanical) | 2024-01-08 | Suppling of LV Panels | Approved | 162600.all | ESMDB-1 | ECH | 1 | 1 | 65457.82 | 65457.82 | SC_Supply | Arabtech | 162600.all | ESMDB-1 | ECH | 1 | 4977.13 | 4977.13 | EUR | SC_Supply
Mivida BP#189 |  | RFQ-00019 | Ahmed Shandy | MEP (Electro Mechanical) | 2024-01-08 | Suppling of LV Panels | Approved | 162600.all | ESMDB-2 | ECH | 1 | 1 | 165956.9 | 165956.9 | SC_Supply | Arabtech | 162600.all | ESMDB-2 | ECH | 1 | 11783.38 | 11783.38 | EUR | SC_Supply
Mivida BP#189 |  | RFQ-00019 | Ahmed Shandy | MEP (Electro Mechanical) | 2024-01-08 | Suppling of LV Panels | Approved | 162600.all | ESMDB-3 | ECH | 1 | 1 | 152479.35 | 152479.35 | SC_Supply | Arabtech | 162600.all | ESMDB-3 | ECH | 1 | 10690.69 | 10690.69 | EUR | SC_Supply
Mivida BP#189 |  | RFQ-00019 | Ahmed Shandy | MEP (Electro Mechanical) | 2024-01-08 | Suppling of LV Panels | Approved | 162600.all | ESMDB-4 | ECH | 1 | 1 | 157780.11 | 157780.11 | SC_Supply | Arabtech | 162600.all | ESMDB-4 | ECH | 1 | 11120.47 | 11120.47 | EUR | SC_Supply
Mivida BP#189 |  | RFQ-00019 | Ahmed Shandy | MEP (Electro Mechanical) | 2024-01-08 | Suppling of LV Panels | Approved | 162600.all | ESMDB-5 | ECH | 1 | 1 | 78982.58 | 78982.58 | SC_Supply | Arabtech | 162600.all | ESMDB-5 | ECH | 1 | 6082.13 | 6082.13 | EUR | SC_Supply
Mivida BP#189 |  | RFQ-00019 | Ahmed Shandy | MEP (Electro Mechanical) | 2024-01-08 | Suppling of LV Panels | Approved | 162600.all | ESMDB-6 | ECH | 1 | 1 | 177761.33 | 177761.33 | SC_Supply | Arabtech | 162600.all | ESMDB-6 | ECH | 1 | 12747.14 | 12747.14 | EUR | SC_Supply
Mivida BP#189 |  | RFQ-00019 | Ahmed Shandy | MEP (Electro Mechanical) | 2024-01-08 | Suppling of LV Panels | Approved | 162600.all | ATS-1 (500 A) | ECH | 1 | 1 | 191043.46 | 191043.46 | SC_Supply | Arabtech | 162600.all | ATS-1 (500 A) | ECH | 1 | 6755.75 | 6755.75 | EUR | SC_Supply
Mivida BP#189 |  | RFQ-00019 | Ahmed Shandy | MEP (Electro Mechanical) | 2024-01-08 | Suppling of LV Panels | Approved | 162600.all | ATS-2 (1000 A) | ECH | 1 | 1 | 397722.79 | 397722.79 | SC_Supply | Arabtech | 162600.all | ATS-2 (1000 A) | ECH | 1 | 13226.28 | 13226.28 | EUR | SC_Supply
Mivida BP#189 |  | RFQ-00019 | Ahmed Shandy | MEP (Electro Mechanical) | 2024-01-08 | Suppling of LV Panels | Approved | 162600.all | ATS-3 (1000 A) | ECH | 1 | 1 | 397722.79 | 397722.79 | SC_Supply | Arabtech | 162600.all | ATS-3 (1000 A) | ECH | 1 | 13226.28 | 13226.28 | EUR | SC_Supply
Mivida BP#189 |  | RFQ-00019 | Ahmed Shandy | MEP (Electro Mechanical) | 2024-01-08 | Suppling of LV Panels | Approved | 162600.all | ATS-4 (1000 A) | ECH | 1 | 1 | 397722.79 | 397722.79 | SC_Supply | Arabtech | 162600.all | ATS-4 (1000 A) | ECH | 1 | 13226.28 | 13226.28 | EUR | SC_Supply
Mivida BP#189 |  | RFQ-00019 | Ahmed Shandy | MEP (Electro Mechanical) | 2024-01-08 | Suppling of LV Panels | Approved | 162600.all | ATS-5 (500 A) | ECH | 1 | 1 | 191043.46 | 191043.46 | SC_Supply | Arabtech | 162600.all | ATS-5 (500 A) | ECH | 1 | 6755.75 | 6755.75 | EUR | SC_Supply
Mivida BP#189 |  | RFQ-00019 | Ahmed Shandy | MEP (Electro Mechanical) | 2024-01-08 | Suppling of LV Panels | Approved | 162600.all | ATS-6 (1250 A) | ECH | 1 | 1 | 440481.75 | 440481.75 | SC_Supply | Arabtech | 162600.all | ATS-6 (1250 A) | ECH | 1 | 14834.02 | 14834.02 | EUR | SC_Supply
Mivida BP#189 |  | RFQ-00019 | Ahmed Shandy | MEP (Electro Mechanical) | 2024-01-08 | Suppling of LV Panels | Approved | 162600.all | EMCC-1 | ECH | 1 | 1 | 189902.52 | 189902.52 | SC_Supply | Arabtech | 162600.all | EMCC-1 | ECH | 1 | 11634.04 | 11634.04 | EUR | SC_Supply
Mivida BP#189 |  | RFQ-00019 | Ahmed Shandy | MEP (Electro Mechanical) | 2024-01-08 | Suppling of LV Panels | Approved | 162600.all | EMCC-2. | ECH | 1 | 1 | 625098.54 | 625098.54 | SC_Supply | Arabtech | 162600.all | EMCC-2. | ECH | 1 | 34986.71 | 34986.71 | EUR | SC_Supply
Mivida BP#189 |  | RFQ-00019 | Ahmed Shandy | MEP (Electro Mechanical) | 2024-01-08 | Suppling of LV Panels | Approved | 162600.all | EMCC-3. | ECH | 1 | 1 | 307287.91 | 307287.91 | SC_Supply | Arabtech | 162600.all | EMCC-3. | ECH | 1 | 19551.91 | 19551.91 | EUR | SC_Supply
Mivida BP#189 |  | RFQ-00019 | Ahmed Shandy | MEP (Electro Mechanical) | 2024-01-08 | Suppling of LV Panels | Approved | 162600.all | EMCC-4. | ECH | 1 | 1 | 287100.04 | 287100.04 | SC_Supply | Arabtech | 162600.all | EMCC-4. | ECH | 1 | 18206.26 | 18206.26 | EUR | SC_Supply
Mivida BP#189 |  | RFQ-00019 | Ahmed Shandy | MEP (Electro Mechanical) | 2024-01-08 | Suppling of LV Panels | Approved | 162600.all | EMCC-5. | ECH | 1 | 1 | 183631.2 | 183631.2 | SC_Supply | Arabtech | 162600.all | EMCC-5. | ECH | 1 | 11606.34 | 11606.34 | EUR | SC_Supply
Mivida BP#189 |  | RFQ-00019 | Ahmed Shandy | MEP (Electro Mechanical) | 2024-01-08 | Suppling of LV Panels | Approved | 162600.all | EMCC-6. | ECH | 1 | 1 | 660376.72 | 660376.72 | SC_Supply | Arabtech | 162600.all | EMCC-6. | ECH | 1 | 34796.79 | 34796.79 | EUR | SC_Supply
Mivida BP#189 |  | RFQ-00019 | Ahmed Shandy | MEP (Electro Mechanical) | 2024-01-08 | Suppling of LV Panels | Approved | 162600.all | EMCC-7. | ECH | 1 | 1 | 488739.96 | 488739.96 | SC_Supply | Arabtech | 162600.all | EMCC-7. | ECH | 1 | 26975.02 | 26975.02 | EUR | SC_Supply
Mivida BP#189 |  | RFQ-00019 | Ahmed Shandy | MEP (Electro Mechanical) | 2024-01-08 | Suppling of LV Panels | Approved | 162600.all | EMCC-8. | ECH | 1 | 1 | 131913.84 | 131913.84 | SC_Supply | Arabtech | 162600.all | EMCC-8. | ECH | 1 | 7846.28 | 7846.28 | EUR | SC_Supply
BIOLOGICALS AND BIOSIMILARS MANUFACTURING FACILITY EIPICO 3 _0187 |  | RFQ-00116 | Mohamed Nader | Procurement | 2024-01-01 | Signage | Approved | 1 - B02 (Warehouse, Packaging and QC Building)-101400-1 | 250mm diameter, wall sign. | ECH | 76 | 76 | 1539 | 116964 | SC_Supply/Apply | Beyman | 1 - B02 (Warehouse, Packaging and QC Building)-101400-1 | 250mm diameter, wall sign. | ECH | 76 | 1080 | 82080 | EGP | SC_Supply/Apply
BIOLOGICALS AND BIOSIMILARS MANUFACTURING FACILITY EIPICO 3 _0187 |  | RFQ-00116 | Mohamed Nader | Procurement | 2024-01-01 | Signage | Approved | 1 - B02 (Warehouse, Packaging and QC Building)-101400-2 | 250mm diameter, door sign. | ECH | 23 | 23 | 1539 | 35397 | SC_Supply/Apply | Beyman | 1 - B02 (Warehouse, Packaging and QC Building)-101400-2 | 250mm diameter, door sign. | ECH | 23 | 1000 | 23000 | EGP | SC_Supply/Apply
BIOLOGICALS AND BIOSIMILARS MANUFACTURING FACILITY EIPICO 3 _0187 |  | RFQ-00116 | Mohamed Nader | Procurement | 2024-01-01 | Signage | Approved | 1 - B01(ADMIN BUILDING)-101400-1 | Overall Width: 6000mm, Overall Height: 2500mm, Overall Depth: 250mm. | ECH | 1 | 1 | 210900 | 210900 | SC_Supply/Apply | Beyman | 1 - B01(ADMIN BUILDING)-101400-1 | Overall Width: 6000mm, Overall Height: 2500mm, Overall Depth: 250mm. | ECH | 1 | 97800 | 97800 | EGP | SC_Supply/Apply
BIOLOGICALS AND BIOSIMILARS MANUFACTURING FACILITY EIPICO 3 _0187 |  | RFQ-00116 | Mohamed Nader | Procurement | 2024-01-01 | Signage | Approved | 1 - B01(ADMIN BUILDING)-101400-2 | Overall Width: 1800mm, Overall Height: 1500mm, Overall Depth: 450mm. | ECH | 1 | 1 | 33858 | 33858 | SC_Supply/Apply | Beyman | 1 - B01(ADMIN BUILDING)-101400-2 | Overall Width: 1800mm, Overall Height: 1500mm, Overall Depth: 450mm. | ECH | 1 | 50000 | 50000 | EGP | SC_Supply/Apply
BIOLOGICALS AND BIOSIMILARS MANUFACTURING FACILITY EIPICO 3 _0187 |  | RFQ-00116 | Mohamed Nader | Procurement | 2024-01-01 | Signage | Approved | 1 - B01(ADMIN BUILDING)-101400-4 | 250mm diameter, door sign. | ECH | 16 | 16 | 1539 | 24624 | SC_Supply/Apply | Beyman | 1 - B01(ADMIN BUILDING)-101400-4 | 250mm diameter, door sign. | ECH | 16 | 1080 | 17280 | EGP | SC_Supply/Apply
BIOLOGICALS AND BIOSIMILARS MANUFACTURING FACILITY EIPICO 3 _0187 |  | RFQ-00116 | Mohamed Nader | Procurement | 2024-01-01 | Signage | Approved | 1 - Landscape and Infra-101426-1 | Sign code (204). | ECH | 1 | 1 | 6811.5 | 6811.5 | SC_Supply/Apply | Beyman | 1 - Landscape and Infra-101426-1 | Sign code (204). | ECH | 1 | 5850 | 5850 | EGP | SC_Supply/Apply
BIOLOGICALS AND BIOSIMILARS MANUFACTURING FACILITY EIPICO 3 _0187 |  | RFQ-00116 | Mohamed Nader | Procurement | 2024-01-01 | Signage | Approved | 1 - B01(ADMIN BUILDING)-101400-5 | 450x200mm, ceiling sign. | ECH | 4 | 4 | 2194.5 | 8778 | SC_Supply/Apply | Beyman | 1 - B01(ADMIN BUILDING)-101400-5 | 450x200mm, ceiling sign. | ECH | 4 | 1450 | 5800 | EGP | SC_Supply/Apply
BIOLOGICALS AND BIOSIMILARS MANUFACTURING FACILITY EIPICO 3 _0187 |  | RFQ-00116 | Mohamed Nader | Procurement | 2024-01-01 | Signage | Approved | 1 - Landscape and Infra-101426-1 | Sign code (204). | ECH | 1 | 1 | 1000 | 1000 | MAT_Misc | Beyman | 1 - Landscape and Infra-101426-1 | Sign code (204). | ECH | 1 | 0 | 0 | EGP | MAT_Misc
BIOLOGICALS AND BIOSIMILARS MANUFACTURING FACILITY EIPICO 3 _0187 |  | RFQ-00116 | Mohamed Nader | Procurement | 2024-01-01 | Signage | Approved | 1 - B01(ADMIN BUILDING)-101400-3 | 250mm diameter, wall sign. | ECH | 12 | 12 | 1539 | 18468 | SC_Supply/Apply | Beyman | 1 - B01(ADMIN BUILDING)-101400-3 | 250mm diameter, wall sign. | ECH | 12 | 1080 | 12960 | EGP | SC_Supply/Apply
BIOLOGICALS AND BIOSIMILARS MANUFACTURING FACILITY EIPICO 3 _0187 |  | RFQ-00116 | Mohamed Nader | Procurement | 2024-01-01 | Signage | Approved | 1 - Landscape and Infra-101426-2 | Sign code (342). | ECH | 1 | 1 | 1000 | 1000 | MAT_Misc | Beyman | 1 - Landscape and Infra-101426-2 | Sign code (342). | ECH | 1 | 0 | 0 | EGP | MAT_Misc
BIOLOGICALS AND BIOSIMILARS MANUFACTURING FACILITY EIPICO 3 _0187 |  | RFQ-00116 | Mohamed Nader | Procurement | 2024-01-01 | Signage | Approved | 1 - Landscape and Infra-101426-2 | Sign code (342). | ECH | 1 | 1 | 6811.5 | 6811.5 | SC_Supply/Apply | Beyman | 1 - Landscape and Infra-101426-2 | Sign code (342). | ECH | 1 | 5850 | 5850 | EGP | SC_Supply/Apply
Jawhara Palace Restoration _0200 |  | RFQ-00008 | Rola Yasser | Procurement | 2024-01-15 | Wood Work RFQ | Approved | 11.5 | بالمتر المكعب توريد وتركيب عروق خشبية لزوم تزرير الشروخ قطاع 4* 4 بوصة من الخشب العزيزى من جهة واحدة او من الجانبين فى حوائط بسمك 50 سم او اقل وتكون الدبل فى الاركان معشقة ذيل اليمامةبطرف ممتد و البند يشمل فك الدبل المتهالكة و نقلها الى المقالب العمومية و جمبع اعمال تثبيت الدبل الموردة و استخدام الادوات اللازمة لذلك و تنظيف و تقوية مناطق تركيب العروق قبل الثبيت و دهان العروق الخشبية بمواد مقاومة للرطوبة و الحشرات و الحقن حول العروق بالمون و الادوات و كل مايلزم لنهو الاعمال على الوجة الاكمل وطبقآ لأصول الصناعه و تعليمات جهاز الأشراف. | CBM | 30 | 30 | 27500 | 825000 | SC_Supply | Mostafa Eldeek | 11.5 | بالمتر المكعب توريد وتركيب عروق خشبية لزوم تزرير الشروخ قطاع 4* 4 بوصة من الخشب العزيزى من جهة واحدة او من الجانبين فى حوائط بسمك 50 سم او اقل وتكون الدبل فى الاركان معشقة ذيل اليمامةبطرف ممتد و البند يشمل فك الدبل المتهالكة و نقلها الى المقالب العمومية و جمبع اعمال تثبيت الدبل الموردة و استخدام الادوات اللازمة لذلك و تنظيف و تقوية مناطق تركيب العروق قبل الثبيت و دهان العروق الخشبية بمواد مقاومة للرطوبة و الحشرات و الحقن حول العروق بالمون و الادوات و كل مايلزم لنهو الاعمال على الوجة الاكمل وطبقآ لأصول الصناعه و تعليمات جهاز الأشراف. | CBM | 30 | 24000 | 720000 | EGP | SC_Supply
Jawhara Palace Restoration _0200 |  | RFQ-00010 | Marwa Mounir | Operation | 2024-01-16 | توريد عمالة | Approved | 11.35 | عامل ترميم | DAY | 16000 | 16000 | 296.01 | 4736160 | Dir_Man | شركة التقوى للمقاولات | 11.35 | عامل ترميم | DAY | 16000 | 200 | 3200000 | EGP | Dir_Man
Jawhara Palace Restoration _0200 |  | RFQ-00010 | Marwa Mounir | Operation | 2024-01-16 | توريد عمالة | Approved | 11.36 | ساعة إضافي عامل ترميم | HRS | 50000 | 50000 | 37 | 1850000 | Dir_Man | شركة التقوى للمقاولات | 11.36 | ساعة إضافي عامل ترميم | HRS | 50000 | 25 | 1250000 | EGP | Dir_Man
Jawhara Palace Restoration _0200 |  | RFQ-00010 | Marwa Mounir | Operation | 2024-01-16 | توريد عمالة | Approved | 11.37 | مشغل ونش جمل | DAY | 350 | 350 | 444.02 | 155407 | Dir_Man | شركة التقوى للمقاولات | 11.37 | مشغل ونش جمل | DAY | 350 | 300 | 105000 | EGP | Dir_Man
Jawhara Palace Restoration _0200 |  | RFQ-00010 | Marwa Mounir | Operation | 2024-01-16 | توريد عمالة | Approved | 11.38 | ساعة إضافي مشغل ونش جمل | HRS | 2500 | 2500 | 55.5 | 138750 | Dir_Man | شركة التقوى للمقاولات | 11.38 | ساعة إضافي مشغل ونش جمل | HRS | 2500 | 37.5 | 93750 | EGP | Dir_Man
Jawhara Palace Restoration _0200 |  | RFQ-00010 | Marwa Mounir | Operation | 2024-01-16 | توريد عمالة | Approved | 11.39 | نحات حجر | DAY | 600 | 600 | 518.02 | 310812 | Dir_Man | شركة التقوى للمقاولات | 11.39 | نحات حجر | DAY | 600 | 350 | 210000 | EGP | Dir_Man
Jawhara Palace Restoration _0200 |  | RFQ-00010 | Marwa Mounir | Operation | 2024-01-16 | توريد عمالة | Approved | 11.41 | ساعة إضافي نحات حجر | HRS | 1500 | 1500 | 64.75 | 97125 | Dir_Man | شركة التقوى للمقاولات | 11.41 | ساعة إضافي نحات حجر | HRS | 1500 | 43.75 | 65625 | EGP | Dir_Man
Jawhara Palace Restoration _0200 |  | RFQ-00010 | Marwa Mounir | Operation | 2024-01-16 | توريد عمالة | Approved | 11.42 | بناء حجر | DAY | 600 | 600 | 518.02 | 310812 | Dir_Man | شركة التقوى للمقاولات | 11.42 | بناء حجر | DAY | 600 | 350 | 210000 | EGP | Dir_Man
Jawhara Palace Restoration _0200 |  | RFQ-00010 | Marwa Mounir | Operation | 2024-01-16 | توريد عمالة | Approved | 11.43 | ساعة إضافي بناء حجر | HRS | 1500 | 1500 | 64.75 | 97125 | Dir_Man | شركة التقوى للمقاولات | 11.43 | ساعة إضافي بناء حجر | HRS | 1500 | 43.75 | 65625 | EGP | Dir_Man
Hosh Eissa Hospital _0201 |  | RFQ-00014 | Purchasing Engineers | Purchasing | 2024-01-15 | Supply for concrete works | Approved | 10.2 | *خرسانه اجهاد 200 كجم/م2 محتوي اسمنتي بورتلاندي عادي 300كجم/م3 | CBM | 700 | 700 | 1230 | 861000 | MAT_Raw | الأهرام الوطنية للمقاولات | 10.2 | *خرسانه اجهاد 200 كجم/م2 محتوي اسمنتي بورتلاندي عادي 300كجم/م3 | CBM | 700 | 1340 | 938000 | EGP | MAT_Raw
Hosh Eissa Hospital _0201 |  | RFQ-00014 | Purchasing Engineers | Purchasing | 2024-01-15 | Supply for concrete works | Approved | 10.2 | *خرسانه اجهاد 300 كجم/م2 محتوي اسمنتي مقاوم للكبريتات 400 SRCكجم/م3 | CBM | 6000 | 6000 | 1530 | 9180000 | MAT_Raw | الأهرام الوطنية للمقاولات | 10.2 | *خرسانه اجهاد 300 كجم/م2 محتوي اسمنتي مقاوم للكبريتات 400 SRCكجم/م3 | CBM | 6000 | 1600 | 9600000 | EGP | MAT_Raw
Mivida BP#189 |  | RFQ-00021 | Ahmed Saleh | MEP (Electro Mechanical) | 2024-01-24 | BLDG-05 & 06 Additions and Inflation | Approved | 162600.BLD05 | Door sensor. ‐ Activation range (switching distance) 10 mm. ‐ Current rating not more than 75 mA at 24Vdc. ‐ Recessed mount suits the doors types. ‐ Two wire connection with min 3.5 m long cable. ‐ Provide N/O and N/C clean contact alarm outputs plus tamper alarm. ‐ Supervised with end‐of‐line (EOL) resistors to indicate alarm status. ‐ The supervised input shall sense contact conditions of SAFE, ALARM, and FAULT. | ECH | 19 | 19 | 724.89 | 13772.91 | SC_Supply/Apply | ايزامو للاعمال هندسيه مهندسون ومقاولون | 162600.BLD05 | Door sensor. ‐ Activation range (switching distance) 10 mm. ‐ Current rating not more than 75 mA at 24Vdc. ‐ Recessed mount suits the doors types. ‐ Two wire connection with min 3.5 m long cable. ‐ Provide N/O and N/C clean contact alarm outputs plus tamper alarm. ‐ Supervised with end‐of‐line (EOL) resistors to indicate alarm status. ‐ The supervised input shall sense contact conditions of SAFE, ALARM, and FAULT. | ECH | 19 | 2354 | 44726 | EGP | SC_Supply/Apply
Mivida BP#189 |  | RFQ-00021 | Ahmed Saleh | MEP (Electro Mechanical) | 2024-01-24 | BLDG-05 & 06 Additions and Inflation | Approved | 162600.BLD05 | Magnetic door lock. ‐ Holding force 300Kg, Holding force and mounting bracket type should be coordinated with door supplier according to each door weight. ‐ Continuous operation: 100% duty cycle. ‐ Supervision: LED monitoring (open / Closed) ‐ Rating: Fire rated kits for fire doors. ‐ Protection: Vandal protection against tampering or removal. | ECH | 4 | 4 | 724.89 | 2899.56 | SC_Supply/Apply | ايزامو للاعمال هندسيه مهندسون ومقاولون | 162600.BLD05 | Magnetic door lock. ‐ Holding force 300Kg, Holding force and mounting bracket type should be coordinated with door supplier according to each door weight. ‐ Continuous operation: 100% duty cycle. ‐ Supervision: LED monitoring (open / Closed) ‐ Rating: Fire rated kits for fire doors. ‐ Protection: Vandal protection against tampering or removal. | ECH | 4 | 1847 | 7388 | EGP | SC_Supply/Apply
Mivida BP#189 |  | RFQ-00021 | Ahmed Saleh | MEP (Electro Mechanical) | 2024-01-24 | BLDG-05 & 06 Additions and Inflation | Approved | 162600.BLD05 | Request to exit [RTE] button. | ECH | 2 | 2 | 724.89 | 1449.78 | SC_Supply/Apply | ايزامو للاعمال هندسيه مهندسون ومقاولون | 162600.BLD05 | Request to exit [RTE] button. | ECH | 2 | 2333 | 4666 | EGP | SC_Supply/Apply
Mivida BP#189 |  | RFQ-00021 | Ahmed Saleh | MEP (Electro Mechanical) | 2024-01-24 | BLDG-05 & 06 Additions and Inflation | Approved | 162600.BLD05 | Emergency break glass unit. | ECH | 2 | 2 | 724.89 | 1449.78 | SC_Supply/Apply | ايزامو للاعمال هندسيه مهندسون ومقاولون | 162600.BLD05 | Emergency break glass unit. | ECH | 2 | 2333 | 4666 | EGP | SC_Supply/Apply
Mivida BP#189 |  | RFQ-00021 | Ahmed Saleh | MEP (Electro Mechanical) | 2024-01-24 | BLDG-05 & 06 Additions and Inflation | Approved | 162600.BLD05 | Addressable multisensor detector [Ceiling mounted]. | ECH | 1 | 1 | 241.63 | 241.63 | SC_Supply/Apply | ايزامو للاعمال هندسيه مهندسون ومقاولون | 162600.BLD05 | Addressable multisensor detector [Ceiling mounted]. | ECH | 1 | 1052.42 | 1052.42 | EGP | SC_Supply/Apply
Mivida BP#189 |  | RFQ-00021 | Ahmed Saleh | MEP (Electro Mechanical) | 2024-01-24 | BLDG-05 & 06 Additions and Inflation | Approved | 162600.BLD05 | Addressable smoke detector [Ceiling mounted]. | ECH | 65 | 65 | 241.63 | 15705.95 | SC_Supply/Apply | ايزامو للاعمال هندسيه مهندسون ومقاولون | 162600.BLD05 | Addressable smoke detector [Ceiling mounted]. | ECH | 65 | 1052.42 | 68407.3 | EGP | SC_Supply/Apply
Mivida BP#189 |  | RFQ-00021 | Ahmed Saleh | MEP (Electro Mechanical) | 2024-01-24 | BLDG-05 & 06 Additions and Inflation | Approved | 162600.BLD05 | Addressable smoke detector above false ceiling c/w remote LED. | ECH | 15 | 15 | 241.63 | 3624.45 | SC_Supply/Apply | ايزامو للاعمال هندسيه مهندسون ومقاولون | 162600.BLD05 | Addressable smoke detector above false ceiling c/w remote LED. | ECH | 15 | 1052.42 | 15786.3 | EGP | SC_Supply/Apply
Mivida BP#189 |  | RFQ-00021 | Ahmed Saleh | MEP (Electro Mechanical) | 2024-01-24 | BLDG-05 & 06 Additions and Inflation | Approved | 162600.BLD05 | Addressable manual station. | ECH | 16 | 16 | 241.63 | 3866.08 | SC_Supply/Apply | ايزامو للاعمال هندسيه مهندسون ومقاولون | 162600.BLD05 | Addressable manual station. | ECH | 16 | 860.48 | 13767.68 | EGP | SC_Supply/Apply
Mivida BP#189 |  | RFQ-00021 | Ahmed Saleh | MEP (Electro Mechanical) | 2024-01-24 | BLDG-05 & 06 Additions and Inflation | Approved | 162600.BLD05 | Strobe light. | ECH | 14 | 14 | 241.63 | 3382.82 | SC_Supply/Apply | ايزامو للاعمال هندسيه مهندسون ومقاولون | 162600.BLD05 | Strobe light. | ECH | 14 | 2195.83 | 30741.62 | EGP | SC_Supply/Apply
Mivida BP#189 |  | RFQ-00021 | Ahmed Saleh | MEP (Electro Mechanical) | 2024-01-24 | BLDG-05 & 06 Additions and Inflation | Approved | 162600.BLD05 | Outdoor strobe light. | ECH | 7 | 7 | 241.63 | 1691.41 | SC_Supply/Apply | ايزامو للاعمال هندسيه مهندسون ومقاولون | 162600.BLD05 | Outdoor strobe light. | ECH | 7 | 2195.83 | 15370.81 | EGP | SC_Supply/Apply
Mivida BP#189 |  | RFQ-00021 | Ahmed Saleh | MEP (Electro Mechanical) | 2024-01-24 | BLDG-05 & 06 Additions and Inflation | Approved | 162600.BLD05 | Alarm siren. | ECH | 14 | 14 | 241.63 | 3382.82 | SC_Supply/Apply | ايزامو للاعمال هندسيه مهندسون ومقاولون | 162600.BLD05 | Alarm siren. | ECH | 14 | 2266.74 | 31734.36 | EGP | SC_Supply/Apply
Mivida BP#189 |  | RFQ-00021 | Ahmed Saleh | MEP (Electro Mechanical) | 2024-01-24 | BLDG-05 & 06 Additions and Inflation | Approved | 162600.BLD05 | Outdoor alarm siren. | ECH | 2 | 2 | 241.63 | 483.26 | SC_Supply/Apply | ايزامو للاعمال هندسيه مهندسون ومقاولون | 162600.BLD05 | Outdoor alarm siren. | ECH | 2 | 2266.74 | 4533.48 | EGP | SC_Supply/Apply
Mivida BP#189 |  | RFQ-00021 | Ahmed Saleh | MEP (Electro Mechanical) | 2024-01-24 | BLDG-05 & 06 Additions and Inflation | Approved | 162600.BLD05 | Addressable Monitor module. | ECH | 101 | 101 | 241.63 | 24404.63 | SC_Supply/Apply | ايزامو للاعمال هندسيه مهندسون ومقاولون | 162600.BLD05 | Addressable Monitor module. | ECH | 101 | 935.06 | 94441.06 | EGP | SC_Supply/Apply
Mivida BP#189 |  | RFQ-00021 | Ahmed Saleh | MEP (Electro Mechanical) | 2024-01-24 | BLDG-05 & 06 Additions and Inflation | Approved | 162600.BLD05 | Addressable control module. | ECH | 8 | 8 | 241.63 | 1933.04 | SC_Supply/Apply | ايزامو للاعمال هندسيه مهندسون ومقاولون | 162600.BLD05 | Addressable control module. | ECH | 8 | 935.06 | 7480.48 | EGP | SC_Supply/Apply
Mivida BP#189 |  | RFQ-00021 | Ahmed Saleh | MEP (Electro Mechanical) | 2024-01-24 | BLDG-05 & 06 Additions and Inflation | Approved | 162600.BLD05 | Outdoor addressable control module. | ECH | 1 | 1 | 241.63 | 241.63 | SC_Supply/Apply | ايزامو للاعمال هندسيه مهندسون ومقاولون | 162600.BLD05 | Outdoor addressable control module. | ECH | 1 | 935.06 | 935.06 | EGP | SC_Supply/Apply
Mivida BP#189 |  | RFQ-00021 | Ahmed Saleh | MEP (Electro Mechanical) | 2024-01-24 | BLDG-05 & 06 Additions and Inflation | Approved | 162600.BLD05 | Addressable Signal control module. | ECH | 10 | 10 | 241.63 | 2416.3 | SC_Supply/Apply | ايزامو للاعمال هندسيه مهندسون ومقاولون | 162600.BLD05 | Addressable Signal control module. | ECH | 10 | 1002.3 | 10023 | EGP | SC_Supply/Apply
Mivida BP#189 |  | RFQ-00021 | Ahmed Saleh | MEP (Electro Mechanical) | 2024-01-24 | BLDG-05 & 06 Additions and Inflation | Approved | 162600.BLD05 | Fire alarm interface unit (IFU). | ECH | 83 | 83 | 241.63 | 20055.29 | SC_Supply/Apply | ايزامو للاعمال هندسيه مهندسون ومقاولون | 162600.BLD05 | Fire alarm interface unit (IFU). | ECH | 83 | 1002.3 | 83190.9 | EGP | SC_Supply/Apply
Mivida BP#189 |  | RFQ-00021 | Ahmed Saleh | MEP (Electro Mechanical) | 2024-01-24 | BLDG-05 & 06 Additions and Inflation | Approved | 162600.BLD05 | Fault isolator module. | LS | 1 | 1 | 241.63 | 241.63 | SC_Supply/Apply | ايزامو للاعمال هندسيه مهندسون ومقاولون | 162600.BLD05 | Fault isolator module. | LS | 1 | 6329.3 | 6329.3 | EGP | SC_Supply/Apply
Mivida BP#189 |  | RFQ-00021 | Ahmed Saleh | MEP (Electro Mechanical) | 2024-01-24 | BLDG-05 & 06 Additions and Inflation | Approved | 162600.BLD05 | 100x100 cable tray | MTR | 1 | 1 | 191.26 | 191.26 | SC_Supply/Apply | ايزامو للاعمال هندسيه مهندسون ومقاولون | 162600.BLD05 | 100x100 cable tray | MTR | 1 | 692 | 692 | EGP | SC_Supply/Apply
Mivida BP#189 |  | RFQ-00021 | Ahmed Saleh | MEP (Electro Mechanical) | 2024-01-24 | BLDG-05 & 06 Additions and Inflation | Approved | 162600.BLD05 | 200x100 cable tray | MTR | 1 | 1 | 268.64 | 268.64 | SC_Supply/Apply | ايزامو للاعمال هندسيه مهندسون ومقاولون | 162600.BLD05 | 200x100 cable tray | MTR | 1 | 876 | 876 | EGP | SC_Supply/Apply
Mivida BP#189 |  | RFQ-00021 | Ahmed Saleh | MEP (Electro Mechanical) | 2024-01-24 | BLDG-05 & 06 Additions and Inflation | Approved | 162600.BLD05 | 300x100 cable tray | MTR | 1 | 1 | 345.29 | 345.29 | SC_Supply/Apply | ايزامو للاعمال هندسيه مهندسون ومقاولون | 162600.BLD05 | 300x100 cable tray | MTR | 1 | 1060 | 1060 | EGP | SC_Supply/Apply
Mivida BP#189 |  | RFQ-00021 | Ahmed Saleh | MEP (Electro Mechanical) | 2024-01-24 | BLDG-05 & 06 Additions and Inflation | Approved | 162600.BLD05 | 400x100 cable tray | MTR | 1 | 1 | 495.67 | 495.67 | SC_Supply/Apply | ايزامو للاعمال هندسيه مهندسون ومقاولون | 162600.BLD05 | 400x100 cable tray | MTR | 1 | 1688 | 1688 | EGP | SC_Supply/Apply
Mivida BP#189 |  | RFQ-00021 | Ahmed Saleh | MEP (Electro Mechanical) | 2024-01-24 | BLDG-05 & 06 Additions and Inflation | Approved | 162600.BLD05 | 600x100 cable tray | MTR | 1 | 1 | 681.82 | 681.82 | SC_Supply/Apply | ايزامو للاعمال هندسيه مهندسون ومقاولون | 162600.BLD05 | 600x100 cable tray | MTR | 1 | 2356 | 2356 | EGP | SC_Supply/Apply
Mivida BP#189 |  | RFQ-00021 | Ahmed Saleh | MEP (Electro Mechanical) | 2024-01-24 | BLDG-05 & 06 Additions and Inflation | Approved | 162600.BLD05 | Indoor wiring for one lighting outlet including wires 3(1x3) mm2, embedded upvc conduits/ exposed Metallic conduits, cable trays, junction boxes, and all necessary accessories from panel to lighting fixtures and switches outlet. | ECH | 35 | 35 | 1435.18 | 50231.3 | SC_Supply/Apply | ايزامو للاعمال هندسيه مهندسون ومقاولون | 162600.BLD05 | Indoor wiring for one lighting outlet including wires 3(1x3) mm2, embedded upvc conduits/ exposed Metallic conduits, cable trays, junction boxes, and all necessary accessories from panel to lighting fixtures and switches outlet. | ECH | 35 | 805 | 28175 | EGP | SC_Supply/Apply
Mivida BP#189 |  | RFQ-00021 | Ahmed Saleh | MEP (Electro Mechanical) | 2024-01-24 | BLDG-05 & 06 Additions and Inflation | Approved | 162600.BLD05 | AL Cables - ( 3*240+120 ) AL/XLPE/PVC | MTR | 1 | 1 | 0 | 0 | SC_Apply | ايزامو للاعمال هندسيه مهندسون ومقاولون | 162600.BLD05 | AL Cables - ( 3*240+120 ) AL/XLPE/PVC | MTR | 1 | 60 | 60 | EGP | SC_Apply
Mivida BP#189 |  | RFQ-00021 | Ahmed Saleh | MEP (Electro Mechanical) | 2024-01-24 | BLDG-05 & 06 Additions and Inflation | Approved | 162600.BLD05 | AL Cables - ( 3*120+70 ) AL/XLPE/PVC | MTR | 1 | 1 | 0 | 0 | SC_Apply | ايزامو للاعمال هندسيه مهندسون ومقاولون | 162600.BLD05 | AL Cables - ( 3*120+70 ) AL/XLPE/PVC | MTR | 1 | 50 | 50 | EGP | SC_Apply
Mivida BP#189 |  | RFQ-00021 | Ahmed Saleh | MEP (Electro Mechanical) | 2024-01-24 | BLDG-05 & 06 Additions and Inflation | Approved | 162600.BLD05 | AL Cables - ( 3*70+35 ) AL/XLPE/PVC | MTR | 1 | 1 | 0 | 0 | SC_Apply | ايزامو للاعمال هندسيه مهندسون ومقاولون | 162600.BLD05 | AL Cables - ( 3*70+35 ) AL/XLPE/PVC | MTR | 1 | 40 | 40 | EGP | SC_Apply
Mivida BP#189 |  | RFQ-00021 | Ahmed Saleh | MEP (Electro Mechanical) | 2024-01-24 | BLDG-05 & 06 Additions and Inflation | Approved | 162600.BLD05 | AL Cables - 1*120 AL/PVC | MTR | 1 | 1 | 0 | 0 | SC_Apply | ايزامو للاعمال هندسيه مهندسون ومقاولون | 162600.BLD05 | AL Cables - 1*120 AL/PVC | MTR | 1 | 20 | 20 | EGP | SC_Apply
Mivida BP#189 |  | RFQ-00021 | Ahmed Saleh | MEP (Electro Mechanical) | 2024-01-24 | BLDG-05 & 06 Additions and Inflation | Approved | 162600.BLD05 | AL Cables - 1*70 AL/PVC | MTR | 1 | 1 | 0 | 0 | SC_Apply | ايزامو للاعمال هندسيه مهندسون ومقاولون | 162600.BLD05 | AL Cables - 1*70 AL/PVC | MTR | 1 | 15 | 15 | EGP | SC_Apply
Mivida BP#189 |  | RFQ-00021 | Ahmed Saleh | MEP (Electro Mechanical) | 2024-01-24 | BLDG-05 & 06 Additions and Inflation | Approved | 162600.BLD05 | AL Cables - 1*35 AL/PVC | MTR | 1 | 1 | 0 | 0 | SC_Apply | ايزامو للاعمال هندسيه مهندسون ومقاولون | 162600.BLD05 | AL Cables - 1*35 AL/PVC | MTR | 1 | 12 | 12 | EGP | SC_Apply
Mivida BP#189 |  | RFQ-00021 | Ahmed Saleh | MEP (Electro Mechanical) | 2024-01-24 | BLDG-05 & 06 Additions and Inflation | Approved | 162600.BLD05 | CU Cables - ( 4*4 ) CU/XLPE/PVC | MTR | 1 | 1 | 0 | 0 | SC_Apply | ايزامو للاعمال هندسيه مهندسون ومقاولون | 162600.BLD05 | CU Cables - ( 4*4 ) CU/XLPE/PVC | MTR | 1 | 15 | 15 | EGP | SC_Apply
Mivida BP#189 |  | RFQ-00021 | Ahmed Saleh | MEP (Electro Mechanical) | 2024-01-24 | BLDG-05 & 06 Additions and Inflation | Approved | 162600.BLD05 | CU Cables - ( 4*6 ) CU/XLPE/PVC | MTR | 1 | 1 | 0 | 0 | SC_Apply | ايزامو للاعمال هندسيه مهندسون ومقاولون | 162600.BLD05 | CU Cables - ( 4*6 ) CU/XLPE/PVC | MTR | 1 | 15 | 15 | EGP | SC_Apply
Mivida BP#189 |  | RFQ-00021 | Ahmed Saleh | MEP (Electro Mechanical) | 2024-01-24 | BLDG-05 & 06 Additions and Inflation | Approved | 162600.BLD05 | CU Cables - ( 4*25 ) CU/XLPE/PVC | MTR | 1 | 1 | 0 | 0 | SC_Apply | ايزامو للاعمال هندسيه مهندسون ومقاولون | 162600.BLD05 | CU Cables - ( 4*25 ) CU/XLPE/PVC | MTR | 1 | 25 | 25 | EGP | SC_Apply
Mivida BP#189 |  | RFQ-00021 | Ahmed Saleh | MEP (Electro Mechanical) | 2024-01-24 | BLDG-05 & 06 Additions and Inflation | Approved | 162600.BLD05 | CU Cables - ( 2*16 ) CU/XLPE/PVC | MTR | 1 | 1 | 0 | 0 | SC_Apply | ايزامو للاعمال هندسيه مهندسون ومقاولون | 162600.BLD05 | CU Cables - ( 2*16 ) CU/XLPE/PVC | MTR | 1 | 15 | 15 | EGP | SC_Apply
Mivida BP#189 |  | RFQ-00021 | Ahmed Saleh | MEP (Electro Mechanical) | 2024-01-24 | BLDG-05 & 06 Additions and Inflation | Approved | 162600.BLD05 | CU Cables - ( 1*6 ) CU/PVC | MTR | 1 | 1 | 0 | 0 | SC_Apply | ايزامو للاعمال هندسيه مهندسون ومقاولون | 162600.BLD05 | CU Cables - ( 1*6 ) CU/PVC | MTR | 1 | 5 | 5 | EGP | SC_Apply
Mivida BP#189 |  | RFQ-00021 | Ahmed Saleh | MEP (Electro Mechanical) | 2024-01-24 | BLDG-05 & 06 Additions and Inflation | Approved | 162600.BLD05 | CU Cables - ( 1*16 ) CU/PVC | MTR | 1 | 1 | 0 | 0 | SC_Apply | ايزامو للاعمال هندسيه مهندسون ومقاولون | 162600.BLD05 | CU Cables - ( 1*16 ) CU/PVC | MTR | 1 | 8 | 8 | EGP | SC_Apply
Mivida BP#189 |  | RFQ-00021 | Ahmed Saleh | MEP (Electro Mechanical) | 2024-01-24 | BLDG-05 & 06 Additions and Inflation | Approved | 162600.BLD05 | Special cables - Fire resistance cables rated 600/1000 V Multi-core, CU/MICA/XLPE/ LS0H, (4CX25+1X16) | MTR | 1 | 1 | 0 | 0 | SC_Apply | ايزامو للاعمال هندسيه مهندسون ومقاولون | 162600.BLD05 | Special cables - Fire resistance cables rated 600/1000 V Multi-core, CU/MICA/XLPE/ LS0H, (4CX25+1X16) | MTR | 1 | 50 | 50 | EGP | SC_Apply
Mivida BP#189 |  | RFQ-00021 | Ahmed Saleh | MEP (Electro Mechanical) | 2024-01-24 | BLDG-05 & 06 Additions and Inflation | Approved | 162600.BLD06 | AL Cables - ( 3*240+120 ) AL/XLPE/PVC | MTR | 1 | 1 | 0 | 0 | SC_Apply | ايزامو للاعمال هندسيه مهندسون ومقاولون | 162600.BLD06 | AL Cables - ( 3*240+120 ) AL/XLPE/PVC | MTR | 1 | 60 | 60 | EGP | SC_Apply
Mivida BP#189 |  | RFQ-00021 | Ahmed Saleh | MEP (Electro Mechanical) | 2024-01-24 | BLDG-05 & 06 Additions and Inflation | Approved | 162600.BLD06 | AL Cables - 1*120 AL/PVC | MTR | 1 | 1 | 0 | 0 | SC_Apply | ايزامو للاعمال هندسيه مهندسون ومقاولون | 162600.BLD06 | AL Cables - 1*120 AL/PVC | MTR | 1 | 20 | 20 | EGP | SC_Apply
Mivida BP#189 |  | RFQ-00021 | Ahmed Saleh | MEP (Electro Mechanical) | 2024-01-24 | BLDG-05 & 06 Additions and Inflation | Approved | 162600.BLD06 | CU Cables - ( 4*4 ) CU/XLPE/PVC | MTR | 1 | 1 | 0 | 0 | SC_Apply | ايزامو للاعمال هندسيه مهندسون ومقاولون | 162600.BLD06 | CU Cables - ( 4*4 ) CU/XLPE/PVC | MTR | 1 | 15 | 15 | EGP | SC_Apply
Mivida BP#189 |  | RFQ-00021 | Ahmed Saleh | MEP (Electro Mechanical) | 2024-01-24 | BLDG-05 & 06 Additions and Inflation | Approved | 162600.BLD06 | CU Cables - ( 4*6 ) CU/XLPE/PVC | MTR | 1 | 1 | 0 | 0 | SC_Apply | ايزامو للاعمال هندسيه مهندسون ومقاولون | 162600.BLD06 | CU Cables - ( 4*6 ) CU/XLPE/PVC | MTR | 1 | 15 | 15 | EGP | SC_Apply
Mivida BP#189 |  | RFQ-00021 | Ahmed Saleh | MEP (Electro Mechanical) | 2024-01-24 | BLDG-05 & 06 Additions and Inflation | Approved | 162600.BLD06 | CU Cables - ( 4*25 ) CU/XLPE/PVC | MTR | 1 | 1 | 0 | 0 | SC_Apply | ايزامو للاعمال هندسيه مهندسون ومقاولون | 162600.BLD06 | CU Cables - ( 4*25 ) CU/XLPE/PVC | MTR | 1 | 25 | 25 | EGP | SC_Apply
Mivida BP#189 |  | RFQ-00021 | Ahmed Saleh | MEP (Electro Mechanical) | 2024-01-24 | BLDG-05 & 06 Additions and Inflation | Approved | 162600.BLD06 | CU Cables - ( 2*16 ) CU/XLPE/PVC | MTR | 1 | 1 | 0 | 0 | SC_Apply | ايزامو للاعمال هندسيه مهندسون ومقاولون | 162600.BLD06 | CU Cables - ( 2*16 ) CU/XLPE/PVC | MTR | 1 | 15 | 15 | EGP | SC_Apply
Mivida BP#189 |  | RFQ-00021 | Ahmed Saleh | MEP (Electro Mechanical) | 2024-01-24 | BLDG-05 & 06 Additions and Inflation | Approved | 162600.BLD06 | Special cables - Fire resistance cables rated 600/1000 V Multi-core, CU/MICA/XLPE/ LS0H, (4CX25+1X16) | MTR | 1 | 1 | 0 | 0 | SC_Apply | ايزامو للاعمال هندسيه مهندسون ومقاولون | 162600.BLD06 | Special cables - Fire resistance cables rated 600/1000 V Multi-core, CU/MICA/XLPE/ LS0H, (4CX25+1X16) | MTR | 1 | 50 | 50 | EGP | SC_Apply
Mivida BP#189 |  | RFQ-00022 | Ahmed Saleh | MEP (Electro Mechanical) | 2024-01-24 | Mechanical Infrastructure works | Approved | 152105.infra | Install main complete pre-cast manhole with all requirements including excavation in all types of soil, plain concrete for base and slopes of manhole bottom, reinforced concrete, steps with heavy duty cover D400 and frame, and all other accessories and fittings that are required for successful completion and performance of the completed works, backfilling, compaction, removal of surplus materials, provide internal and external protection, fixation of pipes in chamber walls, and all other requirements all in accordance with specifications and drawings..-Type B ( depth more than 2.50 m ) | ECH | 8 | 8 | 6000 | 48000 | SC_Supply/Apply | المريم - هيثم سيد عبدالكريم | 152105.infra | Install main complete pre-cast manhole with all requirements including excavation in all types of soil, plain concrete for base and slopes of manhole bottom, reinforced concrete, steps with heavy duty cover D400 and frame, and all other accessories and fittings that are required for successful completion and performance of the completed works, backfilling, compaction, removal of surplus materials, provide internal and external protection, fixation of pipes in chamber walls, and all other requirements all in accordance with specifications and drawings..-Type B ( depth more than 2.50 m ) | ECH | 8 | 6000 | 48000 | EGP | SC_Supply/Apply
Mivida BP#189 |  | RFQ-00022 | Ahmed Saleh | MEP (Electro Mechanical) | 2024-01-24 | Mechanical Infrastructure works | Approved | 152105.infra | Install Retarding Chamber complete with all fittings and accessories as detailed on the drawings including excavation, backfilling, disposal of surplus materials, concrete, steel bars, frame, cover, channels, benching etc. as specified | ECH | 9 | 9 | 6500 | 58500 | SC_Supply/Apply | المريم - هيثم سيد عبدالكريم | 152105.infra | Install Retarding Chamber complete with all fittings and accessories as detailed on the drawings including excavation, backfilling, disposal of surplus materials, concrete, steel bars, frame, cover, channels, benching etc. as specified | ECH | 9 | 3000 | 27000 | EGP | SC_Supply/Apply
Mivida BP#189 |  | RFQ-00022 | Ahmed Saleh | MEP (Electro Mechanical) | 2024-01-24 | Mechanical Infrastructure works | Approved | 152105.infra | Install, connect and test of cast iron trench drain complete with frame and heavy duty cover and all accessorier in accordance with specifications an as shown on drawings | MTR | 10 | 10 | 500 | 5000 | SC_Supply/Apply | المريم - هيثم سيد عبدالكريم | 152105.infra | Install, connect and test of cast iron trench drain complete with frame and heavy duty cover and all accessorier in accordance with specifications an as shown on drawings | MTR | 10 | 300 | 3000 | EGP | SC_Supply/Apply
Mivida BP#189 |  | RFQ-00022 | Ahmed Saleh | MEP (Electro Mechanical) | 2024-01-24 | Mechanical Infrastructure works | Approved | 152105.infra | Install, testing and commissioning Incpection chamber precast concrete or cast insitu concrete with standard traffic type cast iron cover and frames, access ladder and concrete channel at bed, foundation bed concrete where required, all associated earthworks, damp required to complete and finish. the work according to specification-Incpection chamber 600 X 600 MM | ECH | 2 | 2 | 4200 | 8400 | SC_Supply/Apply | المريم - هيثم سيد عبدالكريم | 152105.infra | Install, testing and commissioning Incpection chamber precast concrete or cast insitu concrete with standard traffic type cast iron cover and frames, access ladder and concrete channel at bed, foundation bed concrete where required, all associated earthworks, damp required to complete and finish. the work according to specification-Incpection chamber 600 X 600 MM | ECH | 2 | 1750 | 3500 | EGP | SC_Supply/Apply
Mivida BP#189 |  | RFQ-00022 | Ahmed Saleh | MEP (Electro Mechanical) | 2024-01-24 | Mechanical Infrastructure works | Approved | 152105.infra | Install CATCH BASIN complete with all fittings and accessories as detailed on the drawings including excavation, backfilling, disposal of surplus materials, concrete, steel bars, frame, cover, channels, benching etc. as specified | ECH | 3 | 3 | 4200 | 12600 | SC_Supply/Apply | المريم - هيثم سيد عبدالكريم | 152105.infra | Install CATCH BASIN complete with all fittings and accessories as detailed on the drawings including excavation, backfilling, disposal of surplus materials, concrete, steel bars, frame, cover, channels, benching etc. as specified | ECH | 3 | 3000 | 9000 | EGP | SC_Supply/Apply
Mivida BP#189 |  | RFQ-00022 | Ahmed Saleh | MEP (Electro Mechanical) | 2024-01-24 | Mechanical Infrastructure works | Approved | 152105.infra | Install, connect and test of UPVC PN 10 pipe for forced main pipes, complete with fittings, fixation, sleeves, and all accessories required to complete the works to be in accordance with specifications and as shown on drawings for the following diameters:- diam.75 mm | MTR | 215 | 215 | 160 | 34400 | SC_Supply/Apply | المريم - هيثم سيد عبدالكريم | 152105.infra | Install, connect and test of UPVC PN 10 pipe for forced main pipes, complete with fittings, fixation, sleeves, and all accessories required to complete the works to be in accordance with specifications and as shown on drawings for the following diameters:- diam.75 mm | MTR | 215 | 100 | 21500 | EGP | SC_Supply/Apply
Mivida BP#189 |  | RFQ-00022 | Ahmed Saleh | MEP (Electro Mechanical) | 2024-01-24 | Mechanical Infrastructure works | Approved | 152105.infra | Install and test Gate valve with surface box including all fittings, connection of UPVC PN10 and valves, cast iron surface box and cover all as specifications and drawings for the following pipelines of internal diameter:-φ 75 mm | ECH | 1 | 1 | 1580 | 1580 | SC_Supply/Apply | المريم - هيثم سيد عبدالكريم | 152105.infra | Install and test Gate valve with surface box including all fittings, connection of UPVC PN10 and valves, cast iron surface box and cover all as specifications and drawings for the following pipelines of internal diameter:-φ 75 mm | ECH | 1 | 350 | 350 | EGP | SC_Supply/Apply
Mivida BP#189 |  | RFQ-00022 | Ahmed Saleh | MEP (Electro Mechanical) | 2024-01-24 | Mechanical Infrastructure works | Approved | 152105.infra | Install and test HDPE PN16 (PE100-SDR 17) pipes and fittings (bend, tee, ...ect) for water supply , including all necessary works, excavation from ground level to the required depth, bedding, jointing, fittings, concrete works as required, testing, backfilling with selected excavated material and removal of surplus and disposal to heaps off site, ...etc all in accordance with the specifications and drawings for the following diameters:-φ 160 mm | MTR | 125 | 125 | 270 | 33750 | SC_Supply/Apply | المريم - هيثم سيد عبدالكريم | 152105.infra | Install and test HDPE PN16 (PE100-SDR 17) pipes and fittings (bend, tee, ...ect) for water supply , including all necessary works, excavation from ground level to the required depth, bedding, jointing, fittings, concrete works as required, testing, backfilling with selected excavated material and removal of surplus and disposal to heaps off site, ...etc all in accordance with the specifications and drawings for the following diameters:-φ 160 mm | MTR | 125 | 200 | 25000 | EGP | SC_Supply/Apply
Mivida BP#189 |  | RFQ-00022 | Ahmed Saleh | MEP (Electro Mechanical) | 2024-01-24 | Mechanical Infrastructure works | Approved | 152105.infra | Install and test HDPE PN16 (PE100-SDR 17) pipes and fittings (bend, tee, ...ect) for water supply , including all necessary works, excavation from ground level to the required depth, bedding, jointing, fittings, concrete works as required, testing, backfilling with selected excavated material and removal of surplus and disposal to heaps off site, ...etc all in accordance with the specifications and drawings for the following diameters:-φ 110 mm | MTR | 150 | 150 | 240 | 36000 | SC_Supply/Apply | المريم - هيثم سيد عبدالكريم | 152105.infra | Install and test HDPE PN16 (PE100-SDR 17) pipes and fittings (bend, tee, ...ect) for water supply , including all necessary works, excavation from ground level to the required depth, bedding, jointing, fittings, concrete works as required, testing, backfilling with selected excavated material and removal of surplus and disposal to heaps off site, ...etc all in accordance with the specifications and drawings for the following diameters:-φ 110 mm | MTR | 150 | 150 | 22500 | EGP | SC_Supply/Apply
Mivida BP#189 |  | RFQ-00022 | Ahmed Saleh | MEP (Electro Mechanical) | 2024-01-24 | Mechanical Infrastructure works | Approved | 152105.infra | Supply, install and test Gate valve with surface box including all fittings, connection of HDPE PN16 and valves, cast iron surface box and cover all as specifications and drawings for the following pipelines of internal diameter:-φ 110 mm | ECH | 1 | 1 | 2000 | 2000 | SC_Supply/Apply | المريم - هيثم سيد عبدالكريم | 152105.infra | Supply, install and test Gate valve with surface box including all fittings, connection of HDPE PN16 and valves, cast iron surface box and cover all as specifications and drawings for the following pipelines of internal diameter:-φ 110 mm | ECH | 1 | 500 | 500 | EGP | SC_Supply/Apply
Mivida BP#189 |  | RFQ-00022 | Ahmed Saleh | MEP (Electro Mechanical) | 2024-01-24 | Mechanical Infrastructure works | Approved | 152105.infra | Install and test HDPE PN16 (PE100-SDR11) pipes and fittings (bend, tee, ...ect) for firefighting network, including all necessary works, excavation from ground level to the required depth, bedding, jointing, fittings, concrete works as required, testing, backfilling with selected excavated material and removal of surplus and disposal to heaps off site, ...etc all in accordance with the specifications and drawings for the following diameters:-φ 160 mm | MTR | 15 | 15 | 250 | 3750 | SC_Supply/Apply | المريم - هيثم سيد عبدالكريم | 152105.infra | Install and test HDPE PN16 (PE100-SDR11) pipes and fittings (bend, tee, ...ect) for firefighting network, including all necessary works, excavation from ground level to the required depth, bedding, jointing, fittings, concrete works as required, testing, backfilling with selected excavated material and removal of surplus and disposal to heaps off site, ...etc all in accordance with the specifications and drawings for the following diameters:-φ 160 mm | MTR | 15 | 200 | 3000 | EGP | SC_Supply/Apply
Mivida BP#189 |  | RFQ-00022 | Ahmed Saleh | MEP (Electro Mechanical) | 2024-01-24 | Mechanical Infrastructure works | Approved | 152105.infra | Install and test Gate valve with surface box including all fittings, connection of HDPE PN16 and valves, cast iron surface box and cover all as specifications and drawings for the following pipelines of internal diameter:-φ 160 mm | ECH | 1 | 1 | 2975 | 2975 | SC_Supply/Apply | المريم - هيثم سيد عبدالكريم | 152105.infra | Install and test Gate valve with surface box including all fittings, connection of HDPE PN16 and valves, cast iron surface box and cover all as specifications and drawings for the following pipelines of internal diameter:-φ 160 mm | ECH | 1 | 750 | 750 | EGP | SC_Supply/Apply
Mivida BP#189 |  | RFQ-00022 | Ahmed Saleh | MEP (Electro Mechanical) | 2024-01-24 | Mechanical Infrastructure works | Approved | 152105.infra | Install Fire Department connection ,four -way valves of sizes 2 x 65 mm , 100 mm and main pipe size 6" as approved by Fire Brigade and NFPA listed. At location as shown on the design drawing, complete with pipe fitting, check valve 6" and supports, and all other necessary accessories, components and devices to make a complete job. | ECH | 7 | 7 | 2000 | 14000 | SC_Supply/Apply | المريم - هيثم سيد عبدالكريم | 152105.infra | Install Fire Department connection ,four -way valves of sizes 2 x 65 mm , 100 mm and main pipe size 6" as approved by Fire Brigade and NFPA listed. At location as shown on the design drawing, complete with pipe fitting, check valve 6" and supports, and all other necessary accessories, components and devices to make a complete job. | ECH | 7 | 500 | 3500 | EGP | SC_Supply/Apply
Mivida BP#189 |  | RFQ-00022 | Ahmed Saleh | MEP (Electro Mechanical) | 2024-01-24 | Mechanical Infrastructure works | Approved | 152105.infra | Install and test Fire hydrant dry barrel breakaway type with 2 x 65 mm hose outlets and pump outlet 100 mm including cast iron hydrant, stop valve, etc.all accordance with specification and drawings:-φ 160 mm | ECH | 14 | 14 | 1800 | 25200 | SC_Supply/Apply | المريم - هيثم سيد عبدالكريم | 152105.infra | Install and test Fire hydrant dry barrel breakaway type with 2 x 65 mm hose outlets and pump outlet 100 mm including cast iron hydrant, stop valve, etc.all accordance with specification and drawings:-φ 160 mm | ECH | 14 | 2500 | 35000 | EGP | SC_Supply/Apply
Mivida BP#189 |  | RFQ-00022 | Ahmed Saleh | MEP (Electro Mechanical) | 2024-01-24 | Mechanical Infrastructure works | Approved | 152105.infra | Install and test of uPVC pipes (pressure rating 6 bars) (ASTM D3034)for sanitary sewage and Storm drainage networks, the item includes all pipes, fittings, accessories, concrete works also including excavation in any kind of material including rock soil, backfilling using suitable materials, compaction, dewatering, shoring, removal of excess materials, bedding and surround for pipes, as per the drawings and technical specifications.-160 mm | MTR | 25 | 25 | 250 | 6250 | SC_Supply/Apply | المريم - هيثم سيد عبدالكريم | 152105.infra | Install and test of uPVC pipes (pressure rating 6 bars) (ASTM D3034)for sanitary sewage and Storm drainage networks, the item includes all pipes, fittings, accessories, concrete works also including excavation in any kind of material including rock soil, backfilling using suitable materials, compaction, dewatering, shoring, removal of excess materials, bedding and surround for pipes, as per the drawings and technical specifications.-160 mm | MTR | 25 | 200 | 5000 | EGP | SC_Supply/Apply
Mivida BP#189 |  | RFQ-00022 | Ahmed Saleh | MEP (Electro Mechanical) | 2024-01-24 | Mechanical Infrastructure works | Approved | 152105.infra | Install and test of uPVC pipes (pressure rating 6 bars) (ASTM D3034)for sanitary sewage and Storm drainage networks, the item includes all pipes, fittings, accessories, concrete works also including excavation in any kind of material including rock soil, backfilling using suitable materials, compaction, dewatering, shoring, removal of excess materials, bedding and surround for pipes, as per the drawings and technical specifications.-200 mm | MTR | 440 | 440 | 390 | 171600 | SC_Supply/Apply | المريم - هيثم سيد عبدالكريم | 152105.infra | Install and test of uPVC pipes (pressure rating 6 bars) (ASTM D3034)for sanitary sewage and Storm drainage networks, the item includes all pipes, fittings, accessories, concrete works also including excavation in any kind of material including rock soil, backfilling using suitable materials, compaction, dewatering, shoring, removal of excess materials, bedding and surround for pipes, as per the drawings and technical specifications.-200 mm | MTR | 440 | 220 | 96800 | EGP | SC_Supply/Apply
Mivida BP#189 |  | RFQ-00022 | Ahmed Saleh | MEP (Electro Mechanical) | 2024-01-24 | Mechanical Infrastructure works | Approved | 152105.infra | Install and test of uPVC pipes (pressure rating 6 bars) (ASTM D3034)for sanitary sewage and Storm drainage networks, the item includes all pipes, fittings, accessories, concrete works also including excavation in any kind of material including rock soil, backfilling using suitable materials, compaction, dewatering, shoring, removal of excess materials, bedding and surround for pipes, as per the drawings and technical specifications.-250 mm | MTR | 47 | 47 | 430 | 20210 | SC_Supply/Apply | المريم - هيثم سيد عبدالكريم | 152105.infra | Install and test of uPVC pipes (pressure rating 6 bars) (ASTM D3034)for sanitary sewage and Storm drainage networks, the item includes all pipes, fittings, accessories, concrete works also including excavation in any kind of material including rock soil, backfilling using suitable materials, compaction, dewatering, shoring, removal of excess materials, bedding and surround for pipes, as per the drawings and technical specifications.-250 mm | MTR | 47 | 250 | 11750 | EGP | SC_Supply/Apply
Mivida BP#189 |  | RFQ-00022 | Ahmed Saleh | MEP (Electro Mechanical) | 2024-01-24 | Mechanical Infrastructure works | Approved | 152105.infra | Install and test of uPVC pipes (pressure rating 6 bars) (ASTM D3034)for sanitary sewage and Storm drainage networks, the item includes all pipes, fittings, accessories, concrete works also including excavation in any kind of material including rock soil, backfilling using suitable materials, compaction, dewatering, shoring, removal of excess materials, bedding and surround for pipes, as per the drawings and technical specifications.-315 mm | MTR | 106 | 106 | 540 | 57240 | SC_Supply/Apply | المريم - هيثم سيد عبدالكريم | 152105.infra | Install and test of uPVC pipes (pressure rating 6 bars) (ASTM D3034)for sanitary sewage and Storm drainage networks, the item includes all pipes, fittings, accessories, concrete works also including excavation in any kind of material including rock soil, backfilling using suitable materials, compaction, dewatering, shoring, removal of excess materials, bedding and surround for pipes, as per the drawings and technical specifications.-315 mm | MTR | 106 | 270 | 28620 | EGP | SC_Supply/Apply
Mivida BP#189 |  | RFQ-00022 | Ahmed Saleh | MEP (Electro Mechanical) | 2024-01-24 | Mechanical Infrastructure works | Approved | 152105.infra | Install and test of uPVC pipes (pressure rating 6 bars) (ASTM D3034)for sanitary sewage and Storm drainage networks, the item includes all pipes, fittings, accessories, concrete works also including excavation in any kind of material including rock soil, backfilling using suitable materials, compaction, dewatering, shoring, removal of excess materials, bedding and surround for pipes, as per the drawings and technical specifications.-400 mm | MTR | 110 | 110 | 640 | 70400 | SC_Supply/Apply | المريم - هيثم سيد عبدالكريم | 152105.infra | Install and test of uPVC pipes (pressure rating 6 bars) (ASTM D3034)for sanitary sewage and Storm drainage networks, the item includes all pipes, fittings, accessories, concrete works also including excavation in any kind of material including rock soil, backfilling using suitable materials, compaction, dewatering, shoring, removal of excess materials, bedding and surround for pipes, as per the drawings and technical specifications.-400 mm | MTR | 110 | 300 | 33000 | EGP | SC_Supply/Apply
Mivida BP#189 |  | RFQ-00022 | Ahmed Saleh | MEP (Electro Mechanical) | 2024-01-24 | Mechanical Infrastructure works | Approved | 152105.infra | Install, connect and test of UPVC PN 10 pipe for forced main pipes, complete with fittings, fixation, sleeves, and all accessories required to complete the works to be in accordance with specifications and as shown on drawings for the following diameters:- diam.110 mm | MTR | 75 | 75 | 195 | 14625 | SC_Supply/Apply | المريم - هيثم سيد عبدالكريم | 152105.infra | Install, connect and test of UPVC PN 10 pipe for forced main pipes, complete with fittings, fixation, sleeves, and all accessories required to complete the works to be in accordance with specifications and as shown on drawings for the following diameters:- diam.110 mm | MTR | 75 | 120 | 9000 | EGP | SC_Supply/Apply
Mivida BP#189 |  | RFQ-00022 | Ahmed Saleh | MEP (Electro Mechanical) | 2024-01-24 | Mechanical Infrastructure works | Approved | 152105.infra | Install and test HDPE PN10 (PE100-SDR17) pipes and fittings (bend, tee, ...ect) for firefighting network, including all necessary works, excavation from ground level to the required depth, bedding, jointing, fittings, concrete works as required, testing, backfilling with selected excavated material and removal of surplus and disposal to heaps off site, ...etc all in accordance with the specifications and drawings for the following diameters:-φ 110 mm | MTR | 30 | 30 | 240 | 7200 | SC_Supply/Apply | المريم - هيثم سيد عبدالكريم | 152105.infra | Install and test HDPE PN10 (PE100-SDR17) pipes and fittings (bend, tee, ...ect) for firefighting network, including all necessary works, excavation from ground level to the required depth, bedding, jointing, fittings, concrete works as required, testing, backfilling with selected excavated material and removal of surplus and disposal to heaps off site, ...etc all in accordance with the specifications and drawings for the following diameters:-φ 110 mm | MTR | 30 | 150 | 4500 | EGP | SC_Supply/Apply
Mivida BP#189 |  | RFQ-00022 | Ahmed Saleh | MEP (Electro Mechanical) | 2024-01-24 | Mechanical Infrastructure works | Approved | 152105.infra | Install main complete pre-cast manhole with all requirements including excavation in all types of soil, plain concrete for base and slopes of manhole bottom, reinforced concrete, steps with heavy duty cover D400 and frame, and all other accessories and fittings that are required for successful completion and performance of the completed works, backfilling, compaction, removal of surplus materials, provide internal and external protection, fixation of pipes in chamber walls, and all other requirements all in accordance with specifications and drawings..-Type A ( depth 1.50 m and not exceeding 2.50 m) | ECH | 13 | 13 | 5000 | 65000 | SC_Supply/Apply | المريم - هيثم سيد عبدالكريم | 152105.infra | Install main complete pre-cast manhole with all requirements including excavation in all types of soil, plain concrete for base and slopes of manhole bottom, reinforced concrete, steps with heavy duty cover D400 and frame, and all other accessories and fittings that are required for successful completion and performance of the completed works, backfilling, compaction, removal of surplus materials, provide internal and external protection, fixation of pipes in chamber walls, and all other requirements all in accordance with specifications and drawings..-Type A ( depth 1.50 m and not exceeding 2.50 m) | ECH | 13 | 5000 | 65000 | EGP | SC_Supply/Apply
BIOLOGICALS AND BIOSIMILARS MANUFACTURING FACILITY EIPICO 3 _0187 |  | RFQ-00118 | Mohamed Nader | Procurement | 2024-01-08 | glazing | Approved | 1 - B01(ADMIN BUILDING)-102800-13 | 460x770mm, 6mm Thick, framed tilted glass mirror, code (MR-01). | ECH | 2 | 2 | 387.6 | 775.2 | SC_Supply/Apply | Global Glass | 1 - B01(ADMIN BUILDING)-102800-13 | 460x770mm, 6mm Thick, framed tilted glass mirror, code (MR-01). | ECH | 2 | 4650 | 9300 | EGP | SC_Supply/Apply
BIOLOGICALS AND BIOSIMILARS MANUFACTURING FACILITY EIPICO 3 _0187 |  | RFQ-00118 | Mohamed Nader | Procurement | 2024-01-08 | glazing | Approved | 1 - B01(ADMIN BUILDING)-102800-14 | 1400x1000mm. | ECH | 1 | 1 | 1516.2 | 1516.2 | SC_Supply/Apply | Global Glass | 1 - B01(ADMIN BUILDING)-102800-14 | 1400x1000mm. | ECH | 1 | 2200 | 2200 | EGP | SC_Supply/Apply
BIOLOGICALS AND BIOSIMILARS MANUFACTURING FACILITY EIPICO 3 _0187 |  | RFQ-00118 | Mohamed Nader | Procurement | 2024-01-08 | glazing | Approved | 1 - B02 (Warehouse, Packaging and QC Building)-102800-7 | 700x1000mm. | ECH | 13 | 13 | 763.8 | 9929.4 | SC_Supply/Apply | Global Glass | 1 - B02 (Warehouse, Packaging and QC Building)-102800-7 | 700x1000mm. | ECH | 13 | 1150 | 14950 | EGP | SC_Supply/Apply
BIOLOGICALS AND BIOSIMILARS MANUFACTURING FACILITY EIPICO 3 _0187 |  | RFQ-00118 | Mohamed Nader | Procurement | 2024-01-08 | glazing | Approved | 1 - B02 (Warehouse, Packaging and QC Building)-102800-8 | 1100x1000mm. | ECH | 1 | 1 | 1197 | 1197 | SC_Supply/Apply | Global Glass | 1 - B02 (Warehouse, Packaging and QC Building)-102800-8 | 1100x1000mm. | ECH | 1 | 1800 | 1800 | EGP | SC_Supply/Apply
BIOLOGICALS AND BIOSIMILARS MANUFACTURING FACILITY EIPICO 3 _0187 |  | RFQ-00118 | Mohamed Nader | Procurement | 2024-01-08 | glazing | Approved | 1 - B05(Worker Building , Domestic and fire tank)-084126-1 | 700x2200mm. | ECH | 2 | 2 | 7799 | 15598 | SC_Supply/Apply | Global Glass | 1 - B05(Worker Building , Domestic and fire tank)-084126-1 | 700x2200mm. | ECH | 2 | 7800 | 15600 | EGP | SC_Supply/Apply
BIOLOGICALS AND BIOSIMILARS MANUFACTURING FACILITY EIPICO 3 _0187 |  | RFQ-00118 | Mohamed Nader | Procurement | 2024-01-08 | glazing | Approved | 1 - B01(ADMIN BUILDING)-102800-15 | 1500x1000mm. | ECH | 3 | 3 | 1630.2 | 4890.6 | SC_Supply/Apply | Global Glass | 1 - B01(ADMIN BUILDING)-102800-15 | 1500x1000mm. | ECH | 3 | 2300 | 6900 | EGP | SC_Supply/Apply
BIOLOGICALS AND BIOSIMILARS MANUFACTURING FACILITY EIPICO 3 _0187 |  | RFQ-00118 | Mohamed Nader | Procurement | 2024-01-08 | glazing | Approved | 1 - B01(ADMIN BUILDING)-102800-16 | 1700x1000mm. | ECH | 2 | 2 | 1846.8 | 3693.6 | SC_Supply/Apply | Global Glass | 1 - B01(ADMIN BUILDING)-102800-16 | 1700x1000mm. | ECH | 2 | 2650 | 5300 | EGP | SC_Supply/Apply
BIOLOGICALS AND BIOSIMILARS MANUFACTURING FACILITY EIPICO 3 _0187 |  | RFQ-00118 | Mohamed Nader | Procurement | 2024-01-08 | glazing | Approved | 1 - B01(ADMIN BUILDING)-102800-18 | 3000x1000mm. | ECH | 1 | 1 | 3249 | 3249 | SC_Supply/Apply | Global Glass | 1 - B01(ADMIN BUILDING)-102800-18 | 3000x1000mm. | ECH | 1 | 4600 | 4600 | EGP | SC_Supply/Apply
BIOLOGICALS AND BIOSIMILARS MANUFACTURING FACILITY EIPICO 3 _0187 |  | RFQ-00118 | Mohamed Nader | Procurement | 2024-01-08 | glazing | Approved | 1 - B01(ADMIN BUILDING)-102800-17 | 2000x1000mm. | ECH | 1 | 1 | 2166 | 2166 | SC_Supply/Apply | Global Glass | 1 - B01(ADMIN BUILDING)-102800-17 | 2000x1000mm. | ECH | 1 | 3100 | 3100 | EGP | SC_Supply/Apply
BIOLOGICALS AND BIOSIMILARS MANUFACTURING FACILITY EIPICO 3 _0187 |  | RFQ-00118 | Mohamed Nader | Procurement | 2024-01-08 | glazing | Approved | 1 - B01(ADMIN BUILDING)-102219-1 | 12mm thick, double laminated glass partition (6mm thick clear glass + lamination + 6mm thick clear glass), with decorative semi-translucent vinyl film, item Including hinged glass door with size 900x2200mm of same type of glass, item also includes all hardware and accessories, code (GL-02). | SQM | 256 | 256 | 2306.72 | 590520.32 | SC_Supply/Apply | Global Glass | 1 - B01(ADMIN BUILDING)-102219-1 | 12mm thick, double laminated glass partition (6mm thick clear glass + lamination + 6mm thick clear glass), with decorative semi-translucent vinyl film, item Including hinged glass door with size 900x2200mm of same type of glass, item also includes all hardware and accessories, code (GL-02). | SQM | 256 | 3750 | 960000 | EGP | SC_Supply/Apply
BIOLOGICALS AND BIOSIMILARS MANUFACTURING FACILITY EIPICO 3 _0187 |  | RFQ-00118 | Mohamed Nader | Procurement | 2024-01-08 | glazing | Approved | 1 - B05(Worker Building , Domestic and fire tank)-102800-7 | 1600x1000mm, 6mm Thick, frameless tilted glass mirror, code (MR-02). | ECH | 1 | 1 | 1732.8 | 1732.8 | SC_Supply/Apply | Global Glass | 1 - B05(Worker Building , Domestic and fire tank)-102800-7 | 1600x1000mm, 6mm Thick, frameless tilted glass mirror, code (MR-02). | ECH | 1 | 2550 | 2550 | EGP | SC_Supply/Apply
BIOLOGICALS AND BIOSIMILARS MANUFACTURING FACILITY EIPICO 3 _0187 |  | RFQ-00118 | Mohamed Nader | Procurement | 2024-01-08 | glazing | Approved | 1 - B01(ADMIN BUILDING)-088000-1 | 1050mm Height, 12mm thick, single clear tempered, toughnes and anti scratch glazed handrail, with 60mm diameter brushed stainless steel pipe rail, for open space, (GL-01). | MTR | 38 | 38 | 4104 | 155952 | SC_Supply/Apply | Global Glass | 1 - B01(ADMIN BUILDING)-088000-1 | 1050mm Height, 12mm thick, single clear tempered, toughnes and anti scratch glazed handrail, with 60mm diameter brushed stainless steel pipe rail, for open space, (GL-01). | MTR | 38 | 5800 | 220400 | EGP | SC_Supply/Apply
Sohag HSR Station _0210 |  | RFQ-00006 | Mohamed Morsi | Operation | 2024-01-09 | Carpentry, Casting concrete & Steel fixing | Approved | 5.03.02 | مصنعية نجارة وحدادة و فرمجة خرسانة للبشة المسلحة | CBM | 3200 | 600 | 477 | 286200 | SC_Apply | محمود سلامه عبد اليزيد محمد | 5.03.02 | مصنعية نجارة وحدادة و فرمجة خرسانة للبشة المسلحة | CBM | 600 | 420 | 252000 | EGP | SC_Apply
Sohag HSR Station _0210 |  | RFQ-00006 | Mohamed Morsi | Operation | 2024-01-09 | Carpentry, Casting concrete & Steel fixing | Approved | 5.01.2 | مصنعية نجارة و فرمجة خرسانة عادية للاساسات | CBM | 3580 | 800 | 292 | 233600 | SC_Apply | محمود سلامه عبد اليزيد محمد | 5.01.2 | مصنعية نجارة و فرمجة خرسانة عادية للاساسات | CBM | 800 | 140 | 112000 | EGP | SC_Apply
Sohag HSR Station _0210 |  | RFQ-00006 | Mohamed Morsi | Operation | 2024-01-09 | Carpentry, Casting concrete & Steel fixing | Approved | 5.03.04 | مصنعية نجارة وحدادة و فرمجة خرسانة للقواعد المنفصلة | CBM | 1600 | 700 | 631 | 441700 | SC_Apply | محمود سلامه عبد اليزيد محمد | 5.03.04 | مصنعية نجارة وحدادة و فرمجة خرسانة للقواعد المنفصلة | CBM | 700 | 500 | 350000 | EGP | SC_Apply
Sohag HSR Station _0210 |  | RFQ-00006 | Mohamed Morsi | Operation | 2024-01-09 | Carpentry, Casting concrete & Steel fixing | Approved | 5.03.06 | مصنعية نجارة وحدادة و فرمجة خرسانة للميدات و السملات | CBM | 670 | 300 | 454 | 136200 | SC_Apply | محمود سلامه عبد اليزيد محمد | 5.03.06 | مصنعية نجارة وحدادة و فرمجة خرسانة للميدات و السملات | CBM | 300 | 500 | 150000 | EGP | SC_Apply
Sohag HSR Station _0210 |  | RFQ-00006 | Mohamed Morsi | Operation | 2024-01-09 | Carpentry, Casting concrete & Steel fixing | Approved | 5.08.02 | مصنعية حدادة و فرمجة و صب للاعمدة | CBM | 1400 | 300 | 998 | 299400 | SC_Apply | محمود سلامه عبد اليزيد محمد | 5.08.02 | مصنعية حدادة و فرمجة و صب للاعمدة | CBM | 300 | 850 | 255000 | EGP | SC_Apply
Sohag HSR Station _0210 |  | RFQ-00006 | Mohamed Morsi | Operation | 2024-01-09 | Carpentry, Casting concrete & Steel fixing | Approved | 5.08.04 | مصنعية حدادة و فرمجة و صب للبلاطات | CBM | 4900 | 300 | 1131 | 339300 | SC_Apply | محمود سلامه عبد اليزيد محمد | 5.08.04 | مصنعية حدادة و فرمجة و صب للبلاطات | CBM | 300 | 850 | 255000 | EGP | SC_Apply
Sohag HSR Station _0210 |  | RFQ-00006 | Mohamed Morsi | Operation | 2024-01-09 | Carpentry, Casting concrete & Steel fixing | Approved | 5.08.06 | مصنعية حدادة و فرمجة و صب للسلالم | CBM | 320 | 80 | 932 | 74560 | SC_Apply | محمود سلامه عبد اليزيد محمد | 5.08.06 | مصنعية حدادة و فرمجة و صب للسلالم | CBM | 80 | 850 | 68000 | EGP | SC_Apply
Sohag HSR Station _0210 |  | RFQ-00006 | Mohamed Morsi | Operation | 2024-01-09 | Carpentry, Casting concrete & Steel fixing | Approved | 5.08.08 | مصنعية حدادة و فرمجة و صب للحائط الساند | CBM | 2250 | 300 | 1054 | 316200 | SC_Apply | محمود سلامه عبد اليزيد محمد | 5.08.08 | مصنعية حدادة و فرمجة و صب للحائط الساند | CBM | 300 | 850 | 255000 | EGP | SC_Apply
Sohag HSR Station _0210 |  | RFQ-00006 | Mohamed Morsi | Operation | 2024-01-09 | Carpentry, Casting concrete & Steel fixing | Approved | 5.08.09 | مصنعية حدادة و فرمجة و صب للدراوى | CBM | 420 | 50 | 873 | 43650 | SC_Apply | محمود سلامه عبد اليزيد محمد | 5.08.09 | مصنعية حدادة و فرمجة و صب للدراوى | CBM | 50 | 850 | 42500 | EGP | SC_Apply
Sohag HSR Station _0210 |  | RFQ-00006 | Mohamed Morsi | Operation | 2024-01-09 | Carpentry, Casting concrete & Steel fixing | Approved | 5.08.10 | مصنعية حدادة و فرمجة و صب لحوائط القص و الكور | CBM | 350 | 80 | 1054 | 84320 | SC_Apply | محمود سلامه عبد اليزيد محمد | 5.08.10 | مصنعية حدادة و فرمجة و صب لحوائط القص و الكور | CBM | 80 | 850 | 68000 | EGP | SC_Apply
Sohag HSR Station _0210 |  | RFQ-00006 | Mohamed Morsi | Operation | 2024-01-09 | Carpentry, Casting concrete & Steel fixing | Approved | 5.08.11 | مصنعية حدادة و فرمجة و صب للكمرات | CBM | 800 | 190 | 923 | 175370 | SC_Apply | محمود سلامه عبد اليزيد محمد | 5.08.11 | مصنعية حدادة و فرمجة و صب للكمرات | CBM | 190 | 850 | 161500 | EGP | SC_Apply
Hosh Eissa Hospital _0201 |  | RFQ-00013 | Nouran Moataz | Operation | 2024-01-14 | Qc lab | Approved | 11 | Indirect Cost | MTH | 10 | 10 | 16500 | 165000 | Oth | CEL | 11 | Indirect Cost | MTH | 10 | 15000 | 150000 | EGP | Oth
Hosh Eissa Hospital _0201 |  | RFQ-00013 | Nouran Moataz | Operation | 2024-01-14 | Qc lab | Approved | 11 | Indirect Cost | MTH | 10 | 10 | 14850 | 148500 | Oth | CEL | 11 | Indirect Cost | MTH | 10 | 13500 | 135000 | EGP | Oth
Hosh Eissa Hospital _0201 |  | RFQ-00013 | Nouran Moataz | Operation | 2024-01-14 | Qc lab | Approved | 11 | Indirect Cost | MTH | 10 | 10 | 8800 | 88000 | Oth | CEL | 11 | Indirect Cost | MTH | 10 | 8000 | 80000 | EGP | Oth
Mivida BP#189 |  | RFQ-00021 | Ahmed Saleh | MEP (Electro Mechanical) | 2024-01-24 | BLDG-05 & 06 Additions and Inflation | Approved | 162600.BLD06 | Supply & Install Metal, Non‐perforated hot‐dip galvanized steel Covered Cable Trunk [20X10 cm] for Low current systems c/w all necessary accessories for (fixation & suspension) to complete work. | MTR | 18 | 18 | 1085.51 | 19539.18 | SC_Supply/Apply | ايزامو للاعمال هندسيه مهندسون ومقاولون | 162600.BLD06 | Supply & Install Metal, Non‐perforated hot‐dip galvanized steel Covered Cable Trunk [20X10 cm] for Low current systems c/w all necessary accessories for (fixation & suspension) to complete work. | MTR | 18 | 1231 | 22158 | EGP | SC_Supply/Apply
Mivida BP#189 |  | RFQ-00021 | Ahmed Saleh | MEP (Electro Mechanical) | 2024-01-24 | BLDG-05 & 06 Additions and Inflation | Approved | 152105.BLD05 | ZCS 100mm | ECH | 4 | 3 | 10820.88 | 32462.64 | SC_Supply/Apply | ايزامو للاعمال هندسيه مهندسون ومقاولون | 152105.BLD05 | ZCS 100mm | ECH | 3 | 55509.25 | 166527.75 | EGP | SC_Supply/Apply
Mivida BP#189 |  | RFQ-00021 | Ahmed Saleh | MEP (Electro Mechanical) | 2024-01-24 | BLDG-05 & 06 Additions and Inflation | Approved | 152105.BLD05 | ø25 mm | MTR | 240 | 228 | 136.08 | 31026.24 | SC_Supply/Apply | ايزامو للاعمال هندسيه مهندسون ومقاولون | 152105.BLD05 | ø25 mm | MTR | 228 | 402.25 | 91713 | EGP | SC_Supply/Apply
Mivida BP#189 |  | RFQ-00021 | Ahmed Saleh | MEP (Electro Mechanical) | 2024-01-24 | BLDG-05 & 06 Additions and Inflation | Approved | 152105.BLD05 | ø32 mm | MTR | 145 | 126 | 172.08 | 21682.08 | SC_Supply/Apply | ايزامو للاعمال هندسيه مهندسون ومقاولون | 152105.BLD05 | ø32 mm | MTR | 126 | 529.25 | 66685.5 | EGP | SC_Supply/Apply
Mivida BP#189 |  | RFQ-00021 | Ahmed Saleh | MEP (Electro Mechanical) | 2024-01-24 | BLDG-05 & 06 Additions and Inflation | Approved | 152105.BLD05 | ø40 mm | MTR | 125 | 42 | 208.08 | 8739.36 | SC_Supply/Apply | ايزامو للاعمال هندسيه مهندسون ومقاولون | 152105.BLD05 | ø40 mm | MTR | 42 | 654.35 | 27482.7 | EGP | SC_Supply/Apply
Mivida BP#189 |  | RFQ-00021 | Ahmed Saleh | MEP (Electro Mechanical) | 2024-01-24 | BLDG-05 & 06 Additions and Inflation | Approved | 152105.BLD05 | ø50 mm | MTR | 90 | 72 | 269.28 | 19388.16 | SC_Supply/Apply | ايزامو للاعمال هندسيه مهندسون ومقاولون | 152105.BLD05 | ø50 mm | MTR | 72 | 808.25 | 58194 | EGP | SC_Supply/Apply
Mivida BP#189 |  | RFQ-00021 | Ahmed Saleh | MEP (Electro Mechanical) | 2024-01-24 | BLDG-05 & 06 Additions and Inflation | Approved | 152105.BLD05 | ø65 mm | MTR | 25 | 25 | 371.52 | 9288 | SC_Supply/Apply | ايزامو للاعمال هندسيه مهندسون ومقاولون | 152105.BLD05 | ø65 mm | MTR | 25 | 1213.9 | 30347.5 | EGP | SC_Supply/Apply
Mivida BP#189 |  | RFQ-00021 | Ahmed Saleh | MEP (Electro Mechanical) | 2024-01-24 | BLDG-05 & 06 Additions and Inflation | Approved | 152105.BLD05 | ø80 mm | MTR | 120 | 60 | 443.52 | 26611.2 | SC_Supply/Apply | ايزامو للاعمال هندسيه مهندسون ومقاولون | 152105.BLD05 | ø80 mm | MTR | 60 | 1486.5 | 89190 | EGP | SC_Supply/Apply
Mivida BP#189 |  | RFQ-00021 | Ahmed Saleh | MEP (Electro Mechanical) | 2024-01-24 | BLDG-05 & 06 Additions and Inflation | Approved | 152105.BLD05 | ø100 mm | MTR | 25 | 18 | 617.76 | 11119.68 | SC_Supply/Apply | ايزامو للاعمال هندسيه مهندسون ومقاولون | 152105.BLD05 | ø100 mm | MTR | 18 | 1948.5 | 35073 | EGP | SC_Supply/Apply
Mivida BP#189 |  | RFQ-00021 | Ahmed Saleh | MEP (Electro Mechanical) | 2024-01-24 | BLDG-05 & 06 Additions and Inflation | Approved | 152105.BLD05 | ø150 mm | MTR | 55 | 30 | 1126.8 | 33804 | SC_Supply/Apply | ايزامو للاعمال هندسيه مهندسون ومقاولون | 152105.BLD05 | ø150 mm | MTR | 30 | 4219.35 | 126580.5 | EGP | SC_Supply/Apply
Mivida BP#189 |  | RFQ-00021 | Ahmed Saleh | MEP (Electro Mechanical) | 2024-01-24 | BLDG-05 & 06 Additions and Inflation | Approved | 152105.BLD05 | Size 20 mm. | MTR | 42 | 42 | 41.04 | 1723.68 | SC_Supply/Apply | ايزامو للاعمال هندسيه مهندسون ومقاولون | 152105.BLD05 | Size 20 mm. | MTR | 42 | 114.25 | 4798.5 | EGP | SC_Supply/Apply
Mivida BP#189 |  | RFQ-00021 | Ahmed Saleh | MEP (Electro Mechanical) | 2024-01-24 | BLDG-05 & 06 Additions and Inflation | Approved | 152105.BLD05 | Size 25 mm. | MTR | 209 | 209 | 49.68 | 10383.12 | SC_Supply/Apply | ايزامو للاعمال هندسيه مهندسون ومقاولون | 152105.BLD05 | Size 25 mm. | MTR | 209 | 140.25 | 29312.25 | EGP | SC_Supply/Apply
Mivida BP#189 |  | RFQ-00021 | Ahmed Saleh | MEP (Electro Mechanical) | 2024-01-24 | BLDG-05 & 06 Additions and Inflation | Approved | 152105.BLD05 | Size 32 mm. | MTR | 45 | 45 | 73.44 | 3304.8 | SC_Supply/Apply | ايزامو للاعمال هندسيه مهندسون ومقاولون | 152105.BLD05 | Size 32 mm. | MTR | 45 | 188.55 | 8484.75 | EGP | SC_Supply/Apply
Mivida BP#189 |  | RFQ-00021 | Ahmed Saleh | MEP (Electro Mechanical) | 2024-01-24 | BLDG-05 & 06 Additions and Inflation | Approved | 152105.BLD05 | Size 40 mm. | MTR | 70 | 70 | 85.68 | 5997.6 | SC_Supply/Apply | ايزامو للاعمال هندسيه مهندسون ومقاولون | 152105.BLD05 | Size 40 mm. | MTR | 70 | 212 | 14840 | EGP | SC_Supply/Apply
Mivida BP#189 |  | RFQ-00021 | Ahmed Saleh | MEP (Electro Mechanical) | 2024-01-24 | BLDG-05 & 06 Additions and Inflation | Approved | 152105.BLD05 | Size 50 mm. | MTR | 101 | 101 | 111.6 | 11271.6 | SC_Supply/Apply | ايزامو للاعمال هندسيه مهندسون ومقاولون | 152105.BLD05 | Size 50 mm. | MTR | 101 | 224.5 | 22674.5 | EGP | SC_Supply/Apply
Mivida BP#189 |  | RFQ-00021 | Ahmed Saleh | MEP (Electro Mechanical) | 2024-01-24 | BLDG-05 & 06 Additions and Inflation | Approved | 152105.BLD05 | Size 63 mm. | MTR | 47 | 36 | 138.96 | 5002.56 | SC_Supply/Apply | ايزامو للاعمال هندسيه مهندسون ومقاولون | 152105.BLD05 | Size 63 mm. | MTR | 36 | 287.35 | 10344.6 | EGP | SC_Supply/Apply
Mivida BP#189 |  | RFQ-00021 | Ahmed Saleh | MEP (Electro Mechanical) | 2024-01-24 | BLDG-05 & 06 Additions and Inflation | Approved | 152105.BLD05 | Size 90 mm. | MTR | 26 | 12 | 207.36 | 2488.32 | SC_Supply/Apply | ايزامو للاعمال هندسيه مهندسون ومقاولون | 152105.BLD05 | Size 90 mm. | MTR | 12 | 534.65 | 6415.8 | EGP | SC_Supply/Apply
Mivida BP#189 |  | RFQ-00021 | Ahmed Saleh | MEP (Electro Mechanical) | 2024-01-24 | BLDG-05 & 06 Additions and Inflation | Approved | 152105.BLD05 | ø20 | MTR | 122 | 78 | 172.8 | 13478.4 | SC_Supply/Apply | ايزامو للاعمال هندسيه مهندسون ومقاولون | 152105.BLD05 | ø20 | MTR | 78 | 621.75 | 48496.5 | EGP | SC_Supply/Apply
Mivida BP#189 |  | RFQ-00021 | Ahmed Saleh | MEP (Electro Mechanical) | 2024-01-24 | BLDG-05 & 06 Additions and Inflation | Approved | 152105.BLD05 | ø25 | MTR | 250 | 228 | 203.76 | 46457.28 | SC_Supply/Apply | ايزامو للاعمال هندسيه مهندسون ومقاولون | 152105.BLD05 | ø25 | MTR | 228 | 722.95 | 164832.6 | EGP | SC_Supply/Apply
Mivida BP#189 |  | RFQ-00021 | Ahmed Saleh | MEP (Electro Mechanical) | 2024-01-24 | BLDG-05 & 06 Additions and Inflation | Approved | 152105.BLD05 | ø32 | MTR | 88 | 88 | 254.16 | 22366.08 | SC_Supply/Apply | ايزامو للاعمال هندسيه مهندسون ومقاولون | 152105.BLD05 | ø32 | MTR | 88 | 855.7 | 75301.6 | EGP | SC_Supply/Apply
Mivida BP#189 |  | RFQ-00021 | Ahmed Saleh | MEP (Electro Mechanical) | 2024-01-24 | BLDG-05 & 06 Additions and Inflation | Approved | 152105.BLD05 | ø40 | MTR | 26 | 26 | 266.4 | 6926.4 | SC_Supply/Apply | ايزامو للاعمال هندسيه مهندسون ومقاولون | 152105.BLD05 | ø40 | MTR | 26 | 961.1 | 24988.6 | EGP | SC_Supply/Apply
Mivida BP#189 |  | RFQ-00021 | Ahmed Saleh | MEP (Electro Mechanical) | 2024-01-24 | BLDG-05 & 06 Additions and Inflation | Approved | 152105.BLD05 | ø50 | MTR | 106 | 72 | 313.2 | 22550.4 | SC_Supply/Apply | ايزامو للاعمال هندسيه مهندسون ومقاولون | 152105.BLD05 | ø50 | MTR | 72 | 1180.55 | 84999.6 | EGP | SC_Supply/Apply
Mivida BP#189 |  | RFQ-00021 | Ahmed Saleh | MEP (Electro Mechanical) | 2024-01-24 | BLDG-05 & 06 Additions and Inflation | Approved | 152105.BLD05 | ø65 | MTR | 103 | 72 | 458.64 | 33022.08 | SC_Supply/Apply | ايزامو للاعمال هندسيه مهندسون ومقاولون | 152105.BLD05 | ø65 | MTR | 72 | 1591.85 | 114613.2 | EGP | SC_Supply/Apply
Mivida BP#189 |  | RFQ-00021 | Ahmed Saleh | MEP (Electro Mechanical) | 2024-01-24 | BLDG-05 & 06 Additions and Inflation | Approved | 152105.BLD05 | ø80 | MTR | 69 | 60 | 671.76 | 40305.6 | SC_Supply/Apply | ايزامو للاعمال هندسيه مهندسون ومقاولون | 152105.BLD05 | ø80 | MTR | 60 | 1986.3 | 119178 | EGP | SC_Supply/Apply
Mivida BP#189 |  | RFQ-00021 | Ahmed Saleh | MEP (Electro Mechanical) | 2024-01-24 | BLDG-05 & 06 Additions and Inflation | Approved | 152105.BLD05 | ø100 | MTR | 24 | 18 | 839.52 | 15111.36 | SC_Supply/Apply | ايزامو للاعمال هندسيه مهندسون ومقاولون | 152105.BLD05 | ø100 | MTR | 18 | 2638.05 | 47484.9 | EGP | SC_Supply/Apply
Mivida BP#189 |  | RFQ-00021 | Ahmed Saleh | MEP (Electro Mechanical) | 2024-01-24 | BLDG-05 & 06 Additions and Inflation | Approved | 152105.BLD05 | ø150 Out Door | MTR | 55 | 30 | 1266.48 | 37994.4 | SC_Supply/Apply | ايزامو للاعمال هندسيه مهندسون ومقاولون | 152105.BLD05 | ø150 Out Door | MTR | 30 | 5091.05 | 152731.5 | EGP | SC_Supply/Apply
Mivida BP#189 |  | RFQ-00021 | Ahmed Saleh | MEP (Electro Mechanical) | 2024-01-24 | BLDG-05 & 06 Additions and Inflation | Approved | 152105.BLD05 | Duct work, indoor, insulated fiberglass with aluminum foil,25mm thickness and 24 kg\m3 density. | TON | 1.3 | 0.6 | 57707.28 | 34624.37 | SC_Supply/Apply | ايزامو للاعمال هندسيه مهندسون ومقاولون | 152105.BLD05 | Duct work, indoor, insulated fiberglass with aluminum foil,25mm thickness and 24 kg\m3 density. | TON | 0.6 | 126775 | 76065 | EGP | SC_Supply/Apply
Mivida BP#189 |  | RFQ-00021 | Ahmed Saleh | MEP (Electro Mechanical) | 2024-01-24 | BLDG-05 & 06 Additions and Inflation | Approved | 152105.BLD05 | Duct work, un-insulated. | TON | 3.5 | 3.5 | 31628.16 | 110698.56 | SC_Supply/Apply | ايزامو للاعمال هندسيه مهندسون ومقاولون | 152105.BLD05 | Duct work, un-insulated. | TON | 3.5 | 104925 | 367237.5 | EGP | SC_Supply/Apply
Mivida BP#189 |  | RFQ-00021 | Ahmed Saleh | MEP (Electro Mechanical) | 2024-01-24 | BLDG-05 & 06 Additions and Inflation | Approved | 152105.BLD05 | 40 mm | ECH | 15 | 15 | 3921.12 | 58816.8 | SC_Supply/Apply | ايزامو للاعمال هندسيه مهندسون ومقاولون | 152105.BLD05 | 40 mm | ECH | 15 | 5446 | 81690 | EGP | SC_Supply/Apply
Mivida BP#189 |  | RFQ-00021 | Ahmed Saleh | MEP (Electro Mechanical) | 2024-01-24 | BLDG-05 & 06 Additions and Inflation | Approved | 152105.BLD05 | 63 mm | ECH | 3 | 3 | 4878 | 14634 | SC_Supply/Apply | ايزامو للاعمال هندسيه مهندسون ومقاولون | 152105.BLD05 | 63 mm | ECH | 3 | 18200 | 54600 | EGP | SC_Supply/Apply
Mivida BP#189 |  | RFQ-00021 | Ahmed Saleh | MEP (Electro Mechanical) | 2024-01-24 | BLDG-05 & 06 Additions and Inflation | Approved | 152105.BLD05 | 25 mm | ECH | 58 | 58 | 4647.6 | 269560.8 | SC_Supply/Apply | ايزامو للاعمال هندسيه مهندسون ومقاولون | 152105.BLD05 | 25 mm | ECH | 58 | 6283 | 364414 | EGP | SC_Supply/Apply
Mivida BP#189 |  | RFQ-00021 | Ahmed Saleh | MEP (Electro Mechanical) | 2024-01-24 | BLDG-05 & 06 Additions and Inflation | Approved | 152105.BLD05 | Size 25 mm. | MTR | 15 | 15 | 108.72 | 1630.8 | SC_Supply/Apply | ايزامو للاعمال هندسيه مهندسون ومقاولون | 152105.BLD05 | Size 25 mm. | MTR | 15 | 151 | 2265 | EGP | SC_Supply/Apply
Mivida BP#189 |  | RFQ-00021 | Ahmed Saleh | MEP (Electro Mechanical) | 2024-01-24 | BLDG-05 & 06 Additions and Inflation | Approved | 152105.BLD05 | EWH 50L | ECH | 3 | 3 | 5883.12 | 17649.36 | SC_Supply/Apply | ايزامو للاعمال هندسيه مهندسون ومقاولون | 152105.BLD05 | EWH 50L | ECH | 3 | 11225 | 33675 | EGP | SC_Supply/Apply
Mivida BP#189 |  | RFQ-00021 | Ahmed Saleh | MEP (Electro Mechanical) | 2024-01-24 | BLDG-05 & 06 Additions and Inflation | Approved | 152105.BLD05 | EWH 80L | ECH | 3 | 3 | 7077.6 | 21232.8 | SC_Supply/Apply | ايزامو للاعمال هندسيه مهندسون ومقاولون | 152105.BLD05 | EWH 80L | ECH | 3 | 14397 | 43191 | EGP | SC_Supply/Apply
Mivida BP#189 |  | RFQ-00021 | Ahmed Saleh | MEP (Electro Mechanical) | 2024-01-24 | BLDG-05 & 06 Additions and Inflation | Approved | 152105.BLD05 | Water closet | ECH | 16 | 16 | 3535.2 | 56563.2 | SC_Supply/Apply | ايزامو للاعمال هندسيه مهندسون ومقاولون | 152105.BLD05 | Water closet | ECH | 16 | 2271 | 36336 | EGP | SC_Supply/Apply
Mivida BP#189 |  | RFQ-00021 | Ahmed Saleh | MEP (Electro Mechanical) | 2024-01-24 | BLDG-05 & 06 Additions and Inflation | Approved | 152105.BLD05 | Lavatory basin | ECH | 32 | 32 | 3342.96 | 106974.72 | SC_Supply/Apply | ايزامو للاعمال هندسيه مهندسون ومقاولون | 152105.BLD05 | Lavatory basin | ECH | 32 | 1411 | 45152 | EGP | SC_Supply/Apply
Mivida BP#189 |  | RFQ-00021 | Ahmed Saleh | MEP (Electro Mechanical) | 2024-01-24 | BLDG-05 & 06 Additions and Inflation | Approved | 152105.BLD05 | Uniral - wall mounted | ECH | 16 | 16 | 3602.88 | 57646.08 | SC_Supply/Apply | ايزامو للاعمال هندسيه مهندسون ومقاولون | 152105.BLD05 | Uniral - wall mounted | ECH | 16 | 1412 | 22592 | EGP | SC_Supply/Apply
Mivida BP#189 |  | RFQ-00021 | Ahmed Saleh | MEP (Electro Mechanical) | 2024-01-24 | BLDG-05 & 06 Additions and Inflation | Approved | 152105.BLD05 | 25mm | MTR | 300 | 200 | 59.04 | 11808 | SC_Supply/Apply | ايزامو للاعمال هندسيه مهندسون ومقاولون | 152105.BLD05 | 25mm | MTR | 200 | 120 | 24000 | EGP | SC_Supply/Apply
Mivida BP#189 |  | RFQ-00021 | Ahmed Saleh | MEP (Electro Mechanical) | 2024-01-24 | BLDG-05 & 06 Additions and Inflation | Approved | 152105.BLD05 | 50mm | MTR | 80 | 80 | 133.92 | 10713.6 | SC_Supply/Apply | ايزامو للاعمال هندسيه مهندسون ومقاولون | 152105.BLD05 | 50mm | MTR | 80 | 153.91 | 12312.8 | EGP | SC_Supply/Apply
Mivida BP#189 |  | RFQ-00021 | Ahmed Saleh | MEP (Electro Mechanical) | 2024-01-24 | BLDG-05 & 06 Additions and Inflation | Approved | 152105.BLD05 | 160mm | MTR | 3 | 3 | 224.64 | 673.92 | SC_Supply/Apply | ايزامو للاعمال هندسيه مهندسون ومقاولون | 152105.BLD05 | 160mm | MTR | 3 | 312 | 936 | EGP | SC_Supply/Apply
Mivida BP#189 |  | RFQ-00021 | Ahmed Saleh | MEP (Electro Mechanical) | 2024-01-24 | BLDG-05 & 06 Additions and Inflation | Approved | 152105.BLD05 | Dim 100mm | ECH | 4 | 4 | 23975.28 | 95901.12 | SC_Supply/Apply | ايزامو للاعمال هندسيه مهندسون ومقاولون | 152105.BLD05 | Dim 100mm | ECH | 4 | 33314 | 133256 | EGP | SC_Supply/Apply
Mivida BP#189 |  | RFQ-00021 | Ahmed Saleh | MEP (Electro Mechanical) | 2024-01-24 | BLDG-05 & 06 Additions and Inflation | Approved | 152105.BLD05 | Dim 100mm | ECH | 8 | 8 | 13332.96 | 106663.68 | SC_Supply/Apply | ايزامو للاعمال هندسيه مهندسون ومقاولون | 152105.BLD05 | Dim 100mm | ECH | 8 | 20299 | 162392 | EGP | SC_Supply/Apply
Mivida BP#189 |  | RFQ-00021 | Ahmed Saleh | MEP (Electro Mechanical) | 2024-01-24 | BLDG-05 & 06 Additions and Inflation | Approved | 152105.BLD05 | Black steel, Duct work complete with insulation rockwoll, 50 mm thickness and 96 kg/m3 density | TON | 7.5 | 7.5 | 121100.4 | 908253 | SC_Supply/Apply | ايزامو للاعمال هندسيه مهندسون ومقاولون | 152105.BLD05 | Black steel, Duct work complete with insulation rockwoll, 50 mm thickness and 96 kg/m3 density | TON | 7.5 | 155000 | 1162500 | EGP | SC_Supply/Apply
Mivida BP#189 |  | RFQ-00021 | Ahmed Saleh | MEP (Electro Mechanical) | 2024-01-24 | BLDG-05 & 06 Additions and Inflation | Approved | 152105.BLD06 | Size 25 mm. | MTR | 15 | 15 | 110.23 | 1653.45 | SC_Supply/Apply | ايزامو للاعمال هندسيه مهندسون ومقاولون | 152105.BLD06 | Size 25 mm. | MTR | 15 | 151 | 2265 | EGP | SC_Supply/Apply
Mivida BP#189 |  | RFQ-00021 | Ahmed Saleh | MEP (Electro Mechanical) | 2024-01-24 | BLDG-05 & 06 Additions and Inflation | Approved | 152105.BLD06 | EWH 50L | ECH | 3 | 3 | 5964.83 | 17894.49 | SC_Supply/Apply | ايزامو للاعمال هندسيه مهندسون ومقاولون | 152105.BLD06 | EWH 50L | ECH | 3 | 11225 | 33675 | EGP | SC_Supply/Apply
Mivida BP#189 |  | RFQ-00021 | Ahmed Saleh | MEP (Electro Mechanical) | 2024-01-24 | BLDG-05 & 06 Additions and Inflation | Approved | 152105.BLD06 | EWH 80L | ECH | 3 | 3 | 7175.9 | 21527.7 | SC_Supply/Apply | ايزامو للاعمال هندسيه مهندسون ومقاولون | 152105.BLD06 | EWH 80L | ECH | 3 | 14397 | 43191 | EGP | SC_Supply/Apply
Mivida BP#189 |  | RFQ-00021 | Ahmed Saleh | MEP (Electro Mechanical) | 2024-01-24 | BLDG-05 & 06 Additions and Inflation | Approved | 152105.BLD06 | Water closet | ECH | 16 | 16 | 3584.3 | 57348.8 | SC_Supply/Apply | ايزامو للاعمال هندسيه مهندسون ومقاولون | 152105.BLD06 | Water closet | ECH | 16 | 2271 | 36336 | EGP | SC_Supply/Apply
Mivida BP#189 |  | RFQ-00021 | Ahmed Saleh | MEP (Electro Mechanical) | 2024-01-24 | BLDG-05 & 06 Additions and Inflation | Approved | 152105.BLD06 | Lavatory basin | ECH | 32 | 32 | 3389.39 | 108460.48 | SC_Supply/Apply | ايزامو للاعمال هندسيه مهندسون ومقاولون | 152105.BLD06 | Lavatory basin | ECH | 32 | 1411 | 45152 | EGP | SC_Supply/Apply
Mivida BP#189 |  | RFQ-00021 | Ahmed Saleh | MEP (Electro Mechanical) | 2024-01-24 | BLDG-05 & 06 Additions and Inflation | Approved | 152105.BLD06 | Uniral - wall mounted | ECH | 16 | 16 | 3652.92 | 58446.72 | SC_Supply/Apply | ايزامو للاعمال هندسيه مهندسون ومقاولون | 152105.BLD06 | Uniral - wall mounted | ECH | 16 | 1412 | 22592 | EGP | SC_Supply/Apply
Mivida BP#189 |  | RFQ-00021 | Ahmed Saleh | MEP (Electro Mechanical) | 2024-01-24 | BLDG-05 & 06 Additions and Inflation | Approved | 152105.BLD06 | 50mm | MTR | 80 | 80 | 135.78 | 10862.4 | SC_Supply/Apply | ايزامو للاعمال هندسيه مهندسون ومقاولون | 152105.BLD06 | 50mm | MTR | 80 | 154 | 12320 | EGP | SC_Supply/Apply
Mivida BP#189 |  | RFQ-00021 | Ahmed Saleh | MEP (Electro Mechanical) | 2024-01-24 | BLDG-05 & 06 Additions and Inflation | Approved | 152105.BLD06 | 160mm | MTR | 3 | 3 | 227.76 | 683.28 | SC_Supply/Apply | ايزامو للاعمال هندسيه مهندسون ومقاولون | 152105.BLD06 | 160mm | MTR | 3 | 312 | 936 | EGP | SC_Supply/Apply
Mivida BP#189 |  | RFQ-00021 | Ahmed Saleh | MEP (Electro Mechanical) | 2024-01-24 | BLDG-05 & 06 Additions and Inflation | Approved | 152105.BLD06 | Dim 100mm | ECH | 4 | 4 | 24308.27 | 97233.08 | SC_Supply/Apply | ايزامو للاعمال هندسيه مهندسون ومقاولون | 152105.BLD06 | Dim 100mm | ECH | 4 | 33314 | 133256 | EGP | SC_Supply/Apply
Mivida BP#189 |  | RFQ-00021 | Ahmed Saleh | MEP (Electro Mechanical) | 2024-01-24 | BLDG-05 & 06 Additions and Inflation | Approved | 152105.BLD06 | Dim 100mm | ECH | 8 | 8 | 13518.14 | 108145.12 | SC_Supply/Apply | ايزامو للاعمال هندسيه مهندسون ومقاولون | 152105.BLD06 | Dim 100mm | ECH | 8 | 20299 | 162392 | EGP | SC_Supply/Apply
Abo Shanab El Agamien _0195 |  | RFQ-00056 | Hussein Nabil | MEP (Electro Mechanical) | 2024-01-03 | Install Electrical MV Network | Approved | 1 - Sharaf Al Deen-Main Pump Station NO. 3-24-3.3.2- | Outdoor Kiosk power transformer package 500 KVA, 11/0.4KV complete with Ring Main Unit, Bus-Bar, Breakers, Protection, Measuring, Low Voltage accumulated energy meter and all required accessories for medium voltage, as per tendered documents, and shall be supplied and erected according to the requirements of the Egyptian Electric Authority (E.E.A), the contractor shall take the approval of the (E.E.A) before supplying. | NO | 2 | 2 | 39000 | 78000 | SC_Apply | المتحدة للخدمات الكهربائية و التوريدات العامة - سف | 1 - Sharaf Al Deen-Main Pump Station NO. 3-24-3.3.2- | Outdoor Kiosk power transformer package 500 KVA, 11/0.4KV complete with Ring Main Unit, Bus-Bar, Breakers, Protection, Measuring, Low Voltage accumulated energy meter and all required accessories for medium voltage, as per tendered documents, and shall be supplied and erected according to the requirements of the Egyptian Electric Authority (E.E.A), the contractor shall take the approval of the (E.E.A) before supplying. | NO | 2 | 14000 | 28000 | EGP | SC_Apply
Abo Shanab El Agamien _0195 |  | RFQ-00056 | Hussein Nabil | MEP (Electro Mechanical) | 2024-01-03 | Install Electrical MV Network | Approved | 5 - Tahawi-Pumping Station NO. 3-17-3.3.2- | Outdoor Kiosk power transformer package 100 KVA, 11/0.4KV complete with Ring Main Unit, Bus-Bar, Breakers, Protection, Measuring, Low Voltage accumulated energy meter and all required accessories for medium voltage, as per tendered documents, and shall be supplied and erected according to the requirements of the Egyptian Electric Authority (E.E.A), the contractor shall take the approval of the (E.E.A) before supplying. | NO | 2 | 2 | 24000 | 48000 | SC_Apply | المتحدة للخدمات الكهربائية و التوريدات العامة - سف | 5 - Tahawi-Pumping Station NO. 3-17-3.3.2- | Outdoor Kiosk power transformer package 100 KVA, 11/0.4KV complete with Ring Main Unit, Bus-Bar, Breakers, Protection, Measuring, Low Voltage accumulated energy meter and all required accessories for medium voltage, as per tendered documents, and shall be supplied and erected according to the requirements of the Egyptian Electric Authority (E.E.A), the contractor shall take the approval of the (E.E.A) before supplying. | NO | 2 | 14000 | 28000 | EGP | SC_Apply
Abo Shanab El Agamien _0195 |  | RFQ-00056 | Hussein Nabil | MEP (Electro Mechanical) | 2024-01-03 | Install Electrical MV Network | Approved | 4 - Al Biltaji-Pumping Station NO. 3-19-3.3.2- | Outdoor Kiosk power transformer package 63 KVA, 11/0.4KV complete with Ring Main Unit, Bus-Bar, Breakers, Protection, Measuring, Low Voltage accumulated energy meter and all required accessories for medium voltage, as per tendered documents, and shall be supplied and erected according to the requirements of the Egyptian Electric Authority (E.E.A), the contractor shall take the approval of the (E.E.A) before supplying. | NO | 2 | 2 | 22000 | 44000 | SC_Apply | المتحدة للخدمات الكهربائية و التوريدات العامة - سف | 4 - Al Biltaji-Pumping Station NO. 3-19-3.3.2- | Outdoor Kiosk power transformer package 63 KVA, 11/0.4KV complete with Ring Main Unit, Bus-Bar, Breakers, Protection, Measuring, Low Voltage accumulated energy meter and all required accessories for medium voltage, as per tendered documents, and shall be supplied and erected according to the requirements of the Egyptian Electric Authority (E.E.A), the contractor shall take the approval of the (E.E.A) before supplying. | NO | 2 | 14000 | 28000 | EGP | SC_Apply
Abo Shanab El Agamien _0195 |  | RFQ-00056 | Hussein Nabil | MEP (Electro Mechanical) | 2024-01-03 | Install Electrical MV Network | Approved | 8 - Abd Al-Qawy Salem&Zaraby-PUMP STATION NO. 3-18-3.3.2- | Outdoor Kiosk power transformer package 63 KVA, 11/0.4KV complete with Ring Main Unit, Bus-Bar, Breakers, Protection, Measuring, Low Voltage accumulated energy meter and all required accessories for medium voltage, as per tendered documents, and shall be supplied and erected according to the requirements of the Egyptian Electric Authority (E.E.A), the contractor shall take the approval of the (E.E.A) before supplying. | NO | 2 | 2 | 22000 | 44000 | SC_Apply | المتحدة للخدمات الكهربائية و التوريدات العامة - سف | 8 - Abd Al-Qawy Salem&Zaraby-PUMP STATION NO. 3-18-3.3.2- | Outdoor Kiosk power transformer package 63 KVA, 11/0.4KV complete with Ring Main Unit, Bus-Bar, Breakers, Protection, Measuring, Low Voltage accumulated energy meter and all required accessories for medium voltage, as per tendered documents, and shall be supplied and erected according to the requirements of the Egyptian Electric Authority (E.E.A), the contractor shall take the approval of the (E.E.A) before supplying. | NO | 2 | 14000 | 28000 | EGP | SC_Apply
Abo Shanab El Agamien _0195 |  | RFQ-00056 | Hussein Nabil | MEP (Electro Mechanical) | 2024-01-03 | Install Electrical MV Network | Approved | 2 - Kariman Sednaoui-Main Pump Station NO. 3-18-3.3.2- | Outdoor Kiosk power transformer package 100 KVA, 11/0.4KV complete with Ring Main Unit, Bus-Bar, Breakers, Protection, Measuring, Low Voltage accumulated energy meter and all required accessories for medium voltage, as per tendered documents, and shall be supplied and erected according to the requirements of the Egyptian Electric Authority (E.E.A), the contractor shall take the approval of the (E.E.A) before supplying. | NO | 2 | 2 | 24000 | 48000 | SC_Apply | المتحدة للخدمات الكهربائية و التوريدات العامة - سف | 2 - Kariman Sednaoui-Main Pump Station NO. 3-18-3.3.2- | Outdoor Kiosk power transformer package 100 KVA, 11/0.4KV complete with Ring Main Unit, Bus-Bar, Breakers, Protection, Measuring, Low Voltage accumulated energy meter and all required accessories for medium voltage, as per tendered documents, and shall be supplied and erected according to the requirements of the Egyptian Electric Authority (E.E.A), the contractor shall take the approval of the (E.E.A) before supplying. | NO | 2 | 14000 | 28000 | EGP | SC_Apply
Abo Shanab El Agamien _0195 |  | RFQ-00056 | Hussein Nabil | MEP (Electro Mechanical) | 2024-01-03 | Install Electrical MV Network | Approved | 7 - Raslan & Mokhtar Eissa-Pumping Station NO. 3-19-3.3.2- | Pole Mounted transformer 50 KVA, 11/0.4KV to be installed on tower including tower column, tower base, outdoor medium voltage load break switch, fuse, wiring, protection, Low Voltage accumulated energy meter with IP54 enclousre, accessories, as per tendered documents, and shall be supplied and erected according to the requirements of the Egyptian Electric Authority (E.E.A), the contractor shall take the approval of the (E.E.A) before supplying. | NO | 1 | 1 | 15000 | 15000 | SC_Apply | المتحدة للخدمات الكهربائية و التوريدات العامة - سف | 7 - Raslan & Mokhtar Eissa-Pumping Station NO. 3-19-3.3.2- | Pole Mounted transformer 50 KVA, 11/0.4KV to be installed on tower including tower column, tower base, outdoor medium voltage load break switch, fuse, wiring, protection, Low Voltage accumulated energy meter with IP54 enclousre, accessories, as per tendered documents, and shall be supplied and erected according to the requirements of the Egyptian Electric Authority (E.E.A), the contractor shall take the approval of the (E.E.A) before supplying. | NO | 1 | 29000 | 29000 | EGP | SC_Apply
Abo Shanab El Agamien _0195 |  | RFQ-00056 | Hussein Nabil | MEP (Electro Mechanical) | 2024-01-03 | Install Electrical MV Network | Approved | 9 - Seror-Pumping Station NO. 3-21-3.3.2- | Outdoor Kiosk power transformer package 50 KVA, 11/0.4KV complete with Ring Main Unit, Bus-Bar, Breakers, Protection, Measuring, Low Voltage accumulated energy meter and all required accessories for medium voltage, as per tendered documents, and shall be supplied and erected according to the requirements of the Egyptian Electric Authority (E.E.A), the contractor shall take the approval of the (E.E.A) before supplying. | NO | 2 | 2 | 16000 | 32000 | SC_Apply | المتحدة للخدمات الكهربائية و التوريدات العامة - سف | 9 - Seror-Pumping Station NO. 3-21-3.3.2- | Outdoor Kiosk power transformer package 50 KVA, 11/0.4KV complete with Ring Main Unit, Bus-Bar, Breakers, Protection, Measuring, Low Voltage accumulated energy meter and all required accessories for medium voltage, as per tendered documents, and shall be supplied and erected according to the requirements of the Egyptian Electric Authority (E.E.A), the contractor shall take the approval of the (E.E.A) before supplying. | NO | 2 | 14000 | 28000 | EGP | SC_Apply
Abo Shanab El Agamien _0195 |  | RFQ-00056 | Hussein Nabil | MEP (Electro Mechanical) | 2024-01-03 | Install Electrical MV Network | Approved | 6 - Huwaydi Village-Pumping Station NO. 3-17-3.3.2- | Outdoor Kiosk power transformer package 100 KVA, 11/0.4KV complete with Ring Main Unit, Bus-Bar, Breakers, Protection, Measuring, Low Voltage accumulated energy meter and all required accessories for medium voltage, as per tendered documents, and shall be supplied and erected according to the requirements of the Egyptian Electric Authority (E.E.A), the contractor shall take the approval of the (E.E.A) before supplying. | NO | 2 | 2 | 24000 | 48000 | SC_Apply | المتحدة للخدمات الكهربائية و التوريدات العامة - سف | 6 - Huwaydi Village-Pumping Station NO. 3-17-3.3.2- | Outdoor Kiosk power transformer package 100 KVA, 11/0.4KV complete with Ring Main Unit, Bus-Bar, Breakers, Protection, Measuring, Low Voltage accumulated energy meter and all required accessories for medium voltage, as per tendered documents, and shall be supplied and erected according to the requirements of the Egyptian Electric Authority (E.E.A), the contractor shall take the approval of the (E.E.A) before supplying. | NO | 2 | 14000 | 28000 | EGP | SC_Apply
Abo Shanab El Agamien _0195 |  | RFQ-00056 | Hussein Nabil | MEP (Electro Mechanical) | 2024-01-03 | Install Electrical MV Network | Approved | TOTAL | عمل وصلات كابلات الجهد المتوسط بموصلات ألمنيوم و بوصلات سابقة التجهيز وطبقا للمواصفات الفنية والبند لا يشمل توريد أي اكسسوارات | ECH | 44 | 44 | 0 | 0 | SC_Apply | المتحدة للخدمات الكهربائية و التوريدات العامة - سف | TOTAL | عمل وصلات كابلات الجهد المتوسط بموصلات ألمنيوم و بوصلات سابقة التجهيز وطبقا للمواصفات الفنية والبند لا يشمل توريد أي اكسسوارات | ECH | 44 | 1200 | 52800 | EGP | SC_Apply
Abo Shanab El Agamien _0195 |  | RFQ-00056 | Hussein Nabil | MEP (Electro Mechanical) | 2024-01-03 | Install Electrical MV Network | Approved | TOTAL | تركيب نهايات الاطراف عند بداية ونهاية الكابلات للتوصيل بين لوحات الجهد المتوسط، طبقا للمواصفات الفنية والبند لا يشمل توريد أي اكسسوارات | ECH | 34 | 34 | 0 | 0 | SC_Apply | المتحدة للخدمات الكهربائية و التوريدات العامة - سف | TOTAL | تركيب نهايات الاطراف عند بداية ونهاية الكابلات للتوصيل بين لوحات الجهد المتوسط، طبقا للمواصفات الفنية والبند لا يشمل توريد أي اكسسوارات | ECH | 34 | 1000 | 34000 | EGP | SC_Apply
Abo Shanab El Agamien _0195 |  | RFQ-00056 | Hussein Nabil | MEP (Electro Mechanical) | 2024-01-03 | Install Electrical MV Network | Approved | 8 - Abd Al-Qawy Salem&Zaraby-PUMP STATION NO. 3-18-3.3.1- | Medium voltage cables feeding the pumping station, this cables include the cables connection from the the Egyptian Electrical Authority (EEA) substation (outside puming station) up to the Ring Main Units (RMUs) inside pumping station. The contractor shall be responsible to coordinate with the EEA for identifying the cable route, size, laying, ..etc. | MTR | 1800 | 1800 | 262 | 471600 | SC_Apply | المتحدة للخدمات الكهربائية و التوريدات العامة - سف | 8 - Abd Al-Qawy Salem&Zaraby-PUMP STATION NO. 3-18-3.3.1- | Medium voltage cables feeding the pumping station, this cables include the cables connection from the the Egyptian Electrical Authority (EEA) substation (outside puming station) up to the Ring Main Units (RMUs) inside pumping station. The contractor shall be responsible to coordinate with the EEA for identifying the cable route, size, laying, ..etc. | MTR | 1800 | 150 | 270000 | EGP | SC_Apply
Abo Shanab El Agamien _0195 |  | RFQ-00056 | Hussein Nabil | MEP (Electro Mechanical) | 2024-01-03 | Install Electrical MV Network | Approved | 9 - Seror-Pumping Station NO. 3-21-3.3.1- | Medium voltage cables feeding the pumping station, this cables include the cables connection from the the Egyptian Electrical Authority (EEA) substation (outside puming station) up to the Ring Main Units (RMUs) inside pumping station. The contractor shall be responsible to coordinate with the EEA for identifying the cable route, size, laying, ..etc. | MTR | 2000 | 2000 | 262 | 524000 | SC_Apply | المتحدة للخدمات الكهربائية و التوريدات العامة - سف | 9 - Seror-Pumping Station NO. 3-21-3.3.1- | Medium voltage cables feeding the pumping station, this cables include the cables connection from the the Egyptian Electrical Authority (EEA) substation (outside puming station) up to the Ring Main Units (RMUs) inside pumping station. The contractor shall be responsible to coordinate with the EEA for identifying the cable route, size, laying, ..etc. | MTR | 2000 | 150 | 300000 | EGP | SC_Apply
Abo Shanab El Agamien _0195 |  | RFQ-00056 | Hussein Nabil | MEP (Electro Mechanical) | 2024-01-03 | Install Electrical MV Network | Approved | 5 - Tahawi-Pumping Station NO. 3-17-3.3.1- | Medium voltage cables feeding the pumping station, this cables include the cables connection from the the Egyptian Electrical Authority (EEA) substation (outside puming station) up to the Ring Main Units (RMUs) inside pumping station. The contractor shall be responsible to coordinate with the EEA for identifying the cable route, size, laying, ..etc. | MTR | 1800 | 1800 | 262 | 471600 | SC_Apply | المتحدة للخدمات الكهربائية و التوريدات العامة - سف | 5 - Tahawi-Pumping Station NO. 3-17-3.3.1- | Medium voltage cables feeding the pumping station, this cables include the cables connection from the the Egyptian Electrical Authority (EEA) substation (outside puming station) up to the Ring Main Units (RMUs) inside pumping station. The contractor shall be responsible to coordinate with the EEA for identifying the cable route, size, laying, ..etc. | MTR | 1800 | 150 | 270000 | EGP | SC_Apply
Abo Shanab El Agamien _0195 |  | RFQ-00056 | Hussein Nabil | MEP (Electro Mechanical) | 2024-01-03 | Install Electrical MV Network | Approved | 3 - Junaidi Wisa Iz. Zaki Wisa-PUMP STATION NO. 3-19-3.3.1- | Medium voltage cable feeding the pumping station, this cable includes the cable connection from the Egyptian Electrical Authority (EEA) substation (outside puming station) up to the outdoor medium voltage load break switch (LBS) inside pumping station. The contractor shall be responsible to coordinate with the EEA for identifying the cable route, size, laying, ..etc. | MTR | 1150 | 1150 | 262 | 301300 | SC_Apply | المتحدة للخدمات الكهربائية و التوريدات العامة - سف | 3 - Junaidi Wisa Iz. Zaki Wisa-PUMP STATION NO. 3-19-3.3.1- | Medium voltage cable feeding the pumping station, this cable includes the cable connection from the Egyptian Electrical Authority (EEA) substation (outside puming station) up to the outdoor medium voltage load break switch (LBS) inside pumping station. The contractor shall be responsible to coordinate with the EEA for identifying the cable route, size, laying, ..etc. | MTR | 1150 | 150 | 172500 | EGP | SC_Apply
Abo Shanab El Agamien _0195 |  | RFQ-00056 | Hussein Nabil | MEP (Electro Mechanical) | 2024-01-03 | Install Electrical MV Network | Approved | 7 - Raslan & Mokhtar Eissa-Pumping Station NO. 3-19-3.3.1- | Medium voltage cable feeding the pumping station, this cable include the cable connection from the the Egyptian Electrical Authority (EEA) substation (outside puming station) up to the outdoor medium voltage load break switch (LBS) inside pumping station. The contractor shall be responsible to coordinate with the EEA for identifying the cable route, size, laying, ..etc. | MTR | 1350 | 1350 | 262 | 353700 | SC_Apply | المتحدة للخدمات الكهربائية و التوريدات العامة - سف | 7 - Raslan & Mokhtar Eissa-Pumping Station NO. 3-19-3.3.1- | Medium voltage cable feeding the pumping station, this cable include the cable connection from the the Egyptian Electrical Authority (EEA) substation (outside puming station) up to the outdoor medium voltage load break switch (LBS) inside pumping station. The contractor shall be responsible to coordinate with the EEA for identifying the cable route, size, laying, ..etc. | MTR | 1350 | 150 | 202500 | EGP | SC_Apply
Abo Shanab El Agamien _0195 |  | RFQ-00056 | Hussein Nabil | MEP (Electro Mechanical) | 2024-01-03 | Install Electrical MV Network | Approved | 1 - Sharaf Al Deen-Main Pump Station NO. 3-24-3.3.1-3.3.1 | Medium voltage cables feeding the pumping station, this cables include the cables connection from the the Egyptian Electrical Authority (EEA) substation (outside puming station) up to the Ring Main Units (RMUs) inside pumping station. The contractor shall be responsible to coordinate with the EEA for identifying the cable route, size, laying, ..etc. | MTR | 2200 | 2200 | 262 | 576400 | SC_Apply | المتحدة للخدمات الكهربائية و التوريدات العامة - سف | 1 - Sharaf Al Deen-Main Pump Station NO. 3-24-3.3.1-3.3.1 | Medium voltage cables feeding the pumping station, this cables include the cables connection from the the Egyptian Electrical Authority (EEA) substation (outside puming station) up to the Ring Main Units (RMUs) inside pumping station. The contractor shall be responsible to coordinate with the EEA for identifying the cable route, size, laying, ..etc. | MTR | 2200 | 150 | 330000 | EGP | SC_Apply
Abo Shanab El Agamien _0195 |  | RFQ-00056 | Hussein Nabil | MEP (Electro Mechanical) | 2024-01-03 | Install Electrical MV Network | Approved | 6 - Huwaydi Village-Pumping Station NO. 3-17-3.3.1- | Medium voltage cables feeding the pumping station, this cables include the cables connection from the the Egyptian Electrical Authority (EEA) substation (outside puming station) up to the Ring Main Units (RMUs) inside pumping station. The contractor shall be responsible to coordinate with the EEA for identifying the cable route, size, laying, ..etc. | MTR | 2200 | 2200 | 262 | 576400 | SC_Apply | المتحدة للخدمات الكهربائية و التوريدات العامة - سف | 6 - Huwaydi Village-Pumping Station NO. 3-17-3.3.1- | Medium voltage cables feeding the pumping station, this cables include the cables connection from the the Egyptian Electrical Authority (EEA) substation (outside puming station) up to the Ring Main Units (RMUs) inside pumping station. The contractor shall be responsible to coordinate with the EEA for identifying the cable route, size, laying, ..etc. | MTR | 2200 | 150 | 330000 | EGP | SC_Apply
Abo Shanab El Agamien _0195 |  | RFQ-00056 | Hussein Nabil | MEP (Electro Mechanical) | 2024-01-03 | Install Electrical MV Network | Approved | 4 - Al Biltaji-Pumping Station NO. 3-19-3.3.1- | Medium voltage cables feeding the pumping station, this cables include the cables connection from the the Egyptian Electrical Authority (EEA) substation (outside puming station) up to the Ring Main Units (RMUs) inside pumping station. The contractor shall be responsible to coordinate with the EEA for identifying the cable route, size, laying, ..etc. | MTR | 1500 | 1500 | 262 | 393000 | SC_Apply | المتحدة للخدمات الكهربائية و التوريدات العامة - سف | 4 - Al Biltaji-Pumping Station NO. 3-19-3.3.1- | Medium voltage cables feeding the pumping station, this cables include the cables connection from the the Egyptian Electrical Authority (EEA) substation (outside puming station) up to the Ring Main Units (RMUs) inside pumping station. The contractor shall be responsible to coordinate with the EEA for identifying the cable route, size, laying, ..etc. | MTR | 1500 | 150 | 225000 | EGP | SC_Apply
Abo Shanab El Agamien _0195 |  | RFQ-00056 | Hussein Nabil | MEP (Electro Mechanical) | 2024-01-03 | Install Electrical MV Network | Approved | 2 - Kariman Sednaoui-Main Pump Station NO. 3-18-3.3.1- | Medium voltage cables feeding the pumping station, this cable include the cables connection from the the Egyptian Electrical Authority (EEA) substation (outside puming station) up to the Ring Main Units (RMUs) inside pumping station. The contractor shall be responsible to coordinate with the EEA for identifying the cable route, size, laying, ..etc. | MTR | 2000 | 2000 | 262 | 524000 | SC_Apply | المتحدة للخدمات الكهربائية و التوريدات العامة - سف | 2 - Kariman Sednaoui-Main Pump Station NO. 3-18-3.3.1- | Medium voltage cables feeding the pumping station, this cable include the cables connection from the the Egyptian Electrical Authority (EEA) substation (outside puming station) up to the Ring Main Units (RMUs) inside pumping station. The contractor shall be responsible to coordinate with the EEA for identifying the cable route, size, laying, ..etc. | MTR | 2000 | 150 | 300000 | EGP | SC_Apply
Mivida BP#189 |  | RFQ-00021 | Ahmed Saleh | MEP (Electro Mechanical) | 2024-01-24 | BLDG-05 & 06 Additions and Inflation | Approved | 162600.BLD06 | card reader outlet | ECH | 2 | 2 | 5192.49 | 10384.98 | SC_Supply/Apply | ايزامو للاعمال هندسيه مهندسون ومقاولون | 162600.BLD06 | card reader outlet | ECH | 2 | 4497 | 8994 | EGP | SC_Supply/Apply
Mivida BP#189 |  | RFQ-00021 | Ahmed Saleh | MEP (Electro Mechanical) | 2024-01-24 | BLDG-05 & 06 Additions and Inflation | Approved | 162600.BLD06 | 1500x100 cable tray covered | MTR | 21 | 21 | 1114.71 | 23408.91 | SC_Supply/Apply | ايزامو للاعمال هندسيه مهندسون ومقاولون | 162600.BLD06 | 1500x100 cable tray covered | MTR | 21 | 1339 | 28119 | EGP | SC_Supply/Apply
Mivida BP#189 |  | RFQ-00021 | Ahmed Saleh | MEP (Electro Mechanical) | 2024-01-24 | BLDG-05 & 06 Additions and Inflation | Approved | 162600.BLD06 | BMS pulling cables outlet | ECH | 158 | 158 | 328.5 | 51903 | SC_Supply/Apply | ايزامو للاعمال هندسيه مهندسون ومقاولون | 162600.BLD06 | BMS pulling cables outlet | ECH | 158 | 8 | 1264 | EGP | SC_Supply/Apply
Mivida BP#189 |  | RFQ-00021 | Ahmed Saleh | MEP (Electro Mechanical) | 2024-01-24 | BLDG-05 & 06 Additions and Inflation | Approved | 162600.BLD06 | Supply and install EMT conduit 3/4" included all needed accessories and fittings for bms system. | MTR | 2000 | 2000 | 154.03 | 308060 | SC_Supply/Apply | ايزامو للاعمال هندسيه مهندسون ومقاولون | 162600.BLD06 | Supply and install EMT conduit 3/4" included all needed accessories and fittings for bms system. | MTR | 2000 | 197 | 394000 | EGP | SC_Supply/Apply
Mivida BP#189 |  | RFQ-00021 | Ahmed Saleh | MEP (Electro Mechanical) | 2024-01-24 | BLDG-05 & 06 Additions and Inflation | Approved | 162600.BLD06 | Supply and install emt conduit 3/4" included all needed accessories and fittings for electrical and low current outlets due to damage paths in slab of ceilling. | MTR | 500 | 500 | 139.43 | 69715 | SC_Supply/Apply | ايزامو للاعمال هندسيه مهندسون ومقاولون | 162600.BLD06 | Supply and install emt conduit 3/4" included all needed accessories and fittings for electrical and low current outlets due to damage paths in slab of ceilling. | MTR | 500 | 185 | 92500 | EGP | SC_Supply/Apply
Mivida BP#189 |  | RFQ-00021 | Ahmed Saleh | MEP (Electro Mechanical) | 2024-01-24 | BLDG-05 & 06 Additions and Inflation | Approved | 162600.BLD06 | Supply and install emt connection between FTB and cable trunks for feeding fiber cable to clinics | ECH | 54 | 54 | 910.31 | 49156.74 | SC_Supply/Apply | ايزامو للاعمال هندسيه مهندسون ومقاولون | 162600.BLD06 | Supply and install emt connection between FTB and cable trunks for feeding fiber cable to clinics | ECH | 54 | 921 | 49734 | EGP | SC_Supply/Apply
Mivida BP#189 |  | RFQ-00021 | Ahmed Saleh | MEP (Electro Mechanical) | 2024-01-24 | BLDG-05 & 06 Additions and Inflation | Approved | 162600.BLD06 | Indoor wiring for one lighting outlet including wires 3(1x3) mm2, embedded upvc conduits/ exposed Metallic conduits, cable trays, junction boxes, and all necessary accessories from panel to lighting fixtures and switches outlet. | ECH | 35 | 35 | 1435.18 | 50231.3 | SC_Supply/Apply | ايزامو للاعمال هندسيه مهندسون ومقاولون | 162600.BLD06 | Indoor wiring for one lighting outlet including wires 3(1x3) mm2, embedded upvc conduits/ exposed Metallic conduits, cable trays, junction boxes, and all necessary accessories from panel to lighting fixtures and switches outlet. | ECH | 35 | 1372 | 48020 | EGP | SC_Supply/Apply
Mivida BP#189 |  | RFQ-00021 | Ahmed Saleh | MEP (Electro Mechanical) | 2024-01-24 | BLDG-05 & 06 Additions and Inflation | Approved | 162600.BLD06 | Install outdoor cctv outlets | ECH | 4 | 4 | 365 | 1460 | SC_Supply/Apply | ايزامو للاعمال هندسيه مهندسون ومقاولون | 162600.BLD06 | Install outdoor cctv outlets | ECH | 4 | 500 | 2000 | EGP | SC_Supply/Apply
Mivida BP#189 |  | RFQ-00021 | Ahmed Saleh | MEP (Electro Mechanical) | 2024-01-24 | BLDG-05 & 06 Additions and Inflation | Approved | 162600.BLD06 | install, testing and Commissioning of indoor and outdoor Lighting Fixtures as indicated in Lighting fixtures schedule ; including items mentioned in "Method of Measurements". | ECH | 30 | 30 | 109.5 | 3285 | SC_Supply/Apply | ايزامو للاعمال هندسيه مهندسون ومقاولون | 162600.BLD06 | install, testing and Commissioning of indoor and outdoor Lighting Fixtures as indicated in Lighting fixtures schedule ; including items mentioned in "Method of Measurements". | ECH | 30 | 150 | 4500 | EGP | SC_Supply/Apply
Mivida BP#189 |  | RFQ-00021 | Ahmed Saleh | MEP (Electro Mechanical) | 2024-01-24 | BLDG-05 & 06 Additions and Inflation | Approved | 162600.BLD05 | Supply and install a compelt outlet for occupancy sensor with wires 3*1*1.5mm ^2 | ECH | 28 | 28 | 3209.08 | 89854.24 | SC_Supply/Apply | ايزامو للاعمال هندسيه مهندسون ومقاولون | 162600.BLD05 | Supply and install a compelt outlet for occupancy sensor with wires 3*1*1.5mm ^2 | ECH | 28 | 1807 | 50596 | EGP | SC_Supply/Apply
Mivida BP#189 |  | RFQ-00021 | Ahmed Saleh | MEP (Electro Mechanical) | 2024-01-24 | BLDG-05 & 06 Additions and Inflation | Approved | 162600.BLD06 | Supply and install a compelt outlet for occupancy sensor with wires 3*1*1.5mm ^2 | ECH | 28 | 28 | 3209.08 | 89854.24 | SC_Supply/Apply | ايزامو للاعمال هندسيه مهندسون ومقاولون | 162600.BLD06 | Supply and install a compelt outlet for occupancy sensor with wires 3*1*1.5mm ^2 | ECH | 28 | 1807 | 50596 | EGP | SC_Supply/Apply
Mivida BP#189 |  | RFQ-00021 | Ahmed Saleh | MEP (Electro Mechanical) | 2024-01-24 | BLDG-05 & 06 Additions and Inflation | Approved | 162600.BLD05 | Metal, Non‐perforated hot‐dip galvanized steel Covered Cable trunk [20X10 cm] for Low current systems c/w all necessary accessories for (fixation & suspension) to complete work. | MTR | 18 | 18 | 1085.51 | 19539.18 | SC_Supply/Apply | ايزامو للاعمال هندسيه مهندسون ومقاولون | 162600.BLD05 | Metal, Non‐perforated hot‐dip galvanized steel Covered Cable trunk [20X10 cm] for Low current systems c/w all necessary accessories for (fixation & suspension) to complete work. | MTR | 18 | 1231 | 22158 | EGP | SC_Supply/Apply
Mivida BP#189 |  | RFQ-00021 | Ahmed Saleh | MEP (Electro Mechanical) | 2024-01-24 | BLDG-05 & 06 Additions and Inflation | Approved | 162600.BLD05 | card reader outlet | ECH | 2 | 2 | 5192.49 | 10384.98 | SC_Supply/Apply | ايزامو للاعمال هندسيه مهندسون ومقاولون | 162600.BLD05 | card reader outlet | ECH | 2 | 4497 | 8994 | EGP | SC_Supply/Apply
Mivida BP#189 |  | RFQ-00021 | Ahmed Saleh | MEP (Electro Mechanical) | 2024-01-24 | BLDG-05 & 06 Additions and Inflation | Approved | 162600.BLD05 | 150x100 cable tray covered | MTR | 21 | 21 | 1114.71 | 23408.91 | SC_Supply/Apply | ايزامو للاعمال هندسيه مهندسون ومقاولون | 162600.BLD05 | 150x100 cable tray covered | MTR | 21 | 1339 | 28119 | EGP | SC_Supply/Apply
Mivida BP#189 |  | RFQ-00021 | Ahmed Saleh | MEP (Electro Mechanical) | 2024-01-24 | BLDG-05 & 06 Additions and Inflation | Approved | 162600.BLD05 | BMS pulling cables outlet | ECH | 158 | 158 | 328.5 | 51903 | SC_Supply/Apply | ايزامو للاعمال هندسيه مهندسون ومقاولون | 162600.BLD05 | BMS pulling cables outlet | ECH | 158 | 8 | 1264 | EGP | SC_Supply/Apply
Mivida BP#189 |  | RFQ-00021 | Ahmed Saleh | MEP (Electro Mechanical) | 2024-01-24 | BLDG-05 & 06 Additions and Inflation | Approved | 162600.BLD05 | Supply and install EMT conduit 3/4" included all needed accessories and fittings for bms system. | MTR | 2000 | 2000 | 154.03 | 308060 | SC_Supply/Apply | ايزامو للاعمال هندسيه مهندسون ومقاولون | 162600.BLD05 | Supply and install EMT conduit 3/4" included all needed accessories and fittings for bms system. | MTR | 2000 | 197 | 394000 | EGP | SC_Supply/Apply
Mivida BP#189 |  | RFQ-00021 | Ahmed Saleh | MEP (Electro Mechanical) | 2024-01-24 | BLDG-05 & 06 Additions and Inflation | Approved | 162600.BLD05 | Supply and install emt conduit 3/4" included all needed accessories and fittings for electrical and low current outlets due to damage paths in slab of ceilling. | MTR | 500 | 500 | 139.43 | 69715 | SC_Supply/Apply | ايزامو للاعمال هندسيه مهندسون ومقاولون | 162600.BLD05 | Supply and install emt conduit 3/4" included all needed accessories and fittings for electrical and low current outlets due to damage paths in slab of ceilling. | MTR | 500 | 185 | 92500 | EGP | SC_Supply/Apply
Mivida BP#189 |  | RFQ-00021 | Ahmed Saleh | MEP (Electro Mechanical) | 2024-01-24 | BLDG-05 & 06 Additions and Inflation | Approved | 162600.BLD05 | Supply and install emt connection between FTB and cable trunks for feeding fiber cable to clinics | ECH | 64 | 64 | 910.31 | 58259.84 | SC_Supply/Apply | ايزامو للاعمال هندسيه مهندسون ومقاولون | 162600.BLD05 | Supply and install emt connection between FTB and cable trunks for feeding fiber cable to clinics | ECH | 64 | 921 | 58944 | EGP | SC_Supply/Apply
Mivida BP#189 |  | RFQ-00021 | Ahmed Saleh | MEP (Electro Mechanical) | 2024-01-24 | BLDG-05 & 06 Additions and Inflation | Approved | 162600.BLD05 | Indoor wiring for one lighting outlet including wires 3(1x3) mm2, embedded upvc conduits/ exposed Metallic conduits, cable trays, junction boxes, and all necessary accessories from panel to lighting fixtures and switches outlet. | ECH | 35 | 35 | 1435.18 | 50231.3 | SC_Supply/Apply | ايزامو للاعمال هندسيه مهندسون ومقاولون | 162600.BLD05 | Indoor wiring for one lighting outlet including wires 3(1x3) mm2, embedded upvc conduits/ exposed Metallic conduits, cable trays, junction boxes, and all necessary accessories from panel to lighting fixtures and switches outlet. | ECH | 35 | 1372 | 48020 | EGP | SC_Supply/Apply
Mivida BP#189 |  | RFQ-00021 | Ahmed Saleh | MEP (Electro Mechanical) | 2024-01-24 | BLDG-05 & 06 Additions and Inflation | Approved | 162600.BLD05 | Install outdoor cctv outlets | ECH | 4 | 4 | 365 | 1460 | SC_Supply/Apply | ايزامو للاعمال هندسيه مهندسون ومقاولون | 162600.BLD05 | Install outdoor cctv outlets | ECH | 4 | 500 | 2000 | EGP | SC_Supply/Apply
Mivida BP#189 |  | RFQ-00021 | Ahmed Saleh | MEP (Electro Mechanical) | 2024-01-24 | BLDG-05 & 06 Additions and Inflation | Approved | 162600.BLD05 | install, testing and Commissioning of indoor and outdoor Lighting Fixtures as indicated in Lighting fixtures schedule ; including items mentioned in "Method of Measurements". | ECH | 30 | 30 | 109.5 | 3285 | SC_Supply/Apply | ايزامو للاعمال هندسيه مهندسون ومقاولون | 162600.BLD05 | install, testing and Commissioning of indoor and outdoor Lighting Fixtures as indicated in Lighting fixtures schedule ; including items mentioned in "Method of Measurements". | ECH | 30 | 150 | 4500 | EGP | SC_Supply/Apply
Mivida BP#189 |  | RFQ-00021 | Ahmed Saleh | MEP (Electro Mechanical) | 2024-01-24 | BLDG-05 & 06 Additions and Inflation | Approved | 162600.BLD05 | (4 x 10) mm2. | MTR | 2510 | 1820 | 91.98 | 167403.6 | SC_Supply/Apply | ايزامو للاعمال هندسيه مهندسون ومقاولون | 162600.BLD05 | (4 x 10) mm2. | MTR | 1820 | 376 | 684320 | EGP | SC_Supply/Apply
Mivida BP#189 |  | RFQ-00021 | Ahmed Saleh | MEP (Electro Mechanical) | 2024-01-24 | BLDG-05 & 06 Additions and Inflation | Approved | 162600.BLD05 | (1C x 10) mm2 ECC | MTR | 2510 | 1900 | 21.9 | 41610 | SC_Supply/Apply | ايزامو للاعمال هندسيه مهندسون ومقاولون | 162600.BLD05 | (1C x 10) mm2 ECC | MTR | 1900 | 86 | 163400 | EGP | SC_Supply/Apply
Mivida BP#189 |  | RFQ-00021 | Ahmed Saleh | MEP (Electro Mechanical) | 2024-01-24 | BLDG-05 & 06 Additions and Inflation | Approved | 162600.BLD05 | wiring for one power outlet including wires 3(1x4) mm2, Exposed Metallic boxes, Flexibles , Glands , and all necessary accessories from panel to sockets outlet.panel to sockets outlet. | ECH | 60 | 40 | 221.19 | 8847.6 | SC_Supply/Apply | ايزامو للاعمال هندسيه مهندسون ومقاولون | 162600.BLD05 | wiring for one power outlet including wires 3(1x4) mm2, Exposed Metallic boxes, Flexibles , Glands , and all necessary accessories from panel to sockets outlet.panel to sockets outlet. | ECH | 40 | 1335 | 53400 | EGP | SC_Supply/Apply
Mivida BP#189 |  | RFQ-00021 | Ahmed Saleh | MEP (Electro Mechanical) | 2024-01-24 | BLDG-05 & 06 Additions and Inflation | Approved | 162600.BLD05 | Wiring for one power outlet including, outlet wires 3(1x4)mm2, Exposed Metallic boxes, Flexibles , Glands , and all necessary accessories from panel to outlet (for I.T racks,control panels). | ECH | 14 | 14 | 215.35 | 3014.9 | SC_Supply/Apply | ايزامو للاعمال هندسيه مهندسون ومقاولون | 162600.BLD05 | Wiring for one power outlet including, outlet wires 3(1x4)mm2, Exposed Metallic boxes, Flexibles , Glands , and all necessary accessories from panel to outlet (for I.T racks,control panels). | ECH | 14 | 2036 | 28504 | EGP | SC_Supply/Apply
Mivida BP#189 |  | RFQ-00021 | Ahmed Saleh | MEP (Electro Mechanical) | 2024-01-24 | BLDG-05 & 06 Additions and Inflation | Approved | 162600.BLD05 | Wiring for one power outlet including, outlet wires 3(1x4)mm2, Exposed Metallic boxes, Flexibles , Glands , and all necessary accessories from panel to outlet (for HD). | ECH | 6 | 6 | 268.64 | 1611.84 | SC_Supply/Apply | ايزامو للاعمال هندسيه مهندسون ومقاولون | 162600.BLD05 | Wiring for one power outlet including, outlet wires 3(1x4)mm2, Exposed Metallic boxes, Flexibles , Glands , and all necessary accessories from panel to outlet (for HD). | ECH | 6 | 2553 | 15318 | EGP | SC_Supply/Apply
Mivida BP#189 |  | RFQ-00021 | Ahmed Saleh | MEP (Electro Mechanical) | 2024-01-24 | BLDG-05 & 06 Additions and Inflation | Approved | 162600.BLD05 | Floor Box Type FB | ECH | 2 | 2 | 506.62 | 1013.24 | SC_Supply/Apply | ايزامو للاعمال هندسيه مهندسون ومقاولون | 162600.BLD05 | Floor Box Type FB | ECH | 2 | 6165 | 12330 | EGP | SC_Supply/Apply
Mivida BP#189 |  | RFQ-00021 | Ahmed Saleh | MEP (Electro Mechanical) | 2024-01-24 | BLDG-05 & 06 Additions and Inflation | Approved | 162600.BLD05 | Floor Box Type FB1 | ECH | 2 | 2 | 506.62 | 1013.24 | SC_Supply/Apply | ايزامو للاعمال هندسيه مهندسون ومقاولون | 162600.BLD05 | Floor Box Type FB1 | ECH | 2 | 5818 | 11636 | EGP | SC_Supply/Apply
Mivida BP#189 |  | RFQ-00021 | Ahmed Saleh | MEP (Electro Mechanical) | 2024-01-24 | BLDG-05 & 06 Additions and Inflation | Approved | 162600.BLD05 | Wiring for one load break switch 20A including, outlet wires 3(1x4)mm2, Exposed Metallic boxes, Flexibles , Glands , and all necessary accessories from panel to load break switch | ECH | 26 | 26 | 348.21 | 9053.46 | SC_Supply/Apply | ايزامو للاعمال هندسيه مهندسون ومقاولون | 162600.BLD05 | Wiring for one load break switch 20A including, outlet wires 3(1x4)mm2, Exposed Metallic boxes, Flexibles , Glands , and all necessary accessories from panel to load break switch | ECH | 26 | 2375 | 61750 | EGP | SC_Supply/Apply
Mivida BP#189 |  | RFQ-00021 | Ahmed Saleh | MEP (Electro Mechanical) | 2024-01-24 | BLDG-05 & 06 Additions and Inflation | Approved | 162600.BLD05 | Wiring for one load break switch 25A including, outlet wires 3(1x4)mm2, Exposed Metallic boxes, Flexibles , Glands , and all necessary accessories from panel to load break switch | ECH | 2 | 2 | 348.21 | 696.42 | SC_Supply/Apply | ايزامو للاعمال هندسيه مهندسون ومقاولون | 162600.BLD05 | Wiring for one load break switch 25A including, outlet wires 3(1x4)mm2, Exposed Metallic boxes, Flexibles , Glands , and all necessary accessories from panel to load break switch | ECH | 2 | 2375 | 4750 | EGP | SC_Supply/Apply
Mivida BP#189 |  | RFQ-00021 | Ahmed Saleh | MEP (Electro Mechanical) | 2024-01-24 | BLDG-05 & 06 Additions and Inflation | Approved | 162600.BLD05 | Wiring for one load break switch 32A including, outlet wires 3(1x6)mm2, Exposed Metallic boxes, Flexibles , Glands , and all necessary accessories from panel to load break switch | ECH | 2 | 2 | 595.68 | 1191.36 | SC_Supply/Apply | ايزامو للاعمال هندسيه مهندسون ومقاولون | 162600.BLD05 | Wiring for one load break switch 32A including, outlet wires 3(1x6)mm2, Exposed Metallic boxes, Flexibles , Glands , and all necessary accessories from panel to load break switch | ECH | 2 | 2695 | 5390 | EGP | SC_Supply/Apply
Mivida BP#189 |  | RFQ-00021 | Ahmed Saleh | MEP (Electro Mechanical) | 2024-01-24 | BLDG-05 & 06 Additions and Inflation | Approved | 162600.BLD05 | Switch type S5. | ECH | 28 | 21 | 849.72 | 17844.12 | SC_Supply/Apply | ايزامو للاعمال هندسيه مهندسون ومقاولون | 162600.BLD05 | Switch type S5. | ECH | 21 | 6076 | 127596 | EGP | SC_Supply/Apply
Mivida BP#189 |  | RFQ-00021 | Ahmed Saleh | MEP (Electro Mechanical) | 2024-01-24 | BLDG-05 & 06 Additions and Inflation | Approved | 162600.BLD05 | Metal, Non‐perforated hot‐dip galvanized steel Cable Tray [10X10 cm] for Security systems c/w all necessary accessories for (fixation & suspension) to complete work. | MTR | 260 | 213 | 208.05 | 44314.65 | SC_Supply/Apply | ايزامو للاعمال هندسيه مهندسون ومقاولون | 162600.BLD05 | Metal, Non‐perforated hot‐dip galvanized steel Cable Tray [10X10 cm] for Security systems c/w all necessary accessories for (fixation & suspension) to complete work. | MTR | 213 | 875 | 186375 | EGP | SC_Supply/Apply
Mivida BP#189 |  | RFQ-00021 | Ahmed Saleh | MEP (Electro Mechanical) | 2024-01-24 | BLDG-05 & 06 Additions and Inflation | Approved | 162600.BLD05 | Ceiling mounted loudspeaker [3/6] Watt C/W fire dome. | ECH | 68 | 68 | 216.08 | 14693.44 | SC_Supply/Apply | ايزامو للاعمال هندسيه مهندسون ومقاولون | 162600.BLD05 | Ceiling mounted loudspeaker [3/6] Watt C/W fire dome. | ECH | 68 | 1419 | 96492 | EGP | SC_Supply/Apply
Mivida BP#189 |  | RFQ-00021 | Ahmed Saleh | MEP (Electro Mechanical) | 2024-01-24 | BLDG-05 & 06 Additions and Inflation | Approved | 162600.BLD05 | Weather Proof Ceiling Mounted Loudspeaker 3/6 Watt C/W fire dome. | ECH | 7 | 7 | 216.08 | 1512.56 | SC_Supply/Apply | ايزامو للاعمال هندسيه مهندسون ومقاولون | 162600.BLD05 | Weather Proof Ceiling Mounted Loudspeaker 3/6 Watt C/W fire dome. | ECH | 7 | 1419 | 9933 | EGP | SC_Supply/Apply
Abo Shanab El Agamien _0195 | 195 | RFQ-00108 | Purchasing Engineers | Purchasing | 2024-12-18 | Ready Mix Concrete ( 104493 ) | Approved | 7 - Iz. Raslan & Iz. Mokhtar Eiss-Bill No.4 Guard Room (Civil Works)-25-4.1.2-b.2 | For grade slabs, 100 mm thick | CBM | 1.04 | 1.04 | 1095 | 1138.8 | RC | سما ميكس للمقاولات العامه والخرسانه الجاهزه | 7 - Iz. Raslan & Iz. Mokhtar Eiss-Bill No.4 Guard Room (Civil Works)-25-4.1.2-b.2 | For grade slabs, 100 mm thick | CBM | 1.04 | 0 | 0 | EGP | RC
Abo Shanab El Agamien _0195 | 195 | RFQ-00108 | Purchasing Engineers | Purchasing | 2024-12-18 | Ready Mix Concrete ( 104493 ) | Approved | 2 - Kariman sednaoui-Bill No.6Admin Room - Civil Works-34-6.1.2-a.1 | Under foundations | CBM | 5.5 | 5.5 | 1020 | 5610 | RC | سما ميكس للمقاولات العامه والخرسانه الجاهزه | 2 - Kariman sednaoui-Bill No.6Admin Room - Civil Works-34-6.1.2-a.1 | Under foundations | CBM | 5.5 | 0 | 0 | EGP | RC
Abo Shanab El Agamien _0195 | 195 | RFQ-00108 | Purchasing Engineers | Purchasing | 2024-12-18 | Ready Mix Concrete ( 104493 ) | Approved | 8 - Iz. Abd Al-Qawy Salem & Iz. Zaraby-Bill No.9 Site and Civil Works -45--9.1.a | Supply and install and test Reinforced concrete pavement (20 cm thick) inside the plant including formwork and steel reinforcement mesh, 15 cm gravel as base, leveling, helicopter finish and coated by screed and all its requirement for completion the work. As per Specification, Drawings and Engineer's instructions | CBM | 35.08 | 35.08 | 1095 | 38412.6 | RC | سما ميكس للمقاولات العامه والخرسانه الجاهزه | 8 - Iz. Abd Al-Qawy Salem & Iz. Zaraby-Bill No.9 Site and Civil Works -45--9.1.a | Supply and install and test Reinforced concrete pavement (20 cm thick) inside the plant including formwork and steel reinforcement mesh, 15 cm gravel as base, leveling, helicopter finish and coated by screed and all its requirement for completion the work. As per Specification, Drawings and Engineer's instructions | CBM | 35.08 | 2382.6 | 83581.61 | EGP | RC
Abo Shanab El Agamien _0195 | 195 | RFQ-00108 | Purchasing Engineers | Purchasing | 2024-12-18 | Ready Mix Concrete ( 104493 ) | Approved | 8 - Iz. Abd Al-Qawy Salem & Iz. Zaraby-Bill No.6Admin Room - Civil Works-33-6.1.2-a.2 | For roof slopes, 30 mm to 140 mm thick | CBM | 2.93 | 2.93 | 1010 | 2959.3 | RC | سما ميكس للمقاولات العامه والخرسانه الجاهزه | 8 - Iz. Abd Al-Qawy Salem & Iz. Zaraby-Bill No.6Admin Room - Civil Works-33-6.1.2-a.2 | For roof slopes, 30 mm to 140 mm thick | CBM | 2.93 | 2188.8 | 6413.18 | EGP | RC
Abo Shanab El Agamien _0195 | 195 | RFQ-00108 | Purchasing Engineers | Purchasing | 2024-12-18 | Ready Mix Concrete ( 104493 ) | Approved | 1 - Sharaf Al Deen Village-Bill No.4 Guard Room (Civil Works)-28-4.1.2-b.2 | For grade slabs, 100 mm thick | CBM | 1.04 | 1.04 | 1095 | 1138.8 | RC | سما ميكس للمقاولات العامه والخرسانه الجاهزه | 1 - Sharaf Al Deen Village-Bill No.4 Guard Room (Civil Works)-28-4.1.2-b.2 | For grade slabs, 100 mm thick | CBM | 1.04 | 2382.6 | 2477.9 | EGP | RC
Abo Shanab El Agamien _0195 | 195 | RFQ-00108 | Purchasing Engineers | Purchasing | 2024-12-18 | Ready Mix Concrete ( 104493 ) | Approved | 3 - Iz.Junaidi Wisa & Iz. Zaki-Bill No.4 Guard Room (Civil Works)-23-4.1.2-a.2 | For roof slopes, 30 mm to 140 mm thick | CBM | 1.85 | 1.85 | 1010 | 1868.5 | RC | سما ميكس للمقاولات العامه والخرسانه الجاهزه | 3 - Iz.Junaidi Wisa & Iz. Zaki-Bill No.4 Guard Room (Civil Works)-23-4.1.2-a.2 | For roof slopes, 30 mm to 140 mm thick | CBM | 1.85 | 2188.8 | 4049.28 | EGP | RC
Abo Shanab El Agamien _0195 | 195 | RFQ-00108 | Purchasing Engineers | Purchasing | 2024-12-18 | Ready Mix Concrete ( 104493 ) | Approved | 1 - Sharaf Al Deen Village-Bill No.8 Site and Civil Works -45--8.1.a | Supply and install and test Reinforced concrete pavement (20 cm thick) inside the plant including formwork and steel reinforcement mesh, 15 cm gravel as base, leveling, helicopter finish and coated by screed and all its requirement for completion the work. As per Specification, Drawings and Engineer's instructions | CBM | 25.59 | 25.59 | 1095 | 28021.05 | RC | سما ميكس للمقاولات العامه والخرسانه الجاهزه | 1 - Sharaf Al Deen Village-Bill No.8 Site and Civil Works -45--8.1.a | Supply and install and test Reinforced concrete pavement (20 cm thick) inside the plant including formwork and steel reinforcement mesh, 15 cm gravel as base, leveling, helicopter finish and coated by screed and all its requirement for completion the work. As per Specification, Drawings and Engineer's instructions | CBM | 25.59 | 2382.6 | 60970.73 | EGP | RC
Abo Shanab El Agamien _0195 | 195 | RFQ-00108 | Purchasing Engineers | Purchasing | 2024-12-18 | Ready Mix Concrete ( 104493 ) | Approved | 2 - Kariman sednaoui-Bill No.5 Store Building (Civil Works)-29-5.1.2-b.1 | for foundation | CBM | 6.3 | 6.3 | 1095 | 6898.5 | RC | سما ميكس للمقاولات العامه والخرسانه الجاهزه | 2 - Kariman sednaoui-Bill No.5 Store Building (Civil Works)-29-5.1.2-b.1 | for foundation | CBM | 6.3 | 2382.6 | 15010.38 | EGP | RC
Abo Shanab El Agamien _0195 | 195 | RFQ-00108 | Purchasing Engineers | Purchasing | 2024-12-18 | Ready Mix Concrete ( 104493 ) | Approved | 8 - Iz. Abd Al-Qawy Salem & Iz. Zaraby-Bill No.6Admin Room - Civil Works-33-6.1.2-b.2 | For grade slabs, 100 mm thick | CBM | 1.27 | 1.27 | 1095 | 1390.65 | RC | سما ميكس للمقاولات العامه والخرسانه الجاهزه | 8 - Iz. Abd Al-Qawy Salem & Iz. Zaraby-Bill No.6Admin Room - Civil Works-33-6.1.2-b.2 | For grade slabs, 100 mm thick | CBM | 1.27 | 2382.6 | 3025.9 | EGP | RC
Abo Shanab El Agamien _0195 | 195 | RFQ-00108 | Purchasing Engineers | Purchasing | 2024-12-18 | Ready Mix Concrete ( 104493 ) | Approved | 6 - Huwaydi Village-Bill No.6Admin Room - Civil Works-32-6.1.2-a.1 | Under foundations | CBM | 5.5 | 5.5 | 1020 | 5610 | RC | سما ميكس للمقاولات العامه والخرسانه الجاهزه | 6 - Huwaydi Village-Bill No.6Admin Room - Civil Works-32-6.1.2-a.1 | Under foundations | CBM | 5.5 | 0 | 0 | EGP | RC
Abo Shanab El Agamien _0195 | 195 | RFQ-00108 | Purchasing Engineers | Purchasing | 2024-12-18 | Ready Mix Concrete ( 104493 ) | Approved | 8 - Iz. Abd Al-Qawy Salem & Iz. Zaraby-Bill No.5 Store Building (Civil Works)-28-5.1.2-b.2 | For grade slabs, 100 mm thick | CBM | 1.84 | 1.84 | 1095 | 2014.8 | RC | سما ميكس للمقاولات العامه والخرسانه الجاهزه | 8 - Iz. Abd Al-Qawy Salem & Iz. Zaraby-Bill No.5 Store Building (Civil Works)-28-5.1.2-b.2 | For grade slabs, 100 mm thick | CBM | 1.84 | 2382.6 | 4383.98 | EGP | RC
Abo Shanab El Agamien _0195 | 195 | RFQ-00108 | Purchasing Engineers | Purchasing | 2024-12-18 | Ready Mix Concrete ( 104493 ) | Approved | 2 - Kariman sednaoui-Bill No.6Admin Room - Civil Works-34-6.1.2-b.1 | for foundation | CBM | 8.4 | 8.4 | 1095 | 9198 | RC | سما ميكس للمقاولات العامه والخرسانه الجاهزه | 2 - Kariman sednaoui-Bill No.6Admin Room - Civil Works-34-6.1.2-b.1 | for foundation | CBM | 8.4 | 2382.6 | 20013.84 | EGP | RC
Abo Shanab El Agamien _0195 | 195 | RFQ-00108 | Purchasing Engineers | Purchasing | 2024-12-18 | Ready Mix Concrete ( 104493 ) | Approved | 9 - Iz. Seror-Bill No.9 Site and Civil Works -50-9.2.2.a- | Under foundations | CBM | 44 | 44 | 1020 | 44880 | RC | سما ميكس للمقاولات العامه والخرسانه الجاهزه | 9 - Iz. Seror-Bill No.9 Site and Civil Works -50-9.2.2.a- | Under foundations | CBM | 44 | 0 | 0 | EGP | RC
Abo Shanab El Agamien _0195 | 195 | RFQ-00108 | Purchasing Engineers | Purchasing | 2024-12-18 | Ready Mix Concrete ( 104493 ) | Approved | 5 - Tahawi Village-Bill No.5 Store Building (Civil Works)-27-5.1.2-a.1 | Under foundations | CBM | 3.3 | 3.3 | 1020 | 3366 | RC | سما ميكس للمقاولات العامه والخرسانه الجاهزه | 5 - Tahawi Village-Bill No.5 Store Building (Civil Works)-27-5.1.2-a.1 | Under foundations | CBM | 3.3 | 0 | 0 | EGP | RC
Abo Shanab El Agamien _0195 | 195 | RFQ-00108 | Purchasing Engineers | Purchasing | 2024-12-18 | Ready Mix Concrete ( 104493 ) | Approved | 1 - Sharaf Al Deen Village-Bill No. 3 Main Pumping Station | Supply and casting of in-place reinforced concrete (Grade C30) with Sulfate- resistant cement, including: formwork, scaffolding, expansion and construction joints, Steel bar reinforcement, joint filler and sealant, accessories, transporting, mixing, casting, finishing, compaction by vibratory, curing and testing as required by the specifications. | CBM | 199.5 | 199.5 | 1210 | 241395 | RC | سما ميكس للمقاولات العامه والخرسانه الجاهزه | 1 - Sharaf Al Deen Village-Bill No. 3 Main Pumping Station | Supply and casting of in-place reinforced concrete (Grade C30) with Sulfate- resistant cement, including: formwork, scaffolding, expansion and construction joints, Steel bar reinforcement, joint filler and sealant, accessories, transporting, mixing, casting, finishing, compaction by vibratory, curing and testing as required by the specifications. | CBM | 199.5 | 2553.6 | 509443.2 | EGP | RC
Abo Shanab El Agamien _0195 | 195 | RFQ-00108 | Purchasing Engineers | Purchasing | 2024-12-18 | Ready Mix Concrete ( 104493 ) | Approved | 2 - Kariman sednaoui-Bill No.5 Store Building (Civil Works)-29-5.1.2-a.2 | For roof slopes, 30 mm to 140 mm thick | CBM | 4.77 | 4.77 | 1010 | 4817.7 | RC | سما ميكس للمقاولات العامه والخرسانه الجاهزه | 2 - Kariman sednaoui-Bill No.5 Store Building (Civil Works)-29-5.1.2-a.2 | For roof slopes, 30 mm to 140 mm thick | CBM | 4.77 | 2188.8 | 10440.58 | EGP | RC
Abo Shanab El Agamien _0195 | 195 | RFQ-00108 | Purchasing Engineers | Purchasing | 2024-12-18 | Ready Mix Concrete ( 104493 ) | Approved | 7 - Iz. Raslan & Iz. Mokhtar Eiss-Bill No.4 Guard Room (Civil Works)-25-4.1.2-a.2 | For roof slopes, 30 mm to 140 mm thick | CBM | 2.46 | 2.46 | 1010 | 2484.6 | RC | سما ميكس للمقاولات العامه والخرسانه الجاهزه | 7 - Iz. Raslan & Iz. Mokhtar Eiss-Bill No.4 Guard Room (Civil Works)-25-4.1.2-a.2 | For roof slopes, 30 mm to 140 mm thick | CBM | 2.46 | 2188.8 | 5384.45 | EGP | RC
Abo Shanab El Agamien _0195 | 195 | RFQ-00108 | Purchasing Engineers | Purchasing | 2024-12-18 | Ready Mix Concrete ( 104493 ) | Approved | 9 - Iz. Seror-Bill No.6Admin Room - Civil Works-37-6.1.2-b.2 | For grade slabs, 100 mm thick | CBM | 1.04 | 1.04 | 1095 | 1138.8 | RC | سما ميكس للمقاولات العامه والخرسانه الجاهزه | 9 - Iz. Seror-Bill No.6Admin Room - Civil Works-37-6.1.2-b.2 | For grade slabs, 100 mm thick | CBM | 1.04 | 2382.6 | 2477.9 | EGP | RC
Abo Shanab El Agamien _0195 | 195 | RFQ-00108 | Purchasing Engineers | Purchasing | 2024-12-18 | Ready Mix Concrete ( 104493 ) | Approved | 2 - Kariman sednaoui-Bill No.6Admin Room - Civil Works-34-6.1.2-b.2 | For grade slabs, 100 mm thick | CBM | 1.27 | 1.27 | 1095 | 1390.65 | RC | سما ميكس للمقاولات العامه والخرسانه الجاهزه | 2 - Kariman sednaoui-Bill No.6Admin Room - Civil Works-34-6.1.2-b.2 | For grade slabs, 100 mm thick | CBM | 1.27 | 2382.6 | 3025.9 | EGP | RC
Abo Shanab El Agamien _0195 | 195 | RFQ-00108 | Purchasing Engineers | Purchasing | 2024-12-18 | Ready Mix Concrete ( 104493 ) | Approved | 4 - IZ. AL BILTAJI-Bill No.6Admin Room - Civil Works-34-6.1.2-b.1 | for foundation | CBM | 8.4 | 8.4 | 1095 | 9198 | RC | سما ميكس للمقاولات العامه والخرسانه الجاهزه | 4 - IZ. AL BILTAJI-Bill No.6Admin Room - Civil Works-34-6.1.2-b.1 | for foundation | CBM | 8.4 | 2382.6 | 20013.84 | EGP | RC
Abo Shanab El Agamien _0195 | 195 | RFQ-00108 | Purchasing Engineers | Purchasing | 2024-12-18 | Ready Mix Concrete ( 104493 ) | Approved | 5 - Tahawi Village-Bill No.5 Store Building (Civil Works)-27-5.1.2-b.1 | for foundation | CBM | 6.3 | 6.3 | 1095 | 6898.5 | RC | سما ميكس للمقاولات العامه والخرسانه الجاهزه | 5 - Tahawi Village-Bill No.5 Store Building (Civil Works)-27-5.1.2-b.1 | for foundation | CBM | 6.3 | 2382.6 | 15010.38 | EGP | RC
Abo Shanab El Agamien _0195 | 195 | RFQ-00108 | Purchasing Engineers | Purchasing | 2024-12-18 | Ready Mix Concrete ( 104493 ) | Approved | 6 - Huwaydi Village-Bill No. 3 Main Pumping Station (Civil works)-12-3.1.2.d- | Supply and casting of in-place reinforced concrete (Grade C30) with Sulfate- resistant cement, including: formwork, scaffolding, expansion and construction joints, Steel bar reinforcement, joint filler and sealant, accessories, transporting, mixing, casting, finishing, compaction by vibratory, curing and testing as required by the specifications. | CBM | 138.6 | 138.6 | 1210 | 167706 | RC | سما ميكس للمقاولات العامه والخرسانه الجاهزه | 6 - Huwaydi Village-Bill No. 3 Main Pumping Station (Civil works)-12-3.1.2.d- | Supply and casting of in-place reinforced concrete (Grade C30) with Sulfate- resistant cement, including: formwork, scaffolding, expansion and construction joints, Steel bar reinforcement, joint filler and sealant, accessories, transporting, mixing, casting, finishing, compaction by vibratory, curing and testing as required by the specifications. | CBM | 138.6 | 2553.6 | 353928.96 | EGP | RC
Abo Shanab El Agamien _0195 | 195 | RFQ-00108 | Purchasing Engineers | Purchasing | 2024-12-18 | Ready Mix Concrete ( 104493 ) | Approved | 2 - Kariman sednaoui-Bill No.6Admin Room - Civil Works-34-6.1.2-a.2 | For roof slopes, 30 mm to 140 mm thick | CBM | 2.93 | 2.93 | 1010 | 2959.3 | RC | سما ميكس للمقاولات العامه والخرسانه الجاهزه | 2 - Kariman sednaoui-Bill No.6Admin Room - Civil Works-34-6.1.2-a.2 | For roof slopes, 30 mm to 140 mm thick | CBM | 2.93 | 2188.8 | 6413.18 | EGP | RC
Abo Shanab El Agamien _0195 | 195 | RFQ-00108 | Purchasing Engineers | Purchasing | 2024-12-18 | Ready Mix Concrete ( 104493 ) | Approved | 1 - Sharaf Al Deen Village-Bill No.4 Guard Room (Civil Works)-28-4.1.2-b.1 | for foundation | CBM | 5.25 | 5.25 | 1095 | 5748.75 | RC | سما ميكس للمقاولات العامه والخرسانه الجاهزه | 1 - Sharaf Al Deen Village-Bill No.4 Guard Room (Civil Works)-28-4.1.2-b.1 | for foundation | CBM | 5.25 | 2382.6 | 12508.65 | EGP | RC
Abo Shanab El Agamien _0195 | 195 | RFQ-00108 | Purchasing Engineers | Purchasing | 2024-12-18 | Ready Mix Concrete ( 104493 ) | Approved | 2 - Kariman sednaoui-Bill No.4 Guard Room (Civil Works)-23-4.1.2-b.1 | for foundation | CBM | 6.3 | 6.3 | 1095 | 6898.5 | RC | سما ميكس للمقاولات العامه والخرسانه الجاهزه | 2 - Kariman sednaoui-Bill No.4 Guard Room (Civil Works)-23-4.1.2-b.1 | for foundation | CBM | 6.3 | 2382.6 | 15010.38 | EGP | RC
Abo Shanab El Agamien _0195 | 195 | RFQ-00108 | Purchasing Engineers | Purchasing | 2024-12-18 | Ready Mix Concrete ( 104493 ) | Approved | 9 - Iz. Seror-Bill No.6Admin Room - Civil Works-37-6.1.2-b.1 | for foundation | CBM | 7.35 | 7.35 | 1095 | 8048.25 | RC | سما ميكس للمقاولات العامه والخرسانه الجاهزه | 9 - Iz. Seror-Bill No.6Admin Room - Civil Works-37-6.1.2-b.1 | for foundation | CBM | 7.35 | 2382.6 | 17512.11 | EGP | RC
Abo Shanab El Agamien _0195 | 195 | RFQ-00108 | Purchasing Engineers | Purchasing | 2024-12-18 | Ready Mix Concrete ( 104493 ) | Approved | 6 - Huwaydi Village-Bill No.4 Guard Room (Civil Works)-21-4.1.2-a.2 | For roof slopes, 30 mm to 140 mm thick | CBM | 2.46 | 2.46 | 1010 | 2484.6 | RC | سما ميكس للمقاولات العامه والخرسانه الجاهزه | 6 - Huwaydi Village-Bill No.4 Guard Room (Civil Works)-21-4.1.2-a.2 | For roof slopes, 30 mm to 140 mm thick | CBM | 2.46 | 2188.8 | 5384.45 | EGP | RC
Abo Shanab El Agamien _0195 | 195 | RFQ-00108 | Purchasing Engineers | Purchasing | 2024-12-18 | Ready Mix Concrete ( 104493 ) | Approved | 5 - Tahawi Village-Bill No.6Admin Room - Civil Works-32-6.1.2-b.1 | for foundation | CBM | 8.4 | 8.4 | 1095 | 9198 | RC | سما ميكس للمقاولات العامه والخرسانه الجاهزه | 5 - Tahawi Village-Bill No.6Admin Room - Civil Works-32-6.1.2-b.1 | for foundation | CBM | 8.4 | 2382.6 | 20013.84 | EGP | RC
Abo Shanab El Agamien _0195 | 195 | RFQ-00108 | Purchasing Engineers | Purchasing | 2024-12-18 | Ready Mix Concrete ( 104493 ) | Approved | 7 - Iz. Raslan & Iz. Mokhtar Eiss-Bill No.4 Guard Room (Civil Works)-25-4.1.2-b.1 | for foundation | CBM | 5.25 | 5.25 | 1095 | 5748.75 | RC | سما ميكس للمقاولات العامه والخرسانه الجاهزه | 7 - Iz. Raslan & Iz. Mokhtar Eiss-Bill No.4 Guard Room (Civil Works)-25-4.1.2-b.1 | for foundation | CBM | 5.25 | 2382.6 | 12508.65 | EGP | RC
Abo Shanab El Agamien _0195 | 195 | RFQ-00108 | Purchasing Engineers | Purchasing | 2024-12-18 | Ready Mix Concrete ( 104493 ) | Approved | 6 - Huwaydi Village-Bill No.4 Guard Room (Civil Works)-21-4.1.2-b.1 | for foundation | CBM | 6.3 | 6.3 | 1095 | 6898.5 | RC | سما ميكس للمقاولات العامه والخرسانه الجاهزه | 6 - Huwaydi Village-Bill No.4 Guard Room (Civil Works)-21-4.1.2-b.1 | for foundation | CBM | 6.3 | 2382.6 | 15010.38 | EGP | RC
Abo Shanab El Agamien _0195 | 195 | RFQ-00108 | Purchasing Engineers | Purchasing | 2024-12-18 | Ready Mix Concrete ( 104493 ) | Approved | 5 - Tahawi Village-Bill No.6Admin Room - Civil Works-32-6.1.2-a.2 | For roof slopes, 30 mm to 140 mm thick | CBM | 2.93 | 2.93 | 1010 | 2959.3 | RC | سما ميكس للمقاولات العامه والخرسانه الجاهزه | 5 - Tahawi Village-Bill No.6Admin Room - Civil Works-32-6.1.2-a.2 | For roof slopes, 30 mm to 140 mm thick | CBM | 2.93 | 2188.8 | 6413.18 | EGP | RC
Mivida BP#189 | 170 | RFQ-00164 | Mostafa Shourbagi | MEP (Electro Mechanical) | 2024-11-26 | Bolts | Approved | 152105.BAS | P.R. 104078 → Bolts | LS | 1 | 1 | 19338.26 | 19338.26 | SC_Supply | بيتكو لمهمات الربط | 152105.BAS | P.R. 104078 → Bolts | LS | 1 | 97755 | 97755 | EGP | SC_Supply
Damietta Container Terminal-Infra & Bldgs _0216 | 216 | RFQ-00117 | Purchasing Engineers | Purchasing | 2024-12-12 | Supply Masonry Blocks (PR-102351) | Approved | Total Buildings | Soild brick 25*12*6 | ECH | 2226943.7 | 50000 | 0.04 | 2000 | MAT_Raw | Samco For General Contracting & Supplies | Total Buildings | Soild brick 25*12*6 | ECH | 50000 | 3.3 | 165000 | EGP | MAT_Raw
AS2 Saint Gobain _0221 | 221 | RFQ-00019 | Purchasing Engineers | Purchasing | 2024-12-12 | Extruded Polystyrene PR 105499 | Approved | 10.13 - Civil-11-a-1 | Extruded polystrene foam 5cm density 30-32 | CBM | 26.08 | 12 | 1850 | 22200 | MAT_Misc | فوم تك للصناعات المتطورة | 10.13 - Civil-11-a-1 | Extruded polystrene foam 5cm density 30-32 | CBM | 12 | 1850 | 22200 | EGP | MAT_Misc
MOC HQ at Diriyah _K0005 | K0005 | RFQ-00047 | MOC. TO.C | Operation | 2024-12-14 | block work & plaster work | Approved | 14.11 - 04 - MASONRY-4.1 | بالمتر المسطح اعمال مصنعيات و تنفيذ مبانى من البلوك مصمت سمك 10 سم,15سم,20سم ومفرغ سمك,15سم,20سم و البند يشمل تزريع الحديد لزوم الاعمده والملو للبلوك المفرغ عند الحاجه وطبقا للرسومات المعتمده والبند يشمل تركيب الاكسسوارات اللازمة للمباني وعمل المونه اللازمه بطريقة الخلط الميكانيكي وكذلك يشمل التشوين الافقي و كل ما يلزم من ادوات ومعدات وغيرها لاتمام الاعمال طبقا لاصول الصناعة و تعليمات المهندس المشرف و استشاري المشروع (يتم توريد البلوك ,والخامات والاكسسوارات بواسطة المقاول العام) | SQM | 9242.61 | 6500 | 35 | 227500 | SC_Apply | مصعب فلاح مطلق العطرى | 14.11 - 04 - MASONRY-4.1 | بالمتر المسطح اعمال مصنعيات و تنفيذ مبانى من البلوك مصمت سمك 10 سم,15سم,20سم ومفرغ سمك,15سم,20سم و البند يشمل تزريع الحديد لزوم الاعمده والملو للبلوك المفرغ عند الحاجه وطبقا للرسومات المعتمده والبند يشمل تركيب الاكسسوارات اللازمة للمباني وعمل المونه اللازمه بطريقة الخلط الميكانيكي وكذلك يشمل التشوين الافقي و كل ما يلزم من ادوات ومعدات وغيرها لاتمام الاعمال طبقا لاصول الصناعة و تعليمات المهندس المشرف و استشاري المشروع (يتم توريد البلوك ,والخامات والاكسسوارات بواسطة المقاول العام) | SQM | 6500 | 30 | 195000 | SAR | SC_Apply
MOC HQ at Diriyah _K0005 | K0005 | RFQ-00047 | MOC. TO.C | Operation | 2024-12-14 | block work & plaster work | Approved | 14.11 - 04 - MASONRY-4.1 | بالمتر الطولي اعمال مصنعيات حداده ونجاره وصب لزوم اعمال كمر مباني البلوك طبقا للرسومات التفصيليه المعتمده والبند يشمل التشوين الافقي و كل ما يلزم من ادوات ومعدات وغيرها لاتمام الاعمال طبقا لاصول الصناعة و تعليمات المهندس المشرف و استشاري المشروع . (يتم توريد الحديد والاسمنت والرمال بواسطة المقاول العام) | MTR | 800 | 800 | 85 | 68000 | SC_Apply | مصعب فلاح مطلق العطرى | 14.11 - 04 - MASONRY-4.1 | بالمتر الطولي اعمال مصنعيات حداده ونجاره وصب لزوم اعمال كمر مباني البلوك طبقا للرسومات التفصيليه المعتمده والبند يشمل التشوين الافقي و كل ما يلزم من ادوات ومعدات وغيرها لاتمام الاعمال طبقا لاصول الصناعة و تعليمات المهندس المشرف و استشاري المشروع . (يتم توريد الحديد والاسمنت والرمال بواسطة المقاول العام) | MTR | 800 | 85 | 68000 | SAR | SC_Apply
MOC HQ at Diriyah _K0005 | K0005 | RFQ-00047 | MOC. TO.C | Operation | 2024-12-14 | block work & plaster work | Approved | 14.15 - 09 - FINISHES-9.8.1 | بالمترالمسطح اعمال توريد وتنفيذ اللياسه من المونة الجاهزه شامل الخلط الميكانيك من ماده ويبر طبقا للمواد المعتمده والسعر يشمل الطرطشه والبؤج والملو لزوم الحوائط الداخليه و يشمل توريد الاسمنت او المونه الجاهزه والرمل والاكسسوارات اللازمة للمحارة والمواد الكميائية اللازمة والترميل حسب الماده المعتمده للاعمدة الخرسانية وكذلك يشمل التشوين الافقي و كل ما يلزم لاتمام الاعمال طبقا لاصول الصناعة و تعليمات المهندس المشرف و استشاري المشروع. | SQM | 20000 | 12890 | 40 | 515600 | SC_Supply/Apply | مصعب فلاح مطلق العطرى | 14.15 - 09 - FINISHES-9.8.1 | بالمترالمسطح اعمال توريد وتنفيذ اللياسه من المونة الجاهزه شامل الخلط الميكانيك من ماده ويبر طبقا للمواد المعتمده والسعر يشمل الطرطشه والبؤج والملو لزوم الحوائط الداخليه و يشمل توريد الاسمنت او المونه الجاهزه والرمل والاكسسوارات اللازمة للمحارة والمواد الكميائية اللازمة والترميل حسب الماده المعتمده للاعمدة الخرسانية وكذلك يشمل التشوين الافقي و كل ما يلزم لاتمام الاعمال طبقا لاصول الصناعة و تعليمات المهندس المشرف و استشاري المشروع. | SQM | 12890 | 35 | 451150 | SAR | SC_Supply/Apply
Rabigh CCPP-Civil _K0006 | K0006 | RFQ-00092 | Mina Ayman | Operation | 2024-12-05 | Excel - Earthworks - Excavation and Compaction | Approved | 11.20 - Baseline BOQ- Power Block+Balance of Plant-31 23 16 EXC-0020 | Excavating; between piles; to formation level; using mechanical equipment; depth not exceeding 3.00 m; for foundation excavation. | CBM | 1000 | 1000 | 12 | 12000 | SC_Supply/Apply | Excel | 11.20 - Baseline BOQ- Power Block+Balance of Plant-31 23 16 EXC-0020 | Excavating; between piles; to formation level; using mechanical equipment; depth not exceeding 3.00 m; for foundation excavation. | CBM | 1000 | 12 | 12000 | SAR | SC_Supply/Apply
Rabigh CCPP-Civil _K0006 | K0006 | RFQ-00092 | Mina Ayman | Operation | 2024-12-05 | Excel - Earthworks - Excavation and Compaction | Approved | 31 23 23 FIL-0013 | 1 - Supplying; storing; placing; compacting; of imported material; selective material; for structural fill; fill layer thickness 25cm; on (Var) layers; final thickness range > 500mm deep after compaction; to horizontal surface; material source is the Subcontractor discretion; compaction 98%; modified proctor test; as per AASHTO-T180 Method D. | SQM | 10000 | 10000 | 2 | 20000 | SC_Apply | Excel | 31 23 23 FIL-0013 | 1 - Supplying; storing; placing; compacting; of imported material; selective material; for structural fill; fill layer thickness 25cm; on (Var) layers; final thickness range > 500mm deep after compaction; to horizontal surface; material source is the Subcontractor discretion; compaction 98%; modified proctor test; as per AASHTO-T180 Method D. | SQM | 10000 | 2 | 20000 | SAR | SC_Apply
Damietta Container Terminal-Infra & Bldgs _0216 | 216 | RFQ-00108 | Islam Mahmoud | MEP (Electro Mechanical) | 2024-12-02 | Earthing and lightning in/out gate (VO) | Approved | 11.11.12 - Building Package -LV-TERMINAL- C.Earthing And Lightning Systems - C.1. | Steel strip 30 x 3.5mm | MTR | 1400 | 1400 | 0 | 0 | SC_Supply/Apply | شركة أى تى إس للحلول المتكاملة ITS | 11.11.12 - Building Package -LV-TERMINAL- C.Earthing And Lightning Systems - C.1. | Steel strip 30 x 3.5mm | MTR | 1400 | 10.71 | 14994 | USD | SC_Supply/Apply
Damietta Container Terminal-Infra & Bldgs _0216 | 216 | RFQ-00108 | Islam Mahmoud | MEP (Electro Mechanical) | 2024-12-02 | Earthing and lightning in/out gate (VO) | Approved | 11.11.12 - Building Package -LV-TERMINAL- C.Earthing And Lightning Systems - C.2. | Corrosion-resistant stainless steel 10 mm | MTR | 560 | 560 | 0 | 0 | SC_Supply/Apply | شركة أى تى إس للحلول المتكاملة ITS | 11.11.12 - Building Package -LV-TERMINAL- C.Earthing And Lightning Systems - C.2. | Corrosion-resistant stainless steel 10 mm | MTR | 560 | 26.31 | 14733.6 | USD | SC_Supply/Apply
Damietta Container Terminal-Infra & Bldgs _0216 | 216 | RFQ-00108 | Islam Mahmoud | MEP (Electro Mechanical) | 2024-12-02 | Earthing and lightning in/out gate (VO) | Approved | 11.11.12 - Building Package -LV-TERMINAL- C.Earthing And Lightning Systems - C.3. | Hot dipped galvanized steel 10 mm + bonding point-lift | MTR | 81 | 81 | 0 | 0 | SC_Supply/Apply | شركة أى تى إس للحلول المتكاملة ITS | 11.11.12 - Building Package -LV-TERMINAL- C.Earthing And Lightning Systems - C.3. | Hot dipped galvanized steel 10 mm + bonding point-lift | MTR | 81 | 10.35 | 838.35 | USD | SC_Supply/Apply
Damietta Container Terminal-Infra & Bldgs _0216 | 216 | RFQ-00108 | Islam Mahmoud | MEP (Electro Mechanical) | 2024-12-02 | Earthing and lightning in/out gate (VO) | Approved | 11.11.12 - Building Package -LV-TERMINAL- C.Earthing And Lightning Systems - C.5. | Lightning rod | ECH | 4 | 4 | 0 | 0 | SC_Supply/Apply | شركة أى تى إس للحلول المتكاملة ITS | 11.11.12 - Building Package -LV-TERMINAL- C.Earthing And Lightning Systems - C.5. | Lightning rod | ECH | 4 | 541.5 | 2166 | USD | SC_Supply/Apply
Damietta Container Terminal-Infra & Bldgs _0216 | 216 | RFQ-00108 | Islam Mahmoud | MEP (Electro Mechanical) | 2024-12-02 | Earthing and lightning in/out gate (VO) | Approved | 11.11.12 - Building Package -LV-TERMINAL- C.Earthing And Lightning Systems - C.6. | Test point | ECH | 28 | 28 | 0 | 0 | SC_Supply/Apply | شركة أى تى إس للحلول المتكاملة ITS | 11.11.12 - Building Package -LV-TERMINAL- C.Earthing And Lightning Systems - C.6. | Test point | ECH | 28 | 17 | 476 | USD | SC_Supply/Apply
Damietta Container Terminal-Infra & Bldgs _0216 | 216 | RFQ-00108 | Islam Mahmoud | MEP (Electro Mechanical) | 2024-12-02 | Earthing and lightning in/out gate (VO) | Approved | 11.11.12 - Building Package -LV-TERMINAL- C.Earthing And Lightning Systems - C.7. | Equipotential bonding bar | ECH | 24 | 24 | 0 | 0 | SC_Supply/Apply | شركة أى تى إس للحلول المتكاملة ITS | 11.11.12 - Building Package -LV-TERMINAL- C.Earthing And Lightning Systems - C.7. | Equipotential bonding bar | ECH | 24 | 6.68 | 160.32 | USD | SC_Supply/Apply
Damietta Container Terminal-Infra & Bldgs _0216 | 216 | RFQ-00108 | Islam Mahmoud | MEP (Electro Mechanical) | 2024-12-02 | Earthing and lightning in/out gate (VO) | Approved | 11.11.12 - Building Package -LV-TERMINAL- C.Earthing And Lightning Systems - C.8. | Earth Rod | LOT | 1 | 1 | 0 | 0 | SC_Supply/Apply | شركة أى تى إس للحلول المتكاملة ITS | 11.11.12 - Building Package -LV-TERMINAL- C.Earthing And Lightning Systems - C.8. | Earth Rod | LOT | 1 | 1692 | 1692 | USD | SC_Supply/Apply
Damietta Container Terminal-Infra & Bldgs _0216 | 216 | RFQ-00108 | Islam Mahmoud | MEP (Electro Mechanical) | 2024-12-02 | Earthing and lightning in/out gate (VO) | Approved | 11.11.12 - Building Package -LV-TERMINAL- C.Earthing And Lightning Systems - C.10. | Exothermic Welding joint | LOT | 1 | 1 | 0 | 0 | SC_Supply/Apply | شركة أى تى إس للحلول المتكاملة ITS | 11.11.12 - Building Package -LV-TERMINAL- C.Earthing And Lightning Systems - C.10. | Exothermic Welding joint | LOT | 1 | 879.5 | 879.5 | USD | SC_Supply/Apply
Abo Shanab El Agamien _0195 | 195 | RFQ-00108 | Purchasing Engineers | Purchasing | 2024-12-18 | Ready Mix Concrete ( 104493 ) | Approved | 9 - Iz. Seror-Bill No.4 Guard Room (Civil Works)-25-4.1.2-b.1 | for foundation | CBM | 6.3 | 6.3 | 1095 | 6898.5 | RC | سما ميكس للمقاولات العامه والخرسانه الجاهزه | 9 - Iz. Seror-Bill No.4 Guard Room (Civil Works)-25-4.1.2-b.1 | for foundation | CBM | 6.3 | 2382.6 | 15010.38 | EGP | RC
Abo Shanab El Agamien _0195 | 195 | RFQ-00108 | Purchasing Engineers | Purchasing | 2024-12-18 | Ready Mix Concrete ( 104493 ) | Approved | 2 - Kariman sednaoui-Bill No.9 Site and Civil Works -46-9.2.2.b- | Supply and casting of in-place reinforced concrete Grade C25 with Sulfate-resistant cement for footing, column pedestal and grade beams including: formwork, scaffolding, expansion and construction joints, Steel bar reinforcement, joint filler and sealant, accessories, transporting, mixing, casting, finishing, compaction by vibratory, spraying, curing, and testing as required by the specifications. | CBM | 28.35 | 28.35 | 1095 | 31043.25 | RC | سما ميكس للمقاولات العامه والخرسانه الجاهزه | 2 - Kariman sednaoui-Bill No.9 Site and Civil Works -46-9.2.2.b- | Supply and casting of in-place reinforced concrete Grade C25 with Sulfate-resistant cement for footing, column pedestal and grade beams including: formwork, scaffolding, expansion and construction joints, Steel bar reinforcement, joint filler and sealant, accessories, transporting, mixing, casting, finishing, compaction by vibratory, spraying, curing, and testing as required by the specifications. | CBM | 28.35 | 2382.6 | 67546.71 | EGP | RC
Abo Shanab El Agamien _0195 | 195 | RFQ-00108 | Purchasing Engineers | Purchasing | 2024-12-18 | Ready Mix Concrete ( 104493 ) | Approved | 9 - Iz. Seror-Bill No.5 Store Building (Civil Works)-32-5.1.2-a.2 | For roof slopes, 30 mm to 140 mm thick | CBM | 4.77 | 4.77 | 1010 | 4817.7 | RC | سما ميكس للمقاولات العامه والخرسانه الجاهزه | 9 - Iz. Seror-Bill No.5 Store Building (Civil Works)-32-5.1.2-a.2 | For roof slopes, 30 mm to 140 mm thick | CBM | 4.77 | 2188.8 | 10440.58 | EGP | RC
Abo Shanab El Agamien _0195 | 195 | RFQ-00108 | Purchasing Engineers | Purchasing | 2024-12-18 | Ready Mix Concrete ( 104493 ) | Approved | 4 - IZ. AL BILTAJI-Bill No.4 Guard Room (Civil Works)-23-4.1.2-a.2 | For roof slopes, 30 mm to 140 mm thick | CBM | 2.46 | 2.46 | 1010 | 2484.6 | RC | سما ميكس للمقاولات العامه والخرسانه الجاهزه | 4 - IZ. AL BILTAJI-Bill No.4 Guard Room (Civil Works)-23-4.1.2-a.2 | For roof slopes, 30 mm to 140 mm thick | CBM | 2.46 | 2188.8 | 5384.45 | EGP | RC
Abo Shanab El Agamien _0195 | 195 | RFQ-00108 | Purchasing Engineers | Purchasing | 2024-12-18 | Ready Mix Concrete ( 104493 ) | Approved | 5 - Tahawi Village-Bill No.5 Store Building (Civil Works)-27-5.1.2-a.2 | For roof slopes, 30 mm to 140 mm thick | CBM | 4.77 | 4.77 | 1010 | 4817.7 | RC | سما ميكس للمقاولات العامه والخرسانه الجاهزه | 5 - Tahawi Village-Bill No.5 Store Building (Civil Works)-27-5.1.2-a.2 | For roof slopes, 30 mm to 140 mm thick | CBM | 4.77 | 2188.8 | 10440.58 | EGP | RC
Abo Shanab El Agamien _0195 | 195 | RFQ-00108 | Purchasing Engineers | Purchasing | 2024-12-18 | Ready Mix Concrete ( 104493 ) | Approved | 1 - Sharaf Al Deen Village-Bill No.4 Guard Room (Civil Works)-28-4.1.2-a.2 | For roof slopes, 30 mm to 140 mm thick | CBM | 2.46 | 2.46 | 1010 | 2484.6 | RC | سما ميكس للمقاولات العامه والخرسانه الجاهزه | 1 - Sharaf Al Deen Village-Bill No.4 Guard Room (Civil Works)-28-4.1.2-a.2 | For roof slopes, 30 mm to 140 mm thick | CBM | 2.46 | 2188.8 | 5384.45 | EGP | RC
Abo Shanab El Agamien _0195 | 195 | RFQ-00108 | Purchasing Engineers | Purchasing | 2024-12-18 | Ready Mix Concrete ( 104493 ) | Approved | 2 - Kariman sednaoui-Bill No.4 Guard Room (Civil Works)-23-4.1.2-a.2 | For roof slopes, 30 mm to 140 mm thick | CBM | 2.46 | 2.46 | 1010 | 2484.6 | RC | سما ميكس للمقاولات العامه والخرسانه الجاهزه | 2 - Kariman sednaoui-Bill No.4 Guard Room (Civil Works)-23-4.1.2-a.2 | For roof slopes, 30 mm to 140 mm thick | CBM | 2.46 | 2188.8 | 5384.45 | EGP | RC
Abo Shanab El Agamien _0195 | 195 | RFQ-00108 | Purchasing Engineers | Purchasing | 2024-12-18 | Ready Mix Concrete ( 104493 ) | Approved | 1 - Sharaf Al Deen Village-Bill No.5 Store Building (Civil Works)-35-5.1.2-a.2 | For roof slopes, 30 mm to 140 mm thick | CBM | 4.62 | 4.62 | 1010 | 4666.2 | RC | سما ميكس للمقاولات العامه والخرسانه الجاهزه | 1 - Sharaf Al Deen Village-Bill No.5 Store Building (Civil Works)-35-5.1.2-a.2 | For roof slopes, 30 mm to 140 mm thick | CBM | 4.62 | 2188.8 | 10112.26 | EGP | RC
Abo Shanab El Agamien _0195 | 195 | RFQ-00108 | Purchasing Engineers | Purchasing | 2024-12-18 | Ready Mix Concrete ( 104493 ) | Approved | 8 - Iz. Abd Al-Qawy Salem & Iz. Zaraby-Bill No.5 Store Building (Civil Works)-28-5.1.2-a.2 | For roof slopes, 30 mm to 140 mm thick | CBM | 4.77 | 4.77 | 1010 | 4817.7 | RC | سما ميكس للمقاولات العامه والخرسانه الجاهزه | 8 - Iz. Abd Al-Qawy Salem & Iz. Zaraby-Bill No.5 Store Building (Civil Works)-28-5.1.2-a.2 | For roof slopes, 30 mm to 140 mm thick | CBM | 4.77 | 2188.8 | 10440.58 | EGP | RC
Abo Shanab El Agamien _0195 | 195 | RFQ-00108 | Purchasing Engineers | Purchasing | 2024-12-18 | Ready Mix Concrete ( 104493 ) | Approved | 5 - Tahawi Village-Bill No.4 Guard Room (Civil Works)-21-4.1.2-a.2 | For roof slopes, 30 mm to 140 mm thick | CBM | 2.46 | 2.46 | 1010 | 2484.6 | RC | سما ميكس للمقاولات العامه والخرسانه الجاهزه | 5 - Tahawi Village-Bill No.4 Guard Room (Civil Works)-21-4.1.2-a.2 | For roof slopes, 30 mm to 140 mm thick | CBM | 2.46 | 2188.8 | 5384.45 | EGP | RC
Abo Shanab El Agamien _0195 | 195 | RFQ-00108 | Purchasing Engineers | Purchasing | 2024-12-18 | Ready Mix Concrete ( 104493 ) | Approved | 8 - Iz. Abd Al-Qawy Salem & Iz. Zaraby-Bill No.4 Guard Room (Civil Works)-22-4.1.2-a.2 | For roof slopes, 30 mm to 140 mm thick | CBM | 2.46 | 2.46 | 1010 | 2484.6 | RC | سما ميكس للمقاولات العامه والخرسانه الجاهزه | 8 - Iz. Abd Al-Qawy Salem & Iz. Zaraby-Bill No.4 Guard Room (Civil Works)-22-4.1.2-a.2 | For roof slopes, 30 mm to 140 mm thick | CBM | 2.46 | 2188.8 | 5384.45 | EGP | RC
Abo Shanab El Agamien _0195 | 195 | RFQ-00108 | Purchasing Engineers | Purchasing | 2024-12-18 | Ready Mix Concrete ( 104493 ) | Approved | 9 - Iz. Seror-Bill No.4 Guard Room (Civil Works)-25-4.1.2-a.2 | For roof slopes, 30 mm to 140 mm thick | CBM | 2.77 | 2.77 | 1010 | 2797.7 | RC | سما ميكس للمقاولات العامه والخرسانه الجاهزه | 9 - Iz. Seror-Bill No.4 Guard Room (Civil Works)-25-4.1.2-a.2 | For roof slopes, 30 mm to 140 mm thick | CBM | 2.77 | 2188.8 | 6062.98 | EGP | RC
ORA ZED-Ph 2-Pkgs A&D | 151 | RFQ-00102 | Purchasing Engineers | Purchasing | 2024-12-18 | سافيتو - PR - 104802 | Approved | All areas | سافيتو سيل 1120 | KGR | 6921 | 6921 | 24.2 | 167488.2 | MAT_Raw | سامينا للاستيراد والتوكيلات التجارية | All areas | سافيتو سيل 1120 | KGR | 6921 | 35.78 | 247633.38 | EGP | MAT_Raw
ORA ZED-Ph 2-Pkgs A&D | 151 | RFQ-00102 | Purchasing Engineers | Purchasing | 2024-12-18 | سافيتو - PR - 104802 | Approved | All areas | سافيتو أبيض M9392 | KGR | 16100 | 16100 | 4.01 | 64561 | MAT_Raw | سامينا للاستيراد والتوكيلات التجارية | All areas | سافيتو أبيض M9392 | KGR | 16100 | 4.85 | 78085 | EGP | MAT_Raw
ORA ZED-Ph 2-Pkgs A&D | 151 | RFQ-00102 | Purchasing Engineers | Purchasing | 2024-12-18 | سافيتو - PR - 104802 | Approved | All areas | سافيتو Smooth Render M9223 | Bag | 67 | 67 | 200.6 | 13440.2 | MAT_Raw | سامينا للاستيراد والتوكيلات التجارية | All areas | سافيتو Smooth Render M9223 | Bag | 67 | 232 | 15544 | EGP | MAT_Raw
ORA ZED-Ph 2-Pkgs A&D | 151 | RFQ-00102 | Purchasing Engineers | Purchasing | 2024-12-18 | سافيتو - PR - 104802 | Approved | All areas | سافيتو بيج غامق M9410 | KGR | 450 | 450 | 4.01 | 1804.5 | MAT_Raw | سامينا للاستيراد والتوكيلات التجارية | All areas | سافيتو بيج غامق M9410 | KGR | 450 | 13.48 | 6066 | EGP | MAT_Raw
Qasr Rashwan - Lot B _0208 | 208 | RFQ-00077 | Purchasing Engineers | Purchasing | 2024-12-18 | Concrete Ready Mix (Nov) | Approved | Total | Ready Mix Concrete 300 kg/cm2, SRC CC 400 kg/m3 | CBM | 2028.2 | 60 | 1395 | 83700 | RC | سما ميكس للمقاولات العامه والخرسانه الجاهزه | Total | Ready Mix Concrete 300 kg/cm2, SRC CC 400 kg/m3 | CBM | 60 | 2667.6 | 160056 | EGP | RC
Qasr Rashwan - Lot B _0208 | 208 | RFQ-00077 | Purchasing Engineers | Purchasing | 2024-12-18 | Concrete Ready Mix (Nov) | Approved | Total | Ready Mix Concrete 300 kg/cm2, OPC CC 400 kg/m3 | CBM | 216.7 | 0 | 1205 | 0 | RC | سما ميكس للمقاولات العامه والخرسانه الجاهزه | Total | Ready Mix Concrete 300 kg/cm2, OPC CC 400 kg/m3 | CBM | 0 | 0 | 0 | EGP | RC
Qasr Rashwan - Lot B _0208 | 208 | RFQ-00077 | Purchasing Engineers | Purchasing | 2024-12-18 | Concrete Ready Mix (Nov) | Approved | Total | Ready Mix Concrete 300 kg/cm2, SRC CC 400 kg/m3 | CBM | 2028.2 | 0 | 1395 | 0 | RC | سما ميكس للمقاولات العامه والخرسانه الجاهزه | Total | Ready Mix Concrete 300 kg/cm2, SRC CC 400 kg/m3 | CBM | 0 | 0 | 0 | EGP | RC
Qasr Rashwan - Lot B _0208 | 208 | RFQ-00077 | Purchasing Engineers | Purchasing | 2024-12-18 | Concrete Ready Mix (Nov) | Approved | *Mobilization | Un-reinforced lean concrete for sub-structure | CBM | 14 | 14 | 0 | 0 | RC | سما ميكس للمقاولات العامه والخرسانه الجاهزه | *Mobilization | Un-reinforced lean concrete for sub-structure | CBM | 14 | 1219.8 | 17077.2 | EGP | RC
Qasr Rashwan - Lot B _0208 | 208 | RFQ-00077 | Purchasing Engineers | Purchasing | 2024-12-18 | Concrete Ready Mix (Nov) | Approved | Total | *Ready Mix Concrete 300 kg/cm2 | CBM | 132 | 72 | 0 | 0 | RC | سما ميكس للمقاولات العامه والخرسانه الجاهزه | Total | *Ready Mix Concrete 300 kg/cm2 | CBM | 72 | 2850 | 205200 | EGP | RC
BIOLOGICALS AND BIOSIMILARS MANUFACTURING FACILITY EIPICO 3 _0187 | 187 | RFQ-00183 | Purchasing Engineers | Purchasing | 2024-12-18 | دهانات PR - 103949 | Approved | material | JOTUN Durosan Action Paint S-0500 N Matt | ECH | 15 | 15 | 870 | 13050 | SC_Apply | ياسر نبيل السيد جبر | material | JOTUN Durosan Action Paint S-0500 N Matt | ECH | 15 | 1000 | 15000 | EGP | SC_Apply
BIOLOGICALS AND BIOSIMILARS MANUFACTURING FACILITY EIPICO 3 _0187 | 187 | RFQ-00183 | Purchasing Engineers | Purchasing | 2024-12-18 | دهانات PR - 103949 | Approved | 1 - B01(ADMIN BUILDING)-099123-1 | Paint for walls, code (PT-02). | KGR | 1000 | 1000 | 0 | 0 | MAT_Raw | ياسر نبيل السيد جبر | 1 - B01(ADMIN BUILDING)-099123-1 | Paint for walls, code (PT-02). | KGR | 1000 | 21.52 | 21520 | EGP | MAT_Raw
ORA ZED-Ph 2-Pkgs A&D | 151 | RFQ-00103 | Purchasing Engineers | Purchasing | 2024-12-18 | دهانات اسكيب - PR - 104802 | Approved | Podium D | سيل كوت أبيض | CAN | 38 | 38 | 319.77 | 12151.26 | MAT_Raw | الزعيترى للتجارة والتوريدات | Podium D | سيل كوت أبيض | CAN | 38 | 348.27 | 13234.26 | EGP | MAT_Raw
ORA ZED-Ph 2-Pkgs A&D | 151 | RFQ-00103 | Purchasing Engineers | Purchasing | 2024-12-18 | دهانات اسكيب - PR - 104802 | Approved | Podium D | اكرى باتى سكيب -- acryputty | KGR | 26175 | 26175 | 13.08 | 342369 | MAT_Raw | الزعيترى للتجارة والتوريدات | Podium D | اكرى باتى سكيب -- acryputty | KGR | 26175 | 14.2 | 371685 | EGP | MAT_Raw
ORA ZED-Ph 2-Pkgs A&D | 151 | RFQ-00103 | Purchasing Engineers | Purchasing | 2024-12-18 | دهانات اسكيب - PR - 104802 | Approved | Podium D | Weather coat Penetrating Sealer - ويذر كوت بنيتريتنج سيلر | CAN | 70 | 70 | 3573.9 | 250173 | MAT_Raw | الزعيترى للتجارة والتوريدات | Podium D | Weather coat Penetrating Sealer - ويذر كوت بنيتريتنج سيلر | CAN | 70 | 3408.03 | 238562.1 | EGP | MAT_Raw
ORA ZED-Ph 2-Pkgs A&D | 151 | RFQ-00103 | Purchasing Engineers | Purchasing | 2024-12-18 | دهانات اسكيب - PR - 104802 | Approved | Podium D | بلاستيك سكيب 8303 رمادى | GLN | 702 | 702 | 1128.6 | 792277.2 | MAT_Raw | الزعيترى للتجارة والتوريدات | Podium D | بلاستيك سكيب 8303 رمادى | GLN | 702 | 1091.27 | 766071.54 | EGP | MAT_Raw
Rabigh CCPP-Civil _K0006 | K0006 | RFQ-00102 | Purchasing Engineers | Purchasing | 2024-12-19 | Gypsum Board PR 818 | Approved | 09 50 00 SCL-0014 | Louna Acoustic Ceiling tiles | SQM | 2796 | 1000 | 115 | 115000 | SC_Supply | .FACTORY OF USG MIDDLE EAST LTD CO. | 09 50 00 SCL-0014 | Louna Acoustic Ceiling tiles | SQM | 1000 | 30 | 30000 | SAR | SC_Supply
Rabigh CCPP-Civil _K0006 | K0006 | RFQ-00102 | Purchasing Engineers | Purchasing | 2024-12-19 | Gypsum Board PR 818 | Approved | 09 50 00 SCL-0013 | Supplying suspended ceiling; moisture proof; gypsum board panels; working height ≤ 3.5m; suspension depth 1000-2000mm; horizontal finish; panel dimensions 600x600; panel thickness 19mm.. | SQM | 87 | 87 | 63 | 5481 | SC_Supply | .FACTORY OF USG MIDDLE EAST LTD CO. | 09 50 00 SCL-0013 | Supplying suspended ceiling; moisture proof; gypsum board panels; working height ≤ 3.5m; suspension depth 1000-2000mm; horizontal finish; panel dimensions 600x600; panel thickness 19mm.. | SQM | 87 | 20 | 1740 | SAR | SC_Supply
Rabigh CCPP-Civil _K0006 | K0006 | RFQ-00102 | Purchasing Engineers | Purchasing | 2024-12-19 | Gypsum Board PR 818 | Approved | 09 50 00 SCL-0013 | Supplying suspended ceiling; moisture proof; gypsum board panels; working height ≤ 3.5m; suspension depth 1000-2000mm; horizontal finish; panel dimensions 600x600; panel thickness 19mm.. | MTR | 900 | 900 | 0 | 0 | SC_Supply | .FACTORY OF USG MIDDLE EAST LTD CO. | 09 50 00 SCL-0013 | Supplying suspended ceiling; moisture proof; gypsum board panels; working height ≤ 3.5m; suspension depth 1000-2000mm; horizontal finish; panel dimensions 600x600; panel thickness 19mm.. | MTR | 900 | 1.82 | 1638 | SAR | SC_Supply
Rabigh CCPP-Civil _K0006 | K0006 | RFQ-00102 | Purchasing Engineers | Purchasing | 2024-12-19 | Gypsum Board PR 818 | Approved | 09 50 00 SCL-0013 | Supplying suspended ceiling; moisture proof; gypsum board panels; working height ≤ 3.5m; suspension depth 1000-2000mm; horizontal finish; panel dimensions 600x600; panel thickness 19mm.. | MTR | 1008 | 1008 | 0 | 0 | SC_Supply | .FACTORY OF USG MIDDLE EAST LTD CO. | 09 50 00 SCL-0013 | Supplying suspended ceiling; moisture proof; gypsum board panels; working height ≤ 3.5m; suspension depth 1000-2000mm; horizontal finish; panel dimensions 600x600; panel thickness 19mm.. | MTR | 1008 | 1.31 | 1320.48 | SAR | SC_Supply
Rabigh CCPP-Civil _K0006 | K0006 | RFQ-00102 | Purchasing Engineers | Purchasing | 2024-12-19 | Gypsum Board PR 818 | Approved | 09 50 00 SCL-0013 | Supplying suspended ceiling; moisture proof; gypsum board panels; working height ≤ 3.5m; suspension depth 1000-2000mm; horizontal finish; panel dimensions 600x600; panel thickness 19mm.. | MTR | 1710 | 1710 | 0 | 0 | SC_Supply | .FACTORY OF USG MIDDLE EAST LTD CO. | 09 50 00 SCL-0013 | Supplying suspended ceiling; moisture proof; gypsum board panels; working height ≤ 3.5m; suspension depth 1000-2000mm; horizontal finish; panel dimensions 600x600; panel thickness 19mm.. | MTR | 1710 | 1.62 | 2770.2 | SAR | SC_Supply
Rabigh CCPP-Civil _K0006 | K0006 | RFQ-00102 | Purchasing Engineers | Purchasing | 2024-12-19 | Gypsum Board PR 818 | Approved | 09 50 00 SCL-0013 | Supplying suspended ceiling; moisture proof; gypsum board panels; working height ≤ 3.5m; suspension depth 1000-2000mm; horizontal finish; panel dimensions 600x600; panel thickness 19mm.. | MTR | 855 | 855 | 0 | 0 | SC_Supply | .FACTORY OF USG MIDDLE EAST LTD CO. | 09 50 00 SCL-0013 | Supplying suspended ceiling; moisture proof; gypsum board panels; working height ≤ 3.5m; suspension depth 1000-2000mm; horizontal finish; panel dimensions 600x600; panel thickness 19mm.. | MTR | 855 | 1.76 | 1504.8 | SAR | SC_Supply
Rabigh CCPP-Civil _K0006 | K0006 | RFQ-00102 | Purchasing Engineers | Purchasing | 2024-12-19 | Gypsum Board PR 818 | Approved | 09 50 00 SCL-0013 | Supplying suspended ceiling; moisture proof; gypsum board panels; working height ≤ 3.5m; suspension depth 1000-2000mm; horizontal finish; panel dimensions 600x600; panel thickness 19mm.. | MTR | 1600 | 1600 | 0 | 0 | SC_Supply | .FACTORY OF USG MIDDLE EAST LTD CO. | 09 50 00 SCL-0013 | Supplying suspended ceiling; moisture proof; gypsum board panels; working height ≤ 3.5m; suspension depth 1000-2000mm; horizontal finish; panel dimensions 600x600; panel thickness 19mm.. | MTR | 1600 | 0.6 | 960 | SAR | SC_Supply
Rabigh CCPP-Civil _K0006 | K0006 | RFQ-00102 | Purchasing Engineers | Purchasing | 2024-12-19 | Gypsum Board PR 818 | Approved | 09 50 00 SCL-0013 | Supplying suspended ceiling; moisture proof; gypsum board panels; working height ≤ 3.5m; suspension depth 1000-2000mm; horizontal finish; panel dimensions 600x600; panel thickness 19mm.. | ECH | 2 | 2 | 0 | 0 | SC_Supply | .FACTORY OF USG MIDDLE EAST LTD CO. | 09 50 00 SCL-0013 | Supplying suspended ceiling; moisture proof; gypsum board panels; working height ≤ 3.5m; suspension depth 1000-2000mm; horizontal finish; panel dimensions 600x600; panel thickness 19mm.. | ECH | 2 | 400 | 800 | SAR | SC_Supply
Rabigh CCPP-Civil _K0006 | K0006 | RFQ-00102 | Purchasing Engineers | Purchasing | 2024-12-19 | Gypsum Board PR 818 | Approved | 09 50 00 SCL-0013 | Supplying suspended ceiling; moisture proof; gypsum board panels; working height ≤ 3.5m; suspension depth 1000-2000mm; horizontal finish; panel dimensions 600x600; panel thickness 19mm.. | ECH | 1 | 1 | 0 | 0 | SC_Supply | .FACTORY OF USG MIDDLE EAST LTD CO. | 09 50 00 SCL-0013 | Supplying suspended ceiling; moisture proof; gypsum board panels; working height ≤ 3.5m; suspension depth 1000-2000mm; horizontal finish; panel dimensions 600x600; panel thickness 19mm.. | ECH | 1 | 3900 | 3900 | SAR | SC_Supply
Rabigh CCPP-Civil _K0006 | K0006 | RFQ-00103 | Purchasing Engineers | Purchasing | 2024-12-19 | Block Acc.PR 819+735 | Approved | 04 27 00 WL-0012 | Backing rod 10mm | MTR | 4000 | 4000 | 0.1 | 400 | MAT_Misc | ISAM KABBANI PARTNERS FOR BUILDINGS CONSTRUCTION M | 04 27 00 WL-0012 | Backing rod 10mm | MTR | 4000 | 0.1 | 400 | SAR | MAT_Misc
Rabigh CCPP-Civil _K0006 | K0006 | RFQ-00103 | Purchasing Engineers | Purchasing | 2024-12-19 | Block Acc.PR 819+735 | Approved | 04 27 00 WL-0012 | Specseal ES elastomeric sealant | KGR | 800 | 800 | 33.96 | 27168 | MAT_Misc | ISAM KABBANI PARTNERS FOR BUILDINGS CONSTRUCTION M | 04 27 00 WL-0012 | Specseal ES elastomeric sealant | KGR | 800 | 34.13 | 27304 | SAR | MAT_Misc
Rabigh CCPP-Civil _K0006 | K0006 | RFQ-00103 | Purchasing Engineers | Purchasing | 2024-12-19 | Block Acc.PR 819+735 | Approved | 04 27 00 WL-0012 | SRW Rockwool Gap Filler Board Thick. 25 mm | SQM | 500 | 500 | 14 | 7000 | MAT_Misc | ISAM KABBANI PARTNERS FOR BUILDINGS CONSTRUCTION M | 04 27 00 WL-0012 | SRW Rockwool Gap Filler Board Thick. 25 mm | SQM | 500 | 14 | 7000 | SAR | MAT_Misc
Sohag HSR Station _0210 | 210 | RFQ-00028 | Purchasing Engineers | Purchasing | 2024-12-15 | cement for concrete (PR-104394) | Approved | 01.05- Main-STR-5 | اسمنت غير معبأ رتبة 42.5 | TON | 1240 | 240 | 2275 | 546000 | MAT_Raw | تارجت مصر للتجارة والاستثمار والنقل | 01.05- Main-STR-5 | اسمنت غير معبأ رتبة 42.5 | TON | 240 | 3200 | 768000 | EGP | MAT_Raw
Katameya Creeks | 138 | RFQ-00143 | Youssef Abd El Kream | MEP (Electro Mechanical) | 2024-12-08 | Test & Drain Valve | Approved | Type G.Buildings.Drainage | Test & drain valve size 2'' 300 psi UL Listed and FM Approved | ECH | 15 | 15 | 0 | 0 | SC_Supply | Egy Fire | Type G.Buildings.Drainage | Test & drain valve size 2'' 300 psi UL Listed and FM Approved | ECH | 15 | 8480 | 127200 | EGP | SC_Supply
Damietta Container Terminal-Infra & Bldgs _0216 | 216 | RFQ-00121 | Eslam Kamal | Operation | 2024-12-16 | توريد مياه شرب | Approved | 1884 - Indirect Cost - 00 | بالمتر المكعب توريد ونقل مياه شرب لزوم تغذية مياه الحمامات الكرفانات الخاصة بالاستشارى وشركة الرواد | CBM | 1500 | 1500 | 2.44 | 3660 | Oth | مروان محمود الشربينى احمد | 1884 - Indirect Cost - 00 | بالمتر المكعب توريد ونقل مياه شرب لزوم تغذية مياه الحمامات الكرفانات الخاصة بالاستشارى وشركة الرواد | CBM | 1500 | 110 | 165000 | EGP | Oth
Mivida BP#189 | 170 | RFQ-00176 | Mostafa Shourbagi | MEP (Electro Mechanical) | 2024-12-11 | EMT Conduits & Accessories | Approved | 162600.POs | P.R. 104147 → EMT Conduits & Fittings | LS | 1 | 1 | 49633.37 | 49633.37 | SC_Supply | POWER MARKET -HANY AMIN | 162600.POs | P.R. 104147 → EMT Conduits & Fittings | LS | 1 | 546010.52 | 546010.52 | EGP | SC_Supply
Mivida BP#189 | 170 | RFQ-00179 | Mostafa Shourbagi | MEP (Electro Mechanical) | 2024-12-16 | Round Air Ducts | Approved | 152105.BAS | P.R. 96816 → Spiral Ducts | LS | 1 | 1 | 189604.8 | 189604.8 | SC_Supply | المتحدة لتصنيع مجارى الهواء (الصاج) الخاصه بالتكيف | 152105.BAS | P.R. 96816 → Spiral Ducts | LS | 1 | 333350 | 333350 | EGP | SC_Supply
Rabigh CCPP-Civil _K0006 | K0006 | RFQ-00093 | Mostafa Shourbagi | MEP (Electro Mechanical) | 2024-12-12 | PVC Conduits & Access. | Approved | 26 05 33.13 CND-0011 | 01 - RIGID CONDUIT PVC 3 NEMA TC2-40 GS 6M NAMCODUCT IKKPF KSA | ECH | 84 | 84 | 93 | 7812 | MAT_Raw | المؤسسة الوطنية للتسويق المحدودة | 26 05 33.13 CND-0011 | 01 - RIGID CONDUIT PVC 3 NEMA TC2-40 GS 6M NAMCODUCT IKKPF KSA | ECH | 84 | 69.42 | 5831.28 | SAR | MAT_Raw
Rabigh CCPP-Civil _K0006 | K0006 | RFQ-00093 | Mostafa Shourbagi | MEP (Electro Mechanical) | 2024-12-12 | PVC Conduits & Access. | Approved | 26 05 33.13 CND-0012 | 02 - RIGID CONDUIT PVC 4 NEMA TC2-40 GS 6M NAMCODUCT IKKPF KSA | ECH | 200 | 200 | 129 | 25800 | MAT_Raw | المؤسسة الوطنية للتسويق المحدودة | 26 05 33.13 CND-0012 | 02 - RIGID CONDUIT PVC 4 NEMA TC2-40 GS 6M NAMCODUCT IKKPF KSA | ECH | 200 | 98.04 | 19608 | SAR | MAT_Raw
Rabigh CCPP-Civil _K0006 | K0006 | RFQ-00093 | Mostafa Shourbagi | MEP (Electro Mechanical) | 2024-12-12 | PVC Conduits & Access. | Approved | 26 05 33.13 CND-0012 | 03 - Elbow 90 Degree; UPVC - SCH40; 4" | ECH | 100 | 100 | 41.75 | 4175 | MAT_Raw | المؤسسة الوطنية للتسويق المحدودة | 26 05 33.13 CND-0012 | 03 - Elbow 90 Degree; UPVC - SCH40; 4" | ECH | 100 | 43.7 | 4370 | SAR | MAT_Raw
Rabigh CCPP-Civil _K0006 | K0006 | RFQ-00093 | Mostafa Shourbagi | MEP (Electro Mechanical) | 2024-12-12 | PVC Conduits & Access. | Approved | 26 05 33.13 CND-0015 | 04 - Elbow 90 Degree; UPVC - SCH40; 6" | ECH | 200 | 200 | 115 | 23000 | MAT_Raw | المؤسسة الوطنية للتسويق المحدودة | 26 05 33.13 CND-0015 | 04 - Elbow 90 Degree; UPVC - SCH40; 6" | ECH | 200 | 116.53 | 23306 | SAR | MAT_Raw
Rabigh CCPP-Civil _K0006 | K0006 | RFQ-00093 | Mostafa Shourbagi | MEP (Electro Mechanical) | 2024-12-12 | PVC Conduits & Access. | Approved | 26 05 33.13 CND-0015 | 05 - Elbow 90 Degree; UPVC - SCH40; 8" | ECH | 20 | 20 | 240 | 4800 | MAT_Raw | المؤسسة الوطنية للتسويق المحدودة | 26 05 33.13 CND-0015 | 05 - Elbow 90 Degree; UPVC - SCH40; 8" | ECH | 20 | 242.77 | 4855.4 | SAR | MAT_Raw
Rabigh CCPP-Civil _K0006 | K0006 | RFQ-00093 | Mostafa Shourbagi | MEP (Electro Mechanical) | 2024-12-12 | PVC Conduits & Access. | Approved | 26 05 33.13 CND-0011 | 06 - End Bell; UPVC; 3" | ECH | 100 | 100 | 10 | 1000 | MAT_Raw | المؤسسة الوطنية للتسويق المحدودة | 26 05 33.13 CND-0011 | 06 - End Bell; UPVC; 3" | ECH | 100 | 9.71 | 971 | SAR | MAT_Raw
Rabigh CCPP-Civil _K0006 | K0006 | RFQ-00093 | Mostafa Shourbagi | MEP (Electro Mechanical) | 2024-12-12 | PVC Conduits & Access. | Approved | 26 05 33.13 CND-0012 | 07 - End Bell; UPVC; 4" | ECH | 100 | 100 | 10 | 1000 | MAT_Raw | المؤسسة الوطنية للتسويق المحدودة | 26 05 33.13 CND-0012 | 07 - End Bell; UPVC; 4" | ECH | 100 | 10.68 | 1068 | SAR | MAT_Raw
Rabigh CCPP-Civil _K0006 | K0006 | RFQ-00094 | Mostafa Shourbagi | MEP (Electro Mechanical) | 2024-12-12 | PVC Conduits & Access. | Approved | 26 05 33.13 CND-0004 | 01 - Nonmetallic conduits UPVC 25 mm | ECH | 166.67 | 166.67 | 21 | 3500.07 | MAT_Raw | المؤسسة الوطنية للتسويق المحدودة | 26 05 33.13 CND-0004 | 01 - Nonmetallic conduits UPVC 25 mm | ECH | 166.67 | 10.35 | 1725.03 | SAR | MAT_Raw
Rabigh CCPP-Civil _K0006 | K0006 | RFQ-00094 | Mostafa Shourbagi | MEP (Electro Mechanical) | 2024-12-12 | PVC Conduits & Access. | Approved | 26 05 33.13 CND-0004 | 02 - Adaptor 25 mm | ECH | 240 | 240 | 0.6 | 144 | SC_Apply | المؤسسة الوطنية للتسويق المحدودة | 26 05 33.13 CND-0004 | 02 - Adaptor 25 mm | ECH | 240 | 0.6 | 144 | SAR | SC_Apply
Rabigh CCPP-Civil _K0006 | K0006 | RFQ-00094 | Mostafa Shourbagi | MEP (Electro Mechanical) | 2024-12-12 | PVC Conduits & Access. | Approved | 26 05 33.13 CND-0004 | 03 - 2 Way U Type Terminal Junction Box | ECH | 200 | 200 | 2.5 | 500 | SC_Apply | المؤسسة الوطنية للتسويق المحدودة | 26 05 33.13 CND-0004 | 03 - 2 Way U Type Terminal Junction Box | ECH | 200 | 2.5 | 500 | SAR | SC_Apply
Rabigh CCPP-Civil _K0006 | K0006 | RFQ-00094 | Mostafa Shourbagi | MEP (Electro Mechanical) | 2024-12-12 | PVC Conduits & Access. | Approved | 26 05 33.13 CND-0004 | 06 - Coupling 25 mm | ECH | 50 | 50 | 0.5 | 25 | SC_Apply | المؤسسة الوطنية للتسويق المحدودة | 26 05 33.13 CND-0004 | 06 - Coupling 25 mm | ECH | 50 | 0.5 | 25 | SAR | SC_Apply
ORA ZED-Ph 2-Pkgs A&D | 151 | RFQ-00097 | Mostafa Shourbagi | MEP (Electro Mechanical) | 2024-12-15 | Coaxial Cables | Approved | MATV system Material, Acc,Civil, Delivery | MATV outlet 75 ohm coaxial F-type female connector at the same floor box of power outlet | ECH | 9 | 9 | 910.88 | 8197.92 | SC_Supply/Apply | الشحنه الكهربائيه للكابلات المتخصصه | MATV system Material, Acc,Civil, Delivery | MATV outlet 75 ohm coaxial F-type female connector at the same floor box of power outlet | ECH | 9 | 38671.97 | 348047.73 | EGP | SC_Supply/Apply
Katameya Creeks | 138 | RFQ-00162 | Purchasing Engineers | Purchasing | 2024-12-17 | Paintings PR 105033+105092 | Approved | Type D1.Buildings.2-1 | بريمو هيرو (معجون بلاستيك جاهز ماركة سكيب للدهانات درجة 2) | Bag | 20000 | 100 | 50 | 5000 | SC_Supply | الزعيترى للتجارة والتوريدات | Type D1.Buildings.2-1 | بريمو هيرو (معجون بلاستيك جاهز ماركة سكيب للدهانات درجة 2) | Bag | 100 | 166.99 | 16699 | EGP | SC_Supply
Mivida BP#189 | 170 | RFQ-00166 | Ahmed Saleh | MEP (Electro Mechanical) | 2024-12-01 | B02 & B04 MEP Works Escalation | Approved | 152105.BLD2FF | ø40 mm | LM | 219 | 40 | 209.96 | 8398.4 | SC_Supply/Apply | كيان لاعمال الالكتروميكانيك | 152105.BLD2FF | ø40 mm | LM | 40 | 658 | 26320 | EGP | SC_Supply/Apply
Mivida BP#189 | 170 | RFQ-00166 | Ahmed Saleh | MEP (Electro Mechanical) | 2024-12-01 | B02 & B04 MEP Works Escalation | Approved | 152105.BLD2FF | ø32 mm | LM | 135 | 79 | 173.42 | 13700.18 | SC_Supply/Apply | كيان لاعمال الالكتروميكانيك | 152105.BLD2FF | ø32 mm | LM | 79 | 516.6 | 40811.4 | EGP | SC_Supply/Apply
Mivida BP#189 | 170 | RFQ-00166 | Ahmed Saleh | MEP (Electro Mechanical) | 2024-12-01 | B02 & B04 MEP Works Escalation | Approved | 152105.BLD2FF | ø65 mm | LM | 41 | 10 | 374.68 | 3746.8 | SC_Supply/Apply | كيان لاعمال الالكتروميكانيك | 152105.BLD2FF | ø65 mm | LM | 10 | 1129 | 11290 | EGP | SC_Supply/Apply
Mivida BP#189 | 170 | RFQ-00166 | Ahmed Saleh | MEP (Electro Mechanical) | 2024-12-01 | B02 & B04 MEP Works Escalation | Approved | 152105.BLD2FF | ø80 mm | LM | 98 | 55 | 446.6 | 24563 | SC_Supply/Apply | كيان لاعمال الالكتروميكانيك | 152105.BLD2FF | ø80 mm | LM | 55 | 1495 | 82225 | EGP | SC_Supply/Apply
Mivida BP#189 | 170 | RFQ-00166 | Ahmed Saleh | MEP (Electro Mechanical) | 2024-12-01 | B02 & B04 MEP Works Escalation | Approved | 152105.BLD2FF | ø150 mm | LM | 65 | 54 | 1134.48 | 61261.92 | SC_Supply/Apply | كيان لاعمال الالكتروميكانيك | 152105.BLD2FF | ø150 mm | LM | 54 | 3183 | 171882 | EGP | SC_Supply/Apply
Mivida BP#189 | 170 | RFQ-00166 | Ahmed Saleh | MEP (Electro Mechanical) | 2024-12-01 | B02 & B04 MEP Works Escalation | Approved | 152105.BLD2HVAC | Dim 25mm | ECH | 122 | 98 | 451.82 | 44278.36 | SC_Supply/Apply | كيان لاعمال الالكتروميكانيك | 152105.BLD2HVAC | Dim 25mm | ECH | 98 | 2150 | 210700 | EGP | SC_Supply/Apply
Mivida BP#189 | 170 | RFQ-00166 | Ahmed Saleh | MEP (Electro Mechanical) | 2024-12-01 | B02 & B04 MEP Works Escalation | Approved | 152105.BLD2HVAC | Dim 32mm | ECH | 8 | 8 | 606.1 | 4848.8 | SC_Supply/Apply | كيان لاعمال الالكتروميكانيك | 152105.BLD2HVAC | Dim 32mm | ECH | 8 | 2725 | 21800 | EGP | SC_Supply/Apply
Mivida BP#189 | 170 | RFQ-00166 | Ahmed Saleh | MEP (Electro Mechanical) | 2024-12-01 | B02 & B04 MEP Works Escalation | Approved | 152105.BLD2FF | ø100 mm | LM | 156 | 30 | 622.34 | 18670.2 | SC_Supply/Apply | كيان لاعمال الالكتروميكانيك | 152105.BLD2FF | ø100 mm | LM | 30 | 1940 | 58200 | EGP | SC_Supply/Apply
Mivida BP#189 | 170 | RFQ-00166 | Ahmed Saleh | MEP (Electro Mechanical) | 2024-12-01 | B02 & B04 MEP Works Escalation | Approved | 152105.BLD2FF | ø25 mm | LM | 780 | 140 | 137.46 | 19244.4 | SC_Supply/Apply | كيان لاعمال الالكتروميكانيك | 152105.BLD2FF | ø25 mm | LM | 140 | 505 | 70700 | EGP | SC_Supply/Apply
Mivida BP#189 | 170 | RFQ-00166 | Ahmed Saleh | MEP (Electro Mechanical) | 2024-12-01 | B02 & B04 MEP Works Escalation | Approved | 152105.BLD2HVAC | Dim 40mm | ECH | 8 | 4 | 830.56 | 3322.24 | SC_Supply/Apply | كيان لاعمال الالكتروميكانيك | 152105.BLD2HVAC | Dim 40mm | ECH | 4 | 3600 | 14400 | EGP | SC_Supply/Apply
Mivida BP#189 | 170 | RFQ-00166 | Ahmed Saleh | MEP (Electro Mechanical) | 2024-12-01 | B02 & B04 MEP Works Escalation | Approved | 152105.BLD2HVAC | ø20 | LM | 115 | 28 | 174 | 4872 | SC_Supply/Apply | كيان لاعمال الالكتروميكانيك | 152105.BLD2HVAC | ø20 | LM | 28 | 597 | 16716 | EGP | SC_Supply/Apply
Mivida BP#189 | 170 | RFQ-00166 | Ahmed Saleh | MEP (Electro Mechanical) | 2024-12-01 | B02 & B04 MEP Works Escalation | Approved | 152105.BLD2HVAC | ø25 | LM | 345 | 163 | 204.74 | 33372.62 | SC_Supply/Apply | كيان لاعمال الالكتروميكانيك | 152105.BLD2HVAC | ø25 | LM | 163 | 706 | 115078 | EGP | SC_Supply/Apply
Mivida BP#189 | 170 | RFQ-00166 | Ahmed Saleh | MEP (Electro Mechanical) | 2024-12-01 | B02 & B04 MEP Works Escalation | Approved | 152105.BLD2HVAC | ø40 | LM | 50 | 17 | 267.96 | 4555.32 | SC_Supply/Apply | كيان لاعمال الالكتروميكانيك | 152105.BLD2HVAC | ø40 | LM | 17 | 928 | 15776 | EGP | SC_Supply/Apply
Mivida BP#189 | 170 | RFQ-00166 | Ahmed Saleh | MEP (Electro Mechanical) | 2024-12-01 | B02 & B04 MEP Works Escalation | Approved | 152105.BLD2HVAC | ø50 | LM | 118 | 46.4 | 314.94 | 14613.22 | SC_Supply/Apply | كيان لاعمال الالكتروميكانيك | 152105.BLD2HVAC | ø50 | LM | 46.4 | 1143 | 53035.2 | EGP | SC_Supply/Apply
Mivida BP#189 | 170 | RFQ-00166 | Ahmed Saleh | MEP (Electro Mechanical) | 2024-12-01 | B02 & B04 MEP Works Escalation | Approved | 152105.BLD2HVAC | ø65 | LM | 126 | 88 | 462.26 | 40678.88 | SC_Supply/Apply | كيان لاعمال الالكتروميكانيك | 152105.BLD2HVAC | ø65 | LM | 88 | 1588 | 139744 | EGP | SC_Supply/Apply
Mivida BP#189 | 170 | RFQ-00166 | Ahmed Saleh | MEP (Electro Mechanical) | 2024-12-01 | B02 & B04 MEP Works Escalation | Approved | 152105.BLD2HVAC | ø80 | LM | 141 | 52 | 676.86 | 35196.72 | SC_Supply/Apply | كيان لاعمال الالكتروميكانيك | 152105.BLD2HVAC | ø80 | LM | 52 | 1979 | 102908 | EGP | SC_Supply/Apply
Mivida BP#189 | 170 | RFQ-00166 | Ahmed Saleh | MEP (Electro Mechanical) | 2024-12-01 | B02 & B04 MEP Works Escalation | Approved | 152105.BLD2HVAC | SLSD 0.5m 3 SLOT N.S ø200 | ECH | 24 | 24 | 533.6 | 12806.4 | SC_Supply/Apply | كيان لاعمال الالكتروميكانيك | 152105.BLD2HVAC | SLSD 0.5m 3 SLOT N.S ø200 | ECH | 24 | 4299 | 103176 | EGP | SC_Supply/Apply
Mivida BP#189 | 170 | RFQ-00166 | Ahmed Saleh | MEP (Electro Mechanical) | 2024-12-01 | B02 & B04 MEP Works Escalation | Approved | 152105.BLD2HVAC | EG 300x150 | ECH | 4 | 4 | 187.92 | 751.68 | SC_Supply/Apply | كيان لاعمال الالكتروميكانيك | 152105.BLD2HVAC | EG 300x150 | ECH | 4 | 778 | 3112 | EGP | SC_Supply/Apply
Mivida BP#189 | 170 | RFQ-00166 | Ahmed Saleh | MEP (Electro Mechanical) | 2024-12-01 | B02 & B04 MEP Works Escalation | Approved | 152105.BLD2HVAC | SLSD 0.5m 2 SLOT N.S ø150 | ECH | 96 | 89 | 434.42 | 38663.38 | SC_Supply/Apply | كيان لاعمال الالكتروميكانيك | 152105.BLD2HVAC | SLSD 0.5m 2 SLOT N.S ø150 | ECH | 89 | 3311 | 294679 | EGP | SC_Supply/Apply
Mivida BP#189 | 170 | RFQ-00166 | Ahmed Saleh | MEP (Electro Mechanical) | 2024-12-01 | B02 & B04 MEP Works Escalation | Approved | 152105.BLD2HVAC | EG 150x150 | ECH | 56 | 45 | 321.9 | 14485.5 | SC_Supply/Apply | كيان لاعمال الالكتروميكانيك | 152105.BLD2HVAC | EG 150x150 | ECH | 45 | 688 | 30960 | EGP | SC_Supply/Apply
Mivida BP#189 | 170 | RFQ-00166 | Ahmed Saleh | MEP (Electro Mechanical) | 2024-12-01 | B02 & B04 MEP Works Escalation | Approved | 152105.BLD2HVAC | Duct work, indoor, insulated fiberglass with aluminum foil, 25mm thickness and 24 kg\m3 density. | TON | 1.3 | 1.23 | 58107.88 | 71472.69 | SC_Supply/Apply | كيان لاعمال الالكتروميكانيك | 152105.BLD2HVAC | Duct work, indoor, insulated fiberglass with aluminum foil, 25mm thickness and 24 kg\m3 density. | TON | 1.23 | 160053 | 196865.19 | EGP | SC_Supply/Apply
Mivida BP#189 | 170 | RFQ-00166 | Ahmed Saleh | MEP (Electro Mechanical) | 2024-12-01 | B02 & B04 MEP Works Escalation | Approved | 152105.BLD2HVAC | Duct work, un-insulated. | TON | 7 | 5 | 31847.8 | 159239 | SC_Supply/Apply | كيان لاعمال الالكتروميكانيك | 152105.BLD2HVAC | Duct work, un-insulated. | TON | 5 | 145053 | 725265 | EGP | SC_Supply/Apply
Mivida BP#189 | 170 | RFQ-00166 | Ahmed Saleh | MEP (Electro Mechanical) | 2024-12-01 | B02 & B04 MEP Works Escalation | Approved | 152105.BLD2HVAC | ø150 Out Door | LM | 15 | 15 | 1275.42 | 19131.3 | SC_Supply/Apply | كيان لاعمال الالكتروميكانيك | 152105.BLD2HVAC | ø150 Out Door | LM | 15 | 4670 | 70050 | EGP | SC_Supply/Apply
Mivida BP#189 | 170 | RFQ-00166 | Ahmed Saleh | MEP (Electro Mechanical) | 2024-12-01 | B02 & B04 MEP Works Escalation | Approved | 152105.BLD2HVAC | ø200 Out Door | LM | 54 | 54 | 1275.42 | 68872.68 | SC_Supply/Apply | كيان لاعمال الالكتروميكانيك | 152105.BLD2HVAC | ø200 Out Door | LM | 54 | 6770 | 365580 | EGP | SC_Supply/Apply
Mivida BP#189 | 170 | RFQ-00166 | Ahmed Saleh | MEP (Electro Mechanical) | 2024-12-01 | B02 & B04 MEP Works Escalation | Approved | 152105.BLD2HVAC | ø100 | LM | 49 | 16 | 845.64 | 13530.24 | SC_Supply/Apply | كيان لاعمال الالكتروميكانيك | 152105.BLD2HVAC | ø100 | LM | 16 | 2615 | 41840 | EGP | SC_Supply/Apply
Mivida BP#189 | 170 | RFQ-00166 | Ahmed Saleh | MEP (Electro Mechanical) | 2024-12-01 | B02 & B04 MEP Works Escalation | Approved | 152105.BLD2HVAC | ø32 | LM | 46 | 39 | 255.78 | 9975.42 | SC_Supply/Apply | كيان لاعمال الالكتروميكانيك | 152105.BLD2HVAC | ø32 | LM | 39 | 884 | 34476 | EGP | SC_Supply/Apply
Mivida BP#189 | 170 | RFQ-00166 | Ahmed Saleh | MEP (Electro Mechanical) | 2024-12-01 | B02 & B04 MEP Works Escalation | Approved | 152105.BLD4HVAC | ø20 | LM | 113 | 68 | 174 | 11832 | SC_Supply/Apply | كيان لاعمال الالكتروميكانيك | 152105.BLD4HVAC | ø20 | LM | 68 | 628 | 42704 | EGP | SC_Supply/Apply
Mivida BP#189 | 170 | RFQ-00166 | Ahmed Saleh | MEP (Electro Mechanical) | 2024-12-01 | B02 & B04 MEP Works Escalation | Approved | 152105.BLD4FF | ø25 mm | LM | 800 | 391.5 | 137.46 | 53815.59 | SC_Supply/Apply | كيان لاعمال الالكتروميكانيك | 152105.BLD4FF | ø25 mm | LM | 391.5 | 505 | 197707.5 | EGP | SC_Supply/Apply
Mivida BP#189 | 170 | RFQ-00166 | Ahmed Saleh | MEP (Electro Mechanical) | 2024-12-01 | B02 & B04 MEP Works Escalation | Approved | 152105.BLD4FF | ø32 mm | LM | 200 | 130 | 173.42 | 22544.6 | SC_Supply/Apply | كيان لاعمال الالكتروميكانيك | 152105.BLD4FF | ø32 mm | LM | 130 | 551 | 71630 | EGP | SC_Supply/Apply
Mivida BP#189 | 170 | RFQ-00166 | Ahmed Saleh | MEP (Electro Mechanical) | 2024-12-01 | B02 & B04 MEP Works Escalation | Approved | 152105.BLD4FF | ø40 mm | LM | 160 | 104 | 209.96 | 21835.84 | SC_Supply/Apply | كيان لاعمال الالكتروميكانيك | 152105.BLD4FF | ø40 mm | LM | 104 | 703 | 73112 | EGP | SC_Supply/Apply
Mivida BP#189 | 170 | RFQ-00166 | Ahmed Saleh | MEP (Electro Mechanical) | 2024-12-01 | B02 & B04 MEP Works Escalation | Approved | 152105.BLD4HVAC | ø200 Out Door | LM | 71 | 71 | 1842.66 | 130828.86 | SC_Supply/Apply | كيان لاعمال الالكتروميكانيك | 152105.BLD4HVAC | ø200 Out Door | LM | 71 | 6756 | 479676 | EGP | SC_Supply/Apply
Mivida BP#189 | 170 | RFQ-00166 | Ahmed Saleh | MEP (Electro Mechanical) | 2024-12-01 | B02 & B04 MEP Works Escalation | Approved | 152105.BLD4HVAC | Dim 25mm | ECH | 76 | 76 | 451.82 | 34338.32 | SC_Supply/Apply | كيان لاعمال الالكتروميكانيك | 152105.BLD4HVAC | Dim 25mm | ECH | 76 | 2150 | 163400 | EGP | SC_Supply/Apply
Mivida BP#189 | 170 | RFQ-00166 | Ahmed Saleh | MEP (Electro Mechanical) | 2024-12-01 | B02 & B04 MEP Works Escalation | Approved | 152105.BLD4HVAC | Dim 32mm | ECH | 32 | 32 | 606.1 | 19395.2 | SC_Supply/Apply | كيان لاعمال الالكتروميكانيك | 152105.BLD4HVAC | Dim 32mm | ECH | 32 | 2725 | 87200 | EGP | SC_Supply/Apply
Mivida BP#189 | 170 | RFQ-00166 | Ahmed Saleh | MEP (Electro Mechanical) | 2024-12-01 | B02 & B04 MEP Works Escalation | Approved | 152105.BLD4HVAC | Dim 40mm | ECH | 20 | 4 | 830.56 | 3322.24 | SC_Supply/Apply | كيان لاعمال الالكتروميكانيك | 152105.BLD4HVAC | Dim 40mm | ECH | 4 | 3600 | 14400 | EGP | SC_Supply/Apply
Mivida BP#189 | 170 | RFQ-00166 | Ahmed Saleh | MEP (Electro Mechanical) | 2024-12-01 | B02 & B04 MEP Works Escalation | Approved | 152105.BLD4FF | ø50 mm | LM | 150 | 127.6 | 271.44 | 34635.74 | SC_Supply/Apply | كيان لاعمال الالكتروميكانيك | 152105.BLD4FF | ø50 mm | LM | 127.6 | 939 | 119816.4 | EGP | SC_Supply/Apply
Mivida BP#189 | 170 | RFQ-00166 | Ahmed Saleh | MEP (Electro Mechanical) | 2024-12-01 | B02 & B04 MEP Works Escalation | Approved | 152105.BLD4FF | ø80 mm | LM | 100 | 100 | 446.6 | 44660 | SC_Supply/Apply | كيان لاعمال الالكتروميكانيك | 152105.BLD4FF | ø80 mm | LM | 100 | 1622 | 162200 | EGP | SC_Supply/Apply
Mivida BP#189 | 170 | RFQ-00166 | Ahmed Saleh | MEP (Electro Mechanical) | 2024-12-01 | B02 & B04 MEP Works Escalation | Approved | 152105.BLD4FF | ø100 mm | LM | 120 | 86 | 622.34 | 53521.24 | SC_Supply/Apply | كيان لاعمال الالكتروميكانيك | 152105.BLD4FF | ø100 mm | LM | 86 | 2216 | 190576 | EGP | SC_Supply/Apply
Mivida BP#189 | 170 | RFQ-00166 | Ahmed Saleh | MEP (Electro Mechanical) | 2024-12-01 | B02 & B04 MEP Works Escalation | Approved | 152105.BLD4FF | ø150 mm | LM | 80 | 72 | 1134.48 | 81682.56 | SC_Supply/Apply | كيان لاعمال الالكتروميكانيك | 152105.BLD4FF | ø150 mm | LM | 72 | 3183 | 229176 | EGP | SC_Supply/Apply
Mivida BP#189 | 170 | RFQ-00166 | Ahmed Saleh | MEP (Electro Mechanical) | 2024-12-01 | B02 & B04 MEP Works Escalation | Approved | 152105.BLD4HVAC | ø50 | LM | 57 | 57 | 314.94 | 17951.58 | SC_Supply/Apply | كيان لاعمال الالكتروميكانيك | 152105.BLD4HVAC | ø50 | LM | 57 | 1250 | 71250 | EGP | SC_Supply/Apply
Mivida BP#189 | 170 | RFQ-00166 | Ahmed Saleh | MEP (Electro Mechanical) | 2024-12-01 | B02 & B04 MEP Works Escalation | Approved | 152105.BLD4HVAC | ø65 | LM | 142 | 132 | 462.26 | 61018.32 | SC_Supply/Apply | كيان لاعمال الالكتروميكانيك | 152105.BLD4HVAC | ø65 | LM | 132 | 1603 | 211596 | EGP | SC_Supply/Apply
Mivida BP#189 | 170 | RFQ-00166 | Ahmed Saleh | MEP (Electro Mechanical) | 2024-12-01 | B02 & B04 MEP Works Escalation | Approved | 152105.BLD4HVAC | ø80 | LM | 169 | 169 | 676.86 | 114389.34 | SC_Supply/Apply | كيان لاعمال الالكتروميكانيك | 152105.BLD4HVAC | ø80 | LM | 169 | 2060 | 348140 | EGP | SC_Supply/Apply
Mivida BP#189 | 170 | RFQ-00166 | Ahmed Saleh | MEP (Electro Mechanical) | 2024-12-01 | B02 & B04 MEP Works Escalation | Approved | 152105.BLD4HVAC | ø100 | LM | 75 | 75 | 845.64 | 63423 | SC_Supply/Apply | كيان لاعمال الالكتروميكانيك | 152105.BLD4HVAC | ø100 | LM | 75 | 2884 | 216300 | EGP | SC_Supply/Apply
Mivida BP#189 | 170 | RFQ-00166 | Ahmed Saleh | MEP (Electro Mechanical) | 2024-12-01 | B02 & B04 MEP Works Escalation | Approved | 152105.BLD4HVAC | ø25 | LM | 275 | 232.5 | 204.74 | 47602.05 | SC_Supply/Apply | كيان لاعمال الالكتروميكانيك | 152105.BLD4HVAC | ø25 | LM | 232.5 | 727 | 169027.5 | EGP | SC_Supply/Apply
Mivida BP#189 | 170 | RFQ-00166 | Ahmed Saleh | MEP (Electro Mechanical) | 2024-12-01 | B02 & B04 MEP Works Escalation | Approved | 152105.BLD4HVAC | ø150 Out Door | LM | 40 | 40 | 1275.42 | 51016.8 | SC_Supply/Apply | كيان لاعمال الالكتروميكانيك | 152105.BLD4HVAC | ø150 Out Door | LM | 40 | 4728 | 189120 | EGP | SC_Supply/Apply
Mivida BP#189 | 170 | RFQ-00166 | Ahmed Saleh | MEP (Electro Mechanical) | 2024-12-01 | B02 & B04 MEP Works Escalation | Approved | 152105.BLD4FF | ø65 mm | LM | 20 | 20 | 374.68 | 7493.6 | SC_Supply/Apply | كيان لاعمال الالكتروميكانيك | 152105.BLD4FF | ø65 mm | LM | 20 | 1242 | 24840 | EGP | SC_Supply/Apply
Mivida BP#189 | 170 | RFQ-00166 | Ahmed Saleh | MEP (Electro Mechanical) | 2024-12-01 | B02 & B04 MEP Works Escalation | Approved | 152105.BLD4HVAC | ø32 | LM | 132 | 132 | 255.78 | 33762.96 | SC_Supply/Apply | كيان لاعمال الالكتروميكانيك | 152105.BLD4HVAC | ø32 | LM | 132 | 928 | 122496 | EGP | SC_Supply/Apply
Mivida BP#189 | 170 | RFQ-00166 | Ahmed Saleh | MEP (Electro Mechanical) | 2024-12-01 | B02 & B04 MEP Works Escalation | Approved | 152105.BLD4HVAC | ø40 | LM | 78 | 78 | 267.96 | 20900.88 | SC_Supply/Apply | كيان لاعمال الالكتروميكانيك | 152105.BLD4HVAC | ø40 | LM | 78 | 1027 | 80106 | EGP | SC_Supply/Apply
Mivida BP#189 | 170 | RFQ-00166 | Ahmed Saleh | MEP (Electro Mechanical) | 2024-12-01 | B02 & B04 MEP Works Escalation | Approved | 152105.BLD4HVAC | EG 150x100 | ECH | 6 | 6 | 321.9 | 1931.4 | SC_Supply/Apply | كيان لاعمال الالكتروميكانيك | 152105.BLD4HVAC | EG 150x100 | ECH | 6 | 650 | 3900 | EGP | SC_Supply/Apply
Mivida BP#189 | 170 | RFQ-00166 | Ahmed Saleh | MEP (Electro Mechanical) | 2024-12-01 | B02 & B04 MEP Works Escalation | Approved | 152105.BLD4HVAC | DLSD 0.5m 2 SLOT | ECH | 42 | 42 | 434.42 | 18245.64 | SC_Supply/Apply | كيان لاعمال الالكتروميكانيك | 152105.BLD4HVAC | DLSD 0.5m 2 SLOT | ECH | 42 | 900 | 37800 | EGP | SC_Supply/Apply
Mivida BP#189 | 170 | RFQ-00166 | Ahmed Saleh | MEP (Electro Mechanical) | 2024-12-01 | B02 & B04 MEP Works Escalation | Approved | 152105.BLD4HVAC | EG 150x150 | ECH | 58 | 45 | 187.92 | 8456.4 | SC_Supply/Apply | كيان لاعمال الالكتروميكانيك | 152105.BLD4HVAC | EG 150x150 | ECH | 45 | 688 | 30960 | EGP | SC_Supply/Apply
Mivida BP#189 | 170 | RFQ-00166 | Ahmed Saleh | MEP (Electro Mechanical) | 2024-12-01 | B02 & B04 MEP Works Escalation | Approved | 152105.BLD4HVAC | EG 250x200 | ECH | 1 | 1 | 335.24 | 335.24 | SC_Supply/Apply | كيان لاعمال الالكتروميكانيك | 152105.BLD4HVAC | EG 250x200 | ECH | 1 | 1143 | 1143 | EGP | SC_Supply/Apply
Mivida BP#189 | 170 | RFQ-00166 | Ahmed Saleh | MEP (Electro Mechanical) | 2024-12-01 | B02 & B04 MEP Works Escalation | Approved | 152105.BLD4HVAC | Duct work, black steel insulation rockwoll, 50mm thickness and 96 kg\m3 density. | TON | 7.5 | 7.5 | 55477 | 416077.5 | SC_Supply/Apply | كيان لاعمال الالكتروميكانيك | 152105.BLD4HVAC | Duct work, black steel insulation rockwoll, 50mm thickness and 96 kg\m3 density. | TON | 7.5 | 193773 | 1453297.5 | EGP | SC_Supply/Apply
Mivida BP#189 | 170 | RFQ-00166 | Ahmed Saleh | MEP (Electro Mechanical) | 2024-12-01 | B02 & B04 MEP Works Escalation | Approved | 152105.BLD4HVAC | Duct work, indoor, insulated fiberglass with aluminum foil,25mm thickness and 24 kg\m3 density. | TON | 1.5 | 1.5 | 58107.88 | 87161.82 | SC_Supply/Apply | كيان لاعمال الالكتروميكانيك | 152105.BLD4HVAC | Duct work, indoor, insulated fiberglass with aluminum foil,25mm thickness and 24 kg\m3 density. | TON | 1.5 | 160053 | 240079.5 | EGP | SC_Supply/Apply
Katameya Creeks | 138 | RFQ-00162 | Purchasing Engineers | Purchasing | 2024-12-17 | Paintings PR 105033+105092 | Approved | Type D1.Buildings.2-1 | دهان ديكورا داخلي سكيب -- Decora | LTR | 20000 | 210 | 56.21 | 11804.1 | SC_Supply | الزعيترى للتجارة والتوريدات | Type D1.Buildings.2-1 | دهان ديكورا داخلي سكيب -- Decora | LTR | 210 | 33.72 | 7081.2 | EGP | SC_Supply
Katameya Creeks | 138 | RFQ-00162 | Purchasing Engineers | Purchasing | 2024-12-17 | Paintings PR 105033+105092 | Approved | All Buildings | Weather Coat Scib | ECH | 450 | 450 | 0 | 0 | SC_Supply | الزعيترى للتجارة والتوريدات | All Buildings | Weather Coat Scib | ECH | 450 | 105.13 | 47308.5 | EGP | SC_Supply
Katameya Creeks | 138 | RFQ-00162 | Purchasing Engineers | Purchasing | 2024-12-17 | Paintings PR 105033+105092 | Approved | All Buildings | سيل كوت شفاف | ECH | 450 | 450 | 0 | 0 | SC_Supply | الزعيترى للتجارة والتوريدات | All Buildings | سيل كوت شفاف | ECH | 450 | 50.93 | 22918.5 | EGP | SC_Supply
Katameya Creeks | 138 | RFQ-00164 | Purchasing Engineers | Purchasing | 2024-12-17 | Polyethylene sheet PR 104061 | Approved | All Buildings | Polyethylene Sheet 150 micron | KGR | 10000 | 1000 | 20 | 20000 | SC_Supply | مارفلز للمقاولات العامه والتوريدات | All Buildings | Polyethylene Sheet 150 micron | KGR | 1000 | 28 | 28000 | EGP | SC_Supply
Katameya Creeks | 138 | RFQ-00155 | Youssef Abd El Kream | MEP (Electro Mechanical) | 2024-12-16 | Wires Acc. | Approved | 8E SERVICE.Basement.1-4 | Galvanized Steel Gland PG25 | ECH | 43 | 43 | 0 | 0 | SC_Supply | El Helal | 8E SERVICE.Basement.1-4 | Galvanized Steel Gland PG25 | ECH | 43 | 200 | 8600 | EGP | SC_Supply
Katameya Creeks | 138 | RFQ-00155 | Youssef Abd El Kream | MEP (Electro Mechanical) | 2024-12-16 | Wires Acc. | Approved | 8E SERVICE.Basement.1-4 | INSULATED TWIN CORD END TERMINAL 1x6 | ECH | 5500 | 5500 | 0 | 0 | SC_Supply | El Helal | 8E SERVICE.Basement.1-4 | INSULATED TWIN CORD END TERMINAL 1x6 | ECH | 5500 | 2.95 | 16225 | EGP | SC_Supply
Katameya Creeks | 138 | RFQ-00155 | Youssef Abd El Kream | MEP (Electro Mechanical) | 2024-12-16 | Wires Acc. | Approved | 8E SERVICE.Basement.1-4 | INSULATED TWIN CORD END TERMINAL 2x6 | ECH | 6300 | 6300 | 0 | 0 | SC_Supply | El Helal | 8E SERVICE.Basement.1-4 | INSULATED TWIN CORD END TERMINAL 2x6 | ECH | 6300 | 4.05 | 25515 | EGP | SC_Supply
Katameya Creeks | 138 | RFQ-00155 | Youssef Abd El Kream | MEP (Electro Mechanical) | 2024-12-16 | Wires Acc. | Approved | 8E SERVICE.Basement.1-4 | حزام بلاستيك 20 سم × 2.5 مم أسود | ECH | 150 | 150 | 0 | 0 | SC_Supply | El Helal | 8E SERVICE.Basement.1-4 | حزام بلاستيك 20 سم × 2.5 مم أسود | ECH | 150 | 55 | 8250 | EGP | SC_Supply
Katameya Creeks | 138 | RFQ-00155 | Youssef Abd El Kream | MEP (Electro Mechanical) | 2024-12-16 | Wires Acc. | Approved | 8E SERVICE.Basement.1-4 | حزام بلاستيك 43 سم × 8.8 مم أسود | ECH | 200 | 200 | 0 | 0 | SC_Supply | El Helal | 8E SERVICE.Basement.1-4 | حزام بلاستيك 43 سم × 8.8 مم أسود | ECH | 200 | 630 | 126000 | EGP | SC_Supply
Katameya Creeks | 138 | RFQ-00155 | Youssef Abd El Kream | MEP (Electro Mechanical) | 2024-12-16 | Wires Acc. | Approved | 8E SERVICE.Basement.1-4 | حزام بلاستيك 14 سم × 2.5 مم أبيض | ECH | 200 | 200 | 0 | 0 | SC_Supply | El Helal | 8E SERVICE.Basement.1-4 | حزام بلاستيك 14 سم × 2.5 مم أبيض | ECH | 200 | 42 | 8400 | EGP | SC_Supply
ORA ZED-Ph 2-Pkgs A&D | 151 | RFQ-00098 | Purchasing Engineers | Purchasing | 2024-12-15 | فوم ازرق 5 سم كثافة 36 كجم - PR - 104978 | Approved | All areas | فوم ازرق 5 سم كثافة 36 كجم | CBM | 186 | 186 | 2165.59 | 402799.74 | MAT_Raw | ايجيبت فوم | All areas | فوم ازرق 5 سم كثافة 36 كجم | CBM | 186 | 1680 | 312480 | EGP | MAT_Raw
Damietta Container Terminal-Infra & Bldgs _0216 | 216 | RFQ-00123 | Purchasing Engineers | Purchasing | 2024-12-17 | موسكي 1.5 بوصة * 6 بوصه طول 4.20 م pr - 104273 | Approved | Total | خشب موسكي 1.5 بوصة * 6 بوصه طول 4.20 م | CBM | 12 | 12 | 0 | 0 | MAT_Wood | المدد لتجارة الاخشاب والتوريدات | Total | خشب موسكي 1.5 بوصة * 6 بوصه طول 4.20 م | CBM | 12 | 17400 | 208800 | EGP | MAT_Wood
Mivida BP#189 | 170 | RFQ-00166 | Ahmed Saleh | MEP (Electro Mechanical) | 2024-12-01 | B02 & B04 MEP Works Escalation | Approved | 152105.BLD4HVAC | Duct work, un-insulated. | TON | 7 | 7 | 31847.8 | 222934.6 | SC_Supply/Apply | كيان لاعمال الالكتروميكانيك | 152105.BLD4HVAC | Duct work, un-insulated. | TON | 7 | 145053 | 1015371 | EGP | SC_Supply/Apply
Mivida BP#189 | 170 | RFQ-00166 | Ahmed Saleh | MEP (Electro Mechanical) | 2024-12-01 | B02 & B04 MEP Works Escalation | Approved | 152105.BLD4HVAC | EG 300x150 | ECH | 3 | 1 | 361.34 | 361.34 | SC_Supply/Apply | كيان لاعمال الالكتروميكانيك | 152105.BLD4HVAC | EG 300x150 | ECH | 1 | 903 | 903 | EGP | SC_Supply/Apply
Mivida BP#189 | 170 | RFQ-00166 | Ahmed Saleh | MEP (Electro Mechanical) | 2024-12-01 | B02 & B04 MEP Works Escalation | Approved | 152105.BLD4HVAC | SLSD 0.5m 2 SLOT N.S ø150 | ECH | 116 | 84 | 434.42 | 36491.28 | SC_Supply/Apply | كيان لاعمال الالكتروميكانيك | 152105.BLD4HVAC | SLSD 0.5m 2 SLOT N.S ø150 | ECH | 84 | 2936 | 246624 | EGP | SC_Supply/Apply
Mivida BP#189 | 170 | RFQ-00166 | Ahmed Saleh | MEP (Electro Mechanical) | 2024-12-01 | B02 & B04 MEP Works Escalation | Approved | 152105.BLD4HVAC | SLSD 0.5m 3 SLOT N.S ø200 | ECH | 24 | 24 | 533.6 | 12806.4 | SC_Supply/Apply | كيان لاعمال الالكتروميكانيك | 152105.BLD4HVAC | SLSD 0.5m 3 SLOT N.S ø200 | ECH | 24 | 4299 | 103176 | EGP | SC_Supply/Apply
Mivida BP#189 | 170 | RFQ-00166 | Ahmed Saleh | MEP (Electro Mechanical) | 2024-12-01 | B02 & B04 MEP Works Escalation | Approved | 162600.BLD2 | (1C x 35) mm2 ECC. | LM | 96 | 96 | 22.79 | 2187.84 | SC_Supply/Apply | كيان لاعمال الالكتروميكانيك | 162600.BLD2 | (1C x 35) mm2 ECC. | LM | 96 | 80 | 7680 | EGP | SC_Supply/Apply
Mivida BP#189 | 170 | RFQ-00166 | Ahmed Saleh | MEP (Electro Mechanical) | 2024-12-01 | B02 & B04 MEP Works Escalation | Approved | 162600.BLD2 | (4 x 10) mm2. | LM | 3360 | 260 | 95.42 | 24809.2 | SC_Supply/Apply | كيان لاعمال الالكتروميكانيك | 162600.BLD2 | (4 x 10) mm2. | LM | 260 | 545 | 141700 | EGP | SC_Supply/Apply
Mivida BP#189 | 170 | RFQ-00166 | Ahmed Saleh | MEP (Electro Mechanical) | 2024-12-01 | B02 & B04 MEP Works Escalation | Approved | 162600.BLD2 | Wiring for one load break switch 20A including, outlet wires 3(1x4)mm2,Exposed Metallic boxes, Flexibles , Glands , and all necessary accessories from panel to load break switch. | ECH | 30 | 30 | 359.05 | 10771.5 | SC_Supply/Apply | كيان لاعمال الالكتروميكانيك | 162600.BLD2 | Wiring for one load break switch 20A including, outlet wires 3(1x4)mm2,Exposed Metallic boxes, Flexibles , Glands , and all necessary accessories from panel to load break switch. | ECH | 30 | 2650 | 79500 | EGP | SC_Supply/Apply
Mivida BP#189 | 170 | RFQ-00166 | Ahmed Saleh | MEP (Electro Mechanical) | 2024-12-01 | B02 & B04 MEP Works Escalation | Approved | 162600.BLD2 | Type ISO2 (20A) ,220V , IP54 | ECH | 36 | 36 | 1045.3 | 37630.8 | SC_Supply/Apply | كيان لاعمال الالكتروميكانيك | 162600.BLD2 | Type ISO2 (20A) ,220V , IP54 | ECH | 36 | 2800 | 100800 | EGP | SC_Supply/Apply
Mivida BP#189 | 170 | RFQ-00166 | Ahmed Saleh | MEP (Electro Mechanical) | 2024-12-01 | B02 & B04 MEP Works Escalation | Approved | 162600.BLD2 | Weather Proof Ceiling Mounted Loudspeaker 3/6 Watt C/W fire dome Outlet. | ECH | 8 | 8 | 222.89 | 1783.12 | SC_Supply/Apply | كيان لاعمال الالكتروميكانيك | 162600.BLD2 | Weather Proof Ceiling Mounted Loudspeaker 3/6 Watt C/W fire dome Outlet. | ECH | 8 | 1200 | 9600 | EGP | SC_Supply/Apply
Mivida BP#189 | 170 | RFQ-00166 | Ahmed Saleh | MEP (Electro Mechanical) | 2024-12-01 | B02 & B04 MEP Works Escalation | Approved | 162600.BLD2 | (4 x 16) mm2. | LM | 126 | 30 | 124.62 | 3738.6 | SC_Supply/Apply | كيان لاعمال الالكتروميكانيك | 162600.BLD2 | (4 x 16) mm2. | LM | 30 | 819 | 24570 | EGP | SC_Supply/Apply
Mivida BP#189 | 170 | RFQ-00166 | Ahmed Saleh | MEP (Electro Mechanical) | 2024-12-01 | B02 & B04 MEP Works Escalation | Approved | 162600.BLD2 | Type ISO5 (20A) , 380V , IP54 | ECH | 1 | 1 | 1066.71 | 1066.71 | SC_Supply/Apply | كيان لاعمال الالكتروميكانيك | 162600.BLD2 | Type ISO5 (20A) , 380V , IP54 | ECH | 1 | 7500 | 7500 | EGP | SC_Supply/Apply
Mivida BP#189 | 170 | RFQ-00166 | Ahmed Saleh | MEP (Electro Mechanical) | 2024-12-01 | B02 & B04 MEP Works Escalation | Approved | 162600.BLD2 | Indoor wiring for one lighting outlet including wires 3(1x3) mm2, embedded exposed Metallic boxes, Flexibles , Glands and all necessary accessories from panel to lighting fixtures and switches outlet.. | ECH | 595 | 595 | 143.29 | 85257.55 | SC_Supply/Apply | كيان لاعمال الالكتروميكانيك | 162600.BLD2 | Indoor wiring for one lighting outlet including wires 3(1x3) mm2, embedded exposed Metallic boxes, Flexibles , Glands and all necessary accessories from panel to lighting fixtures and switches outlet.. | ECH | 595 | 1200 | 714000 | EGP | SC_Supply/Apply
Mivida BP#189 | 170 | RFQ-00166 | Ahmed Saleh | MEP (Electro Mechanical) | 2024-12-01 | B02 & B04 MEP Works Escalation | Approved | 162600.BLD2 | (3 x4) mm2. | LM | 1224 | 372 | 36.23 | 13477.56 | SC_Supply/Apply | كيان لاعمال الالكتروميكانيك | 162600.BLD2 | (3 x4) mm2. | LM | 372 | 188.26 | 70032.72 | EGP | SC_Supply/Apply
Mivida BP#189 | 170 | RFQ-00166 | Ahmed Saleh | MEP (Electro Mechanical) | 2024-12-01 | B02 & B04 MEP Works Escalation | Approved | 162600.BLD2 | Switch type S2. | ECH | 35 | 8 | 176.78 | 1414.24 | SC_Supply/Apply | كيان لاعمال الالكتروميكانيك | 162600.BLD2 | Switch type S2. | ECH | 8 | 1012 | 8096 | EGP | SC_Supply/Apply
Mivida BP#189 | 170 | RFQ-00166 | Ahmed Saleh | MEP (Electro Mechanical) | 2024-12-01 | B02 & B04 MEP Works Escalation | Approved | 162600.BLD2 | (3 x 70+35) mm2. | LM | 80 | 80 | 107.06 | 8564.8 | SC_Supply/Apply | كيان لاعمال الالكتروميكانيك | 162600.BLD2 | (3 x 70+35) mm2. | LM | 80 | 559 | 44720 | EGP | SC_Supply/Apply
Mivida BP#189 | 170 | RFQ-00166 | Ahmed Saleh | MEP (Electro Mechanical) | 2024-12-01 | B02 & B04 MEP Works Escalation | Approved | 162600.BLD2 | Outdoor alarm siren Outlet | ECH | 2 | 2 | 249.25 | 498.5 | SC_Supply/Apply | كيان لاعمال الالكتروميكانيك | 162600.BLD2 | Outdoor alarm siren Outlet | ECH | 2 | 2100 | 4200 | EGP | SC_Supply/Apply
Mivida BP#189 | 170 | RFQ-00166 | Ahmed Saleh | MEP (Electro Mechanical) | 2024-12-01 | B02 & B04 MEP Works Escalation | Approved | 162600.BLD2 | Addressable control module Outlet | ECH | 7 | 7 | 249.25 | 1744.75 | SC_Supply/Apply | كيان لاعمال الالكتروميكانيك | 162600.BLD2 | Addressable control module Outlet | ECH | 7 | 1053 | 7371 | EGP | SC_Supply/Apply
Mivida BP#189 | 170 | RFQ-00166 | Ahmed Saleh | MEP (Electro Mechanical) | 2024-12-01 | B02 & B04 MEP Works Escalation | Approved | 162600.BLD2 | Outdoor addressable control module Outlet. | ECH | 1 | 1 | 249.25 | 249.25 | SC_Supply/Apply | كيان لاعمال الالكتروميكانيك | 162600.BLD2 | Outdoor addressable control module Outlet. | ECH | 1 | 1063 | 1063 | EGP | SC_Supply/Apply
Mivida BP#189 | 170 | RFQ-00166 | Ahmed Saleh | MEP (Electro Mechanical) | 2024-12-01 | B02 & B04 MEP Works Escalation | Approved | 162600.BLD2 | Addressable Signal control module Outlet | ECH | 10 | 10 | 249.25 | 2492.5 | SC_Supply/Apply | كيان لاعمال الالكتروميكانيك | 162600.BLD2 | Addressable Signal control module Outlet | ECH | 10 | 1051 | 10510 | EGP | SC_Supply/Apply
Mivida BP#189 | 170 | RFQ-00166 | Ahmed Saleh | MEP (Electro Mechanical) | 2024-12-01 | B02 & B04 MEP Works Escalation | Approved | 162600.BLD2 | Addressable smoke detector above false ceiling c/w remote LED Outlet. | ECH | 12 | 12 | 249.25 | 2991 | SC_Supply/Apply | كيان لاعمال الالكتروميكانيك | 162600.BLD2 | Addressable smoke detector above false ceiling c/w remote LED Outlet. | ECH | 12 | 1050 | 12600 | EGP | SC_Supply/Apply
Mivida BP#189 | 170 | RFQ-00166 | Ahmed Saleh | MEP (Electro Mechanical) | 2024-12-01 | B02 & B04 MEP Works Escalation | Approved | 162600.BLD2 | Addressable manual station Outlet. | ECH | 16 | 16 | 249.25 | 3988 | SC_Supply/Apply | كيان لاعمال الالكتروميكانيك | 162600.BLD2 | Addressable manual station Outlet. | ECH | 16 | 1050 | 16800 | EGP | SC_Supply/Apply
Mivida BP#189 | 170 | RFQ-00166 | Ahmed Saleh | MEP (Electro Mechanical) | 2024-12-01 | B02 & B04 MEP Works Escalation | Approved | 162600.BLD2 | Addressable Monitor module Outlet | ECH | 100 | 100 | 249.25 | 24925 | SC_Supply/Apply | كيان لاعمال الالكتروميكانيك | 162600.BLD2 | Addressable Monitor module Outlet | ECH | 100 | 1053 | 105300 | EGP | SC_Supply/Apply
Mivida BP#189 | 170 | RFQ-00166 | Ahmed Saleh | MEP (Electro Mechanical) | 2024-12-01 | B02 & B04 MEP Works Escalation | Approved | 162600.BLD2 | Type ISO6 (20A) , 380V , IP54 | ECH | 2 | 2 | 1066.71 | 2133.42 | SC_Supply/Apply | كيان لاعمال الالكتروميكانيك | 162600.BLD2 | Type ISO6 (20A) , 380V , IP54 | ECH | 2 | 2600 | 5200 | EGP | SC_Supply/Apply
Mivida BP#189 | 170 | RFQ-00166 | Ahmed Saleh | MEP (Electro Mechanical) | 2024-12-01 | B02 & B04 MEP Works Escalation | Approved | 162600.BLD2 | Type ISO6 (40A) , 380V , IP54 | ECH | 3 | 3 | 1268.19 | 3804.57 | SC_Supply/Apply | كيان لاعمال الالكتروميكانيك | 162600.BLD2 | Type ISO6 (40A) , 380V , IP54 | ECH | 3 | 3000 | 9000 | EGP | SC_Supply/Apply
Mivida BP#189 | 170 | RFQ-00166 | Ahmed Saleh | MEP (Electro Mechanical) | 2024-12-01 | B02 & B04 MEP Works Escalation | Approved | 162600.BLD2 | Outdoor addressable manual station Outlet. | ECH | 1 | 1 | 249.25 | 249.25 | SC_Supply/Apply | كيان لاعمال الالكتروميكانيك | 162600.BLD2 | Outdoor addressable manual station Outlet. | ECH | 1 | 1050 | 1050 | EGP | SC_Supply/Apply
Mivida BP#189 | 170 | RFQ-00166 | Ahmed Saleh | MEP (Electro Mechanical) | 2024-12-01 | B02 & B04 MEP Works Escalation | Approved | 162600.BLD2 | Strobe light. Outlet | ECH | 14 | 14 | 249.25 | 3489.5 | SC_Supply/Apply | كيان لاعمال الالكتروميكانيك | 162600.BLD2 | Strobe light. Outlet | ECH | 14 | 2100 | 29400 | EGP | SC_Supply/Apply
Mivida BP#189 | 170 | RFQ-00166 | Ahmed Saleh | MEP (Electro Mechanical) | 2024-12-01 | B02 & B04 MEP Works Escalation | Approved | 162600.BLD2 | Outdoor strobe light Outlet | ECH | 7 | 7 | 249.25 | 1744.75 | SC_Supply/Apply | كيان لاعمال الالكتروميكانيك | 162600.BLD2 | Outdoor strobe light Outlet | ECH | 7 | 2100 | 14700 | EGP | SC_Supply/Apply
Mivida BP#189 | 170 | RFQ-00166 | Ahmed Saleh | MEP (Electro Mechanical) | 2024-12-01 | B02 & B04 MEP Works Escalation | Approved | 162600.BLD2 | (1C x 10) mm2 ECC | LM | 4170 | 260 | 32.94 | 8564.4 | SC_Supply/Apply | كيان لاعمال الالكتروميكانيك | 162600.BLD2 | (1C x 10) mm2 ECC | LM | 260 | 105 | 27300 | EGP | SC_Supply/Apply
Mivida BP#189 | 170 | RFQ-00166 | Ahmed Saleh | MEP (Electro Mechanical) | 2024-12-01 | B02 & B04 MEP Works Escalation | Approved | 162600.BLD2 | (1C x 16) mm2 ECC. | LM | 126 | 50 | 68.14 | 3407 | SC_Supply/Apply | كيان لاعمال الالكتروميكانيك | 162600.BLD2 | (1C x 16) mm2 ECC. | LM | 50 | 170 | 8500 | EGP | SC_Supply/Apply
Mivida BP#189 | 170 | RFQ-00166 | Ahmed Saleh | MEP (Electro Mechanical) | 2024-12-01 | B02 & B04 MEP Works Escalation | Approved | 162600.BLD2 | Alarm siren Outlet | ECH | 14 | 14 | 249.25 | 3489.5 | SC_Supply/Apply | كيان لاعمال الالكتروميكانيك | 162600.BLD2 | Alarm siren Outlet | ECH | 14 | 2100 | 29400 | EGP | SC_Supply/Apply
Mivida BP#189 | 170 | RFQ-00166 | Ahmed Saleh | MEP (Electro Mechanical) | 2024-12-01 | B02 & B04 MEP Works Escalation | Approved | 162600.BLD2 | Switch type S5. | ECH | 39 | 38 | 875.66 | 33275.08 | SC_Supply/Apply | كيان لاعمال الالكتروميكانيك | 162600.BLD2 | Switch type S5. | ECH | 38 | 8000 | 304000 | EGP | SC_Supply/Apply
Mivida BP#189 | 170 | RFQ-00166 | Ahmed Saleh | MEP (Electro Mechanical) | 2024-12-01 | B02 & B04 MEP Works Escalation | Approved | 162600.BLD2 | Socket type SO4. | ECH | 2 | 2 | 1070 | 2140 | SC_Supply/Apply | كيان لاعمال الالكتروميكانيك | 162600.BLD2 | Socket type SO4. | ECH | 2 | 8660 | 17320 | EGP | SC_Supply/Apply
Mivida BP#189 | 170 | RFQ-00166 | Ahmed Saleh | MEP (Electro Mechanical) | 2024-12-01 | B02 & B04 MEP Works Escalation | Approved | 162600.BLD2 | Fire alarm interface unit (IFU) Outlet | ECH | 84 | 84 | 249.25 | 20937 | SC_Supply/Apply | كيان لاعمال الالكتروميكانيك | 162600.BLD2 | Fire alarm interface unit (IFU) Outlet | ECH | 84 | 1053 | 88452 | EGP | SC_Supply/Apply
Mivida BP#189 | 170 | RFQ-00166 | Ahmed Saleh | MEP (Electro Mechanical) | 2024-12-01 | B02 & B04 MEP Works Escalation | Approved | 162600.BLD2 | Addressable multisensor detector [Ceiling mounted] Outlet. | ECH | 1 | 1 | 249.25 | 249.25 | SC_Supply/Apply | كيان لاعمال الالكتروميكانيك | 162600.BLD2 | Addressable multisensor detector [Ceiling mounted] Outlet. | ECH | 1 | 1050 | 1050 | EGP | SC_Supply/Apply
Mivida BP#189 | 170 | RFQ-00166 | Ahmed Saleh | MEP (Electro Mechanical) | 2024-12-01 | B02 & B04 MEP Works Escalation | Approved | 162600.BLD2 | Addressable smoke detector [Ceiling mounted] Outlet. | ECH | 65 | 65 | 249.25 | 16201.25 | SC_Supply/Apply | كيان لاعمال الالكتروميكانيك | 162600.BLD2 | Addressable smoke detector [Ceiling mounted] Outlet. | ECH | 65 | 1050 | 68250 | EGP | SC_Supply/Apply
Mivida BP#189 | 170 | RFQ-00166 | Ahmed Saleh | MEP (Electro Mechanical) | 2024-12-01 | B02 & B04 MEP Works Escalation | Approved | 162600.BLD2 | (1Cx4) mm2 ECC. | LM | 255 | 255 | 14.27 | 3638.85 | SC_Supply/Apply | كيان لاعمال الالكتروميكانيك | 162600.BLD2 | (1Cx4) mm2 ECC. | LM | 255 | 51 | 13005 | EGP | SC_Supply/Apply
Mivida BP#189 | 170 | RFQ-00166 | Ahmed Saleh | MEP (Electro Mechanical) | 2024-12-01 | B02 & B04 MEP Works Escalation | Approved | 162600.BLD2 | Wiring for one load break switch 32A including, outlet wires 3(1x6)mm2, Exposed Metallic boxes, Flexibles , Glands , and all necessary accessories from panel to load break switch. | ECH | 4 | 1 | 614.33 | 614.33 | SC_Supply/Apply | كيان لاعمال الالكتروميكانيك | 162600.BLD2 | Wiring for one load break switch 32A including, outlet wires 3(1x6)mm2, Exposed Metallic boxes, Flexibles , Glands , and all necessary accessories from panel to load break switch. | ECH | 1 | 3100 | 3100 | EGP | SC_Supply/Apply
Mivida BP#189 | 170 | RFQ-00166 | Ahmed Saleh | MEP (Electro Mechanical) | 2024-12-01 | B02 & B04 MEP Works Escalation | Approved | 162600.BLD2 | Ceiling mounted loudspeaker [3/6] Watt C/W fire dome Outlet. | ECH | 76 | 76 | 222.89 | 16939.64 | SC_Supply/Apply | كيان لاعمال الالكتروميكانيك | 162600.BLD2 | Ceiling mounted loudspeaker [3/6] Watt C/W fire dome Outlet. | ECH | 76 | 1200 | 91200 | EGP | SC_Supply/Apply
Mivida BP#189 | 170 | RFQ-00166 | Ahmed Saleh | MEP (Electro Mechanical) | 2024-12-01 | B02 & B04 MEP Works Escalation | Approved | 162600.BLD2 | Wiring for one power outlet including, outlet wires 3(1x4)mm2, Exposed Metallic boxes, Flexibles , Glands , and all necessary accessories from panel to outlet (for HD). | ECH | 8 | 8 | 277.25 | 2218 | SC_Supply/Apply | كيان لاعمال الالكتروميكانيك | 162600.BLD2 | Wiring for one power outlet including, outlet wires 3(1x4)mm2, Exposed Metallic boxes, Flexibles , Glands , and all necessary accessories from panel to outlet (for HD). | ECH | 8 | 2600 | 20800 | EGP | SC_Supply/Apply
Mivida BP#189 | 170 | RFQ-00166 | Ahmed Saleh | MEP (Electro Mechanical) | 2024-12-01 | B02 & B04 MEP Works Escalation | Approved | 162600.BLD2 | Switch type S6. | ECH | 8 | 8 | 181.17 | 1449.36 | SC_Supply/Apply | كيان لاعمال الالكتروميكانيك | 162600.BLD2 | Switch type S6. | ECH | 8 | 992 | 7936 | EGP | SC_Supply/Apply
Mivida BP#189 | 170 | RFQ-00166 | Ahmed Saleh | MEP (Electro Mechanical) | 2024-12-01 | B02 & B04 MEP Works Escalation | Approved | 162600.BLD2 | Socket type SO1. | ECH | 64 | 42 | 124.07 | 5210.94 | SC_Supply/Apply | كيان لاعمال الالكتروميكانيك | 162600.BLD2 | Socket type SO1. | ECH | 42 | 681 | 28602 | EGP | SC_Supply/Apply
Mivida BP#189 | 170 | RFQ-00166 | Ahmed Saleh | MEP (Electro Mechanical) | 2024-12-01 | B02 & B04 MEP Works Escalation | Approved | 162600.BLD2 | Socket type SO2. | ECH | 18 | 18 | 197.64 | 3557.52 | SC_Supply/Apply | كيان لاعمال الالكتروميكانيك | 162600.BLD2 | Socket type SO2. | ECH | 18 | 1146 | 20628 | EGP | SC_Supply/Apply
Mivida BP#189 | 170 | RFQ-00166 | Ahmed Saleh | MEP (Electro Mechanical) | 2024-12-01 | B02 & B04 MEP Works Escalation | Approved | 162600.BLD2 | Socket type SO3. | ECH | 5 | 5 | 220.15 | 1100.75 | SC_Supply/Apply | كيان لاعمال الالكتروميكانيك | 162600.BLD2 | Socket type SO3. | ECH | 5 | 757 | 3785 | EGP | SC_Supply/Apply
Mivida BP#189 | 170 | RFQ-00166 | Ahmed Saleh | MEP (Electro Mechanical) | 2024-12-01 | B02 & B04 MEP Works Escalation | Approved | 162600.BLD2 | wiring for one power outlet including wires 3(1x4) mm2, Exposed Metallic boxes, Flexibles , Glands , and all necessary accessories from panel to sockets outlet.panel to sockets outlet. | ECH | 89 | 89 | 228.38 | 20325.82 | SC_Supply/Apply | كيان لاعمال الالكتروميكانيك | 162600.BLD2 | wiring for one power outlet including wires 3(1x4) mm2, Exposed Metallic boxes, Flexibles , Glands , and all necessary accessories from panel to sockets outlet.panel to sockets outlet. | ECH | 89 | 1800 | 160200 | EGP | SC_Supply/Apply
Mivida BP#189 | 170 | RFQ-00166 | Ahmed Saleh | MEP (Electro Mechanical) | 2024-12-01 | B02 & B04 MEP Works Escalation | Approved | 162600.BLD2 | Wiring for one power outlet including, outlet wires 3(1x4)mm2, Exposed Metallic boxes, Flexibles , Glands , and all necessary accessories from panel to outlet (for I.T racks,control panels). | ECH | 14 | 14 | 222.35 | 3112.9 | SC_Supply/Apply | كيان لاعمال الالكتروميكانيك | 162600.BLD2 | Wiring for one power outlet including, outlet wires 3(1x4)mm2, Exposed Metallic boxes, Flexibles , Glands , and all necessary accessories from panel to outlet (for I.T racks,control panels). | ECH | 14 | 2400 | 33600 | EGP | SC_Supply/Apply
Mivida BP#189 | 170 | RFQ-00166 | Ahmed Saleh | MEP (Electro Mechanical) | 2024-12-01 | B02 & B04 MEP Works Escalation | Approved | 162600.BLD2 | Switch type S1. | ECH | 15 | 15 | 112.55 | 1688.25 | SC_Supply/Apply | كيان لاعمال الالكتروميكانيك | 162600.BLD2 | Switch type S1. | ECH | 15 | 540 | 8100 | EGP | SC_Supply/Apply
Mivida BP#189 | 170 | RFQ-00166 | Ahmed Saleh | MEP (Electro Mechanical) | 2024-12-01 | B02 & B04 MEP Works Escalation | Approved | 162600.BLD4 | (1C x 10) mm2 ECC | LM | 4650 | 370 | 22.51 | 8328.7 | SC_Supply/Apply | كيان لاعمال الالكتروميكانيك | 162600.BLD4 | (1C x 10) mm2 ECC | LM | 370 | 109 | 40330 | EGP | SC_Supply/Apply
Mivida BP#189 | 170 | RFQ-00166 | Ahmed Saleh | MEP (Electro Mechanical) | 2024-12-01 | B02 & B04 MEP Works Escalation | Approved | 162600.BLD4 | (1C x 16) mm2 ECC | LM | 200 | 200 | 33.05 | 6610 | SC_Supply/Apply | كيان لاعمال الالكتروميكانيك | 162600.BLD4 | (1C x 16) mm2 ECC | LM | 200 | 170 | 34000 | EGP | SC_Supply/Apply
Mivida BP#189 | 170 | RFQ-00166 | Ahmed Saleh | MEP (Electro Mechanical) | 2024-12-01 | B02 & B04 MEP Works Escalation | Approved | 162600.BLD4 | Addressable Monitor module Outlet | ECH | 101 | 101 | 249.25 | 25174.25 | SC_Supply/Apply | كيان لاعمال الالكتروميكانيك | 162600.BLD4 | Addressable Monitor module Outlet | ECH | 101 | 1050 | 106050 | EGP | SC_Supply/Apply
Mivida BP#189 | 170 | RFQ-00166 | Ahmed Saleh | MEP (Electro Mechanical) | 2024-12-01 | B02 & B04 MEP Works Escalation | Approved | 162600.BLD4 | Addressable control module Outlet | ECH | 8 | 8 | 249.25 | 1994 | SC_Supply/Apply | كيان لاعمال الالكتروميكانيك | 162600.BLD4 | Addressable control module Outlet | ECH | 8 | 1050 | 8400 | EGP | SC_Supply/Apply
Mivida BP#189 | 170 | RFQ-00166 | Ahmed Saleh | MEP (Electro Mechanical) | 2024-12-01 | B02 & B04 MEP Works Escalation | Approved | 162600.BLD4 | Socket type SO4. | ECH | 2 | 2 | 1070 | 2140 | SC_Supply/Apply | كيان لاعمال الالكتروميكانيك | 162600.BLD4 | Socket type SO4. | ECH | 2 | 8660 | 17320 | EGP | SC_Supply/Apply
Mivida BP#189 | 170 | RFQ-00166 | Ahmed Saleh | MEP (Electro Mechanical) | 2024-12-01 | B02 & B04 MEP Works Escalation | Approved | 162600.BLD4 | Switch type S5. | ECH | 46 | 38 | 875.66 | 33275.08 | SC_Supply/Apply | كيان لاعمال الالكتروميكانيك | 162600.BLD4 | Switch type S5. | ECH | 38 | 8000 | 304000 | EGP | SC_Supply/Apply
Mivida BP#189 | 170 | RFQ-00166 | Ahmed Saleh | MEP (Electro Mechanical) | 2024-12-01 | B02 & B04 MEP Works Escalation | Approved | 162600.BLD4 | Switch type S6. | ECH | 10 | 10 | 181.17 | 1811.7 | SC_Supply/Apply | كيان لاعمال الالكتروميكانيك | 162600.BLD4 | Switch type S6. | ECH | 10 | 992 | 9920 | EGP | SC_Supply/Apply
Mivida BP#189 | 170 | RFQ-00166 | Ahmed Saleh | MEP (Electro Mechanical) | 2024-12-01 | B02 & B04 MEP Works Escalation | Approved | 162600.BLD4 | wiring for one power outlet including wires 3(1x4) mm2, Exposed Metallic boxes, Flexibles , Glands , and all necessary accessories from panel to sockets outlet.panel to sockets outlet. | ECH | 50 | 50 | 228.38 | 11419 | SC_Supply/Apply | كيان لاعمال الالكتروميكانيك | 162600.BLD4 | wiring for one power outlet including wires 3(1x4) mm2, Exposed Metallic boxes, Flexibles , Glands , and all necessary accessories from panel to sockets outlet.panel to sockets outlet. | ECH | 50 | 1850 | 92500 | EGP | SC_Supply/Apply
Mivida BP#189 | 170 | RFQ-00166 | Ahmed Saleh | MEP (Electro Mechanical) | 2024-12-01 | B02 & B04 MEP Works Escalation | Approved | 162600.BLD4 | Wiring for one load break switch 32A including, outlet wires 3(1x6)mm2, Exposed Metallic boxes, Flexibles , Glands , and all necessary accessories from panel to load break switch. | ECH | 4 | 1 | 614.33 | 614.33 | SC_Supply/Apply | كيان لاعمال الالكتروميكانيك | 162600.BLD4 | Wiring for one load break switch 32A including, outlet wires 3(1x6)mm2, Exposed Metallic boxes, Flexibles , Glands , and all necessary accessories from panel to load break switch. | ECH | 1 | 3128 | 3128 | EGP | SC_Supply/Apply
Mivida BP#189 | 170 | RFQ-00166 | Ahmed Saleh | MEP (Electro Mechanical) | 2024-12-01 | B02 & B04 MEP Works Escalation | Approved | 162600.BLD4 | Ceiling mounted loudspeaker [3/6] Watt C/W fire dome Outlet. | ECH | 76 | 76 | 222.89 | 16939.64 | SC_Supply/Apply | كيان لاعمال الالكتروميكانيك | 162600.BLD4 | Ceiling mounted loudspeaker [3/6] Watt C/W fire dome Outlet. | ECH | 76 | 1228 | 93328 | EGP | SC_Supply/Apply
Mivida BP#189 | 170 | RFQ-00166 | Ahmed Saleh | MEP (Electro Mechanical) | 2024-12-01 | B02 & B04 MEP Works Escalation | Approved | 162600.BLD4 | Weather Proof Ceiling Mounted Loudspeaker 3/6 Watt C/W fire dome Outlet. | ECH | 8 | 8 | 222.89 | 1783.12 | SC_Supply/Apply | كيان لاعمال الالكتروميكانيك | 162600.BLD4 | Weather Proof Ceiling Mounted Loudspeaker 3/6 Watt C/W fire dome Outlet. | ECH | 8 | 1228 | 9824 | EGP | SC_Supply/Apply
Mivida BP#189 | 170 | RFQ-00166 | Ahmed Saleh | MEP (Electro Mechanical) | 2024-12-01 | B02 & B04 MEP Works Escalation | Approved | 162600.BLD4 | Type ISO2 (20A) ,220V , IP54 | ECH | 23 | 23 | 1045.3 | 24041.9 | SC_Supply/Apply | كيان لاعمال الالكتروميكانيك | 162600.BLD4 | Type ISO2 (20A) ,220V , IP54 | ECH | 23 | 2820 | 64860 | EGP | SC_Supply/Apply
Mivida BP#189 | 170 | RFQ-00166 | Ahmed Saleh | MEP (Electro Mechanical) | 2024-12-01 | B02 & B04 MEP Works Escalation | Approved | 162600.BLD4 | Type ISO5 (20A) , 380V , IP54 | ECH | 1 | 1 | 1066.71 | 1066.71 | SC_Supply/Apply | كيان لاعمال الالكتروميكانيك | 162600.BLD4 | Type ISO5 (20A) , 380V , IP54 | ECH | 1 | 7584 | 7584 | EGP | SC_Supply/Apply
Mivida BP#189 | 170 | RFQ-00166 | Ahmed Saleh | MEP (Electro Mechanical) | 2024-12-01 | B02 & B04 MEP Works Escalation | Approved | 162600.BLD4 | (1C x 35) mm2 ECC. | LM | 65 | 65 | 22.51 | 1463.15 | SC_Supply/Apply | كيان لاعمال الالكتروميكانيك | 162600.BLD4 | (1C x 35) mm2 ECC. | LM | 65 | 81 | 5265 | EGP | SC_Supply/Apply
Mivida BP#189 | 170 | RFQ-00166 | Ahmed Saleh | MEP (Electro Mechanical) | 2024-12-01 | B02 & B04 MEP Works Escalation | Approved | 162600.BLD4 | (1C x 50) mm2 ECC. | LM | 115 | 50 | 28 | 1400 | SC_Supply/Apply | كيان لاعمال الالكتروميكانيك | 162600.BLD4 | (1C x 50) mm2 ECC. | LM | 50 | 101 | 5050 | EGP | SC_Supply/Apply
Mivida BP#189 | 170 | RFQ-00166 | Ahmed Saleh | MEP (Electro Mechanical) | 2024-12-01 | B02 & B04 MEP Works Escalation | Approved | 162600.BLD4 | Wiring for one power outlet including, outlet wires 3(1x4)mm2, Exposed Metallic boxes, Flexibles , Glands , and all necessary accessories from panel to outlet (for HD). | ECH | 8 | 8 | 277.25 | 2218 | SC_Supply/Apply | كيان لاعمال الالكتروميكانيك | 162600.BLD4 | Wiring for one power outlet including, outlet wires 3(1x4)mm2, Exposed Metallic boxes, Flexibles , Glands , and all necessary accessories from panel to outlet (for HD). | ECH | 8 | 2620 | 20960 | EGP | SC_Supply/Apply
Mivida BP#189 | 170 | RFQ-00166 | Ahmed Saleh | MEP (Electro Mechanical) | 2024-12-01 | B02 & B04 MEP Works Escalation | Approved | 162600.BLD4 | Socket type SO1. | ECH | 18 | 18 | 124.07 | 2233.26 | SC_Supply/Apply | كيان لاعمال الالكتروميكانيك | 162600.BLD4 | Socket type SO1. | ECH | 18 | 680 | 12240 | EGP | SC_Supply/Apply
Mivida BP#189 | 170 | RFQ-00166 | Ahmed Saleh | MEP (Electro Mechanical) | 2024-12-01 | B02 & B04 MEP Works Escalation | Approved | 162600.BLD4 | Type ISO5 (32A) , 380V , IP54 | ECH | 1 | 1 | 1389.52 | 1389.52 | SC_Supply/Apply | كيان لاعمال الالكتروميكانيك | 162600.BLD4 | Type ISO5 (32A) , 380V , IP54 | ECH | 1 | 6927 | 6927 | EGP | SC_Supply/Apply
Mivida BP#189 | 170 | RFQ-00166 | Ahmed Saleh | MEP (Electro Mechanical) | 2024-12-01 | B02 & B04 MEP Works Escalation | Approved | 162600.BLD4 | Addressable multisensor detector [Ceiling mounted] Outlet. | ECH | 1 | 1 | 249.25 | 249.25 | SC_Supply/Apply | كيان لاعمال الالكتروميكانيك | 162600.BLD4 | Addressable multisensor detector [Ceiling mounted] Outlet. | ECH | 1 | 1050 | 1050 | EGP | SC_Supply/Apply
Mivida BP#189 | 170 | RFQ-00166 | Ahmed Saleh | MEP (Electro Mechanical) | 2024-12-01 | B02 & B04 MEP Works Escalation | Approved | 162600.BLD4 | Addressable smoke detector [Ceiling mounted] Outlet. | ECH | 65 | 65 | 249.25 | 16201.25 | SC_Supply/Apply | كيان لاعمال الالكتروميكانيك | 162600.BLD4 | Addressable smoke detector [Ceiling mounted] Outlet. | ECH | 65 | 1050 | 68250 | EGP | SC_Supply/Apply
Mivida BP#189 | 170 | RFQ-00166 | Ahmed Saleh | MEP (Electro Mechanical) | 2024-12-01 | B02 & B04 MEP Works Escalation | Approved | 162600.BLD4 | Addressable smoke detector above false ceiling c/w remote LED Outlet. | ECH | 15 | 15 | 249.25 | 3738.75 | SC_Supply/Apply | كيان لاعمال الالكتروميكانيك | 162600.BLD4 | Addressable smoke detector above false ceiling c/w remote LED Outlet. | ECH | 15 | 1050 | 15750 | EGP | SC_Supply/Apply
Mivida BP#189 | 170 | RFQ-00166 | Ahmed Saleh | MEP (Electro Mechanical) | 2024-12-01 | B02 & B04 MEP Works Escalation | Approved | 162600.BLD4 | Type ISO6 (40A) , 380V , IP54 | ECH | 3 | 3 | 1268.19 | 3804.57 | SC_Supply/Apply | كيان لاعمال الالكتروميكانيك | 162600.BLD4 | Type ISO6 (40A) , 380V , IP54 | ECH | 3 | 3238 | 9714 | EGP | SC_Supply/Apply
Mivida BP#189 | 170 | RFQ-00166 | Ahmed Saleh | MEP (Electro Mechanical) | 2024-12-01 | B02 & B04 MEP Works Escalation | Approved | 162600.BLD4 | (4 x 16) mm2. | LM | 200 | 200 | 124.62 | 24924 | SC_Supply/Apply | كيان لاعمال الالكتروميكانيك | 162600.BLD4 | (4 x 16) mm2. | LM | 200 | 851 | 170200 | EGP | SC_Supply/Apply
Mivida BP#189 | 170 | RFQ-00166 | Ahmed Saleh | MEP (Electro Mechanical) | 2024-12-01 | B02 & B04 MEP Works Escalation | Approved | 162600.BLD4 | Addressable manual station Outlet. | ECH | 16 | 16 | 249.25 | 3988 | SC_Supply/Apply | كيان لاعمال الالكتروميكانيك | 162600.BLD4 | Addressable manual station Outlet. | ECH | 16 | 1050 | 16800 | EGP | SC_Supply/Apply
Mivida BP#189 | 170 | RFQ-00166 | Ahmed Saleh | MEP (Electro Mechanical) | 2024-12-01 | B02 & B04 MEP Works Escalation | Approved | 162600.BLD4 | Indoor wiring for one lighting outlet including wires 3(1x3) mm2, embedded exposed Metallic boxes, Flexibles , Glands and all necessary accessories from panel to lighting fixtures and switches outlet.. | ECH | 586 | 586 | 143.29 | 83967.94 | SC_Supply/Apply | كيان لاعمال الالكتروميكانيك | 162600.BLD4 | Indoor wiring for one lighting outlet including wires 3(1x3) mm2, embedded exposed Metallic boxes, Flexibles , Glands and all necessary accessories from panel to lighting fixtures and switches outlet.. | ECH | 586 | 1190 | 697340 | EGP | SC_Supply/Apply
Mivida BP#189 | 170 | RFQ-00166 | Ahmed Saleh | MEP (Electro Mechanical) | 2024-12-01 | B02 & B04 MEP Works Escalation | Approved | 162600.BLD4 | Outdoor addressable control module Outlet. | ECH | 1 | 1 | 249.25 | 249.25 | SC_Supply/Apply | كيان لاعمال الالكتروميكانيك | 162600.BLD4 | Outdoor addressable control module Outlet. | ECH | 1 | 1050 | 1050 | EGP | SC_Supply/Apply
Mivida BP#189 | 170 | RFQ-00166 | Ahmed Saleh | MEP (Electro Mechanical) | 2024-12-01 | B02 & B04 MEP Works Escalation | Approved | 162600.BLD4 | Addressable Signal control module Outlet | ECH | 10 | 10 | 249.25 | 2492.5 | SC_Supply/Apply | كيان لاعمال الالكتروميكانيك | 162600.BLD4 | Addressable Signal control module Outlet | ECH | 10 | 1050 | 10500 | EGP | SC_Supply/Apply
Mivida BP#189 | 170 | RFQ-00166 | Ahmed Saleh | MEP (Electro Mechanical) | 2024-12-01 | B02 & B04 MEP Works Escalation | Approved | 162600.BLD4 | (3 x 70+35) mm2. | LM | 65 | 65 | 107.06 | 6958.9 | SC_Supply/Apply | كيان لاعمال الالكتروميكانيك | 162600.BLD4 | (3 x 70+35) mm2. | LM | 65 | 520 | 33800 | EGP | SC_Supply/Apply
Mivida BP#189 | 170 | RFQ-00166 | Ahmed Saleh | MEP (Electro Mechanical) | 2024-12-01 | B02 & B04 MEP Works Escalation | Approved | 162600.BLD4 | Socket type SO2. | ECH | 26 | 22 | 197.64 | 4348.08 | SC_Supply/Apply | كيان لاعمال الالكتروميكانيك | 162600.BLD4 | Socket type SO2. | ECH | 22 | 1146 | 25212 | EGP | SC_Supply/Apply
Mivida BP#189 | 170 | RFQ-00166 | Ahmed Saleh | MEP (Electro Mechanical) | 2024-12-01 | B02 & B04 MEP Works Escalation | Approved | 162600.BLD4 | Type ISO6(32A) , 380V , IP54 | ECH | 5 | 2 | 1176.51 | 2353.02 | SC_Supply/Apply | كيان لاعمال الالكتروميكانيك | 162600.BLD4 | Type ISO6(32A) , 380V , IP54 | ECH | 2 | 3087 | 6174 | EGP | SC_Supply/Apply
Mivida BP#189 | 170 | RFQ-00166 | Ahmed Saleh | MEP (Electro Mechanical) | 2024-12-01 | B02 & B04 MEP Works Escalation | Approved | 162600.BLD4 | Outdoor alarm siren Outlet | ECH | 2 | 2 | 249.25 | 498.5 | SC_Supply/Apply | كيان لاعمال الالكتروميكانيك | 162600.BLD4 | Outdoor alarm siren Outlet | ECH | 2 | 2100 | 4200 | EGP | SC_Supply/Apply
Mivida BP#189 | 170 | RFQ-00166 | Ahmed Saleh | MEP (Electro Mechanical) | 2024-12-01 | B02 & B04 MEP Works Escalation | Approved | 162600.BLD4 | Wiring for one power outlet including, outlet wires 3(1x4)mm2, Exposed Metallic boxes, Flexibles , Glands , and all necessary accessories from panel to outlet (for I.T racks,control panels). | ECH | 11 | 11 | 222.35 | 2445.85 | SC_Supply/Apply | كيان لاعمال الالكتروميكانيك | 162600.BLD4 | Wiring for one power outlet including, outlet wires 3(1x4)mm2, Exposed Metallic boxes, Flexibles , Glands , and all necessary accessories from panel to outlet (for I.T racks,control panels). | ECH | 11 | 2470 | 27170 | EGP | SC_Supply/Apply
Mivida BP#189 | 170 | RFQ-00166 | Ahmed Saleh | MEP (Electro Mechanical) | 2024-12-01 | B02 & B04 MEP Works Escalation | Approved | 162600.BLD4 | Switch type S2. | ECH | 31 | 6 | 176.78 | 1060.68 | SC_Supply/Apply | كيان لاعمال الالكتروميكانيك | 162600.BLD4 | Switch type S2. | ECH | 6 | 1012 | 6072 | EGP | SC_Supply/Apply
Mivida BP#189 | 170 | RFQ-00166 | Ahmed Saleh | MEP (Electro Mechanical) | 2024-12-01 | B02 & B04 MEP Works Escalation | Approved | 162600.BLD4 | (3 x 95+50) mm2. | LM | 115 | 55 | 140.54 | 7729.7 | SC_Supply/Apply | كيان لاعمال الالكتروميكانيك | 162600.BLD4 | (3 x 95+50) mm2. | LM | 55 | 667 | 36685 | EGP | SC_Supply/Apply
Mivida BP#189 | 170 | RFQ-00166 | Ahmed Saleh | MEP (Electro Mechanical) | 2024-12-01 | B02 & B04 MEP Works Escalation | Approved | 162600.BLD4 | Outdoor addressable manual station Outlet. | ECH | 1 | 1 | 249.25 | 249.25 | SC_Supply/Apply | كيان لاعمال الالكتروميكانيك | 162600.BLD4 | Outdoor addressable manual station Outlet. | ECH | 1 | 1050 | 1050 | EGP | SC_Supply/Apply
Mivida BP#189 | 170 | RFQ-00166 | Ahmed Saleh | MEP (Electro Mechanical) | 2024-12-01 | B02 & B04 MEP Works Escalation | Approved | 162600.BLD4 | Strobe light. Outlet | ECH | 14 | 14 | 249.25 | 3489.5 | SC_Supply/Apply | كيان لاعمال الالكتروميكانيك | 162600.BLD4 | Strobe light. Outlet | ECH | 14 | 2100 | 29400 | EGP | SC_Supply/Apply
Mivida BP#189 | 170 | RFQ-00166 | Ahmed Saleh | MEP (Electro Mechanical) | 2024-12-01 | B02 & B04 MEP Works Escalation | Approved | 162600.BLD4 | (1Cx6) mm2 ECC. | LM | 1290 | 250 | 14.27 | 3567.5 | SC_Supply/Apply | كيان لاعمال الالكتروميكانيك | 162600.BLD4 | (1Cx6) mm2 ECC. | LM | 250 | 68 | 17000 | EGP | SC_Supply/Apply
Mivida BP#189 | 170 | RFQ-00166 | Ahmed Saleh | MEP (Electro Mechanical) | 2024-12-01 | B02 & B04 MEP Works Escalation | Approved | 162600.BLD4 | Wiring for one load break switch 20A including, outlet wires 3(1x4)mm2,Exposed Metallic boxes, Flexibles , Glands , and all necessary accessories from panel to load break switch. | ECH | 17 | 17 | 359.05 | 6103.85 | SC_Supply/Apply | كيان لاعمال الالكتروميكانيك | 162600.BLD4 | Wiring for one load break switch 20A including, outlet wires 3(1x4)mm2,Exposed Metallic boxes, Flexibles , Glands , and all necessary accessories from panel to load break switch. | ECH | 17 | 2740 | 46580 | EGP | SC_Supply/Apply
Mivida BP#189 | 170 | RFQ-00166 | Ahmed Saleh | MEP (Electro Mechanical) | 2024-12-01 | B02 & B04 MEP Works Escalation | Approved | 162600.BLD4 | (4 x 10) mm2. | LM | 4160 | 370 | 94.98 | 35142.6 | SC_Supply/Apply | كيان لاعمال الالكتروميكانيك | 162600.BLD4 | (4 x 10) mm2. | LM | 370 | 540 | 199800 | EGP | SC_Supply/Apply
Mivida BP#189 | 170 | RFQ-00166 | Ahmed Saleh | MEP (Electro Mechanical) | 2024-12-01 | B02 & B04 MEP Works Escalation | Approved | 162600.BLD4 | Fire alarm interface unit (IFU) Outlet | ECH | 83 | 83 | 249.25 | 20687.75 | SC_Supply/Apply | كيان لاعمال الالكتروميكانيك | 162600.BLD4 | Fire alarm interface unit (IFU) Outlet | ECH | 83 | 1050 | 87150 | EGP | SC_Supply/Apply
Mivida BP#189 | 170 | RFQ-00166 | Ahmed Saleh | MEP (Electro Mechanical) | 2024-12-01 | B02 & B04 MEP Works Escalation | Approved | 162600.BLD4 | Outdoor strobe light Outlet | ECH | 7 | 7 | 249.25 | 1744.75 | SC_Supply/Apply | كيان لاعمال الالكتروميكانيك | 162600.BLD4 | Outdoor strobe light Outlet | ECH | 7 | 2100 | 14700 | EGP | SC_Supply/Apply
Mivida BP#189 | 170 | RFQ-00166 | Ahmed Saleh | MEP (Electro Mechanical) | 2024-12-01 | B02 & B04 MEP Works Escalation | Approved | 162600.BLD4 | Alarm siren Outlet | ECH | 14 | 14 | 249.25 | 3489.5 | SC_Supply/Apply | كيان لاعمال الالكتروميكانيك | 162600.BLD4 | Alarm siren Outlet | ECH | 14 | 2100 | 29400 | EGP | SC_Supply/Apply
Mivida BP#189 | 170 | RFQ-00166 | Ahmed Saleh | MEP (Electro Mechanical) | 2024-12-01 | B02 & B04 MEP Works Escalation | Approved | 162600.BLD4 | (3 x4) mm2. | LM | 755 | 328 | 36.23 | 11883.44 | SC_Supply/Apply | كيان لاعمال الالكتروميكانيك | 162600.BLD4 | (3 x4) mm2. | LM | 328 | 170 | 55760 | EGP | SC_Supply/Apply
Mivida BP#189 | 170 | RFQ-00166 | Ahmed Saleh | MEP (Electro Mechanical) | 2024-12-01 | B02 & B04 MEP Works Escalation | Approved | 162600.BLD4 | (3 x 6) mm2. | LM | 1070 | 150 | 49.96 | 7494 | SC_Supply/Apply | كيان لاعمال الالكتروميكانيك | 162600.BLD4 | (3 x 6) mm2. | LM | 150 | 249 | 37350 | EGP | SC_Supply/Apply
Mivida BP#189 | 170 | RFQ-00166 | Ahmed Saleh | MEP (Electro Mechanical) | 2024-12-01 | B02 & B04 MEP Works Escalation | Approved | 162600.BLD4 | Switch type S1. | ECH | 19 | 19 | 112.55 | 2138.45 | SC_Supply/Apply | كيان لاعمال الالكتروميكانيك | 162600.BLD4 | Switch type S1. | ECH | 19 | 547 | 10393 | EGP | SC_Supply/Apply
Mivida BP#189 | 170 | RFQ-00166 | Ahmed Saleh | MEP (Electro Mechanical) | 2024-12-01 | B02 & B04 MEP Works Escalation | Approved | 162600.BLD4 | Socket type SO3. | ECH | 4 | 4 | 220.15 | 880.6 | SC_Supply/Apply | كيان لاعمال الالكتروميكانيك | 162600.BLD4 | Socket type SO3. | ECH | 4 | 757 | 3028 | EGP | SC_Supply/Apply
Katameya Creeks | 138 | RFQ-00133 | Youssef Abd El Kream | MEP (Electro Mechanical) | 2024-11-24 | Cable Lugs & Glands | Approved | SERVICE 20 G.Basement.1-3 | كوس بنز مقاس 10 مم | ECH | 500 | 500 | 0 | 0 | SC_Supply/Apply | El Helal | SERVICE 20 G.Basement.1-3 | كوس بنز مقاس 10 مم | ECH | 500 | 25 | 12500 | EGP | SC_Supply/Apply
Katameya Creeks | 138 | RFQ-00133 | Youssef Abd El Kream | MEP (Electro Mechanical) | 2024-11-24 | Cable Lugs & Glands | Approved | SERVICE 20 G.Basement.1-3 | كوس بنز مقاس 16 مم | ECH | 800 | 800 | 0 | 0 | SC_Supply/Apply | El Helal | SERVICE 20 G.Basement.1-3 | كوس بنز مقاس 16 مم | ECH | 800 | 40 | 32000 | EGP | SC_Supply/Apply
Katameya Creeks | 138 | RFQ-00133 | Youssef Abd El Kream | MEP (Electro Mechanical) | 2024-11-24 | Cable Lugs & Glands | Approved | SERVICE 20 G.Basement.1-3 | كوس نحاس 35 مم ألمانى | ECH | 200 | 200 | 0 | 0 | SC_Supply/Apply | El Helal | SERVICE 20 G.Basement.1-3 | كوس نحاس 35 مم ألمانى | ECH | 200 | 81 | 16200 | EGP | SC_Supply/Apply
Katameya Creeks | 138 | RFQ-00133 | Youssef Abd El Kream | MEP (Electro Mechanical) | 2024-11-24 | Cable Lugs & Glands | Approved | SERVICE 20 G.Basement.1-3 | كوس نحاس 25 مم ألمانى | ECH | 150 | 150 | 0 | 0 | SC_Supply/Apply | El Helal | SERVICE 20 G.Basement.1-3 | كوس نحاس 25 مم ألمانى | ECH | 150 | 43.3 | 6495 | EGP | SC_Supply/Apply
Katameya Creeks | 138 | RFQ-00133 | Youssef Abd El Kream | MEP (Electro Mechanical) | 2024-11-24 | Cable Lugs & Glands | Approved | SERVICE 20 G.Basement.1-3 | كوس نحاس 50 مم | ECH | 50 | 50 | 0 | 0 | SC_Supply/Apply | El Helal | SERVICE 20 G.Basement.1-3 | كوس نحاس 50 مم | ECH | 50 | 114.8 | 5740 | EGP | SC_Supply/Apply
Katameya Creeks | 138 | RFQ-00133 | Youssef Abd El Kream | MEP (Electro Mechanical) | 2024-11-24 | Cable Lugs & Glands | Approved | SERVICE 20 G.Basement.1-3 | Galvanized Steel Gland PG9 | ECH | 600 | 600 | 0 | 0 | SC_Supply/Apply | El Helal | SERVICE 20 G.Basement.1-3 | Galvanized Steel Gland PG9 | ECH | 600 | 68 | 40800 | EGP | SC_Supply/Apply
Katameya Creeks | 138 | RFQ-00148 | Youssef Abd El Kream | MEP (Electro Mechanical) | 2024-12-15 | 16mm CU Lugs | Approved | All Types Buildings | كوس نحاس 16 مم | ECH | 626 | 500 | 18.71 | 9355 | SC_Supply/Apply | El Helal | All Types Buildings | كوس نحاس 16 مم | ECH | 500 | 33 | 16500 | EGP | SC_Supply/Apply
ORA ZED-Ph 2-Pkgs A&D | 151 | RFQ-00100 | Purchasing Engineers | Purchasing | 2024-12-17 | Ready mix concrete supply (Contract 007) | Approved | Concrete | Ready mix concrete 400 kg/cm2 OPC 400 kg/m3 | CBM | 2000 | 1670 | 978.05 | 1633343.5 | SC_Apply | Concord | Concrete | Ready mix concrete 400 kg/cm2 OPC 400 kg/m3 | CBM | 1670 | 1903.8 | 3179346 | EGP | SC_Apply
ORA ZED-Ph 2-Pkgs A&D | 151 | RFQ-00100 | Purchasing Engineers | Purchasing | 2024-12-17 | Ready mix concrete supply (Contract 007) | Approved | All areas | Ready Mix Concrete 200 kg/cm2, OPC CC 300 kg/m3 | CBM | 1000 | 500 | 585 | 292500 | SC_Supply/Apply | Concord | All areas | Ready Mix Concrete 200 kg/cm2, OPC CC 300 kg/m3 | CBM | 500 | 1583.46 | 791730 | EGP | SC_Supply/Apply
ORA ZED-Ph 2-Pkgs A&D | 151 | RFQ-00100 | Purchasing Engineers | Purchasing | 2024-12-17 | Ready mix concrete supply (Contract 007) | Approved | Supply Pump 36/42 m | Supply Pump 36/42 m | CBM | 18427.67 | 1 | 69.54 | 69.54 | EQP_Dep | Concord | Supply Pump 36/42 m | Supply Pump 36/42 m | CBM | 1 | 85.5 | 85.5 | EGP | EQP_Dep
ORA ZED-Ph 2-Pkgs A&D | 151 | RFQ-00100 | Purchasing Engineers | Purchasing | 2024-12-17 | Ready mix concrete supply (Contract 007) | Approved | All areas | Pump with height 47:52 m | CBM | 1000 | 1 | 51.3 | 51.3 | SC_Supply/Apply | Concord | All areas | Pump with height 47:52 m | CBM | 1 | 70.68 | 70.68 | EGP | SC_Supply/Apply
Sohag HSR Station _0210 | 210 | RFQ-00029 | Purchasing Engineers | Purchasing | 2024-12-17 | Ready mix concrete supply (Solar Increase) | Approved | 5 | Pump With Height Up To 36-42 m | CBM | 17365 | 1 | 30.7 | 30.7 | RC | فيوتشر مكس للمقاولات والخرسانة الجاهزة | 5 | Pump With Height Up To 36-42 m | CBM | 1 | 39.9 | 39.9 | EGP | RC
Sohag HSR Station _0210 | 210 | RFQ-00029 | Purchasing Engineers | Purchasing | 2024-12-17 | Ready mix concrete supply (Solar Increase) | Approved | 5.08 | Ready Mix Concrete 400 kg/cm2, OPC, CC 460 kg/m3 ( Without Cement ) | CBM | 2000 | 1000 | 587.2 | 587200 | RC | فيوتشر مكس للمقاولات والخرسانة الجاهزة | 5.08 | Ready Mix Concrete 400 kg/cm2, OPC, CC 460 kg/m3 ( Without Cement ) | CBM | 1000 | 0 | 0 | EGP | RC
Sohag HSR Station _0210 | 210 | RFQ-00029 | Purchasing Engineers | Purchasing | 2024-12-17 | Ready mix concrete supply (Solar Increase) | Approved | 5.08 | Ready Mix Concrete 400 kg/cm2, OPC, CC 480 kg/m3 ( Without Cement ) | CBM | 2000 | 1000 | 541.7 | 541700 | RC | فيوتشر مكس للمقاولات والخرسانة الجاهزة | 5.08 | Ready Mix Concrete 400 kg/cm2, OPC, CC 480 kg/m3 ( Without Cement ) | CBM | 1000 | 1293.9 | 1293900 | EGP | RC
Sohag HSR Station _0210 | 210 | RFQ-00029 | Purchasing Engineers | Purchasing | 2024-12-17 | Ready mix concrete supply (Solar Increase) | Approved | 5.01-5.02 | Ready Mix Concrete 200 kg/cm2, OPC, CC 310 kg/m3 ( Without Cement ) | CBM | 2000 | 1000 | 539.75 | 539750 | PC | فيوتشر مكس للمقاولات والخرسانة الجاهزة | 5.01-5.02 | Ready Mix Concrete 200 kg/cm2, OPC, CC 310 kg/m3 ( Without Cement ) | CBM | 1000 | 1026 | 1026000 | EGP | PC
Sohag HSR Station _0210 | 210 | RFQ-00029 | Purchasing Engineers | Purchasing | 2024-12-17 | Ready mix concrete supply (Solar Increase) | Approved | 5.03 | Ready Mix Concrete 250 kg/cm2, OPC, CC 350 kg/m3 ( Without Cement ) | CBM | 2000 | 1000 | 586.65 | 586650 | RC | فيوتشر مكس للمقاولات والخرسانة الجاهزة | 5.03 | Ready Mix Concrete 250 kg/cm2, OPC, CC 350 kg/m3 ( Without Cement ) | CBM | 1000 | 1094.4 | 1094400 | EGP | RC
Sohag HSR Station _0210 | 210 | RFQ-00029 | Purchasing Engineers | Purchasing | 2024-12-17 | Ready mix concrete supply (Solar Increase) | Approved | 5.03 | Ready Mix Concrete 350 kg/cm2, OPC, CC 400 kg/m3 ( Without Cement ) | CBM | 2000 | 1000 | 586.9 | 586900 | RC | فيوتشر مكس للمقاولات والخرسانة الجاهزة | 5.03 | Ready Mix Concrete 350 kg/cm2, OPC, CC 400 kg/m3 ( Without Cement ) | CBM | 1000 | 1236.9 | 1236900 | EGP | RC
Katameya Creeks | 138 | RFQ-00142 | Purchasing Engineers | Purchasing | 2024-12-08 | Solid Block 25*12*6 Pr 103781 | Approved | Type E.Buildings.1-11 | Supply block | ECH | 1000000 | 100000 | 1.48 | 148000 | SC_Supply | باور بلوك للصناعه والتجاره | Type E.Buildings.1-11 | Supply block | ECH | 100000 | 2.5 | 250000 | EGP | SC_Supply
Creeks URBN K _0192 | 192 | RFQ-00054 | Purchasing Engineers | Purchasing | 2024-12-09 | Solid Block Work PR 105070 | Approved | 1.2.11.10 - PODM-P4-42000-4 | Supply Solid Brick | ECH | 2036063.4 | 500000 | 1.51 | 755000 | MAT_Raw | باور بلوك للصناعه والتجاره | 1.2.11.10 - PODM-P4-42000-4 | Supply Solid Brick | ECH | 500000 | 1.85 | 925000 | EGP | MAT_Raw
Creeks URBN K _0192 | 192 | RFQ-00053 | Purchasing Engineers | Purchasing | 2024-12-09 | Supply Solid Block pr 105049 | Approved | 1.2.11.10 - PODM-P4-42000-4 | Supply Solid Brick | ECH | 2036063.4 | 500000 | 1.51 | 755000 | MAT_Raw | باور بلوك للصناعه والتجاره | 1.2.11.10 - PODM-P4-42000-4 | Supply Solid Brick | ECH | 500000 | 1.85 | 925000 | EGP | MAT_Raw
Katameya Creeks | 138 | RFQ-00144 | Purchasing Engineers | Purchasing | 2024-12-09 | Cement Supply 104317 | Approved | All Buildings | Cement Supply | TON | 10000 | 60 | 800 | 48000 | SC_Supply | امكو للتجاره والتوريدات | All Buildings | Cement Supply | TON | 60 | 2750 | 165000 | EGP | SC_Supply
Mivida BP#189 | 170 | RFQ-00174 | Purchasing Engineers | Purchasing | 2024-12-09 | Toilet Accessories (PR no.98806) | Approved | 1007.Building 6 | L-Shaped Handicap hand Bar (Public Toilet accessories). | ECH | 14 | 14 | 3852 | 53928 | SC_Supply/Apply | يوبي للمقاولات العامة والتوريدات العمومية وأعمال ا | 1007.Building 6 | L-Shaped Handicap hand Bar (Public Toilet accessories). | ECH | 14 | 0 | 0 | EGP | SC_Supply/Apply
Mivida BP#189 | 170 | RFQ-00174 | Purchasing Engineers | Purchasing | 2024-12-09 | Toilet Accessories (PR no.98806) | Approved | 1007.Building 3 | L-Shaped Handicap hand Bar (Public Toilet accessories). | ECH | 14 | 14 | 3852 | 53928 | SC_Supply/Apply | يوبي للمقاولات العامة والتوريدات العمومية وأعمال ا | 1007.Building 3 | L-Shaped Handicap hand Bar (Public Toilet accessories). | ECH | 14 | 0 | 0 | EGP | SC_Supply/Apply
Mivida BP#189 | 170 | RFQ-00174 | Purchasing Engineers | Purchasing | 2024-12-09 | Toilet Accessories (PR no.98806) | Approved | 1007.Building 3 | Automatic Stainless Steel Hand Dryer (Public Toilet accessories). | ECH | 6 | 6 | 29551 | 177306 | SC_Supply/Apply | يوبي للمقاولات العامة والتوريدات العمومية وأعمال ا | 1007.Building 3 | Automatic Stainless Steel Hand Dryer (Public Toilet accessories). | ECH | 6 | 0 | 0 | EGP | SC_Supply/Apply
Mivida BP#189 | 170 | RFQ-00174 | Purchasing Engineers | Purchasing | 2024-12-09 | Toilet Accessories (PR no.98806) | Approved | 1007.Building 4 | L-Shaped Handicap hand Bar (Public Toilet accessories). | ECH | 14 | 6 | 3852 | 23112 | SC_Supply/Apply | يوبي للمقاولات العامة والتوريدات العمومية وأعمال ا | 1007.Building 4 | L-Shaped Handicap hand Bar (Public Toilet accessories). | ECH | 6 | 0 | 0 | EGP | SC_Supply/Apply
Mivida BP#189 | 170 | RFQ-00174 | Purchasing Engineers | Purchasing | 2024-12-09 | Toilet Accessories (PR no.98806) | Approved | 1007.Building 5 | L-Shaped Handicap hand Bar (Public Toilet accessories). | ECH | 14 | 14 | 3852 | 53928 | SC_Supply/Apply | يوبي للمقاولات العامة والتوريدات العمومية وأعمال ا | 1007.Building 5 | L-Shaped Handicap hand Bar (Public Toilet accessories). | ECH | 14 | 0 | 0 | EGP | SC_Supply/Apply
Mivida BP#189 | 170 | RFQ-00174 | Purchasing Engineers | Purchasing | 2024-12-09 | Toilet Accessories (PR no.98806) | Approved | 1007.Building 5 | Automatic Stainless Steel Hand Dryer (Public Toilet accessories). | ECH | 6 | 6 | 29551 | 177306 | SC_Supply/Apply | يوبي للمقاولات العامة والتوريدات العمومية وأعمال ا | 1007.Building 5 | Automatic Stainless Steel Hand Dryer (Public Toilet accessories). | ECH | 6 | 0 | 0 | EGP | SC_Supply/Apply
Mivida BP#189 | 170 | RFQ-00174 | Purchasing Engineers | Purchasing | 2024-12-09 | Toilet Accessories (PR no.98806) | Approved | 1007.Building 4 | Automatic Stainless Steel Hand Dryer (Public Toilet accessories). | ECH | 6 | 6 | 29551 | 177306 | SC_Supply/Apply | يوبي للمقاولات العامة والتوريدات العمومية وأعمال ا | 1007.Building 4 | Automatic Stainless Steel Hand Dryer (Public Toilet accessories). | ECH | 6 | 0 | 0 | EGP | SC_Supply/Apply
Mivida BP#189 | 170 | RFQ-00174 | Purchasing Engineers | Purchasing | 2024-12-09 | Toilet Accessories (PR no.98806) | Approved | 1007.Building 2 | Automatic Stainless Steel Hand Dryer (Public Toilet accessories). | ECH | 6 | 6 | 29551 | 177306 | SC_Supply/Apply | يوبي للمقاولات العامة والتوريدات العمومية وأعمال ا | 1007.Building 2 | Automatic Stainless Steel Hand Dryer (Public Toilet accessories). | ECH | 6 | 0 | 0 | EGP | SC_Supply/Apply
Mivida BP#189 | 170 | RFQ-00174 | Purchasing Engineers | Purchasing | 2024-12-09 | Toilet Accessories (PR no.98806) | Approved | 1007.Building 6 | Automatic Stainless Steel Hand Dryer (Public Toilet accessories). | ECH | 6 | 6 | 29551 | 177306 | SC_Supply/Apply | يوبي للمقاولات العامة والتوريدات العمومية وأعمال ا | 1007.Building 6 | Automatic Stainless Steel Hand Dryer (Public Toilet accessories). | ECH | 6 | 0 | 0 | EGP | SC_Supply/Apply
Mivida BP#189 | 170 | RFQ-00174 | Purchasing Engineers | Purchasing | 2024-12-09 | Toilet Accessories (PR no.98806) | Approved | 1007.all | DOLPHIN W/MTD PADDED BACKREST 400MM (Public toilet accessories) | ECH | 24 | 24 | 0 | 0 | SC_Supply/Apply | يوبي للمقاولات العامة والتوريدات العمومية وأعمال ا | 1007.all | DOLPHIN W/MTD PADDED BACKREST 400MM (Public toilet accessories) | ECH | 24 | 9918 | 238032 | EGP | SC_Supply/Apply
Mivida BP#189 | 170 | RFQ-00174 | Purchasing Engineers | Purchasing | 2024-12-09 | Toilet Accessories (PR no.98806) | Approved | 1007.all | IX304 STRAIGHT BAR WITH 3 SUPPORT POINTS1200 MM (Public toilet accessories) | ECH | 48 | 48 | 0 | 0 | SC_Supply/Apply | يوبي للمقاولات العامة والتوريدات العمومية وأعمال ا | 1007.all | IX304 STRAIGHT BAR WITH 3 SUPPORT POINTS1200 MM (Public toilet accessories) | ECH | 48 | 4560 | 218880 | EGP | SC_Supply/Apply
Mivida BP#189 | 170 | RFQ-00174 | Purchasing Engineers | Purchasing | 2024-12-09 | Toilet Accessories (PR no.98806) | Approved | 1007.Building 1 | Automatic Stainless Steel Hand Dryer (Public Toilet accessories). | ECH | 6 | 6 | 29551 | 177306 | SC_Supply/Apply | يوبي للمقاولات العامة والتوريدات العمومية وأعمال ا | 1007.Building 1 | Automatic Stainless Steel Hand Dryer (Public Toilet accessories). | ECH | 6 | 0 | 0 | EGP | SC_Supply/Apply
Mivida BP#189 | 170 | RFQ-00174 | Purchasing Engineers | Purchasing | 2024-12-09 | Toilet Accessories (PR no.98806) | Approved | 1007.all | SLIMLINE TOWELDISPENSER/BIN & HANDDRYER (Public toilet accessories) | ECH | 42 | 42 | 0 | 0 | SC_Supply/Apply | يوبي للمقاولات العامة والتوريدات العمومية وأعمال ا | 1007.all | SLIMLINE TOWELDISPENSER/BIN & HANDDRYER (Public toilet accessories) | ECH | 42 | 173280 | 7277760 | EGP | SC_Supply/Apply
Mivida BP#189 | 170 | RFQ-00174 | Purchasing Engineers | Purchasing | 2024-12-09 | Toilet Accessories (PR no.98806) | Approved | 1007.Building 1 | Automatic Stainless Steel Hand Dryer (Public Toilet accessories). | ECH | 6 | 6 | 29551 | 177306 | SC_Supply/Apply | يوبي للمقاولات العامة والتوريدات العمومية وأعمال ا | 1007.Building 1 | Automatic Stainless Steel Hand Dryer (Public Toilet accessories). | ECH | 6 | 0 | 0 | EGP | SC_Supply/Apply
Hosh Eissa Hospital _0201 | 201 | RFQ-00039 | Purchasing Engineers | Purchasing | 2024-12-11 | Cement Supply (PR NO. 100481) | Approved | 10.2 | اسمنت | TON | 500 | 60 | 1900 | 114000 | MAT_Raw | امكو للتجاره والتوريدات | 10.2 | اسمنت | TON | 60 | 3800 | 228000 | EGP | MAT_Raw
Hosh Eissa Hospital _0201 | 201 | RFQ-00037 | Purchasing Engineers | Purchasing | 2024-12-05 | pump for concrete supply ( PR No. 104050) | Approved | 10.2 | Pump 47 m | CBM | 0 | 1 | 57 | 57 | MAT_Raw | الأهرام الوطنية للمقاولات | 10.2 | Pump 47 m | CBM | 1 | 60 | 60 | EGP | MAT_Raw
Hosh Eissa Hospital _0201 | 201 | RFQ-00037 | Purchasing Engineers | Purchasing | 2024-12-05 | pump for concrete supply ( PR No. 104050) | Approved | 10.2 | Pump 52 m | CBM | 0 | 1 | 68.4 | 68.4 | MAT_Raw | الأهرام الوطنية للمقاولات | 10.2 | Pump 52 m | CBM | 1 | 70 | 70 | EGP | MAT_Raw
Qasr Rashwan Lot A _0207 | 207 | RFQ-00073 | Purchasing Engineers | Purchasing | 2024-12-19 | concrete ready mix ( Nov ) | Approved | Total | Ready Mix Concrete 200 kg/cm2, OPC CC 300 kg/m3 | CBM | 51.39 | 51.39 | 1175 | 60383.25 | RC | سما ميكس للمقاولات العامه والخرسانه الجاهزه | Total | Ready Mix Concrete 200 kg/cm2, OPC CC 300 kg/m3 | CBM | 51.39 | 2302.8 | 118340.89 | EGP | RC
Qasr Rashwan Lot A _0207 | 207 | RFQ-00073 | Purchasing Engineers | Purchasing | 2024-12-19 | concrete ready mix ( Nov ) | Approved | Total | Ready Mix Concrete 250 kg/cm2, OPC CC 350 kg/m3 | CBM | 154.07 | 154.07 | 1265 | 194898.55 | RC | سما ميكس للمقاولات العامه والخرسانه الجاهزه | Total | Ready Mix Concrete 250 kg/cm2, OPC CC 350 kg/m3 | CBM | 154.07 | 2462.4 | 379381.97 | EGP | RC
Qasr Rashwan Lot A _0207 | 207 | RFQ-00073 | Purchasing Engineers | Purchasing | 2024-12-19 | concrete ready mix ( Nov ) | Approved | Total | Ready Mix Concrete 250 kg/cm2, SRC CC 350 kg/m3 | CBM | 340.14 | 340.14 | 1300 | 442182 | RC | سما ميكس للمقاولات العامه والخرسانه الجاهزه | Total | Ready Mix Concrete 250 kg/cm2, SRC CC 350 kg/m3 | CBM | 340.14 | 2496.6 | 849193.52 | EGP | RC
Qasr Rashwan Lot A _0207 | 207 | RFQ-00073 | Purchasing Engineers | Purchasing | 2024-12-19 | concrete ready mix ( Nov ) | Approved | Total | Ready Mix Concrete 300 kg/cm2, OPC CC 400 kg/m3 | CBM | 199.1 | 199.1 | 1205 | 239915.5 | RC | سما ميكس للمقاولات العامه والخرسانه الجاهزه | Total | Ready Mix Concrete 300 kg/cm2, OPC CC 400 kg/m3 | CBM | 199.1 | 2633.4 | 524309.94 | EGP | RC
Qasr Rashwan Lot A _0207 | 207 | RFQ-00073 | Purchasing Engineers | Purchasing | 2024-12-19 | concrete ready mix ( Nov ) | Approved | Total | Ready Mix Concrete 300 kg/cm2, SRC CC 400 kg/m3 | CBM | 1454.19 | 300 | 1395 | 418500 | RC | سما ميكس للمقاولات العامه والخرسانه الجاهزه | Total | Ready Mix Concrete 300 kg/cm2, SRC CC 400 kg/m3 | CBM | 300 | 2667.6 | 800280 | EGP | RC
Bulk Storage Grain Silos Terminal _0222 | 222 | RFQ-00001 | Purchasing Engineers | Purchasing | 2024-12-10 | RFT steel PR ( 105415 ) | Approved | Earthworks - Civil-Conv.-H.C-1 | Bored Piles with Diameter (1m)-L=70m | TON | 18.68 | 16 | 41396.58 | 662345.28 | MAT_Raw | حديد المصريين لتجارة مواد البناء | Earthworks - Civil-Conv.-H.C-1 | Bored Piles with Diameter (1m)-L=70m | TON | 16 | 39100 | 625600 | EGP | MAT_Raw
Creeks URBN K _0192 | 192 | RFQ-00056 | Purchasing Engineers | Purchasing | 2024-12-22 | Sika Rep Pr 104473 | Approved | 1.2.11.10 - PODM-P6-71616-5 | Sika Rep | TON | 10 | 2 | 0 | 0 | SC_Supply | سيكا مصر لكيماويات مواد البناء | 1.2.11.10 - PODM-P6-71616-5 | Sika Rep | TON | 2 | 6270 | 12540 | EGP | SC_Supply
Katameya Creeks | 138 | RFQ-00141 | Mostafa Ashraf | MEP (Electro Mechanical) | 2024-12-05 | Supply Of Service Panels Board (gate , ups, ac) | Approved | 8E SERVICE.Basement.1-4 | DP-L | ECH | 1 | 1 | 53505.89 | 53505.89 | SC_Supply | inco-tech | 8E SERVICE.Basement.1-4 | DP-L | ECH | 1 | 543 | 543 | EUR | SC_Supply
Katameya Creeks | 138 | RFQ-00141 | Mostafa Ashraf | MEP (Electro Mechanical) | 2024-12-05 | Supply Of Service Panels Board (gate , ups, ac) | Approved | 8E SERVICE.Basement.1-4 | DP-R | ECH | 1 | 1 | 109865.88 | 109865.88 | SC_Supply | inco-tech | 8E SERVICE.Basement.1-4 | DP-R | ECH | 1 | 1635 | 1635 | EUR | SC_Supply
Katameya Creeks | 138 | RFQ-00141 | Mostafa Ashraf | MEP (Electro Mechanical) | 2024-12-05 | Supply Of Service Panels Board (gate , ups, ac) | Approved | 8E SERVICE.Basement.1-4 | MCC-AC | ECH | 2 | 2 | 23468 | 46936 | SC_Supply | inco-tech | 8E SERVICE.Basement.1-4 | MCC-AC | ECH | 2 | 453 | 906 | EUR | SC_Supply
Katameya Creeks | 138 | RFQ-00141 | Mostafa Ashraf | MEP (Electro Mechanical) | 2024-12-05 | Supply Of Service Panels Board (gate , ups, ac) | Approved | 8E SERVICE.Basement.1-4 | DP-UPS | ECH | 2 | 2 | 23468 | 46936 | SC_Supply | inco-tech | 8E SERVICE.Basement.1-4 | DP-UPS | ECH | 2 | 233 | 466 | EUR | SC_Supply
Creeks URBN K _0192 | 192 | RFQ-00055 | Purchasing Engineers | Purchasing | 2024-12-22 | Adibond PR 103896 | Approved | 1.2.11.10 - PODM-P6-71616-5 | Adi bond 65 | ECH | 1000 | 10 | 0 | 0 | SC_Supply | كيماويات البناء الحديث الدولية | 1.2.11.10 - PODM-P6-71616-5 | Adi bond 65 | ECH | 10 | 2933.33 | 29333.3 | EGP | SC_Supply
Qasr Rashwan Lot A _0207 | 207 | RFQ-00074 | Purchasing Engineers | Purchasing | 2024-12-22 | Cement supply (106206) | Approved | total | أسمنت مقاوم SRC 42 | TON | 160 | 160 | 0 | 0 | MAT_Raw | امكو للتجاره والتوريدات | total | أسمنت مقاوم SRC 42 | TON | 160 | 3850 | 616000 | EGP | MAT_Raw
Qasr Rashwan - Lot B _0208 | 208 | RFQ-00078 | Purchasing Engineers | Purchasing | 2024-12-22 | Cement supply PR (105375) | Approved | Total | أسمنت مقاوم SRC 42 | TON | 240 | 240 | 0 | 0 | MAT_Raw | المروه للتجارة والتوريدات | Total | أسمنت مقاوم SRC 42 | TON | 240 | 3880 | 931200 | EGP | MAT_Raw
Rabigh CCPP-Civil _K0006 | K0006 | RFQ-00104 | Mohamed Amr | Procurement | 2024-12-22 | Gypsum Board | Approved | 09 50 00 SCL-0013 | Supplying; applying; suspended ceiling; moisture proof; gypsum board panels; working height ≤ 3.5m; suspension depth 1000-2000mm; horizontal finish; panel dimensions 600x600; panel thickness 19mm.. | SQM | 37 | 37 | 144 | 5328 | SC_Apply | Company THELATH ZAWAYA For Contracting | 09 50 00 SCL-0013 | Supplying; applying; suspended ceiling; moisture proof; gypsum board panels; working height ≤ 3.5m; suspension depth 1000-2000mm; horizontal finish; panel dimensions 600x600; panel thickness 19mm.. | SQM | 37 | 150 | 5550 | SAR | SC_Apply
Damietta Container Terminal-Infra & Bldgs _0216 | 216 | RFQ-00118 | Eslam Sayed | Procurement | 2024-12-15 | automatic barrier arm gate | Approved | 11.18.10 - Building Package - 102_In-Out Gate - 05120 - 2.4.1.1 | Supply, deliver and install Automatic Barrier Arm Gate (According to dwg.) The work includes Fixation and all related items and accessories needed for work Completion. | ECH | 24 | 24 | 3650 | 87600 | SC_Supply/Apply | Tech Electric | 11.18.10 - Building Package - 102_In-Out Gate - 05120 - 2.4.1.1 | Supply, deliver and install Automatic Barrier Arm Gate (According to dwg.) The work includes Fixation and all related items and accessories needed for work Completion. | ECH | 24 | 160000 | 3840000 | EGP | SC_Supply/Apply
Damietta Container Terminal-Infra & Bldgs _0216 | 216 | RFQ-00120 | Eslam Sayed | Procurement | 2024-12-16 | roller shutter doors | Approved | 11.10.10 - Building Package - 101_Workshop - 83416 - 3.6.3.1.1 | Not fire rated | ECH | 2 | 2 | 4719.22 | 9438.44 | SC_Supply/Apply | Tech Electric | 11.10.10 - Building Package - 101_Workshop - 83416 - 3.6.3.1.1 | Not fire rated | ECH | 2 | 183000 | 366000 | EGP | SC_Supply/Apply
Damietta Container Terminal-Infra & Bldgs _0216 | 216 | RFQ-00120 | Eslam Sayed | Procurement | 2024-12-16 | roller shutter doors | Approved | 11.10.10 - Building Package - 101_Workshop - 83416 - 3.6.3.1.2 | FD 90 Minutes with smoke seal, self closing and vision panels according to Egyption FLS Standard | ECH | 2 | 2 | 9604.22 | 19208.44 | SC_Supply/Apply | Tech Electric | 11.10.10 - Building Package - 101_Workshop - 83416 - 3.6.3.1.2 | FD 90 Minutes with smoke seal, self closing and vision panels according to Egyption FLS Standard | ECH | 2 | 183000 | 366000 | EGP | SC_Supply/Apply
Damietta Container Terminal-Infra & Bldgs _0216 | 216 | RFQ-00120 | Eslam Sayed | Procurement | 2024-12-16 | roller shutter doors | Approved | 11.10.10 - Building Package - 101_Workshop - 83416 - 3.6.3.2.1 | Not fire rated | ECH | 14 | 14 | 5119.22 | 71669.08 | SC_Supply/Apply | Tech Electric | 11.10.10 - Building Package - 101_Workshop - 83416 - 3.6.3.2.1 | Not fire rated | ECH | 14 | 197000 | 2758000 | EGP | SC_Supply/Apply
Damietta Container Terminal-Infra & Bldgs _0216 | 216 | RFQ-00120 | Eslam Sayed | Procurement | 2024-12-16 | roller shutter doors | Approved | 11.10.10 - Building Package - 101_Workshop - 83416 - 3.6.3.2.2 | FD 90 Minutes with smoke seal, self closing and vision panels according to Egyption FLS Standard | ECH | 2 | 2 | 10554.22 | 21108.44 | SC_Supply/Apply | Tech Electric | 11.10.10 - Building Package - 101_Workshop - 83416 - 3.6.3.2.2 | FD 90 Minutes with smoke seal, self closing and vision panels according to Egyption FLS Standard | ECH | 2 | 197000 | 394000 | EGP | SC_Supply/Apply
Damietta Container Terminal-Infra & Bldgs _0216 | 216 | RFQ-00120 | Eslam Sayed | Procurement | 2024-12-16 | roller shutter doors | Approved | 11.10.10 - Building Package - 101_Workshop - 83416 - 3.6.3.3.1 | Not fire rated | ECH | 1 | 1 | 5569.22 | 5569.22 | SC_Supply/Apply | Tech Electric | 11.10.10 - Building Package - 101_Workshop - 83416 - 3.6.3.3.1 | Not fire rated | ECH | 1 | 197000 | 197000 | EGP | SC_Supply/Apply
Damietta Container Terminal-Infra & Bldgs _0216 | 216 | RFQ-00120 | Eslam Sayed | Procurement | 2024-12-16 | roller shutter doors | Approved | 11.10.10 - Building Package - 101_Workshop - 02315 - 0013 | D14'(5.00*6.00)MM -FD90S 90 minutes Roller shutter opens in case of fire automatically. | ECH | 1 | 1 | 10554.22 | 10554.22 | SC_Supply/Apply | Tech Electric | 11.10.10 - Building Package - 101_Workshop - 02315 - 0013 | D14'(5.00*6.00)MM -FD90S 90 minutes Roller shutter opens in case of fire automatically. | ECH | 1 | 207000 | 207000 | EGP | SC_Supply/Apply
Mivida BP#189 | 170 | RFQ-00180 | Purchasing Engineers | Purchasing | 2024-12-16 | Cement Supply PR 102504 | Approved | 1304.BasementP31 | اسمنتاسودرتبة42.5 | TON | 80 | 60 | 1155 | 69300 | SC_Supply/Apply | أحمد كليب محمد محمود | 1304.BasementP31 | اسمنتاسودرتبة42.5 | TON | 60 | 3600 | 216000 | EGP | SC_Supply/Apply
Damietta Container Terminal-Infra & Bldgs _0216 | 216 | RFQ-00119 | Ibrahim Ahmed | MEP (Electro Mechanical) | 2024-12-16 | Supply Variable Refrigerant Volume (VRV) System | Approved | 11.10.13 - BUILDING PACKAGE-WORKSHOP HVAC-15700-A.a.1. | CDU-cooling capacity 78.4kW inverter compressor type | ECH | 1 | 1 | 26763.3 | 26763.3 | MAT_Raw | تريدكس / TRADEX | 11.10.13 - BUILDING PACKAGE-WORKSHOP HVAC-15700-A.a.1. | CDU-cooling capacity 78.4kW inverter compressor type | ECH | 1 | 25091.5 | 25091.5 | USD | MAT_Raw
Damietta Container Terminal-Infra & Bldgs _0216 | 216 | RFQ-00119 | Ibrahim Ahmed | MEP (Electro Mechanical) | 2024-12-16 | Supply Variable Refrigerant Volume (VRV) System | Approved | 11.10.13 - BUILDING PACKAGE-WORKSHOP HVAC-15700-A.a.2. | CDU-cooling capacity 112kW inverter compressor type | ECH | 1 | 1 | 43339.5 | 43339.5 | MAT_Raw | تريدكس / TRADEX | 11.10.13 - BUILDING PACKAGE-WORKSHOP HVAC-15700-A.a.2. | CDU-cooling capacity 112kW inverter compressor type | ECH | 1 | 38093.07 | 38093.07 | USD | MAT_Raw
Damietta Container Terminal-Infra & Bldgs _0216 | 216 | RFQ-00119 | Ibrahim Ahmed | MEP (Electro Mechanical) | 2024-12-16 | Supply Variable Refrigerant Volume (VRV) System | Approved | 11.10.13 - BUILDING PACKAGE-WORKSHOP HVAC-15700-A.a.4. | FCU-ceiling cassette type-cooling capcity 2.2kW | ECH | 14 | 14 | 1394.1 | 19517.4 | MAT_Raw | تريدكس / TRADEX | 11.10.13 - BUILDING PACKAGE-WORKSHOP HVAC-15700-A.a.4. | FCU-ceiling cassette type-cooling capcity 2.2kW | ECH | 14 | 606.69 | 8493.66 | USD | MAT_Raw
Damietta Container Terminal-Infra & Bldgs _0216 | 216 | RFQ-00119 | Ibrahim Ahmed | MEP (Electro Mechanical) | 2024-12-16 | Supply Variable Refrigerant Volume (VRV) System | Approved | 11.10.13 - BUILDING PACKAGE-WORKSHOP HVAC-15700-A.a.5. | FCU-ceiling cassette type-cooling capcity 4.5kW | ECH | 4 | 4 | 1557.9 | 6231.6 | MAT_Raw | تريدكس / TRADEX | 11.10.13 - BUILDING PACKAGE-WORKSHOP HVAC-15700-A.a.5. | FCU-ceiling cassette type-cooling capcity 4.5kW | ECH | 4 | 695.5 | 2782 | USD | MAT_Raw
Damietta Container Terminal-Infra & Bldgs _0216 | 216 | RFQ-00119 | Ibrahim Ahmed | MEP (Electro Mechanical) | 2024-12-16 | Supply Variable Refrigerant Volume (VRV) System | Approved | 11.10.13 - BUILDING PACKAGE-WORKSHOP HVAC-15700-A.a.6. | FCU-ceiling cassette type-cooling capcity 5.6kW | ECH | 1 | 1 | 1621.8 | 1621.8 | MAT_Raw | تريدكس / TRADEX | 11.10.13 - BUILDING PACKAGE-WORKSHOP HVAC-15700-A.a.6. | FCU-ceiling cassette type-cooling capcity 5.6kW | ECH | 1 | 745.79 | 745.79 | USD | MAT_Raw
Damietta Container Terminal-Infra & Bldgs _0216 | 216 | RFQ-00119 | Ibrahim Ahmed | MEP (Electro Mechanical) | 2024-12-16 | Supply Variable Refrigerant Volume (VRV) System | Approved | 11.10.13 - BUILDING PACKAGE-WORKSHOP HVAC-15700-A.a.7. | FCU-ceiling cassette type-cooling capcity 9.0kW | ECH | 2 | 2 | 1804.5 | 3609 | MAT_Raw | تريدكس / TRADEX | 11.10.13 - BUILDING PACKAGE-WORKSHOP HVAC-15700-A.a.7. | FCU-ceiling cassette type-cooling capcity 9.0kW | ECH | 2 | 803.57 | 1607.14 | USD | MAT_Raw
Damietta Container Terminal-Infra & Bldgs _0216 | 216 | RFQ-00119 | Ibrahim Ahmed | MEP (Electro Mechanical) | 2024-12-16 | Supply Variable Refrigerant Volume (VRV) System | Approved | 11.10.13 - BUILDING PACKAGE-WORKSHOP HVAC-15700-A.a.8. | FCU-wall mounted type-cooling capacity 4.5kW | ECH | 1 | 1 | 1253.7 | 1253.7 | MAT_Raw | تريدكس / TRADEX | 11.10.13 - BUILDING PACKAGE-WORKSHOP HVAC-15700-A.a.8. | FCU-wall mounted type-cooling capacity 4.5kW | ECH | 1 | 1040.04 | 1040.04 | USD | MAT_Raw
Damietta Container Terminal-Infra & Bldgs _0216 | 216 | RFQ-00119 | Ibrahim Ahmed | MEP (Electro Mechanical) | 2024-12-16 | Supply Variable Refrigerant Volume (VRV) System | Approved | 11.10.13 - BUILDING PACKAGE-WORKSHOP HVAC-15700-A.a.9. | Access panel: 600x600mm | ECH | 1 | 1 | 7350 | 7350 | MAT_Raw | تريدكس / TRADEX | 11.10.13 - BUILDING PACKAGE-WORKSHOP HVAC-15700-A.a.9. | Access panel: 600x600mm | ECH | 1 | 0 | 0 | USD | MAT_Raw
Damietta Container Terminal-Infra & Bldgs _0216 | 216 | RFQ-00119 | Ibrahim Ahmed | MEP (Electro Mechanical) | 2024-12-16 | Supply Variable Refrigerant Volume (VRV) System | Approved | 11.10.13 - BUILDING PACKAGE-WORKSHOP HVAC-15700-A.a.10. | Refrigerant pipe Y-joints | ECH | 1 | 1 | 5244.3 | 5244.3 | MAT_Raw | تريدكس / TRADEX | 11.10.13 - BUILDING PACKAGE-WORKSHOP HVAC-15700-A.a.10. | Refrigerant pipe Y-joints | ECH | 1 | 1640.31 | 1640.31 | USD | MAT_Raw
Rabigh CCPP-Civil _K0006 | K0006 | RFQ-00099 | Ahmed Adel | MEP (Electro Mechanical) | 2024-12-17 | EWH - 30L | Approved | 22 33 00 WH-0001 | Sypplying Vertical Storage Potable Domestic Water Heatersunvented type,size 30 liter | ECH | 15 | 2 | 548.8 | 1097.6 | MAT_Raw | الخزف السعودية | 22 33 00 WH-0001 | Sypplying Vertical Storage Potable Domestic Water Heatersunvented type,size 30 liter | ECH | 2 | 235 | 470 | SAR | MAT_Raw
Damietta Container Terminal-Infra & Bldgs _0216 | 216 | RFQ-00124 | Purchasing Engineers | Purchasing | 2024-12-17 | Supply Reinforcement (PR_104984) | Approved | Total | Steel Rebars 8 mm | TON | 50 | 8 | 765.65 | 6125.2 | MAT_Raw | حديد المصريين لتجارة مواد البناء | Total | Steel Rebars 8 mm | TON | 8 | 34298.25 | 274386 | EGP | MAT_Raw
Damietta Container Terminal-Infra & Bldgs _0216 | 216 | RFQ-00124 | Purchasing Engineers | Purchasing | 2024-12-17 | Supply Reinforcement (PR_104984) | Approved | Total | Steel Rebars 10 mm | TON | 100 | 12 | 765.65 | 9187.8 | MAT_Raw | حديد المصريين لتجارة مواد البناء | Total | Steel Rebars 10 mm | TON | 12 | 34298.25 | 411579 | EGP | MAT_Raw
Damietta Container Terminal-Infra & Bldgs _0216 | 216 | RFQ-00124 | Purchasing Engineers | Purchasing | 2024-12-17 | Supply Reinforcement (PR_104984) | Approved | Total | Steel Rebars 12 mm | TON | 900 | 4 | 765.65 | 3062.6 | MAT_Raw | حديد المصريين لتجارة مواد البناء | Total | Steel Rebars 12 mm | TON | 4 | 34298.25 | 137193 | EGP | MAT_Raw
Damietta Container Terminal-Infra & Bldgs _0216 | 216 | RFQ-00124 | Purchasing Engineers | Purchasing | 2024-12-17 | Supply Reinforcement (PR_104984) | Approved | Total | Steel Rebars 16 mm | TON | 4842.97 | 6 | 765.65 | 4593.9 | MAT_Raw | حديد المصريين لتجارة مواد البناء | Total | Steel Rebars 16 mm | TON | 6 | 34298.25 | 205789.5 | EGP | MAT_Raw
Damietta Container Terminal-Infra & Bldgs _0216 | 216 | RFQ-00124 | Purchasing Engineers | Purchasing | 2024-12-17 | Supply Reinforcement (PR_104984) | Approved | Total | Steel Rebars 18 mm | TON | 900 | 20 | 765.65 | 15313 | MAT_Raw | حديد المصريين لتجارة مواد البناء | Total | Steel Rebars 18 mm | TON | 20 | 34298.25 | 685965 | EGP | MAT_Raw
Damietta Container Terminal-Infra & Bldgs _0216 | 216 | RFQ-00124 | Purchasing Engineers | Purchasing | 2024-12-17 | Supply Reinforcement (PR_104984) | Approved | Total | Steel Rebars 22 mm | TON | 150 | 24 | 765.65 | 18375.6 | MAT_Raw | حديد المصريين لتجارة مواد البناء | Total | Steel Rebars 22 mm | TON | 24 | 34298.25 | 823158 | EGP | MAT_Raw
Damietta Container Terminal-Infra & Bldgs _0216 | 216 | RFQ-00124 | Purchasing Engineers | Purchasing | 2024-12-17 | Supply Reinforcement (PR_104984) | Approved | Total | Steel Rebars 25 mm | TON | 180 | 26 | 765.65 | 19906.9 | MAT_Raw | حديد المصريين لتجارة مواد البناء | Total | Steel Rebars 25 mm | TON | 26 | 34298.25 | 891754.5 | EGP | MAT_Raw
Egyptian University in Alamein _0220 | 220 | RFQ-00014 | Mohamed Maher | Operation | 2024-12-17 | Engineering Works | Approved | 11 | Laboratory Civil Engineer (Optional) (B.Sc. of Engineering), Min. 5 yrs. hands on experience in Lab testing (Working shift is 26 Days/Month , 8 Hrs / Day) | MTH | 6 | 6 | 27165.96 | 162995.76 | Oth | CEL | 11 | Laboratory Civil Engineer (Optional) (B.Sc. of Engineering), Min. 5 yrs. hands on experience in Lab testing (Working shift is 26 Days/Month , 8 Hrs / Day) | MTH | 6 | 20000 | 120000 | EGP | Oth
Rabigh CCPP-Civil _K0006 | K0006 | RFQ-00104 | Mohamed Amr | Procurement | 2024-12-22 | Gypsum Board | Approved | 09 50 00 SCL-0014 | installing; suspended ceiling; acoustical; ;mineral fiber panels; working height ≤ 3.5m; suspension depth 1000-2000mm; horizontal finish; panel dimensions 600x600mm; panel thickness 15mm.; noise reduction coff. Type E-400 as per ASTM C423 | SQM | 2796 | 2796 | 28.75 | 80385 | SC_Apply | Company THELATH ZAWAYA For Contracting | 09 50 00 SCL-0014 | installing; suspended ceiling; acoustical; ;mineral fiber panels; working height ≤ 3.5m; suspension depth 1000-2000mm; horizontal finish; panel dimensions 600x600mm; panel thickness 15mm.; noise reduction coff. Type E-400 as per ASTM C423 | SQM | 2796 | 135 | 377460 | SAR | SC_Apply
Rabigh CCPP-Civil _K0006 | K0006 | RFQ-00104 | Mohamed Amr | Procurement | 2024-12-22 | Gypsum Board | Approved | 09 50 00 SCL-0013 | Supplying suspended ceiling; moisture proof; gypsum board panels; working height ≤ 3.5m; suspension depth 1000-2000mm; horizontal finish; panel dimensions 600x600; panel thickness 19mm.. | SQM | 87 | 87 | 63 | 5481 | SC_Supply | Company THELATH ZAWAYA For Contracting | 09 50 00 SCL-0013 | Supplying suspended ceiling; moisture proof; gypsum board panels; working height ≤ 3.5m; suspension depth 1000-2000mm; horizontal finish; panel dimensions 600x600; panel thickness 19mm.. | SQM | 87 | 0 | 0 | SAR | SC_Supply
Rabigh CCPP-Civil _K0006 | K0006 | RFQ-00104 | Mohamed Amr | Procurement | 2024-12-22 | Gypsum Board | Approved | 09 50 00 SCL-0014 | Louna Acoustic Ceiling tiles | SQM | 2796 | 2796 | 115 | 321540 | SC_Supply | Company THELATH ZAWAYA For Contracting | 09 50 00 SCL-0014 | Louna Acoustic Ceiling tiles | SQM | 2796 | 0 | 0 | SAR | SC_Supply
Damietta Container Terminal-Infra & Bldgs _0216 | 216 | RFQ-00119 | Ibrahim Ahmed | MEP (Electro Mechanical) | 2024-12-16 | Supply Variable Refrigerant Volume (VRV) System | Approved | 11.10.13 - BUILDING PACKAGE-WORKSHOP HVAC-15700-A.a.11. | Wired remote controller | ECH | 1 | 1 | 1891.8 | 1891.8 | MAT_Raw | تريدكس / TRADEX | 11.10.13 - BUILDING PACKAGE-WORKSHOP HVAC-15700-A.a.11. | Wired remote controller | ECH | 1 | 6703.55 | 6703.55 | USD | MAT_Raw
Damietta Container Terminal-Infra & Bldgs _0216 | 216 | RFQ-00119 | Ibrahim Ahmed | MEP (Electro Mechanical) | 2024-12-16 | Supply Variable Refrigerant Volume (VRV) System | Approved | 11.10.13 - BUILDING PACKAGE-WORKSHOP HVAC-15700-A.a.12. | Centralized controller touch screen | ECH | 1 | 1 | 11143.8 | 11143.8 | MAT_Raw | تريدكس / TRADEX | 11.10.13 - BUILDING PACKAGE-WORKSHOP HVAC-15700-A.a.12. | Centralized controller touch screen | ECH | 1 | 3700.06 | 3700.06 | USD | MAT_Raw
AS2 Saint Gobain _0221 | 221 | RFQ-00022 | Purchasing Engineers | Purchasing | 2024-12-16 | Chemical Package PR 105682 | Approved | 10.13 - Civil-8-a | Sika Antisol Wb | ECH | 40 | 3 | 1751.08 | 5253.24 | MAT_Misc | سيكا مصر لكيماويات مواد البناء | 10.13 - Civil-8-a | Sika Antisol Wb | ECH | 3 | 5700 | 17100 | EGP | MAT_Misc
AS2 Saint Gobain _0221 | 221 | RFQ-00021 | Purchasing Engineers | Purchasing | 2024-12-16 | Ready Mix Concrete PR 105938 | Approved | 10.13 - Civil-8-a | a) P.C.C 1:1.5:3 ( Concrete grade fcu = 20 N/mm2) | CBM | 3908.49 | 500 | 1502.15 | 751075 | MAT_Raw | Nile mix | 10.13 - Civil-8-a | a) P.C.C 1:1.5:3 ( Concrete grade fcu = 20 N/mm2) | CBM | 500 | 2183 | 1091500 | EGP | MAT_Raw
AS2 Saint Gobain _0221 | 221 | RFQ-00021 | Purchasing Engineers | Purchasing | 2024-12-16 | Ready Mix Concrete PR 105938 | Approved | 10.13 - Civil-9-a | Footing | CBM | 7174.57 | 2000 | 1647.55 | 3295100 | MAT_Raw | Nile mix | 10.13 - Civil-9-a | Footing | CBM | 2000 | 2337 | 4674000 | EGP | MAT_Raw
AS2 Saint Gobain _0221 | 221 | RFQ-00023 | Purchasing Engineers | Purchasing | 2024-12-16 | Curing Materials PR 105936 | Approved | 10.13 - Civil-9-a | Dry Bond 540 | LTR | 900 | 600 | 166.1 | 99660 | MAT_Misc | المتحدة للبويات والكيماويات | 10.13 - Civil-9-a | Dry Bond 540 | LTR | 600 | 168.15 | 100890 | EGP | MAT_Misc
AS2 Saint Gobain _0221 | 221 | RFQ-00023 | Purchasing Engineers | Purchasing | 2024-12-16 | Curing Materials PR 105936 | Approved | 10.13 - Civil-9-i | Weber Rep 331 Tx | Bag | 100 | 80 | 9.88 | 790.4 | MAT_Misc | المتحدة للبويات والكيماويات | 10.13 - Civil-9-i | Weber Rep 331 Tx | Bag | 80 | 7.98 | 638.4 | EGP | MAT_Misc
Rabigh CCPP-Civil _K0006 | K0006 | RFQ-00097 | Purchasing Engineers | Purchasing | 2024-12-15 | Cement Tiles 30*60*60 PR 768 | Approved | 09 30 00 TIL-0019 | Cement Tiles 30*30*60 | SQM | 3414 | 1200 | 30 | 36000 | MAT_Raw | آرتك | 09 30 00 TIL-0019 | Cement Tiles 30*30*60 | SQM | 1200 | 29.15 | 34980 | SAR | MAT_Raw
Rabigh CCPP-Civil _K0006 | K0006 | RFQ-00096 | Purchasing Engineers | Purchasing | 2024-12-15 | Paintings PR 747 | Approved | 09 96 00 PNT-0026 | Green Silk Flexy | ECH | 12 | 12 | 332 | 3984 | MAT_Raw | شركه مصنع الجزيره للدهانات | 09 96 00 PNT-0026 | Green Silk Flexy | ECH | 12 | 332 | 3984 | SAR | MAT_Raw
Rabigh CCPP-Civil _K0006 | K0006 | RFQ-00095 | Purchasing Engineers | Purchasing | 2024-12-15 | Sika Rep SA PR 775 | Approved | 09 96 00 PNT-0026 | Sika Rep SA | ECH | 5000 | 5000 | 30 | 150000 | MAT_Raw | Master Builders solution (Sika) | 09 96 00 PNT-0026 | Sika Rep SA | ECH | 5000 | 1 | 5000 | SAR | MAT_Raw
Rabigh CCPP-Civil _K0006 | K0006 | RFQ-00095 | Purchasing Engineers | Purchasing | 2024-12-15 | Sika Rep SA PR 775 | Approved | 09 96 00 PNT-0026 | Sika Rep SA | ECH | 10000 | 5000 | 0 | 0 | MAT_Raw | Master Builders solution (Sika) | 09 96 00 PNT-0026 | Sika Rep SA | ECH | 5000 | 1 | 5000 | SAR | MAT_Raw
ORA ZED-Ph 2-Pkgs A&D | 151 | RFQ-00099 | Purchasing Engineers | Purchasing | 2024-12-16 | Supply Terrazzo Tiles (104979) | Approved | All areas | بلاط موزايكو 30 * 30 | SQM | 20509 | 17200 | 127.44 | 2191968 | MAT_Raw | المتحدة للمنتجات الاسمنتيه (يوني كريت)(سيد احمد حل | All areas | بلاط موزايكو 30 * 30 | SQM | 17200 | 155.04 | 2666688 | EGP | MAT_Raw
Egyptian University in Alamein _0220 | 220 | RFQ-00013 | Purchasing Engineers | Purchasing | 2024-12-05 | Supply Ready Mix concrete (PR NO.104832) | Approved | 10 - B02-03.30.01 | OPC Ready Mix 200kg/cm2 | CBM | 1080 | 1080 | 1750 | 1890000 | PC | abdelaziz & partner C.H For ready concrete | 10 - B02-03.30.01 | OPC Ready Mix 200kg/cm2 | CBM | 1080 | 2037.18 | 2200154.4 | EGP | PC
Egyptian University in Alamein _0220 | 220 | RFQ-00013 | Purchasing Engineers | Purchasing | 2024-12-05 | Supply Ready Mix concrete (PR NO.104832) | Approved | 10 - B02-03.30.02 | OPC Ready Mix 350kg/cm2 | CBM | 30660 | 8000 | 2050 | 16400000 | RC | abdelaziz & partner C.H For ready concrete | 10 - B02-03.30.02 | OPC Ready Mix 350kg/cm2 | CBM | 8000 | 2380.32 | 19042560 | EGP | RC
Katameya Creeks | 138 | RFQ-00149 | Youssef Abd El Kream | MEP (Electro Mechanical) | 2024-12-15 | Pendent Sprinklers | Approved | Type G.Buildings.Water supply | Pendent Sprinkler (Concealed Type) Viking | ECH | 64 | 64 | 0 | 0 | SC_Supply | MK | Type G.Buildings.Water supply | Pendent Sprinkler (Concealed Type) Viking | ECH | 64 | 1200 | 76800 | EGP | SC_Supply
Katameya Creeks | 138 | RFQ-00146 | Youssef Abd El Kream | MEP (Electro Mechanical) | 2024-12-09 | PPR Pipes & Fittings | Approved | Type G.Buildings.Drainage | مواسير PPR قطر 75 مم للمياه البارده و الساخنه | LM | 26 | 26 | 0 | 0 | SC_Supply | El Maadawy | Type G.Buildings.Drainage | مواسير PPR قطر 75 مم للمياه البارده و الساخنه | LM | 26 | 281 | 7306 | EGP | SC_Supply
Katameya Creeks | 138 | RFQ-00146 | Youssef Abd El Kream | MEP (Electro Mechanical) | 2024-12-09 | PPR Pipes & Fittings | Approved | Type G.Buildings.Drainage | مواسير PPR قطر 50 مم للمياه البارده و الساخنه | LM | 28 | 28 | 0 | 0 | SC_Supply | El Maadawy | Type G.Buildings.Drainage | مواسير PPR قطر 50 مم للمياه البارده و الساخنه | LM | 28 | 596.25 | 16695 | EGP | SC_Supply
Katameya Creeks | 138 | RFQ-00146 | Youssef Abd El Kream | MEP (Electro Mechanical) | 2024-12-09 | PPR Pipes & Fittings | Approved | Type G.Buildings.Drainage | مواسير PPR قطر 50 مم للمياه البارده و الساخنه | LM | 28 | 28 | 0 | 0 | SC_Supply | El Maadawy | Type G.Buildings.Drainage | مواسير PPR قطر 50 مم للمياه البارده و الساخنه | LM | 28 | 135 | 3780 | EGP | SC_Supply
Katameya Creeks | 138 | RFQ-00146 | Youssef Abd El Kream | MEP (Electro Mechanical) | 2024-12-09 | PPR Pipes & Fittings | Approved | Type G.Buildings.Drainage | مواسير PPR قطر 40 مم للمياه البارده و الساخنه | LM | 444 | 444 | 0 | 0 | SC_Supply | El Maadawy | Type G.Buildings.Drainage | مواسير PPR قطر 40 مم للمياه البارده و الساخنه | LM | 444 | 92.76 | 41185.44 | EGP | SC_Supply
Katameya Creeks | 138 | RFQ-00146 | Youssef Abd El Kream | MEP (Electro Mechanical) | 2024-12-09 | PPR Pipes & Fittings | Approved | Type G.Buildings.Drainage | مواسير PPR قطر 32 مم للمياه البارده و الساخنه | LM | 78 | 78 | 0 | 0 | SC_Supply | El Maadawy | Type G.Buildings.Drainage | مواسير PPR قطر 32 مم للمياه البارده و الساخنه | LM | 78 | 57 | 4446 | EGP | SC_Supply
Katameya Creeks | 138 | RFQ-00146 | Youssef Abd El Kream | MEP (Electro Mechanical) | 2024-12-09 | PPR Pipes & Fittings | Approved | Type G.Buildings.Drainage | مشترك مسلوب لحام PPR مقاس 110-75-110 مم | ECH | 7 | 7 | 0 | 0 | SC_Supply | El Maadawy | Type G.Buildings.Drainage | مشترك مسلوب لحام PPR مقاس 110-75-110 مم | ECH | 7 | 707.6 | 4953.2 | EGP | SC_Supply
Katameya Creeks | 138 | RFQ-00146 | Youssef Abd El Kream | MEP (Electro Mechanical) | 2024-12-09 | PPR Pipes & Fittings | Approved | Type G.Buildings.Drainage | مشترك مسلوب لحام PPR مقاس 75-50-75 مم | ECH | 7 | 7 | 0 | 0 | SC_Supply | El Maadawy | Type G.Buildings.Drainage | مشترك مسلوب لحام PPR مقاس 75-50-75 مم | ECH | 7 | 243.2 | 1702.4 | EGP | SC_Supply
Katameya Creeks | 138 | RFQ-00146 | Youssef Abd El Kream | MEP (Electro Mechanical) | 2024-12-09 | PPR Pipes & Fittings | Approved | Type G.Buildings.Drainage | مشترك مسلوب لحام PPR مقاس 50-32-50 مم | ECH | 13 | 13 | 0 | 0 | SC_Supply | El Maadawy | Type G.Buildings.Drainage | مشترك مسلوب لحام PPR مقاس 50-32-50 مم | ECH | 13 | 117.04 | 1521.52 | EGP | SC_Supply
Katameya Creeks | 138 | RFQ-00146 | Youssef Abd El Kream | MEP (Electro Mechanical) | 2024-12-09 | PPR Pipes & Fittings | Approved | Type G.Buildings.Drainage | مشترك مسلوب لحام PPR مقاس 50-40-50 مم | ECH | 15 | 15 | 0 | 0 | SC_Supply | El Maadawy | Type G.Buildings.Drainage | مشترك مسلوب لحام PPR مقاس 50-40-50 مم | ECH | 15 | 119.21 | 1788.15 | EGP | SC_Supply
Katameya Creeks | 138 | RFQ-00146 | Youssef Abd El Kream | MEP (Electro Mechanical) | 2024-12-09 | PPR Pipes & Fittings | Approved | Type G.Buildings.Drainage | مسلوب لحام PPR مقاس 75-50 مم | ECH | 12 | 12 | 0 | 0 | SC_Supply | El Maadawy | Type G.Buildings.Drainage | مسلوب لحام PPR مقاس 75-50 مم | ECH | 12 | 125.52 | 1506.24 | EGP | SC_Supply
Katameya Creeks | 138 | RFQ-00146 | Youssef Abd El Kream | MEP (Electro Mechanical) | 2024-12-09 | PPR Pipes & Fittings | Approved | Type G.Buildings.Drainage | مسلوب لحام PPR مقاس 50-32 مم | ECH | 11 | 11 | 0 | 0 | SC_Supply | El Maadawy | Type G.Buildings.Drainage | مسلوب لحام PPR مقاس 50-32 مم | ECH | 11 | 53.1 | 584.1 | EGP | SC_Supply
Katameya Creeks | 138 | RFQ-00146 | Youssef Abd El Kream | MEP (Electro Mechanical) | 2024-12-09 | PPR Pipes & Fittings | Approved | Type G.Buildings.Drainage | مسلوب لحام PPR مقاس 50-40 مم | ECH | 10 | 10 | 0 | 0 | SC_Supply | El Maadawy | Type G.Buildings.Drainage | مسلوب لحام PPR مقاس 50-40 مم | ECH | 10 | 53.5 | 535 | EGP | SC_Supply
Katameya Creeks | 138 | RFQ-00146 | Youssef Abd El Kream | MEP (Electro Mechanical) | 2024-12-09 | PPR Pipes & Fittings | Approved | Type G.Buildings.Drainage | كوع لحام PPR قطر 110 مم | ECH | 29 | 29 | 0 | 0 | SC_Supply | El Maadawy | Type G.Buildings.Drainage | كوع لحام PPR قطر 110 مم | ECH | 29 | 613 | 17777 | EGP | SC_Supply
Katameya Creeks | 138 | RFQ-00146 | Youssef Abd El Kream | MEP (Electro Mechanical) | 2024-12-09 | PPR Pipes & Fittings | Approved | Type G.Buildings.Drainage | كوع لحام PPR قطر 75 مم | ECH | 28 | 28 | 0 | 0 | SC_Supply | El Maadawy | Type G.Buildings.Drainage | كوع لحام PPR قطر 75 مم | ECH | 28 | 156.52 | 4382.56 | EGP | SC_Supply
Katameya Creeks | 138 | RFQ-00146 | Youssef Abd El Kream | MEP (Electro Mechanical) | 2024-12-09 | PPR Pipes & Fittings | Approved | Type G.Buildings.Drainage | كوع لحام PPR قطر 50 مم | ECH | 20 | 20 | 0 | 0 | SC_Supply | El Maadawy | Type G.Buildings.Drainage | كوع لحام PPR قطر 50 مم | ECH | 20 | 92 | 1840 | EGP | SC_Supply
Egyptian University in Alamein _0220 | 220 | RFQ-00014 | Mohamed Maher | Operation | 2024-12-17 | Engineering Works | Approved | 11 | Highly Skilled Geologist Min. 5 Yrs. hands on experience in Lab testing (Working shift is 26 Days/Month , 8 Hrs / Day) | MTH | 0 | 0 | 0 | 0 | Oth | CEL | 11 | Highly Skilled Geologist Min. 5 Yrs. hands on experience in Lab testing (Working shift is 26 Days/Month , 8 Hrs / Day) | MTH | 0 | 17000 | 0 | EGP | Oth
Egyptian University in Alamein _0220 | 220 | RFQ-00014 | Mohamed Maher | Operation | 2024-12-17 | Engineering Works | Approved | 11 | Highly Skilled Laboratory Technician Min. 7 Yrs. hands on experience in Lab testing (Working shift is 26 Days/Month , 8 Hrs / Day) | MTH | 12 | 12 | 20374.47 | 244493.64 | Oth | CEL | 11 | Highly Skilled Laboratory Technician Min. 7 Yrs. hands on experience in Lab testing (Working shift is 26 Days/Month , 8 Hrs / Day) | MTH | 12 | 15000 | 180000 | EGP | Oth
Egyptian University in Alamein _0220 | 220 | RFQ-00014 | Mohamed Maher | Operation | 2024-12-17 | Engineering Works | Approved | 11 | Mobilization (Mob & De mob) | ECH | 2 | 2 | 17657.87 | 35315.74 | Oth | CEL | 11 | Mobilization (Mob & De mob) | ECH | 2 | 13000 | 26000 | EGP | Oth
Egyptian University in Alamein _0220 | 220 | RFQ-00014 | Mohamed Maher | Operation | 2024-12-17 | Engineering Works | Approved | 11 | Overtime per hour for Laboratory Civil Engineer ( 5 years' experience ) | HRS | 0 | 0 | 0 | 0 | Oth | CEL | 11 | Overtime per hour for Laboratory Civil Engineer ( 5 years' experience ) | HRS | 0 | 100 | 0 | EGP | Oth
Egyptian University in Alamein _0220 | 220 | RFQ-00014 | Mohamed Maher | Operation | 2024-12-17 | Engineering Works | Approved | 11 | Overtime per hour for Geologist (5 years' experience ) | HRS | 0 | 0 | 0 | 0 | Oth | CEL | 11 | Overtime per hour for Geologist (5 years' experience ) | HRS | 0 | 85 | 0 | EGP | Oth
Egyptian University in Alamein _0220 | 220 | RFQ-00014 | Mohamed Maher | Operation | 2024-12-17 | Engineering Works | Approved | 11 | Overtime per hour for laboratory Technician ( 7 years' experience ) | HRS | 0 | 0 | 0 | 0 | Oth | CEL | 11 | Overtime per hour for laboratory Technician ( 7 years' experience ) | HRS | 0 | 72 | 0 | EGP | Oth
Egyptian University in Alamein _0220 | 220 | RFQ-00014 | Mohamed Maher | Operation | 2024-12-17 | Engineering Works | Approved | 11 | Soil Laboratory Equipment | MTH | 6 | 6 | 12224.68 | 73348.08 | Oth | CEL | 11 | Soil Laboratory Equipment | MTH | 6 | 9000 | 54000 | EGP | Oth
Egyptian University in Alamein _0220 | 220 | RFQ-00014 | Mohamed Maher | Operation | 2024-12-17 | Engineering Works | Approved | 11 | Concrete Laboratory Equipment | MTH | 6 | 6 | 20374.47 | 122246.82 | Oth | CEL | 11 | Concrete Laboratory Equipment | MTH | 6 | 15000 | 90000 | EGP | Oth
Egyptian University in Alamein _0220 | 220 | RFQ-00014 | Mohamed Maher | Operation | 2024-12-17 | Engineering Works | Approved | 11 | Lab equipment calibration (every one year or change place of crushing machine) | YR | 0 | 0 | 0 | 0 | Oth | CEL | 11 | Lab equipment calibration (every one year or change place of crushing machine) | YR | 0 | 10000 | 0 | EGP | Oth
ORA ZED-Ph 2-Pkgs A&D | 151 | RFQ-00101 | Purchasing Engineers | Purchasing | 2024-12-18 | Sika Grout 214 - PR 104980 | Approved | All areas | سيكا جراوت 214 | Bag | 485 | 485 | 0 | 0 | MAT_Misc | سيكا مصر لكيماويات مواد البناء | All areas | سيكا جراوت 214 | Bag | 485 | 178.13 | 86393.05 | EGP | MAT_Misc
Abo Shanab El Agamien _0195 | 195 | RFQ-00112 | Purchasing Engineers | Purchasing | 2024-12-23 | Cement supply PR (101340) | Approved | Total | SRC اسمنت مقاوم 42 | TON | 400 | 400 | 0 | 0 | MAT_Raw | امكو للتجاره والتوريدات | Total | SRC اسمنت مقاوم 42 | TON | 400 | 3900 | 1560000 | EGP | MAT_Raw
Katameya Creeks | 138 | RFQ-00146 | Youssef Abd El Kream | MEP (Electro Mechanical) | 2024-12-09 | PPR Pipes & Fittings | Approved | Type G.Buildings.Drainage | كوع لحام PPR قطر 40 مم | ECH | 186 | 186 | 0 | 0 | SC_Supply | El Maadawy | Type G.Buildings.Drainage | كوع لحام PPR قطر 40 مم | ECH | 186 | 49.34 | 9177.24 | EGP | SC_Supply
Katameya Creeks | 138 | RFQ-00146 | Youssef Abd El Kream | MEP (Electro Mechanical) | 2024-12-09 | PPR Pipes & Fittings | Approved | Type G.Buildings.Drainage | كوع لحام PPR قطر 32 مم | ECH | 76 | 76 | 0 | 0 | SC_Supply | El Maadawy | Type G.Buildings.Drainage | كوع لحام PPR قطر 32 مم | ECH | 76 | 24.9 | 1892.4 | EGP | SC_Supply
Katameya Creeks | 138 | RFQ-00146 | Youssef Abd El Kream | MEP (Electro Mechanical) | 2024-12-09 | PPR Pipes & Fittings | Approved | Type G.Buildings.Drainage | جلبه لحام PPR قطر 110 مم | ECH | 18 | 18 | 0 | 0 | SC_Supply | El Maadawy | Type G.Buildings.Drainage | جلبه لحام PPR قطر 110 مم | ECH | 18 | 412.89 | 7432.02 | EGP | SC_Supply
Katameya Creeks | 138 | RFQ-00146 | Youssef Abd El Kream | MEP (Electro Mechanical) | 2024-12-09 | PPR Pipes & Fittings | Approved | Type G.Buildings.Drainage | جلبه لحام PPR قطر 75 مم | ECH | 9 | 9 | 0 | 0 | SC_Supply | El Maadawy | Type G.Buildings.Drainage | جلبه لحام PPR قطر 75 مم | ECH | 9 | 134.41 | 1209.69 | EGP | SC_Supply
Katameya Creeks | 138 | RFQ-00146 | Youssef Abd El Kream | MEP (Electro Mechanical) | 2024-12-09 | PPR Pipes & Fittings | Approved | Type G.Buildings.Drainage | جلبه لحام PPR قطر 50 مم | ECH | 16 | 16 | 0 | 0 | SC_Supply | El Maadawy | Type G.Buildings.Drainage | جلبه لحام PPR قطر 50 مم | ECH | 16 | 55.5 | 888 | EGP | SC_Supply
Katameya Creeks | 138 | RFQ-00146 | Youssef Abd El Kream | MEP (Electro Mechanical) | 2024-12-09 | PPR Pipes & Fittings | Approved | Type G.Buildings.Drainage | جلبه لحام PPR قطر 40 مم | ECH | 102 | 102 | 0 | 0 | SC_Supply | El Maadawy | Type G.Buildings.Drainage | جلبه لحام PPR قطر 40 مم | ECH | 102 | 32.96 | 3361.92 | EGP | SC_Supply
Katameya Creeks | 138 | RFQ-00146 | Youssef Abd El Kream | MEP (Electro Mechanical) | 2024-12-09 | PPR Pipes & Fittings | Approved | Type G.Buildings.Drainage | جلبه لحام PPR قطر 32 مم | ECH | 28 | 28 | 0 | 0 | SC_Supply | El Maadawy | Type G.Buildings.Drainage | جلبه لحام PPR قطر 32 مم | ECH | 28 | 18 | 504 | EGP | SC_Supply
Katameya Creeks | 138 | RFQ-00146 | Youssef Abd El Kream | MEP (Electro Mechanical) | 2024-12-09 | PPR Pipes & Fittings | Approved | Type G.Buildings.Drainage | أفيز بجوان 110 مم | ECH | 30 | 30 | 0 | 0 | SC_Supply | El Maadawy | Type G.Buildings.Drainage | أفيز بجوان 110 مم | ECH | 30 | 46 | 1380 | EGP | SC_Supply
Katameya Creeks | 138 | RFQ-00146 | Youssef Abd El Kream | MEP (Electro Mechanical) | 2024-12-09 | PPR Pipes & Fittings | Approved | Type G.Buildings.Drainage | أفيز بجوان 75 مم | ECH | 38 | 38 | 0 | 0 | SC_Supply | El Maadawy | Type G.Buildings.Drainage | أفيز بجوان 75 مم | ECH | 38 | 44 | 1672 | EGP | SC_Supply
Katameya Creeks | 138 | RFQ-00146 | Youssef Abd El Kream | MEP (Electro Mechanical) | 2024-12-09 | PPR Pipes & Fittings | Approved | Type G.Buildings.Drainage | أفيز بجوان 50 مم | ECH | 38 | 38 | 0 | 0 | SC_Supply | El Maadawy | Type G.Buildings.Drainage | أفيز بجوان 50 مم | ECH | 38 | 35 | 1330 | EGP | SC_Supply
Katameya Creeks | 138 | RFQ-00146 | Youssef Abd El Kream | MEP (Electro Mechanical) | 2024-12-09 | PPR Pipes & Fittings | Approved | Type G.Buildings.Drainage | أفيز بجوان 40 مم | ECH | 499 | 499 | 0 | 0 | SC_Supply | El Maadawy | Type G.Buildings.Drainage | أفيز بجوان 40 مم | ECH | 499 | 30.1 | 15019.9 | EGP | SC_Supply
Katameya Creeks | 138 | RFQ-00146 | Youssef Abd El Kream | MEP (Electro Mechanical) | 2024-12-09 | PPR Pipes & Fittings | Approved | Type G.Buildings.Drainage | أفيز بجوان 32 مم | ECH | 124 | 124 | 0 | 0 | SC_Supply | El Maadawy | Type G.Buildings.Drainage | أفيز بجوان 32 مم | ECH | 124 | 27.75 | 3441 | EGP | SC_Supply
Katameya Creeks | 138 | RFQ-00147 | Youssef Abd El Kream | MEP (Electro Mechanical) | 2024-12-15 | UPVC Pipes | Approved | Type G.Buildings.Water supply | UPVC pipe, 6bar, 50 mm | LM | 210 | 210 | 0 | 0 | SC_Supply | Aquaflow | Type G.Buildings.Water supply | UPVC pipe, 6bar, 50 mm | LM | 210 | 21.47 | 4508.7 | EGP | SC_Supply
Katameya Creeks | 138 | RFQ-00147 | Youssef Abd El Kream | MEP (Electro Mechanical) | 2024-12-15 | UPVC Pipes | Approved | Type G.Buildings.Water supply | UPVC pipe, 6bar, 75 mm | LM | 120 | 120 | 0 | 0 | SC_Supply | Aquaflow | Type G.Buildings.Water supply | UPVC pipe, 6bar, 75 mm | LM | 120 | 39.79 | 4774.8 | EGP | SC_Supply
Damietta Container Terminal-Infra & Bldgs _0216 | 216 | RFQ-00090 | Mohamed Maher | Operation | 2024-11-14 | Environmental Consulting Services | Approved | 1884 - Indirect Cost - 00 | بالشهر تقديم استشارات بيئية كاملة للمشروع تقديم المقترحات , الحلول و الخطط عن اماكن تشوين الخامات او نواتج الحفر و غيرها من المخلفات و مراجعه اوراق المقاولين لنقل المخلفات بكافة انواعها و مقابلة الجهات الحكومية الرسمية و غير الرسمية لشرح الاعمال الخاصة ببيئه المحيط و شرح جميع التقارير البيئيه لبيئه العمل و مراجعة القياسات و التحاليل البيئية للمياه و البيئة الخاصة بالموقع وكل ما يلزم لنهو العمل على الوجه الاكمل طبقا لاصول الصناعة ومتطلبات المقاول العام والاستشاري والمالك | MTH | 12 | 12 | 0 | 0 | Ind | محمود سالم ابراهيم ابراهيم عبده | 1884 - Indirect Cost - 00 | بالشهر تقديم استشارات بيئية كاملة للمشروع تقديم المقترحات , الحلول و الخطط عن اماكن تشوين الخامات او نواتج الحفر و غيرها من المخلفات و مراجعه اوراق المقاولين لنقل المخلفات بكافة انواعها و مقابلة الجهات الحكومية الرسمية و غير الرسمية لشرح الاعمال الخاصة ببيئه المحيط و شرح جميع التقارير البيئيه لبيئه العمل و مراجعة القياسات و التحاليل البيئية للمياه و البيئة الخاصة بالموقع وكل ما يلزم لنهو العمل على الوجه الاكمل طبقا لاصول الصناعة ومتطلبات المقاول العام والاستشاري والمالك | MTH | 12 | 10000 | 120000 | EGP | Ind
ORA ZED-Ph 2-Pkgs A&D |  | RFQ-00076 | Mohamed Selim | Procurement | 2024-09-29 | Garbage Chute | Approved | All areas | Supply & Install Garbage Chute Extending From Basement Level To Roof With Height Aprox. Overlength 41.0m Including Chute With Diameter 60.9mm Fabricated Stainless Steel Grade 304 Thk. 1.5mm Including 11 Intake Doors With Dimensions (15''*18'' ) Bottom Hinged Hoper Hand Operated to Open Self Closing U.L Approved Fire Rated 90 Mins & Discharge Type "A" Made of Aluminized Steel Open End Inclined Rolling Door With Fusible Link Hold-Open, Metal Top Vent With Insect Screen, Flushing Spray,Automatic Fire Sprinklers , Disinfecting & Sanitizing System, Sound Damper Coating on Chute Exterior & Any other Accessories to Complete All Works all in Accordance to Drawings,Specifications & Consultant's Requirement's. | NO | 8 | 8 | 1054858.82 | 8438870.56 | SC_Supply/Apply | Orcs | All areas | Supply & Install Garbage Chute Extending From Basement Level To Roof With Height Aprox. Overlength 41.0m Including Chute With Diameter 60.9mm Fabricated Stainless Steel Grade 304 Thk. 1.5mm Including 11 Intake Doors With Dimensions (15''*18'' ) Bottom Hinged Hoper Hand Operated to Open Self Closing U.L Approved Fire Rated 90 Mins & Discharge Type "A" Made of Aluminized Steel Open End Inclined Rolling Door With Fusible Link Hold-Open, Metal Top Vent With Insect Screen, Flushing Spray,Automatic Fire Sprinklers , Disinfecting & Sanitizing System, Sound Damper Coating on Chute Exterior & Any other Accessories to Complete All Works all in Accordance to Drawings,Specifications & Consultant's Requirement's. | NO | 8 | 560000 | 4480000 | EGP | SC_Supply/Apply
Mivida BP#189 | 170 | RFQ-00175 | Purchasing Engineers | Purchasing | 2024-12-09 | Toilet Accessories (PR no. 89258) | Approved | 1007.Basement P31 | Automatic Stainless Steel Hand Dryer (Worker Toilet accessories). | ECH | 3 | 2 | 29551 | 59102 | SC_Supply/Apply | هانيمكس للاستيراد والتصدير والتوكيلات التجاريه | 1007.Basement P31 | Automatic Stainless Steel Hand Dryer (Worker Toilet accessories). | ECH | 2 | 0 | 0 | EGP | SC_Supply/Apply
Mivida BP#189 | 170 | RFQ-00175 | Purchasing Engineers | Purchasing | 2024-12-09 | Toilet Accessories (PR no. 89258) | Approved | 1007.Basement P31 | Soap Dispenser (Worker Toilet accessories). | ECH | 9 | 8 | 2725 | 21800 | SC_Supply/Apply | هانيمكس للاستيراد والتصدير والتوكيلات التجاريه | 1007.Basement P31 | Soap Dispenser (Worker Toilet accessories). | ECH | 8 | 0 | 0 | EGP | SC_Supply/Apply
Mivida BP#189 | 170 | RFQ-00175 | Purchasing Engineers | Purchasing | 2024-12-09 | Toilet Accessories (PR no. 89258) | Approved | 1007.Basement P31 | Stainless Steel toilet paper roll holder (Worker Toilet accessories) . | ECH | 3 | 3 | 384 | 1152 | SC_Supply/Apply | هانيمكس للاستيراد والتصدير والتوكيلات التجاريه | 1007.Basement P31 | Stainless Steel toilet paper roll holder (Worker Toilet accessories) . | ECH | 3 | 0 | 0 | EGP | SC_Supply/Apply
Mivida BP#189 | 170 | RFQ-00175 | Purchasing Engineers | Purchasing | 2024-12-09 | Toilet Accessories (PR no. 89258) | Approved | 1007.Basement P31 | Automatic hand dryer code 01251.S (Worker Toilet accessories). | ECH | 2 | 2 | 0 | 0 | SC_Supply/Apply | هانيمكس للاستيراد والتصدير والتوكيلات التجاريه | 1007.Basement P31 | Automatic hand dryer code 01251.S (Worker Toilet accessories). | ECH | 2 | 8050 | 16100 | EGP | SC_Supply/Apply
Mivida BP#189 | 170 | RFQ-00175 | Purchasing Engineers | Purchasing | 2024-12-09 | Toilet Accessories (PR no. 89258) | Approved | 1007.Basement P31 | Stainless steel soap dispenser 03004.S (Worker Toilet accessories). | ECH | 8 | 8 | 0 | 0 | SC_Supply/Apply | هانيمكس للاستيراد والتصدير والتوكيلات التجاريه | 1007.Basement P31 | Stainless steel soap dispenser 03004.S (Worker Toilet accessories). | ECH | 8 | 2500 | 20000 | EGP | SC_Supply/Apply
Mivida BP#189 | 170 | RFQ-00175 | Purchasing Engineers | Purchasing | 2024-12-09 | Toilet Accessories (PR no. 89258) | Approved | 1007.Basement P31 | Compact unit with paper tower dispenser and wastebin 120215.S (Worker Toilet accessories). | ECH | 2 | 2 | 0 | 0 | SC_Supply/Apply | هانيمكس للاستيراد والتصدير والتوكيلات التجاريه | 1007.Basement P31 | Compact unit with paper tower dispenser and wastebin 120215.S (Worker Toilet accessories). | ECH | 2 | 22000 | 44000 | EGP | SC_Supply/Apply
Mivida BP#189 | 170 | RFQ-00175 | Purchasing Engineers | Purchasing | 2024-12-09 | Toilet Accessories (PR no. 89258) | Approved | 1007.Basement P31 | Toilet paper holder 16361.B (Worker Toilet accessories). | ECH | 8 | 8 | 0 | 0 | SC_Supply/Apply | هانيمكس للاستيراد والتصدير والتوكيلات التجاريه | 1007.Basement P31 | Toilet paper holder 16361.B (Worker Toilet accessories). | ECH | 8 | 2118.6 | 16948.8 | EGP | SC_Supply/Apply
Mivida BP#189 | 170 | RFQ-00178 | Mostafa Shourbagi | MEP (Electro Mechanical) | 2024-12-11 | Fire Hose Cabinet | Approved | 152105.BAS | P.R. 100688 → Fire Hose Cabinet | LS | 1 | 1 | 4938.48 | 4938.48 | SC_Supply | Naffco | 152105.BAS | P.R. 100688 → Fire Hose Cabinet | LS | 1 | 38685.77 | 38685.77 | EGP | SC_Supply
Katameya Creeks | 138 | RFQ-00166 | Purchasing Engineers | Purchasing | 2024-12-17 | Polyethylene Sheets PR 105971 | Approved | All Buildings | Polyethylene Sheet 150 micron | KGR | 10000 | 2000 | 20 | 40000 | SC_Supply | مارفلز للمقاولات العامه والتوريدات | All Buildings | Polyethylene Sheet 150 micron | KGR | 2000 | 28 | 56000 | EGP | SC_Supply
ORA ZED-Ph 2-Pkgs A&D | 151 | RFQ-00093 | Purchasing Engineers | Purchasing | 2024-12-09 | Cement Supply (PR NO. 103622) | Approved | All areas | اسمنت اسود رتبة 42.5 | TON | 120 | 70 | 1250 | 87500 | MAT_Raw | امكو للتجاره والتوريدات | All areas | اسمنت اسود رتبة 42.5 | TON | 70 | 3650 | 255500 | EGP | MAT_Raw
Sohag HSR Station _0210 | 210 | RFQ-00030 | Purchasing Engineers | Purchasing | 2024-12-18 | Cement Supply (PR NO. 104011) | Approved | 01.05- Main-STR-5 | اسمنت غير معبأ رتبة 42.5 | TON | 1240 | 1000 | 2275 | 2275000 | MAT_Raw | تارجت مصر للتجارة والاستثمار والنقل | 01.05- Main-STR-5 | اسمنت غير معبأ رتبة 42.5 | TON | 1000 | 3200 | 3200000 | EGP | MAT_Raw
Abo Shanab El Agamien _0195 | 195 | RFQ-00108 | Purchasing Engineers | Purchasing | 2024-12-18 | Ready Mix Concrete ( 104493 ) | Approved | 4 - IZ. AL BILTAJI-Bill No.6Admin Room - Civil Works-34-6.1.2-a.2 | For roof slopes, 30 mm to 140 mm thick | CBM | 2.93 | 2.93 | 1010 | 2959.3 | RC | سما ميكس للمقاولات العامه والخرسانه الجاهزه | 4 - IZ. AL BILTAJI-Bill No.6Admin Room - Civil Works-34-6.1.2-a.2 | For roof slopes, 30 mm to 140 mm thick | CBM | 2.93 | 2188.8 | 6413.18 | EGP | RC
Abo Shanab El Agamien _0195 | 195 | RFQ-00108 | Purchasing Engineers | Purchasing | 2024-12-18 | Ready Mix Concrete ( 104493 ) | Approved | 9 - Iz. Seror-Bill No.4 Guard Room (Civil Works)-25-4.1.2-b.2 | For grade slabs, 100 mm thick | CBM | 1.04 | 1.04 | 1095 | 1138.8 | RC | سما ميكس للمقاولات العامه والخرسانه الجاهزه | 9 - Iz. Seror-Bill No.4 Guard Room (Civil Works)-25-4.1.2-b.2 | For grade slabs, 100 mm thick | CBM | 1.04 | 2382.6 | 2477.9 | EGP | RC
Abo Shanab El Agamien _0195 | 195 | RFQ-00108 | Purchasing Engineers | Purchasing | 2024-12-18 | Ready Mix Concrete ( 104493 ) | Approved | 3 - Iz.Junaidi Wisa & Iz. Zaki-Bill No.4 Guard Room (Civil Works)-23-4.1.2-b.2 | For grade slabs, 100 mm thick | CBM | 0.69 | 0.69 | 1095 | 755.55 | RC | سما ميكس للمقاولات العامه والخرسانه الجاهزه | 3 - Iz.Junaidi Wisa & Iz. Zaki-Bill No.4 Guard Room (Civil Works)-23-4.1.2-b.2 | For grade slabs, 100 mm thick | CBM | 0.69 | 2382.6 | 1643.99 | EGP | RC
Qasr Rashwan - Lot B _0208 | 208 | RFQ-00075 | Purchasing Engineers | Purchasing | 2024-12-09 | Waterstop PR 104155 | Approved | 14.12 - Iz. Abou Hussein - Bill No.3: PUMP STATION - 3.1.4 - b | Supply and installation of PVC water stop 25 cm width including fixing, fittings, jointing and accessories. Complete as shown on Contract Drawings and all required works shall be as per manufacturer's instructions, recommendations and Specification. | MTR | 43 | 43 | 238.6 | 10259.8 | SC_Supply | نيو كونستركش NEW CONSTRUCTION CHEMICA | 14.12 - Iz. Abou Hussein - Bill No.3: PUMP STATION - 3.1.4 - b | Supply and installation of PVC water stop 25 cm width including fixing, fittings, jointing and accessories. Complete as shown on Contract Drawings and all required works shall be as per manufacturer's instructions, recommendations and Specification. | MTR | 43 | 310 | 13330 | EGP | SC_Supply
Qasr Rashwan - Lot B _0208 | 208 | RFQ-00075 | Purchasing Engineers | Purchasing | 2024-12-09 | Waterstop PR 104155 | Approved | 11.12 - Iz. Abd Al Rahman Ibrahim - Bill No.3: PUMP STATION - 3.1.4 - b | Supply and installation of PVC water stop 25 cm width including fixing, fittings, jointing and accessories. Complete as shown on Contract Drawings and all required works shall be as per manufacturer's instructions, recommendations and Specification. | MTR | 55 | 55 | 238.6 | 13123 | SC_Supply | نيو كونستركش NEW CONSTRUCTION CHEMICA | 11.12 - Iz. Abd Al Rahman Ibrahim - Bill No.3: PUMP STATION - 3.1.4 - b | Supply and installation of PVC water stop 25 cm width including fixing, fittings, jointing and accessories. Complete as shown on Contract Drawings and all required works shall be as per manufacturer's instructions, recommendations and Specification. | MTR | 55 | 310 | 17050 | EGP | SC_Supply
Qasr Rashwan - Lot B _0208 | 208 | RFQ-00075 | Purchasing Engineers | Purchasing | 2024-12-09 | Waterstop PR 104155 | Approved | 12.12 - Iz. Suleiman Tadrus - Bill No.3: PUMP STATION - 3.1.4 - b | Supply and installation of PVC water stop 25 cm width including fixing, fittings, jointing and accessories. Complete as shown on Contract Drawings and all required works shall be as per manufacturer's instructions, recommendations and Specification. | MTR | 55 | 55 | 238.6 | 13123 | SC_Supply | نيو كونستركش NEW CONSTRUCTION CHEMICA | 12.12 - Iz. Suleiman Tadrus - Bill No.3: PUMP STATION - 3.1.4 - b | Supply and installation of PVC water stop 25 cm width including fixing, fittings, jointing and accessories. Complete as shown on Contract Drawings and all required works shall be as per manufacturer's instructions, recommendations and Specification. | MTR | 55 | 310 | 17050 | EGP | SC_Supply
Qasr Rashwan - Lot B _0208 | 208 | RFQ-00075 | Purchasing Engineers | Purchasing | 2024-12-09 | Waterstop PR 104155 | Approved | 15.12 - Iz. Al Burm - Bill No.3: PUMP STATION - 3.1.4 - b | Supply and installation of PVC water stop 25 cm width including fixing, fittings, jointing and accessories. Complete as shown on Contract Drawings and all required works shall be as per manufacturer's instructions, recommendations and Specification. | MTR | 55 | 55 | 238.6 | 13123 | SC_Supply | نيو كونستركش NEW CONSTRUCTION CHEMICA | 15.12 - Iz. Al Burm - Bill No.3: PUMP STATION - 3.1.4 - b | Supply and installation of PVC water stop 25 cm width including fixing, fittings, jointing and accessories. Complete as shown on Contract Drawings and all required works shall be as per manufacturer's instructions, recommendations and Specification. | MTR | 55 | 310 | 17050 | EGP | SC_Supply
Qasr Rashwan - Lot B _0208 | 208 | RFQ-00075 | Purchasing Engineers | Purchasing | 2024-12-09 | Waterstop PR 104155 | Approved | 13.12 - Iz. Salih Shamatah - Bill No.3: PUMP STATION - 3.1.4 - b | Supply and installation of PVC water stop 25 cm width including fixing, fittings, jointing and accessories. Complete as shown on Contract Drawings and all required works shall be as per manufacturer's instructions, recommendations and Specification. | MTR | 43 | 43 | 238.6 | 10259.8 | SC_Supply | نيو كونستركش NEW CONSTRUCTION CHEMICA | 13.12 - Iz. Salih Shamatah - Bill No.3: PUMP STATION - 3.1.4 - b | Supply and installation of PVC water stop 25 cm width including fixing, fittings, jointing and accessories. Complete as shown on Contract Drawings and all required works shall be as per manufacturer's instructions, recommendations and Specification. | MTR | 43 | 310 | 13330 | EGP | SC_Supply
Qasr Rashwan - Lot B _0208 | 208 | RFQ-00075 | Purchasing Engineers | Purchasing | 2024-12-09 | Waterstop PR 104155 | Approved | 10.12 - Abd Al Azeem Al Sofy Village - Bill No.3: PUMP STATION - 3.1.4 - b | Supply and installation of PVC water stop 25 cm width including fixing, fittings, jointing and accessories. Complete as shown on Contract Drawings and all required works shall be as per manufacturer's instructions, recommendations and Specification. | MTR | 64 | 64 | 238.6 | 15270.4 | SC_Supply | نيو كونستركش NEW CONSTRUCTION CHEMICA | 10.12 - Abd Al Azeem Al Sofy Village - Bill No.3: PUMP STATION - 3.1.4 - b | Supply and installation of PVC water stop 25 cm width including fixing, fittings, jointing and accessories. Complete as shown on Contract Drawings and all required works shall be as per manufacturer's instructions, recommendations and Specification. | MTR | 64 | 310 | 19840 | EGP | SC_Supply
Damietta Container Terminal-Infra & Bldgs _0216 | 216 | RFQ-00097 | Ibrahim Ahmed | MEP (Electro Mechanical) | 2024-11-20 | supply under ground hydrant | Approved | 10.16 - Infrastrucure-FIRE FIGHTING-15325&ANNEX C-5.4.1 | supply and install Under ground Fire department connection valve, one clapper Siamese, 100 x 65 mm @ 6.9 bar as per NFPA 14 install in side manhol with cover open by department man and compeleing this with all accessories need as per specification and drawing UL/FM . | ECH | 207 | 207 | 4400 | 910800 | MAT_Raw | AVK Fusion Egypt | 10.16 - Infrastrucure-FIRE FIGHTING-15325&ANNEX C-5.4.1 | supply and install Under ground Fire department connection valve, one clapper Siamese, 100 x 65 mm @ 6.9 bar as per NFPA 14 install in side manhol with cover open by department man and compeleing this with all accessories need as per specification and drawing UL/FM . | ECH | 207 | 750 | 155250 | USD | MAT_Raw
Mivida BP#189 | 170 | RFQ-00168 | Purchasing Engineers | Purchasing | 2024-12-04 | Joint Seal - PR - 102817 | Approved | 1304.BasementP31 | WeberJointSealPUSealant | ECH | 1500 | 1500 | 175.47 | 263205 | SC_Supply/Apply | Dry Mix - Samuael Makhael | 1304.BasementP31 | WeberJointSealPUSealant | ECH | 1500 | 399 | 598500 | EGP | SC_Supply/Apply
AS2 Saint Gobain _0221 | 221 | RFQ-00020 | Eslam Kamal | Operation | 2024-12-12 | Mobilization | Approved | 12 | بالمقطوعيه اعمال توصيل الكهرباء للمكاتب والخاصة بالاعمال الابتدائية للموقع والبند يشمل توصيل وانارة المكاتب وتركيب القطع الخاصة بها وتثبيتها فى المكاتب والتوصيل من مصدر الكهرباء ومد الاسلاك والكابلات اللازمة لانهاء الاعمال تحت اشراف مهندس رالموقع | LS | 1 | 1 | 200000 | 200000 | Oth | فوزى محمود فارس محمد – وشريكه – ابراهيم اسماعيل اب | 12 | بالمقطوعيه اعمال توصيل الكهرباء للمكاتب والخاصة بالاعمال الابتدائية للموقع والبند يشمل توصيل وانارة المكاتب وتركيب القطع الخاصة بها وتثبيتها فى المكاتب والتوصيل من مصدر الكهرباء ومد الاسلاك والكابلات اللازمة لانهاء الاعمال تحت اشراف مهندس رالموقع | LS | 1 | 200000 | 200000 | EGP | Oth
AS2 Saint Gobain _0221 | 221 | RFQ-00020 | Eslam Kamal | Operation | 2024-12-12 | Mobilization | Approved | 12 | بالمقطوعية اعمال توصيل شبكات المياه والصرف الخاصة بالمكاتب والاعمال الابتدائية للموقع والبند يشمل الحفر اللازم لمد شبكات المياه والصرف ومد الشبكات وعمل الغرف التفتيش اللازمة والتوصيل للحمامات وتركيب اكسسوارات الحمامات الخاصة بالمكاتب وكل ما يلزم لانهاء الاعمال | LS | 1 | 1 | 200000 | 200000 | Oth | فوزى محمود فارس محمد – وشريكه – ابراهيم اسماعيل اب | 12 | بالمقطوعية اعمال توصيل شبكات المياه والصرف الخاصة بالمكاتب والاعمال الابتدائية للموقع والبند يشمل الحفر اللازم لمد شبكات المياه والصرف ومد الشبكات وعمل الغرف التفتيش اللازمة والتوصيل للحمامات وتركيب اكسسوارات الحمامات الخاصة بالمكاتب وكل ما يلزم لانهاء الاعمال | LS | 1 | 200000 | 200000 | EGP | Oth
AS2 Saint Gobain _0221 | 221 | RFQ-00020 | Eslam Kamal | Operation | 2024-12-12 | Mobilization | Approved | 12 | بالمقطوعيه اعمال تجهيز مساحة للمخازن والبند يشمل عمل سور خارجي للمخازن وتوصيل الكهرباء و شبكة المياه والصرف لمنطقة المخزن | LS | 1 | 1 | 113000 | 113000 | Oth | فوزى محمود فارس محمد – وشريكه – ابراهيم اسماعيل اب | 12 | بالمقطوعيه اعمال تجهيز مساحة للمخازن والبند يشمل عمل سور خارجي للمخازن وتوصيل الكهرباء و شبكة المياه والصرف لمنطقة المخزن | LS | 1 | 100000 | 100000 | EGP | Oth
Damietta Container Terminal-Infra & Bldgs _0216 | 216 | RFQ-00114 | Mohamed Maher | Operation | 2024-12-10 | Core Drilling | Approved | 10.22 - Infrastructure Package-9_Pavement-02895-9.7.2 | transition slab hinge beam, mounted to quay wall backside (according to pavement drawings) | ECH | 15600 | 14000 | 1.1 | 15400 | SC_Apply | محمد صابر عبد العزيز عبد الفتاح | 10.22 - Infrastructure Package-9_Pavement-02895-9.7.2 | transition slab hinge beam, mounted to quay wall backside (according to pavement drawings) | ECH | 14000 | 140 | 1960000 | EGP | SC_Apply
Hosh Eissa Hospital _0201 | 201 | RFQ-00038 | Purchasing Engineers | Purchasing | 2024-12-10 | ماستر سيل 940 - PR-105191 | Approved | 10.2 | ماستر سيل 940 | ROL | 5 | 5 | 0 | 0 | MAT_Misc | ام بى اس كونستراكشن كيميكالزايجيبت | 10.2 | ماستر سيل 940 | ROL | 5 | 6056.82 | 30284.1 | EGP | MAT_Misc
Damietta Container Terminal-Infra & Bldgs _0216 | 216 | RFQ-00111 | Eslam Sayed | Procurement | 2024-12-08 | steel doors hardware | Approved | Total Buildings | Full Mortise ball bearing Standard Weight Hinge | ECH | 361 | 361 | 34.82 | 12570.02 | MAT_Misc | The France Company For Metal Industries | Total Buildings | Full Mortise ball bearing Standard Weight Hinge | ECH | 361 | 416 | 150176 | EGP | MAT_Misc
Damietta Container Terminal-Infra & Bldgs _0216 | 216 | RFQ-00111 | Eslam Sayed | Procurement | 2024-12-08 | steel doors hardware | Approved | Total Buildings | Full Mortise ball bearing Heavy Weight Hinge | ECH | 28 | 28 | 68.43 | 1916.04 | MAT_Misc | The France Company For Metal Industries | Total Buildings | Full Mortise ball bearing Heavy Weight Hinge | ECH | 28 | 818 | 22904 | EGP | MAT_Misc
Damietta Container Terminal-Infra & Bldgs _0216 | 216 | RFQ-00111 | Eslam Sayed | Procurement | 2024-12-08 | steel doors hardware | Approved | Total Buildings | Mortise Sash lock | ECH | 75 | 75 | 69.71 | 5228.25 | MAT_Misc | The France Company For Metal Industries | Total Buildings | Mortise Sash lock | ECH | 75 | 833 | 62475 | EGP | MAT_Misc
Damietta Container Terminal-Infra & Bldgs _0216 | 216 | RFQ-00111 | Eslam Sayed | Procurement | 2024-12-08 | steel doors hardware | Approved | Total Buildings | Cisa Lock | ECH | 2 | 2 | 410.2 | 820.4 | MAT_Misc | The France Company For Metal Industries | Total Buildings | Cisa Lock | ECH | 2 | 4901 | 9802 | EGP | MAT_Misc
Damietta Container Terminal-Infra & Bldgs _0216 | 216 | RFQ-00111 | Eslam Sayed | Procurement | 2024-12-08 | steel doors hardware | Approved | Total Buildings | Dead lock | ECH | 1 | 1 | 42.99 | 42.99 | MAT_Misc | The France Company For Metal Industries | Total Buildings | Dead lock | ECH | 1 | 514 | 514 | EGP | MAT_Misc
Damietta Container Terminal-Infra & Bldgs _0216 | 216 | RFQ-00111 | Eslam Sayed | Procurement | 2024-12-08 | steel doors hardware | Approved | Total Buildings | Escutcheon | ECH | 1 | 1 | 8.37 | 8.37 | MAT_Misc | The France Company For Metal Industries | Total Buildings | Escutcheon | ECH | 1 | 100 | 100 | EGP | MAT_Misc
Damietta Container Terminal-Infra & Bldgs _0216 | 216 | RFQ-00111 | Eslam Sayed | Procurement | 2024-12-08 | steel doors hardware | Approved | Total Buildings | Pull handle | ECH | 1 | 1 | 65.76 | 65.76 | MAT_Misc | The France Company For Metal Industries | Total Buildings | Pull handle | ECH | 1 | 786 | 786 | EGP | MAT_Misc
Damietta Container Terminal-Infra & Bldgs _0216 | 216 | RFQ-00111 | Eslam Sayed | Procurement | 2024-12-08 | steel doors hardware | Approved | Total Buildings | Push plate | ECH | 1 | 1 | 40.71 | 40.71 | MAT_Misc | The France Company For Metal Industries | Total Buildings | Push plate | ECH | 1 | 487 | 487 | EGP | MAT_Misc
Damietta Container Terminal-Infra & Bldgs _0216 | 216 | RFQ-00111 | Eslam Sayed | Procurement | 2024-12-08 | steel doors hardware | Approved | Total Buildings | Euro profile double cylinder w/ 3 change keys | ECH | 77 | 77 | 37.3 | 2872.1 | MAT_Misc | The France Company For Metal Industries | Total Buildings | Euro profile double cylinder w/ 3 change keys | ECH | 77 | 446 | 34342 | EGP | MAT_Misc
Damietta Container Terminal-Infra & Bldgs _0216 | 216 | RFQ-00111 | Eslam Sayed | Procurement | 2024-12-08 | steel doors hardware | Approved | Total Buildings | Lever handle on Rose with Escutcheon | ECH | 77 | 77 | 48.21 | 3712.17 | MAT_Misc | The France Company For Metal Industries | Total Buildings | Lever handle on Rose with Escutcheon | ECH | 77 | 576 | 44352 | EGP | MAT_Misc
Damietta Container Terminal-Infra & Bldgs _0216 | 216 | RFQ-00111 | Eslam Sayed | Procurement | 2024-12-08 | steel doors hardware | Approved | Total Buildings | Touch bar, horizontal, steel, painted finish | ECH | 19 | 19 | 366.28 | 6959.32 | MAT_Misc | The France Company For Metal Industries | Total Buildings | Touch bar, horizontal, steel, painted finish | ECH | 19 | 4376 | 83144 | EGP | MAT_Misc
Damietta Container Terminal-Infra & Bldgs _0216 | 216 | RFQ-00111 | Eslam Sayed | Procurement | 2024-12-08 | steel doors hardware | Approved | Total Buildings | Touch bar, vertical, steel, painted sinish | ECH | 5 | 5 | 508.1 | 2540.5 | MAT_Misc | The France Company For Metal Industries | Total Buildings | Touch bar, vertical, steel, painted sinish | ECH | 5 | 6070 | 30350 | EGP | MAT_Misc
Damietta Container Terminal-Infra & Bldgs _0216 | 216 | RFQ-00111 | Eslam Sayed | Procurement | 2024-12-08 | steel doors hardware | Approved | Total Buildings | Outside Access Handle without Cylinder | ECH | 23 | 23 | 387.97 | 8923.31 | MAT_Misc | The France Company For Metal Industries | Total Buildings | Outside Access Handle without Cylinder | ECH | 23 | 4635 | 106605 | EGP | MAT_Misc
Damietta Container Terminal-Infra & Bldgs _0216 | 216 | RFQ-00111 | Eslam Sayed | Procurement | 2024-12-08 | steel doors hardware | Approved | Total Buildings | MATT SN, 3 PCS standard keys, half cylinder | ECH | 23 | 23 | 30.47 | 700.81 | MAT_Misc | The France Company For Metal Industries | Total Buildings | MATT SN, 3 PCS standard keys, half cylinder | ECH | 23 | 364 | 8372 | EGP | MAT_Misc
Damietta Container Terminal-Infra & Bldgs _0216 | 216 | RFQ-00111 | Eslam Sayed | Procurement | 2024-12-08 | steel doors hardware | Approved | Total Buildings | Meeting Stile Ashtragal | ECH | 2 | 2 | 80.96 | 161.92 | MAT_Misc | The France Company For Metal Industries | Total Buildings | Meeting Stile Ashtragal | ECH | 2 | 967 | 1934 | EGP | MAT_Misc
Damietta Container Terminal-Infra & Bldgs _0216 | 216 | RFQ-00111 | Eslam Sayed | Procurement | 2024-12-08 | steel doors hardware | Approved | Total Buildings | Top rod 1820mm for 3000mm door (UL cert. not valid for door height 3m) | ECH | 2 | 2 | 125.35 | 250.7 | MAT_Misc | The France Company For Metal Industries | Total Buildings | Top rod 1820mm for 3000mm door (UL cert. not valid for door height 3m) | ECH | 2 | 1497 | 2994 | EGP | MAT_Misc
Damietta Container Terminal-Infra & Bldgs _0216 | 216 | RFQ-00111 | Eslam Sayed | Procurement | 2024-12-08 | steel doors hardware | Approved | Total Buildings | 505 Silver, power size 4, with plastic cover | ECH | 74 | 74 | 126.96 | 9395.04 | MAT_Misc | The France Company For Metal Industries | Total Buildings | 505 Silver, power size 4, with plastic cover | ECH | 74 | 1517 | 112258 | EGP | MAT_Misc
Damietta Container Terminal-Infra & Bldgs _0216 | 216 | RFQ-00111 | Eslam Sayed | Procurement | 2024-12-08 | steel doors hardware | Approved | Total Buildings | 505 Silver, power size 5, with plastic cover | ECH | 3 | 3 | 135.46 | 406.38 | MAT_Misc | The France Company For Metal Industries | Total Buildings | 505 Silver, power size 5, with plastic cover | ECH | 3 | 1619 | 4857 | EGP | MAT_Misc
Damietta Container Terminal-Infra & Bldgs _0216 | 216 | RFQ-00111 | Eslam Sayed | Procurement | 2024-12-08 | steel doors hardware | Approved | Total Buildings | OB03BC Silver, With plastic cover | ECH | 2 | 2 | 303.4 | 606.8 | MAT_Misc | The France Company For Metal Industries | Total Buildings | OB03BC Silver, With plastic cover | ECH | 2 | 3625 | 7250 | EGP | MAT_Misc
Damietta Container Terminal-Infra & Bldgs _0216 | 216 | RFQ-00111 | Eslam Sayed | Procurement | 2024-12-08 | steel doors hardware | Approved | Total Buildings | Manual Flush Bolt | ECH | 26 | 26 | 39.64 | 1030.64 | MAT_Misc | The France Company For Metal Industries | Total Buildings | Manual Flush Bolt | ECH | 26 | 474 | 12324 | EGP | MAT_Misc
Damietta Container Terminal-Infra & Bldgs _0216 | 216 | RFQ-00111 | Eslam Sayed | Procurement | 2024-12-08 | steel doors hardware | Approved | Total Buildings | Extension Rod | ECH | 2 | 2 | 12.79 | 25.58 | MAT_Misc | The France Company For Metal Industries | Total Buildings | Extension Rod | ECH | 2 | 153 | 306 | EGP | MAT_Misc
Damietta Container Terminal-Infra & Bldgs _0216 | 216 | RFQ-00111 | Eslam Sayed | Procurement | 2024-12-08 | steel doors hardware | Approved | Total Buildings | Dust Proof Strike | ECH | 13 | 13 | 13.66 | 177.58 | MAT_Misc | The France Company For Metal Industries | Total Buildings | Dust Proof Strike | ECH | 13 | 163 | 2119 | EGP | MAT_Misc
Damietta Container Terminal-Infra & Bldgs _0216 | 216 | RFQ-00111 | Eslam Sayed | Procurement | 2024-12-08 | steel doors hardware | Approved | Total Buildings | Kick plate | ECH | 2 | 2 | 56.45 | 112.9 | MAT_Misc | The France Company For Metal Industries | Total Buildings | Kick plate | ECH | 2 | 674 | 1348 | EGP | MAT_Misc
Red Sea Museum-Bab El-Bunt _K0003 | K0003 | RFQ-00029 | Sherif Mahmoud | Procurement | 2024-12-08 | insulation | Approved | 10.15.10 - 075216-P2-C | 12**To top of foundations and slabs - Horizontal areas : Single layer of ( sikaproof A+ 12 ) from sika FPO sheet membrane , 1.2mm thick it's a polyolefin (FPO) base sheet membrane for pre-applied fully bonded below ground waterproofing of reinforced concrete structures. A special hybrid bonding layer forms a permanent bond with the concrete. Suitable for use in hot and tropical conditions. | SQM | 850 | 850 | 109 | 92650 | SC_Supply/Apply | Kabani Group | 10.15.10 - 075216-P2-C | 12**To top of foundations and slabs - Horizontal areas : Single layer of ( sikaproof A+ 12 ) from sika FPO sheet membrane , 1.2mm thick it's a polyolefin (FPO) base sheet membrane for pre-applied fully bonded below ground waterproofing of reinforced concrete structures. A special hybrid bonding layer forms a permanent bond with the concrete. Suitable for use in hot and tropical conditions. | SQM | 850 | 109 | 92650 | SAR | SC_Supply/Apply
Red Sea Museum-Bab El-Bunt _K0003 | K0003 | RFQ-00029 | Sherif Mahmoud | Procurement | 2024-12-08 | insulation | Approved | 10.15.10 - 075216-P2-C | 12** VO - To top of foundations and slabs - Protect the membrane by means of ( bituprotect ) or equivalent 6mm thick, protection board spot bonded. | SQM | 0 | 0 | 29 | 0 | SC_Supply/Apply | Kabani Group | 10.15.10 - 075216-P2-C | 12** VO - To top of foundations and slabs - Protect the membrane by means of ( bituprotect ) or equivalent 6mm thick, protection board spot bonded. | SQM | 0 | 29 | 0 | SAR | SC_Supply/Apply
Red Sea Museum-Bab El-Bunt _K0003 | K0003 | RFQ-00029 | Sherif Mahmoud | Procurement | 2024-12-08 | insulation | Approved | 10.15.10 - 075216-P2-C | 12** VO - To top of foundations and slabs - Supply and apply sika sarnatape 200 between sika proof A+12 and sika shield E80 HDPE SA. | MTR | 0 | 0 | 34 | 0 | SC_Supply/Apply | Kabani Group | 10.15.10 - 075216-P2-C | 12** VO - To top of foundations and slabs - Supply and apply sika sarnatape 200 between sika proof A+12 and sika shield E80 HDPE SA. | MTR | 0 | 34 | 0 | SAR | SC_Supply/Apply
Red Sea Museum-Bab El-Bunt _K0003 | K0003 | RFQ-00029 | Sherif Mahmoud | Procurement | 2024-12-08 | insulation | Approved | 10.15.10 - 075216-P2-C | 12** VO - To top of foundations and slabs - Membrane Termination : This membrane will be terminated by aluminum strip bar, protected by a sealant. | MTR | 0 | 0 | 14 | 0 | SC_Supply/Apply | Kabani Group | 10.15.10 - 075216-P2-C | 12** VO - To top of foundations and slabs - Membrane Termination : This membrane will be terminated by aluminum strip bar, protected by a sealant. | MTR | 0 | 14 | 0 | SAR | SC_Supply/Apply
Red Sea Museum-Bab El-Bunt _K0003 | K0003 | RFQ-00029 | Sherif Mahmoud | Procurement | 2024-12-08 | insulation | Approved | 10.15.10 - 075216-P2-C | 12** VO - To top of foundations and slabs - Pipe dressing: Pipe should be wrapped with sikaproof A+ 12 or sikaproof A+ tape, overlape to waterproofing membrane. | NO | 0 | 0 | 85 | 0 | SC_Supply/Apply | Kabani Group | 10.15.10 - 075216-P2-C | 12** VO - To top of foundations and slabs - Pipe dressing: Pipe should be wrapped with sikaproof A+ 12 or sikaproof A+ tape, overlape to waterproofing membrane. | NO | 0 | 85 | 0 | SAR | SC_Supply/Apply
Red Sea Museum-Bab El-Bunt _K0003 | K0003 | RFQ-00029 | Sherif Mahmoud | Procurement | 2024-12-08 | insulation | Approved | 10.15.10 - 075216-P2-C | 12** VO - To top of foundations and slabs - Treatment the rebars by sikaproof tape. | NO | 0 | 0 | 99 | 0 | SC_Supply/Apply | Kabani Group | 10.15.10 - 075216-P2-C | 12** VO - To top of foundations and slabs - Treatment the rebars by sikaproof tape. | NO | 0 | 99 | 0 | SAR | SC_Supply/Apply
Red Sea Museum-Bab El-Bunt _K0003 | K0003 | RFQ-00029 | Sherif Mahmoud | Procurement | 2024-12-08 | insulation | Approved | 10.15.10 - 075216-P2-D | 13**To walls - To vertical surfaces ( in case of pre-applied ) : Single layer of ( sikaproof A+ 12 ) from sika FPO sheet membrane , 1.2mm thick it's a polyolefin (FPO) base sheet membrane for pre-applied fully bonded below ground waterproofing of reinforced concrete structures. A special hybrid bonding layer forms a permanent bond with the concrete. Suitable for use in hot and tropical conditions | SQM | 850 | 850 | 111 | 94350 | SC_Supply/Apply | Kabani Group | 10.15.10 - 075216-P2-D | 13**To walls - To vertical surfaces ( in case of pre-applied ) : Single layer of ( sikaproof A+ 12 ) from sika FPO sheet membrane , 1.2mm thick it's a polyolefin (FPO) base sheet membrane for pre-applied fully bonded below ground waterproofing of reinforced concrete structures. A special hybrid bonding layer forms a permanent bond with the concrete. Suitable for use in hot and tropical conditions | SQM | 850 | 111 | 94350 | SAR | SC_Supply/Apply
Katameya Creeks | 138 | RFQ-00145 | Purchasing Engineers | Purchasing | 2024-12-09 | Cement Supply pr 103848 | Approved | All Buildings | Cement Supply | TON | 10000 | 60 | 800 | 48000 | SC_Supply | امكو للتجاره والتوريدات | All Buildings | Cement Supply | TON | 60 | 2750 | 165000 | EGP | SC_Supply
Mivida BP#189 | 170 | RFQ-00172 | Purchasing Engineers | Purchasing | 2024-12-08 | Hollow Block 40*20*12(PR 102188) | Approved | 401.all | Hollow Block 40*20*12 mm | ECH | 20000 | 10000 | 6.61 | 66100 | MAT_Raw | باور بلوك للصناعه والتجاره | 401.all | Hollow Block 40*20*12 mm | ECH | 10000 | 11 | 110000 | EGP | MAT_Raw
Mivida BP#189 | 170 | RFQ-00173 | Purchasing Engineers | Purchasing | 2024-12-08 | Solid Block 20*10*6 PR 103688+105073 | Approved | 401.all | Solid Block 6*10*20 mm | ECH | 200000 | 100000 | 1.11 | 111000 | MAT_Raw | باور بلوك للصناعه والتجاره | 401.all | Solid Block 6*10*20 mm | ECH | 100000 | 1.85 | 185000 | EGP | MAT_Raw
Mivida BP#189 | 170 | RFQ-00181 | Mostafa Shourbagi | MEP (Electro Mechanical) | 2024-12-23 | Exhaust Grilles & Access Door & Fire Damper | Approved | 152105.POS | P.R. 105345→ Dampers& access door | LS | 1 | 1 | 4097.45 | 4097.45 | SC_Supply | ZamZam | 152105.POS | P.R. 105345→ Dampers& access door | LS | 1 | 6934.45 | 6934.45 | EGP | SC_Supply
Mivida BP#189 | 170 | RFQ-00181 | Mostafa Shourbagi | MEP (Electro Mechanical) | 2024-12-23 | Exhaust Grilles & Access Door & Fire Damper | Approved | 152105.POS | P.R. 100153→ Exhaust grills | LS | 1 | 1 | 4124.57 | 4124.57 | SC_Supply | ZamZam | 152105.POS | P.R. 100153→ Exhaust grills | LS | 1 | 2836.38 | 2836.38 | EGP | SC_Supply
Katameya Creeks | 138 | RFQ-00163 | Purchasing Engineers | Purchasing | 2024-12-17 | Paintings PR 103826 | Approved | All Buildings | Fenomestic Wall jotun Code L0568 | ECH | 810 | 810 | 0 | 0 | SC_Supply | الزعيترى للتجارة والتوريدات | All Buildings | Fenomestic Wall jotun Code L0568 | ECH | 810 | 0 | 0 | EGP | SC_Supply
Katameya Creeks | 138 | RFQ-00163 | Purchasing Engineers | Purchasing | 2024-12-17 | Paintings PR 103826 | Approved | Type D1.Buildings.2-1 | Royal Matt Scib Sofit Silk Code (L160) | LTR | 20000 | 900 | 50 | 45000 | SC_Supply | الزعيترى للتجارة والتوريدات | Type D1.Buildings.2-1 | Royal Matt Scib Sofit Silk Code (L160) | LTR | 900 | 110.2 | 99180 | EGP | SC_Supply
Rabigh CCPP-Civil _K0006 | K0006 | RFQ-00100 | Ahmed Adel | MEP (Electro Mechanical) | 2024-12-18 | UPVC PIPES & FITTINGS | Approved | 22 13 16 FWDN-0001 | Sypplying;thermoplastic (UPVC);pipeas per BS3505;to drainage network;inner Dia. 2";installed above ground; | MTR | 286 | 24 | 13 | 312 | MAT_Raw | المؤسسة الوطنية للتسويق المحدودة | 22 13 16 FWDN-0001 | Sypplying;thermoplastic (UPVC);pipeas per BS3505;to drainage network;inner Dia. 2";installed above ground; | MTR | 24 | 3.5 | 84 | SAR | MAT_Raw
Rabigh CCPP-Civil _K0006 | K0006 | RFQ-00100 | Ahmed Adel | MEP (Electro Mechanical) | 2024-12-18 | UPVC PIPES & FITTINGS | Approved | 22 13 16 FWDN-0001 | Sypplying;thermoplastic (UPVC);pipeas per BS3505;to drainage network;inner Dia. 2";installed above ground; | MTR | 286 | 200.2 | 12 | 2402.4 | MAT_Raw | المؤسسة الوطنية للتسويق المحدودة | 22 13 16 FWDN-0001 | Sypplying;thermoplastic (UPVC);pipeas per BS3505;to drainage network;inner Dia. 2";installed above ground; | MTR | 200.2 | 1.06 | 212.21 | SAR | MAT_Raw
Damietta Container Terminal-Infra & Bldgs _0216 | 216 | RFQ-00115 | Eslam Sayed | Procurement | 2024-12-11 | Steel doors | Approved | 11.11.10 - Building Package - 100_Terminal House - 08110 - 2.6.1.1.1 | Not Fire rated | ECH | 4 | 4 | 515.18 | 2060.72 | SC_Supply/Apply | The France Company For Metal Industries | 11.11.10 - Building Package - 100_Terminal House - 08110 - 2.6.1.1.1 | Not Fire rated | ECH | 4 | 17719 | 70876 | EGP | SC_Supply/Apply
Damietta Container Terminal-Infra & Bldgs _0216 | 216 | RFQ-00115 | Eslam Sayed | Procurement | 2024-12-11 | Steel doors | Approved | 11.11.10 - Building Package - 100_Terminal House - 08110 - 2.6.1.1.2 | FD 45 Minutes with smoke seal and self closing according to Egyption FLS Standard | ECH | 6 | 6 | 515.18 | 3091.08 | SC_Supply/Apply | The France Company For Metal Industries | 11.11.10 - Building Package - 100_Terminal House - 08110 - 2.6.1.1.2 | FD 45 Minutes with smoke seal and self closing according to Egyption FLS Standard | ECH | 6 | 18340 | 110040 | EGP | SC_Supply/Apply
Damietta Container Terminal-Infra & Bldgs _0216 | 216 | RFQ-00115 | Eslam Sayed | Procurement | 2024-12-11 | Steel doors | Approved | 11.11.10 - Building Package - 100_Terminal House - 08110 - 2.6.1.1.3 | FD 90 Minutes with smoke seal and self closing according to Egyption FLS Standard | ECH | 9 | 9 | 515.18 | 4636.62 | SC_Supply/Apply | The France Company For Metal Industries | 11.11.10 - Building Package - 100_Terminal House - 08110 - 2.6.1.1.3 | FD 90 Minutes with smoke seal and self closing according to Egyption FLS Standard | ECH | 9 | 18340 | 165060 | EGP | SC_Supply/Apply
Damietta Container Terminal-Infra & Bldgs _0216 | 216 | RFQ-00115 | Eslam Sayed | Procurement | 2024-12-11 | Steel doors | Approved | 11.11.10 - Building Package - 100_Terminal House - 08110 - 2.6.1.2.1 | Not Fire rated | ECH | 1 | 1 | 534.18 | 534.18 | SC_Supply/Apply | The France Company For Metal Industries | 11.11.10 - Building Package - 100_Terminal House - 08110 - 2.6.1.2.1 | Not Fire rated | ECH | 1 | 18309 | 18309 | EGP | SC_Supply/Apply
Damietta Container Terminal-Infra & Bldgs _0216 | 216 | RFQ-00115 | Eslam Sayed | Procurement | 2024-12-11 | Steel doors | Approved | 11.11.10 - Building Package - 100_Terminal House - 08110 - 2.6.1.2.2 | FD 90 Minutes with smoke seal and self closing according to Egyption FLS Standard | ECH | 3 | 3 | 534.18 | 1602.54 | SC_Supply/Apply | The France Company For Metal Industries | 11.11.10 - Building Package - 100_Terminal House - 08110 - 2.6.1.2.2 | FD 90 Minutes with smoke seal and self closing according to Egyption FLS Standard | ECH | 3 | 18931 | 56793 | EGP | SC_Supply/Apply
Damietta Container Terminal-Infra & Bldgs _0216 | 216 | RFQ-00115 | Eslam Sayed | Procurement | 2024-12-11 | Steel doors | Approved | 11.11.10 - Building Package - 100_Terminal House - 08110 - 2.6.1.3.1 | Not Fire rated | ECH | 1 | 1 | 766.18 | 766.18 | SC_Supply/Apply | The France Company For Metal Industries | 11.11.10 - Building Package - 100_Terminal House - 08110 - 2.6.1.3.1 | Not Fire rated | ECH | 1 | 28286 | 28286 | EGP | SC_Supply/Apply
Damietta Container Terminal-Infra & Bldgs _0216 | 216 | RFQ-00115 | Eslam Sayed | Procurement | 2024-12-11 | Steel doors | Approved | 11.11.10 - Building Package - 100_Terminal House - 08110 - 2.6.1.4.1 | FD 90 Minutes with smoke seal and self closing according to Egyption FLS Standard | ECH | 3 | 3 | 429.18 | 1287.54 | SC_Supply/Apply | The France Company For Metal Industries | 11.11.10 - Building Package - 100_Terminal House - 08110 - 2.6.1.4.1 | FD 90 Minutes with smoke seal and self closing according to Egyption FLS Standard | ECH | 3 | 10683 | 32049 | EGP | SC_Supply/Apply
Damietta Container Terminal-Infra & Bldgs _0216 | 216 | RFQ-00115 | Eslam Sayed | Procurement | 2024-12-11 | Steel doors | Approved | 11.11.10 - Building Package - 100_Terminal House - 08110 - 2.6.2.1.1 | FD 90 Minutes with smoke seal, self closing and vision panel according to Egyption FLS Standard | ECH | 3 | 3 | 719.18 | 2157.54 | SC_Supply/Apply | The France Company For Metal Industries | 11.11.10 - Building Package - 100_Terminal House - 08110 - 2.6.2.1.1 | FD 90 Minutes with smoke seal, self closing and vision panel according to Egyption FLS Standard | ECH | 3 | 22699 | 68097 | EGP | SC_Supply/Apply
Damietta Container Terminal-Infra & Bldgs _0216 | 216 | RFQ-00115 | Eslam Sayed | Procurement | 2024-12-11 | Steel doors | Approved | 11.11.10 - Building Package - 100_Terminal House - 08110 - 2.6.2.2.1 | FD 90 Minutes with smoke seal, self closing and vision panel according to Egyption FLS Standard | ECH | 1 | 1 | 1554.18 | 1554.18 | SC_Supply/Apply | The France Company For Metal Industries | 11.11.10 - Building Package - 100_Terminal House - 08110 - 2.6.2.2.1 | FD 90 Minutes with smoke seal, self closing and vision panel according to Egyption FLS Standard | ECH | 1 | 51740 | 51740 | EGP | SC_Supply/Apply
Damietta Container Terminal-Infra & Bldgs _0216 | 216 | RFQ-00115 | Eslam Sayed | Procurement | 2024-12-11 | Steel doors | Approved | 11.11.10 - Building Package - 100_Terminal House - 08110 - 2.6.2.3.1 | FD 90 Minutes with smoke seal, self closing and vision panel according to Egyption FLS Standard | ECH | 3 | 3 | 864.18 | 2592.54 | SC_Supply/Apply | The France Company For Metal Industries | 11.11.10 - Building Package - 100_Terminal House - 08110 - 2.6.2.3.1 | FD 90 Minutes with smoke seal, self closing and vision panel according to Egyption FLS Standard | ECH | 3 | 36041 | 108123 | EGP | SC_Supply/Apply
Damietta Container Terminal-Infra & Bldgs _0216 | 216 | RFQ-00115 | Eslam Sayed | Procurement | 2024-12-11 | Steel doors | Approved | 11.10.10 - Building Package - 101_Workshop - 08110 - 2.6.1.1.1 | FD 90 Minutes with smoke seal and self closing according to Egyption FLS Standard | ECH | 15 | 15 | 534.18 | 8012.7 | SC_Supply/Apply | The France Company For Metal Industries | 11.10.10 - Building Package - 101_Workshop - 08110 - 2.6.1.1.1 | FD 90 Minutes with smoke seal and self closing according to Egyption FLS Standard | ECH | 15 | 18931 | 283965 | EGP | SC_Supply/Apply
Damietta Container Terminal-Infra & Bldgs _0216 | 216 | RFQ-00115 | Eslam Sayed | Procurement | 2024-12-11 | Steel doors | Approved | 11.10.10 - Building Package - 101_Workshop - 08110 - 2.6.1.2.1 | Not fire rated | ECH | 4 | 4 | 610.18 | 2440.72 | SC_Supply/Apply | The France Company For Metal Industries | 11.10.10 - Building Package - 101_Workshop - 08110 - 2.6.1.2.1 | Not fire rated | ECH | 4 | 23123 | 92492 | EGP | SC_Supply/Apply
Damietta Container Terminal-Infra & Bldgs _0216 | 216 | RFQ-00115 | Eslam Sayed | Procurement | 2024-12-11 | Steel doors | Approved | 11.10.10 - Building Package - 101_Workshop - 08110 - 2.6.1.2.2 | FD 90 Minutes with smoke seal and self closing according to Egyption FLS Standard | ECH | 1 | 1 | 610.18 | 610.18 | SC_Supply/Apply | The France Company For Metal Industries | 11.10.10 - Building Package - 101_Workshop - 08110 - 2.6.1.2.2 | FD 90 Minutes with smoke seal and self closing according to Egyption FLS Standard | ECH | 1 | 23744 | 23744 | EGP | SC_Supply/Apply
Damietta Container Terminal-Infra & Bldgs _0216 | 216 | RFQ-00115 | Eslam Sayed | Procurement | 2024-12-11 | Steel doors | Approved | 11.10.10 - Building Package - 101_Workshop - 08110 - 2.6.1.3.1 | FD 90 Minutes with smoke seal and self closing according to Egyption FLS Standard | ECH | 2 | 2 | 1394.18 | 2788.36 | SC_Supply/Apply | The France Company For Metal Industries | 11.10.10 - Building Package - 101_Workshop - 08110 - 2.6.1.3.1 | FD 90 Minutes with smoke seal and self closing according to Egyption FLS Standard | ECH | 2 | 73345 | 146690 | EGP | SC_Supply/Apply
Damietta Container Terminal-Infra & Bldgs _0216 | 216 | RFQ-00115 | Eslam Sayed | Procurement | 2024-12-11 | Steel doors | Approved | 11.10.10 - Building Package - 101_Workshop - 08110 - 2.6.1.4.1 | FD 90 Minutes with smoke seal and self closing according to Egyption FLS Standard | ECH | 2 | 2 | 964.18 | 1928.36 | SC_Supply/Apply | The France Company For Metal Industries | 11.10.10 - Building Package - 101_Workshop - 08110 - 2.6.1.4.1 | FD 90 Minutes with smoke seal and self closing according to Egyption FLS Standard | ECH | 2 | 34266 | 68532 | EGP | SC_Supply/Apply
Damietta Container Terminal-Infra & Bldgs _0216 | 216 | RFQ-00115 | Eslam Sayed | Procurement | 2024-12-11 | Steel doors | Approved | 11.10.10 - Building Package - 101_Workshop - 08110 - 2.6.2.1.1 | Not fire rated | ECH | 5 | 5 | 534.18 | 2670.9 | SC_Supply/Apply | The France Company For Metal Industries | 11.10.10 - Building Package - 101_Workshop - 08110 - 2.6.2.1.1 | Not fire rated | ECH | 5 | 18309 | 91545 | EGP | SC_Supply/Apply
Damietta Container Terminal-Infra & Bldgs _0216 | 216 | RFQ-00115 | Eslam Sayed | Procurement | 2024-12-11 | Steel doors | Approved | 11.10.10 - Building Package - 101_Workshop - 08110 - 2.6.2.1.2 | FD 90 Minutes with smoke seal and self closing according to Egyption FLS Standard | ECH | 7 | 7 | 534.18 | 3739.26 | SC_Supply/Apply | The France Company For Metal Industries | 11.10.10 - Building Package - 101_Workshop - 08110 - 2.6.2.1.2 | FD 90 Minutes with smoke seal and self closing according to Egyption FLS Standard | ECH | 7 | 18931 | 132517 | EGP | SC_Supply/Apply
Mivida BP#189 | 170 | RFQ-00171 | Ahmed Saleh | MEP (Electro Mechanical) | 2024-12-05 | Split Units | Approved | 152105.all | Install only the following HIGH WALL Split units:HIGH WALL split system, cooling only, Tropical Compressor R410, Model : KHCT18N - OPTIMAX PRO | ECH | 6 | 6 | 369.72 | 2218.32 | SC_Apply | حسام زينهم محمد عبدالحافظ | 152105.all | Install only the following HIGH WALL Split units:HIGH WALL split system, cooling only, Tropical Compressor R410, Model : KHCT18N - OPTIMAX PRO | ECH | 6 | 680 | 4080 | EGP | SC_Apply
Mivida BP#189 | 170 | RFQ-00171 | Ahmed Saleh | MEP (Electro Mechanical) | 2024-12-05 | Split Units | Approved | 152105.all | Install only the following HIGH WALL Split units:HIGH WALL split system, cooling only, Tropical Compressor R410, Model : KHCT24N - OPTIMAX PRO | ECH | 24 | 24 | 369.72 | 8873.28 | SC_Apply | حسام زينهم محمد عبدالحافظ | 152105.all | Install only the following HIGH WALL Split units:HIGH WALL split system, cooling only, Tropical Compressor R410, Model : KHCT24N - OPTIMAX PRO | ECH | 24 | 680 | 16320 | EGP | SC_Apply
Mivida BP#189 | 170 | RFQ-00171 | Ahmed Saleh | MEP (Electro Mechanical) | 2024-12-05 | Split Units | Approved | 152105.all | Install only the following HIGH WALL Split units:HIGH WALL split system, heat pump, Tropical Compressor R410, Model : QHET30N - OPTIMAX PRO | ECH | 18 | 18 | 633.8 | 11408.4 | SC_Apply | حسام زينهم محمد عبدالحافظ | 152105.all | Install only the following HIGH WALL Split units:HIGH WALL split system, heat pump, Tropical Compressor R410, Model : QHET30N - OPTIMAX PRO | ECH | 18 | 680 | 12240 | EGP | SC_Apply
Mivida BP#189 | 170 | RFQ-00171 | Ahmed Saleh | MEP (Electro Mechanical) | 2024-12-05 | Split Units | Approved | 152105.all | Supply and Install Refrigerant Copper piping C/W all required fittings,piping insulation and all accessories for the following:Ref. Copper pipe size ¼" | LM | 20 | 20 | 30 | 600 | SC_Apply | حسام زينهم محمد عبدالحافظ | 152105.all | Supply and Install Refrigerant Copper piping C/W all required fittings,piping insulation and all accessories for the following:Ref. Copper pipe size ¼" | LM | 20 | 430 | 8600 | EGP | SC_Apply
Mivida BP#189 | 170 | RFQ-00171 | Ahmed Saleh | MEP (Electro Mechanical) | 2024-12-05 | Split Units | Approved | 152105.all | Supply and Install Refrigerant Copper piping C/W all required fittings,piping insulation and all accessories for the following:Ref. Copper pipe size ½" | LM | 20 | 20 | 60 | 1200 | SC_Apply | حسام زينهم محمد عبدالحافظ | 152105.all | Supply and Install Refrigerant Copper piping C/W all required fittings,piping insulation and all accessories for the following:Ref. Copper pipe size ½" | LM | 20 | 430 | 8600 | EGP | SC_Apply
Mivida BP#189 | 170 | RFQ-00171 | Ahmed Saleh | MEP (Electro Mechanical) | 2024-12-05 | Split Units | Approved | 152105.all | Supply and Install Refrigerant Copper piping C/W all required fittings,piping insulation and all accessories for the following:Ref. Copper pipe size 3/8" | LM | 450 | 450 | 60 | 27000 | SC_Apply | حسام زينهم محمد عبدالحافظ | 152105.all | Supply and Install Refrigerant Copper piping C/W all required fittings,piping insulation and all accessories for the following:Ref. Copper pipe size 3/8" | LM | 450 | 445 | 200250 | EGP | SC_Apply
Mivida BP#189 | 170 | RFQ-00171 | Ahmed Saleh | MEP (Electro Mechanical) | 2024-12-05 | Split Units | Approved | 152105.all | Supply and Install Refrigerant Copper piping C/W all required fittings,piping insulation and all accessories for the following:Ref. Copper pipe size 5/8" | LM | 435 | 435 | 70 | 30450 | SC_Apply | حسام زينهم محمد عبدالحافظ | 152105.all | Supply and Install Refrigerant Copper piping C/W all required fittings,piping insulation and all accessories for the following:Ref. Copper pipe size 5/8" | LM | 435 | 540 | 234900 | EGP | SC_Apply
Mivida BP#189 | 170 | RFQ-00171 | Ahmed Saleh | MEP (Electro Mechanical) | 2024-12-05 | Split Units | Approved | 152105.all | Supply and Install Refrigerant Copper piping C/W all required fittings,piping insulation and all accessories for the following:Ref. Copper pipe size 3/4" | LM | 25 | 25 | 90 | 2250 | SC_Apply | حسام زينهم محمد عبدالحافظ | 152105.all | Supply and Install Refrigerant Copper piping C/W all required fittings,piping insulation and all accessories for the following:Ref. Copper pipe size 3/4" | LM | 25 | 540 | 13500 | EGP | SC_Apply
Damietta Container Terminal-Infra & Bldgs _0216 | 216 | RFQ-00116 | Purchasing Engineers | Purchasing | 2024-12-12 | بولي ايثيلين 150 ميكرون أسود - pr 105612 | Approved | Total | HDPE Polyethylene sheets | KGR | 22326.53 | 2000 | 2 | 4000 | MAT_Raw | مارفلز للمقاولات العامه والتوريدات | Total | HDPE Polyethylene sheets | KGR | 2000 | 28 | 56000 | EGP | MAT_Raw
Damietta Container Terminal-Infra & Bldgs _0216 | 216 | RFQ-00115 | Eslam Sayed | Procurement | 2024-12-11 | Steel doors | Approved | 11.10.10 - Building Package - 101_Workshop - 08110 - 2.6.2.1.2.1 | FD 45 Minutes with smoke seal, self closing and vision panels according to Egyption FLS Standard | ECH | 2 | 2 | 719.18 | 1438.36 | SC_Supply/Apply | The France Company For Metal Industries | 11.10.10 - Building Package - 101_Workshop - 08110 - 2.6.2.1.2.1 | FD 45 Minutes with smoke seal, self closing and vision panels according to Egyption FLS Standard | ECH | 2 | 22699 | 45398 | EGP | SC_Supply/Apply
Damietta Container Terminal-Infra & Bldgs _0216 | 216 | RFQ-00115 | Eslam Sayed | Procurement | 2024-12-11 | Steel doors | Approved | 11.10.10 - Building Package - 101_Workshop - 08110 - 2.6.2.2.1 | FD 90 Minutes with smoke seal and self closing according to Egyption FLS Standard | ECH | 2 | 2 | 515.18 | 1030.36 | SC_Supply/Apply | The France Company For Metal Industries | 11.10.10 - Building Package - 101_Workshop - 08110 - 2.6.2.2.1 | FD 90 Minutes with smoke seal and self closing according to Egyption FLS Standard | ECH | 2 | 18340 | 36680 | EGP | SC_Supply/Apply
Damietta Container Terminal-Infra & Bldgs _0216 | 216 | RFQ-00115 | Eslam Sayed | Procurement | 2024-12-11 | Steel doors | Approved | 11.10.10 - Building Package - 101_Workshop - 02315 - 005 | D13 (2.00*2.20) MM - NFR | ECH | 2 | 2 | 824.18 | 1648.36 | SC_Supply/Apply | The France Company For Metal Industries | 11.10.10 - Building Package - 101_Workshop - 02315 - 005 | D13 (2.00*2.20) MM - NFR | ECH | 2 | 34266 | 68532 | EGP | SC_Supply/Apply
Damietta Container Terminal-Infra & Bldgs _0216 | 216 | RFQ-00115 | Eslam Sayed | Procurement | 2024-12-11 | Steel doors | Approved | 11.10.10 - Building Package - 101_Workshop - 02315 - 006 | D13 (2.00*2.20) MM - 90 Minutes with smoke seal, self closing and vision panels according to Egyption FLS Standard | ECH | 2 | 2 | 964.18 | 1928.36 | SC_Supply/Apply | The France Company For Metal Industries | 11.10.10 - Building Package - 101_Workshop - 02315 - 006 | D13 (2.00*2.20) MM - 90 Minutes with smoke seal, self closing and vision panels according to Egyption FLS Standard | ECH | 2 | 41801 | 83602 | EGP | SC_Supply/Apply
Damietta Container Terminal-Infra & Bldgs _0216 | 216 | RFQ-00115 | Eslam Sayed | Procurement | 2024-12-11 | Steel doors | Approved | 11.10.10 - Building Package - 101_Workshop - 02315 - 007 | D02' (1.00*2.20) MM - 90 minutes Fire door self-closing with intumescent strip and smoke seal and Fire Door -Keep Shut' sign. | ECH | 1 | 1 | 539 | 539 | SC_Supply/Apply | The France Company For Metal Industries | 11.10.10 - Building Package - 101_Workshop - 02315 - 007 | D02' (1.00*2.20) MM - 90 minutes Fire door self-closing with intumescent strip and smoke seal and Fire Door -Keep Shut' sign. | ECH | 1 | 18931 | 18931 | EGP | SC_Supply/Apply
Damietta Container Terminal-Infra & Bldgs _0216 | 216 | RFQ-00115 | Eslam Sayed | Procurement | 2024-12-11 | Steel doors | Approved | 11.10.10 - Building Package - 101_Workshop - 02315 - 008 | D02' (1.00*2.20) MM - 90 Minutes with smoke seal, self closing and vision panels according to Egyption FLS Standard | ECH | 1 | 1 | 619 | 619 | SC_Supply/Apply | The France Company For Metal Industries | 11.10.10 - Building Package - 101_Workshop - 02315 - 008 | D02' (1.00*2.20) MM - 90 Minutes with smoke seal, self closing and vision panels according to Egyption FLS Standard | ECH | 1 | 22699 | 22699 | EGP | SC_Supply/Apply
Damietta Container Terminal-Infra & Bldgs _0216 | 216 | RFQ-00115 | Eslam Sayed | Procurement | 2024-12-11 | Steel doors | Approved | 11.10.10 - Building Package - 101_Workshop - 02315 - 009 | D02(0.90*2.20)MM-FD 45 Minutes with smoke seal, self closing and vision panels according to Egyption FLS Standard | ECH | 1 | 1 | 592.4 | 592.4 | SC_Supply/Apply | The France Company For Metal Industries | 11.10.10 - Building Package - 101_Workshop - 02315 - 009 | D02(0.90*2.20)MM-FD 45 Minutes with smoke seal, self closing and vision panels according to Egyption FLS Standard | ECH | 1 | 22108 | 22108 | EGP | SC_Supply/Apply
Damietta Container Terminal-Infra & Bldgs _0216 | 216 | RFQ-00115 | Eslam Sayed | Procurement | 2024-12-11 | Steel doors | Approved | 11.10.10 - Building Package - 101_Workshop - 02315 - 0010 | D03' (1.00*2.20) MM - FD 45 Minutes with smoke seal, self closing and vision panels according to Egyption FLS Standard | ECH | 6 | 6 | 674 | 4044 | SC_Supply/Apply | The France Company For Metal Industries | 11.10.10 - Building Package - 101_Workshop - 02315 - 0010 | D03' (1.00*2.20) MM - FD 45 Minutes with smoke seal, self closing and vision panels according to Egyption FLS Standard | ECH | 6 | 22699 | 136194 | EGP | SC_Supply/Apply
Damietta Container Terminal-Infra & Bldgs _0216 | 216 | RFQ-00115 | Eslam Sayed | Procurement | 2024-12-11 | Steel doors | Approved | 11.10.10 - Building Package - 101_Workshop - 02315 - 0011 | D02' (1.00*2.20) MM - FD 45 Minutes with smoke seal, self closing and vision panels according to Egyption FLS Standard | ECH | 6 | 6 | 619 | 3714 | SC_Supply/Apply | The France Company For Metal Industries | 11.10.10 - Building Package - 101_Workshop - 02315 - 0011 | D02' (1.00*2.20) MM - FD 45 Minutes with smoke seal, self closing and vision panels according to Egyption FLS Standard | ECH | 6 | 22699 | 136194 | EGP | SC_Supply/Apply
Damietta Container Terminal-Infra & Bldgs _0216 | 216 | RFQ-00115 | Eslam Sayed | Procurement | 2024-12-11 | Steel doors | Approved | 11.10.10 - Building Package - 101_Workshop - 02315 - 0012 | D04 (0.90*2.20) MM - 90 Minutes with smoke seal, self closing and vision panels according to Egyption FLS Standard | ECH | 1 | 1 | 515.18 | 515.18 | SC_Supply/Apply | The France Company For Metal Industries | 11.10.10 - Building Package - 101_Workshop - 02315 - 0012 | D04 (0.90*2.20) MM - 90 Minutes with smoke seal, self closing and vision panels according to Egyption FLS Standard | ECH | 1 | 22108 | 22108 | EGP | SC_Supply/Apply
Damietta Container Terminal-Infra & Bldgs _0216 | 216 | RFQ-00115 | Eslam Sayed | Procurement | 2024-12-11 | Steel doors | Approved | 11.10.10 - Building Package - 101_Workshop - 02315 - 0014 | D04' (1.00*2.20) MM - NFR | ECH | 1 | 1 | 515.18 | 515.18 | SC_Supply/Apply | The France Company For Metal Industries | 11.10.10 - Building Package - 101_Workshop - 02315 - 0014 | D04' (1.00*2.20) MM - NFR | ECH | 1 | 18309 | 18309 | EGP | SC_Supply/Apply
Damietta Container Terminal-Infra & Bldgs _0216 | 216 | RFQ-00115 | Eslam Sayed | Procurement | 2024-12-11 | Steel doors | Approved | 11.17.10 - Building Package - 108_Firefighting Tank - 08110 - 2.6.1.1 | Type D15 ( 2500 x 2500 mm) | ECH | 1 | 1 | 1354.18 | 1354.18 | SC_Supply/Apply | The France Company For Metal Industries | 11.17.10 - Building Package - 108_Firefighting Tank - 08110 - 2.6.1.1 | Type D15 ( 2500 x 2500 mm) | ECH | 1 | 51547 | 51547 | EGP | SC_Supply/Apply
Damietta Container Terminal-Infra & Bldgs _0216 | 216 | RFQ-00115 | Eslam Sayed | Procurement | 2024-12-11 | Steel doors | Approved | 11.18.10 - Building Package - 102_In-Out Gate - 08110 - 2.6.1.1 | Type D04 ( 900 x 2200 mm) | ECH | 2 | 2 | 515.18 | 1030.36 | SC_Supply/Apply | The France Company For Metal Industries | 11.18.10 - Building Package - 102_In-Out Gate - 08110 - 2.6.1.1 | Type D04 ( 900 x 2200 mm) | ECH | 2 | 17719 | 35438 | EGP | SC_Supply/Apply
Damietta Container Terminal-Infra & Bldgs _0216 | 216 | RFQ-00115 | Eslam Sayed | Procurement | 2024-12-11 | Steel doors | Approved | 11.19.10 - Building Package - 104_Fuel Station - 08110 - 2.6.1.1 | Type D04 ( 900 x 2200 mm) | ECH | 3 | 3 | 515.18 | 1545.54 | SC_Supply/Apply | The France Company For Metal Industries | 11.19.10 - Building Package - 104_Fuel Station - 08110 - 2.6.1.1 | Type D04 ( 900 x 2200 mm) | ECH | 3 | 17719 | 53157 | EGP | SC_Supply/Apply
Damietta Container Terminal-Infra & Bldgs _0216 | 216 | RFQ-00125 | Kareem Ashraf | Procurement | 2024-12-23 | Shoring System ( Sheet Pile Wall ) | Approved | 11.11.10 - Building Package - 100_Terminal House - 02315 - 2.1.4 | Stage one of equipment transportation for sheet piles wall driving | ECH | 1 | 1 | 8076 | 8076 | SC_Supply/Apply | El Moaolen EL Arab | 11.11.10 - Building Package - 100_Terminal House - 02315 - 2.1.4 | Stage one of equipment transportation for sheet piles wall driving | ECH | 1 | 500000 | 500000 | EGP | SC_Supply/Apply
Damietta Container Terminal-Infra & Bldgs _0216 | 216 | RFQ-00125 | Kareem Ashraf | Procurement | 2024-12-23 | Shoring System ( Sheet Pile Wall ) | Approved | 11.11.10 - Building Package - 100_Terminal House - 02315 - 2.1.4 | Stage one of sheet piles transportation | TON | 264 | 264 | 40 | 10560 | SC_Supply/Apply | El Moaolen EL Arab | 11.11.10 - Building Package - 100_Terminal House - 02315 - 2.1.4 | Stage one of sheet piles transportation | TON | 264 | 2300 | 607200 | EGP | SC_Supply/Apply
Damietta Container Terminal-Infra & Bldgs _0216 | 216 | RFQ-00125 | Kareem Ashraf | Procurement | 2024-12-23 | Shoring System ( Sheet Pile Wall ) | Approved | 11.11.10 - Building Package - 100_Terminal House - 02315 - 2.1.4 | Stage one of Sheet piles wall driving | TON | 264 | 264 | 120 | 31680 | SC_Supply/Apply | El Moaolen EL Arab | 11.11.10 - Building Package - 100_Terminal House - 02315 - 2.1.4 | Stage one of Sheet piles wall driving | TON | 264 | 6000 | 1584000 | EGP | SC_Supply/Apply
Damietta Container Terminal-Infra & Bldgs _0216 | 216 | RFQ-00125 | Kareem Ashraf | Procurement | 2024-12-23 | Shoring System ( Sheet Pile Wall ) | Approved | 11.11.10 - Building Package - 100_Terminal House - 02315 - 2.1.4 | Stage one of Sheet piles wall renting ( minimum 4 months ) | TON | 264 | 264 | 160 | 42240 | SC_Supply/Apply | El Moaolen EL Arab | 11.11.10 - Building Package - 100_Terminal House - 02315 - 2.1.4 | Stage one of Sheet piles wall renting ( minimum 4 months ) | TON | 264 | 8800 | 2323200 | EGP | SC_Supply/Apply
Damietta Container Terminal-Infra & Bldgs _0216 | 216 | RFQ-00125 | Kareem Ashraf | Procurement | 2024-12-23 | Shoring System ( Sheet Pile Wall ) | Approved | 11.11.10 - Building Package - 100_Terminal House - 02315 - 2.1.4 | Stage one of Sheet piles wall pulling out | TON | 230 | 230 | 90 | 20700 | SC_Supply/Apply | El Moaolen EL Arab | 11.11.10 - Building Package - 100_Terminal House - 02315 - 2.1.4 | Stage one of Sheet piles wall pulling out | TON | 230 | 5000 | 1150000 | EGP | SC_Supply/Apply
Damietta Container Terminal-Infra & Bldgs _0216 | 216 | RFQ-00125 | Kareem Ashraf | Procurement | 2024-12-23 | Shoring System ( Sheet Pile Wall ) | Approved | 11.11.10 - Building Package - 100_Terminal House - 02315 - 2.1.4 | Stage one equipment transportation for sheet piles wall pulling out | ECH | 1 | 1 | 8076 | 8076 | SC_Supply/Apply | El Moaolen EL Arab | 11.11.10 - Building Package - 100_Terminal House - 02315 - 2.1.4 | Stage one equipment transportation for sheet piles wall pulling out | ECH | 1 | 500000 | 500000 | EGP | SC_Supply/Apply
Damietta Container Terminal-Infra & Bldgs _0216 | 216 | RFQ-00125 | Kareem Ashraf | Procurement | 2024-12-23 | Shoring System ( Sheet Pile Wall ) | Approved | 11.11.10 - Building Package - 100_Terminal House - 02315 - 2.1.4 | Stage one of Sheet pile wall corner | ECH | 10 | 10 | 400 | 4000 | SC_Supply/Apply | El Moaolen EL Arab | 11.11.10 - Building Package - 100_Terminal House - 02315 - 2.1.4 | Stage one of Sheet pile wall corner | ECH | 10 | 40000 | 400000 | EGP | SC_Supply/Apply
Damietta Container Terminal-Infra & Bldgs _0216 | 216 | RFQ-00125 | Kareem Ashraf | Procurement | 2024-12-23 | Shoring System ( Sheet Pile Wall ) | Approved | 11.11.10 - Building Package - 100_Terminal House - 02315 - 2.1.4 | Stage two of Sheet piles wall driving | TON | 183 | 183 | 120 | 21960 | SC_Supply/Apply | El Moaolen EL Arab | 11.11.10 - Building Package - 100_Terminal House - 02315 - 2.1.4 | Stage two of Sheet piles wall driving | TON | 183 | 6000 | 1098000 | EGP | SC_Supply/Apply
Damietta Container Terminal-Infra & Bldgs _0216 | 216 | RFQ-00125 | Kareem Ashraf | Procurement | 2024-12-23 | Shoring System ( Sheet Pile Wall ) | Approved | 11.11.10 - Building Package - 100_Terminal House - 02315 - 2.1.4 | Stage two of Sheet piles wall renting ( minimum 4 months ) | TON | 217 | 217 | 160 | 34720 | SC_Supply/Apply | El Moaolen EL Arab | 11.11.10 - Building Package - 100_Terminal House - 02315 - 2.1.4 | Stage two of Sheet piles wall renting ( minimum 4 months ) | TON | 217 | 8800 | 1909600 | EGP | SC_Supply/Apply
Damietta Container Terminal-Infra & Bldgs _0216 | 216 | RFQ-00125 | Kareem Ashraf | Procurement | 2024-12-23 | Shoring System ( Sheet Pile Wall ) | Approved | 11.11.10 - Building Package - 100_Terminal House - 02315 - 2.1.4 | Stage two of Sheet piles wall pulling out | TON | 217 | 217 | 90 | 19530 | SC_Supply/Apply | El Moaolen EL Arab | 11.11.10 - Building Package - 100_Terminal House - 02315 - 2.1.4 | Stage two of Sheet piles wall pulling out | TON | 217 | 5000 | 1085000 | EGP | SC_Supply/Apply
Damietta Container Terminal-Infra & Bldgs _0216 | 216 | RFQ-00125 | Kareem Ashraf | Procurement | 2024-12-23 | Shoring System ( Sheet Pile Wall ) | Approved | 11.11.10 - Building Package - 100_Terminal House - 02315 - 2.1.4 | Stage two of equipment transportation for sheet piles wall pulling out | ECH | 1 | 1 | 8076 | 8076 | SC_Supply/Apply | El Moaolen EL Arab | 11.11.10 - Building Package - 100_Terminal House - 02315 - 2.1.4 | Stage two of equipment transportation for sheet piles wall pulling out | ECH | 1 | 500000 | 500000 | EGP | SC_Supply/Apply
Damietta Container Terminal-Infra & Bldgs _0216 | 216 | RFQ-00125 | Kareem Ashraf | Procurement | 2024-12-23 | Shoring System ( Sheet Pile Wall ) | Approved | 11.11.10 - Building Package - 100_Terminal House - 02315 - 2.1.4 | Stage two of Sheet pile wall corner | ECH | 4 | 4 | 400 | 1600 | SC_Supply/Apply | El Moaolen EL Arab | 11.11.10 - Building Package - 100_Terminal House - 02315 - 2.1.4 | Stage two of Sheet pile wall corner | ECH | 4 | 25000 | 100000 | EGP | SC_Supply/Apply
Egyptian University in Alamein _0220 | 220 | RFQ-00016 | Purchasing Engineers | Purchasing | 2024-12-19 | Cold Applied bitumen (PR NO.105485) | Approved | 10 - B02-07.11.01 | Bituminous for cold applied | DRM | 110 | 38 | 912 | 34656 | MAT_Raw | نيو كونستركش NEW CONSTRUCTION CHEMICA | 10 - B02-07.11.01 | Bituminous for cold applied | DRM | 38 | 4503 | 171114 | EGP | MAT_Raw
Egyptian University in Alamein _0220 | 220 | RFQ-00017 | Haytham Sharnouby | Operation | 2024-12-23 | Formwork & Steel RFT | Approved | 10 - B02-03.30.01 | بالمتر المكعب أعمال خرسانة عادية للقواعد واللبشة شامل جميع العده , الادوات و المصنعيات | CBM | 300 | 300 | 250 | 75000 | SC_Supply/Apply | عمر سعد علي الجزار | 10 - B02-03.30.01 | بالمتر المكعب أعمال خرسانة عادية للقواعد واللبشة شامل جميع العده , الادوات و المصنعيات | CBM | 300 | 300 | 90000 | EGP | SC_Supply/Apply
Egyptian University in Alamein _0220 | 220 | RFQ-00017 | Haytham Sharnouby | Operation | 2024-12-23 | Formwork & Steel RFT | Approved | 10 - B02-03.30.02 | بالمتر المكعب أعمال خرسانة مسلحة للقواعد واللبشة شامل جميع العده , الادوات و المصنعيات. | CBM | 3150 | 3150 | 700 | 2205000 | SC_Supply/Apply | عمر سعد علي الجزار | 10 - B02-03.30.02 | بالمتر المكعب أعمال خرسانة مسلحة للقواعد واللبشة شامل جميع العده , الادوات و المصنعيات. | CBM | 3150 | 700 | 2205000 | EGP | SC_Supply/Apply
Egyptian University in Alamein _0220 | 220 | RFQ-00017 | Haytham Sharnouby | Operation | 2024-12-23 | Formwork & Steel RFT | Approved | 10 - B02-03.30.03 | بالمتر المكعب أعمال خرسانة مسلحة للبلاطات , للكمرات ,للسلالم شامل جميع العده , الادوات و المصنعيات | CBM | 5010 | 5010 | 2150 | 10771500 | SC_Supply/Apply | عمر سعد علي الجزار | 10 - B02-03.30.03 | بالمتر المكعب أعمال خرسانة مسلحة للبلاطات , للكمرات ,للسلالم شامل جميع العده , الادوات و المصنعيات | CBM | 5010 | 1950 | 9769500 | EGP | SC_Supply/Apply
Egyptian University in Alamein _0220 | 220 | RFQ-00017 | Haytham Sharnouby | Operation | 2024-12-23 | Formwork & Steel RFT | Approved | 10 - B02-03.30.04 | بالمتر المكعب أعمال خرسانة مسلحة للاعمدة و الحوائط شامل جميع العده , الادوات و المصنعيات | CBM | 600 | 600 | 2150 | 1290000 | SC_Supply/Apply | عمر سعد علي الجزار | 10 - B02-03.30.04 | بالمتر المكعب أعمال خرسانة مسلحة للاعمدة و الحوائط شامل جميع العده , الادوات و المصنعيات | CBM | 600 | 1950 | 1170000 | EGP | SC_Supply/Apply
Egyptian University in Alamein _0220 | 220 | RFQ-00017 | Haytham Sharnouby | Operation | 2024-12-23 | Formwork & Steel RFT | Approved | 10 - B02-03.30.04 | بالمتر المكعب خصم في حالة توريد الشدة المعدنية من قبل المقاول العام علي الكميات المنفذه من (الاعمدة والحوائط والكمر والبلاطات والسلالم) | CBM | 0 | 0 | 0 | 0 | SC_Supply/Apply | عمر سعد علي الجزار | 10 - B02-03.30.04 | بالمتر المكعب خصم في حالة توريد الشدة المعدنية من قبل المقاول العام علي الكميات المنفذه من (الاعمدة والحوائط والكمر والبلاطات والسلالم) | CBM | 0 | 350 | 0 | EGP | SC_Supply/Apply
Damietta Container Terminal-Infra & Bldgs _0216 | 216 | RFQ-00127 | Purchasing Engineers | Purchasing | 2024-12-23 | Supply Curing Material (Araco Cure AS) PR - 105856 | Approved | Total | Araco Cure AS | LTR | 10000 | 10000 | 2.5 | 25000 | MAT_Raw | اراكو لمواد البناء و المقاولات | Total | Araco Cure AS | LTR | 10000 | 58 | 580000 | EGP | MAT_Raw
Damietta Container Terminal-Infra & Bldgs _0216 | 216 | RFQ-00126 | Eslam Sayed | Procurement | 2024-12-23 | waterproofing membrane insulation work | Approved | 11.17.10 - Building Package - 108_Firefighting Tank - 07220 - 2.5.1.2 | supply,deliver and install of 4mm thick torch-applied EPDM waterproofing membrane system, including all necessary additional strips at angles intersections, etc. complete as specified. | SQM | 464 | 464 | 30.27 | 14045.28 | SC_Supply/Apply | Troy | 11.17.10 - Building Package - 108_Firefighting Tank - 07220 - 2.5.1.2 | supply,deliver and install of 4mm thick torch-applied EPDM waterproofing membrane system, including all necessary additional strips at angles intersections, etc. complete as specified. | SQM | 464 | 210 | 97440 | EGP | SC_Supply/Apply
Damietta Container Terminal-Infra & Bldgs _0216 | 216 | RFQ-00126 | Eslam Sayed | Procurement | 2024-12-23 | waterproofing membrane insulation work | Approved | 11.17.10 - Building Package - 108_Firefighting Tank - 07111 - 2. 2.3.1 | Supplying, delivering, installing, and testing one layer of elastomeric membrane bituminous sheets of thickness 4.0 mm each according to drawings and specifications. The work includes surface cleaning and smoothing, primers, counter flashing, corner fillets, mastic, bricks or concrete screed for protection according to drawings, and all other necessary items to complete the work | SQM | 1199.52 | 1199.52 | 4.78 | 5733.71 | SC_Supply/Apply | Troy | 11.17.10 - Building Package - 108_Firefighting Tank - 07111 - 2. 2.3.1 | Supplying, delivering, installing, and testing one layer of elastomeric membrane bituminous sheets of thickness 4.0 mm each according to drawings and specifications. The work includes surface cleaning and smoothing, primers, counter flashing, corner fillets, mastic, bricks or concrete screed for protection according to drawings, and all other necessary items to complete the work | SQM | 1199.52 | 210 | 251899.2 | EGP | SC_Supply/Apply
Damietta Container Terminal-Infra & Bldgs _0216 | 216 | RFQ-00126 | Eslam Sayed | Procurement | 2024-12-23 | waterproofing membrane insulation work | Approved | Total | Supply & Apply Metal Flashing | MTR | 1 | 1 | 0 | 0 | SC_Supply/Apply | Troy | Total | Supply & Apply Metal Flashing | MTR | 1 | 145 | 145 | EGP | SC_Supply/Apply
Katameya Creeks | 138 | RFQ-00169 | Peter Rafaat | MEP (Electro Mechanical) | 2024-12-24 | Supply Fire alarm system (VO) | Approved | 8E SERVICE.Basement.1-4 | supply and install addressable smoke detector ( 4098-9714 ) | ECH | 10 | 10 | 3906.35 | 39063.5 | SC_Supply | MIRATECH | 8E SERVICE.Basement.1-4 | supply and install addressable smoke detector ( 4098-9714 ) | ECH | 10 | 1748.12 | 17481.2 | EGP | SC_Supply
Katameya Creeks | 138 | RFQ-00169 | Peter Rafaat | MEP (Electro Mechanical) | 2024-12-24 | Supply Fire alarm system (VO) | Approved | 8E SERVICE.Basement.1-4 | supply and install addressable heat detector ( 4098-9733 ) | ECH | 2 | 2 | 3500.08 | 7000.16 | SC_Supply | MIRATECH | 8E SERVICE.Basement.1-4 | supply and install addressable heat detector ( 4098-9733 ) | ECH | 2 | 1539.95 | 3079.9 | EGP | SC_Supply
Katameya Creeks | 138 | RFQ-00169 | Peter Rafaat | MEP (Electro Mechanical) | 2024-12-24 | Supply Fire alarm system (VO) | Approved | 8E SERVICE.Basement.1-4 | supply and install addressable multi detector (4098-9754 ) | ECH | 3 | 3 | 4864.9 | 14594.7 | SC_Supply | MIRATECH | 8E SERVICE.Basement.1-4 | supply and install addressable multi detector (4098-9754 ) | ECH | 3 | 2281.39 | 6844.17 | EGP | SC_Supply
Katameya Creeks | 138 | RFQ-00169 | Peter Rafaat | MEP (Electro Mechanical) | 2024-12-24 | Supply Fire alarm system (VO) | Approved | 8E SERVICE.Basement.1-4 | Horn/Strobe, 24Vdc, Wall Mount, Red, Multi-Candela (4906-9127 ) | ECH | 2 | 2 | 0 | 0 | SC_Supply | MIRATECH | 8E SERVICE.Basement.1-4 | Horn/Strobe, 24Vdc, Wall Mount, Red, Multi-Candela (4906-9127 ) | ECH | 2 | 1939 | 3878 | EGP | SC_Supply
Katameya Creeks | 138 | RFQ-00169 | Peter Rafaat | MEP (Electro Mechanical) | 2024-12-24 | Supply Fire alarm system (VO) | Approved | 8E SERVICE.Basement.1-4 | Surface Mount Adapter Skirt (4905-9937 ) | ECH | 4 | 4 | 0 | 0 | SC_Supply | MIRATECH | 8E SERVICE.Basement.1-4 | Surface Mount Adapter Skirt (4905-9937 ) | ECH | 4 | 254.73 | 1018.92 | EGP | SC_Supply
Katameya Creeks | 138 | RFQ-00169 | Peter Rafaat | MEP (Electro Mechanical) | 2024-12-24 | Supply Fire alarm system (VO) | Approved | 8E SERVICE.Basement.1-4 | Siren with strobe WP Wall Mounted (4906-9131 ) | ECH | 2 | 2 | 6958.56 | 13917.12 | SC_Supply | MIRATECH | 8E SERVICE.Basement.1-4 | Siren with strobe WP Wall Mounted (4906-9131 ) | ECH | 2 | 2909.45 | 5818.9 | EGP | SC_Supply
Katameya Creeks | 138 | RFQ-00169 | Peter Rafaat | MEP (Electro Mechanical) | 2024-12-24 | Supply Fire alarm system (VO) | Approved | 8E SERVICE.Basement.1-4 | WP BACK BOX WALL Mounted RED ( 49WPBB-AVVOWR ) | ECH | 2 | 2 | 0 | 0 | SC_Supply | MIRATECH | 8E SERVICE.Basement.1-4 | WP BACK BOX WALL Mounted RED ( 49WPBB-AVVOWR ) | ECH | 2 | 770.29 | 1540.58 | EGP | SC_Supply
Katameya Creeks | 138 | RFQ-00169 | Peter Rafaat | MEP (Electro Mechanical) | 2024-12-24 | Supply Fire alarm system (VO) | Approved | 8E SERVICE.Basement.1-4 | Main fire alarm control panel (MFACP) intelligent addressable type with (1 loops),including Rs232 Module , Single-Mode Fiber network interface card, 9A power supply , Two back-up batteries, programming and any needed / related accessories.(4100-9701) | ECH | 1 | 1 | 337822.19 | 337822.19 | SC_Supply | MIRATECH | 8E SERVICE.Basement.1-4 | Main fire alarm control panel (MFACP) intelligent addressable type with (1 loops),including Rs232 Module , Single-Mode Fiber network interface card, 9A power supply , Two back-up batteries, programming and any needed / related accessories.(4100-9701) | ECH | 1 | 303096.78 | 303096.78 | EGP | SC_Supply
Katameya Creeks | 138 | RFQ-00169 | Peter Rafaat | MEP (Electro Mechanical) | 2024-12-24 | Supply Fire alarm system (VO) | Approved | 8E SERVICE.Basement.1-4 | Battery (12VDC- 40Ah) With Box | ECH | 1 | 1 | 54720 | 54720 | SC_Supply | MIRATECH | 8E SERVICE.Basement.1-4 | Battery (12VDC- 40Ah) With Box | ECH | 1 | 30646.15 | 30646.15 | EGP | SC_Supply
Katameya Creeks | 138 | RFQ-00169 | Peter Rafaat | MEP (Electro Mechanical) | 2024-12-24 | Supply Fire alarm system (VO) | Approved | 8E SERVICE.Basement.1-4 | PC with worksatation 20" | ECH | 1 | 1 | 139536 | 139536 | SC_Supply | MIRATECH | 8E SERVICE.Basement.1-4 | PC with worksatation 20" | ECH | 1 | 78147.69 | 78147.69 | EGP | SC_Supply
Katameya Creeks | 138 | RFQ-00169 | Peter Rafaat | MEP (Electro Mechanical) | 2024-12-24 | Supply Fire alarm system (VO) | Approved | 8E SERVICE.Basement.1-4 | Simplex Graphic Software | ECH | 1 | 1 | 187549.44 | 187549.44 | SC_Supply | MIRATECH | 8E SERVICE.Basement.1-4 | Simplex Graphic Software | ECH | 1 | 99194.36 | 99194.36 | EGP | SC_Supply
Katameya Creeks | 138 | RFQ-00169 | Peter Rafaat | MEP (Electro Mechanical) | 2024-12-24 | Supply Fire alarm system (VO) | Approved | 8E SERVICE.Basement.1-4 | Dotmatrix Printer ( LQ-350 ) | ECH | 1 | 1 | 65664 | 65664 | SC_Supply | MIRATECH | 8E SERVICE.Basement.1-4 | Dotmatrix Printer ( LQ-350 ) | ECH | 1 | 36775.38 | 36775.38 | EGP | SC_Supply
Katameya Creeks | 138 | RFQ-00169 | Peter Rafaat | MEP (Electro Mechanical) | 2024-12-24 | Supply Fire alarm system (VO) | Approved | 8E SERVICE.Basement.1-4 | Automatic Voice Dialer | ECH | 1 | 1 | 15732 | 15732 | SC_Supply | MIRATECH | 8E SERVICE.Basement.1-4 | Automatic Voice Dialer | ECH | 1 | 8810.77 | 8810.77 | EGP | SC_Supply
Katameya Creeks | 138 | RFQ-00169 | Peter Rafaat | MEP (Electro Mechanical) | 2024-12-24 | Supply Fire alarm system (VO) | Approved | 8E SERVICE.Basement.1-4 | supply and install addressable relay module (4090-9002 ) | ECH | 4 | 4 | 3474.25 | 13897 | SC_Supply | MIRATECH | 8E SERVICE.Basement.1-4 | supply and install addressable relay module (4090-9002 ) | ECH | 4 | 1526.89 | 6107.56 | EGP | SC_Supply
Katameya Creeks | 138 | RFQ-00169 | Peter Rafaat | MEP (Electro Mechanical) | 2024-12-24 | Supply Fire alarm system (VO) | Approved | 8E SERVICE.Basement.1-4 | supply and install addressable manual station double action (4099-9006 ) | ECH | 4 | 4 | 3896.96 | 15587.84 | SC_Supply | MIRATECH | 8E SERVICE.Basement.1-4 | supply and install addressable manual station double action (4099-9006 ) | ECH | 4 | 1744.53 | 6978.12 | EGP | SC_Supply
Katameya Creeks | 138 | RFQ-00169 | Peter Rafaat | MEP (Electro Mechanical) | 2024-12-24 | Supply Fire alarm system (VO) | Approved | 8E SERVICE.Basement.1-4 | manual station weather proof cover | ECH | 2 | 2 | 17578.02 | 35156.04 | SC_Supply | MIRATECH | 8E SERVICE.Basement.1-4 | manual station weather proof cover | ECH | 2 | 7661.54 | 15323.08 | EGP | SC_Supply
Katameya Creeks | 138 | RFQ-00151 | Youssef Abd El Kream | MEP (Electro Mechanical) | 2024-12-15 | PPR Pipes & Fittings | Approved | Type D.Buildings.Water supply | مواسير قطر 32مم . | LM | 1800 | 152 | 185.25 | 28158 | SC_Supply/Apply | El Maadawy | Type D.Buildings.Water supply | مواسير قطر 32مم . | LM | 152 | 56.44 | 8578.88 | EGP | SC_Supply/Apply
Katameya Creeks | 138 | RFQ-00151 | Youssef Abd El Kream | MEP (Electro Mechanical) | 2024-12-15 | PPR Pipes & Fittings | Approved | Type G.Buildings.Drainage | كوع لحام PPR قطر 32 مم | ECH | 76 | 70 | 0 | 0 | SC_Supply | El Maadawy | Type G.Buildings.Drainage | كوع لحام PPR قطر 32 مم | ECH | 70 | 24.9 | 1743 | EGP | SC_Supply
Mivida BP#189 |  | RFQ-00035 | Mostafa Shourbagi | MEP (Electro Mechanical) | 2024-02-20 | HDPE Fittings | Approved | 152105.all | 94589 -مشترك HDPE مقاس 160-200 مم ضغط 16 بار | ECH | 2 | 2 | 469.58 | 939.16 | SC_Supply | Hebeish | 152105.all | 94589 -مشترك HDPE مقاس 160-200 مم ضغط 16 بار | ECH | 2 | 10293.06 | 20586.12 | EGP | SC_Supply
Mivida BP#189 |  | RFQ-00035 | Mostafa Shourbagi | MEP (Electro Mechanical) | 2024-02-20 | HDPE Fittings | Approved | 152105.all | 94589 -HDPE Tee Y 45 Deeg - DN 160 mm - SDR 17 (PN10 ) | ECH | 2 | 2 | 503.8 | 1007.6 | SC_Supply | Hebeish | 152105.all | 94589 -HDPE Tee Y 45 Deeg - DN 160 mm - SDR 17 (PN10 ) | ECH | 2 | 11043.18 | 22086.36 | EGP | SC_Supply
Mivida BP#189 |  | RFQ-00035 | Mostafa Shourbagi | MEP (Electro Mechanical) | 2024-02-20 | HDPE Fittings | Approved | 152105.all | 94589 -HDPE-PE100-SDR17-PN10 Reduced Y Tee 160 * 110 mm (Equal Tee OD 160 mm + Concentric Reducer OD 160 * 110 mm ) | ECH | 2 | 2 | 1042.75 | 2085.5 | SC_Supply | Hebeish | 152105.all | 94589 -HDPE-PE100-SDR17-PN10 Reduced Y Tee 160 * 110 mm (Equal Tee OD 160 mm + Concentric Reducer OD 160 * 110 mm ) | ECH | 2 | 22857 | 45714 | EGP | SC_Supply
Mivida BP#189 |  | RFQ-00035 | Mostafa Shourbagi | MEP (Electro Mechanical) | 2024-02-20 | HDPE Fittings | Approved | 152105.all | 94589 -كوع 90 درجه HDPE مقاس 110 مم ضغط 10 بار | ECH | 9 | 9 | 54.61 | 491.49 | SC_Supply | Hebeish | 152105.all | 94589 -كوع 90 درجه HDPE مقاس 110 مم ضغط 10 بار | ECH | 9 | 1197 | 10773 | EGP | SC_Supply
Mivida BP#189 |  | RFQ-00035 | Mostafa Shourbagi | MEP (Electro Mechanical) | 2024-02-20 | HDPE Fittings | Approved | 152105.all | 94589 -HDPE-PE100-SDR17-PN10 Reduced Y Tee 200 * 75 mm (Equal Tee OD 200 mm + Concentric Reducer OD 200 * 75 mm ) | ECH | 2 | 2 | 1075.57 | 2151.14 | SC_Supply | Hebeish | 152105.all | 94589 -HDPE-PE100-SDR17-PN10 Reduced Y Tee 200 * 75 mm (Equal Tee OD 200 mm + Concentric Reducer OD 200 * 75 mm ) | ECH | 2 | 23576.34 | 47152.68 | EGP | SC_Supply
Mivida BP#189 |  | RFQ-00035 | Mostafa Shourbagi | MEP (Electro Mechanical) | 2024-02-20 | HDPE Fittings | Approved | 152105.all | 94589 -كوع 90 درجه HDPE مقاس 75 مم ضغط 10 بار | ECH | 3 | 3 | 26.42 | 79.26 | SC_Supply | Hebeish | 152105.all | 94589 -كوع 90 درجه HDPE مقاس 75 مم ضغط 10 بار | ECH | 3 | 579.12 | 1737.36 | EGP | SC_Supply
Mivida BP#189 |  | RFQ-00035 | Mostafa Shourbagi | MEP (Electro Mechanical) | 2024-02-20 | HDPE Fittings | Approved | 152105.all | 94589 -كوع 45 درجه HDPE مقاس 75 مم ضغط 10 بار | ECH | 25 | 25 | 25.69 | 642.25 | SC_Supply | Hebeish | 152105.all | 94589 -كوع 45 درجه HDPE مقاس 75 مم ضغط 10 بار | ECH | 25 | 563.16 | 14079 | EGP | SC_Supply
Mivida BP#189 |  | RFQ-00035 | Mostafa Shourbagi | MEP (Electro Mechanical) | 2024-02-20 | HDPE Fittings | Approved | 152105.all | 94589 -"HDPE-PE100-SDR17-PN10 Concentric reducer 160 / 110 mm | ECH | 2 | 2 | 25.64 | 51.28 | SC_Supply | Hebeish | 152105.all | 94589 -"HDPE-PE100-SDR17-PN10 Concentric reducer 160 / 110 mm | ECH | 2 | 562.02 | 1124.04 | EGP | SC_Supply
Mivida BP#189 |  | RFQ-00035 | Mostafa Shourbagi | MEP (Electro Mechanical) | 2024-02-20 | HDPE Fittings | Approved | 152105.all | 94589 -مشترك HDPE مقاس 75-110 مم ضغط 10 بار | ECH | 4 | 4 | 71.41 | 285.64 | SC_Supply | Hebeish | 152105.all | 94589 -مشترك HDPE مقاس 75-110 مم ضغط 10 بار | ECH | 4 | 1565.22 | 6260.88 | EGP | SC_Supply
Mivida BP#189 |  | RFQ-00035 | Mostafa Shourbagi | MEP (Electro Mechanical) | 2024-02-20 | HDPE Fittings | Approved | 152105.all | 94589 -"HDPE-PE100-SDR11-PN16 Concentric reducer 200 / 110 mm | ECH | 2 | 2 | 87.11 | 174.22 | SC_Supply | Hebeish | 152105.all | 94589 -"HDPE-PE100-SDR11-PN16 Concentric reducer 200 / 110 mm | ECH | 2 | 1909.5 | 3819 | EGP | SC_Supply
Mivida BP#189 |  | RFQ-00035 | Mostafa Shourbagi | MEP (Electro Mechanical) | 2024-02-20 | HDPE Fittings | Approved | 152105.all | 94589 -كوع 90 درجه HDPE مقاس 160 مم ضغط 16 بار | ECH | 2 | 2 | 124.66 | 249.32 | SC_Supply | Hebeish | 152105.all | 94589 -كوع 90 درجه HDPE مقاس 160 مم ضغط 16 بار | ECH | 2 | 2732.58 | 5465.16 | EGP | SC_Supply
Mivida BP#189 |  | RFQ-00035 | Mostafa Shourbagi | MEP (Electro Mechanical) | 2024-02-20 | HDPE Fittings | Approved | 152105.all | 94589 -مشترك HDPE مقاس 110 مم ضغط 16 بار | ECH | 3 | 3 | 69.48 | 208.44 | SC_Supply | Hebeish | 152105.all | 94589 -مشترك HDPE مقاس 110 مم ضغط 16 بار | ECH | 3 | 1523.04 | 4569.12 | EGP | SC_Supply
Mivida BP#189 |  | RFQ-00035 | Mostafa Shourbagi | MEP (Electro Mechanical) | 2024-02-20 | HDPE Fittings | Approved | 152105.all | 94589 -كوع 45 درجه HDPE مقاس 160 مم ضغط 16 بار | ECH | 3 | 3 | 120.97 | 362.91 | SC_Supply | Hebeish | 152105.all | 94589 -كوع 45 درجه HDPE مقاس 160 مم ضغط 16 بار | ECH | 3 | 2651.64 | 7954.92 | EGP | SC_Supply
Mivida BP#189 |  | RFQ-00035 | Mostafa Shourbagi | MEP (Electro Mechanical) | 2024-02-20 | HDPE Fittings | Approved | 152105.all | 94589 -HDPE PN16 PE 100 elbow 22.5 degrees 160 mm. | ECH | 5 | 5 | 71.35 | 356.75 | SC_Supply | Hebeish | 152105.all | 94589 -HDPE PN16 PE 100 elbow 22.5 degrees 160 mm. | ECH | 5 | 1564.08 | 7820.4 | EGP | SC_Supply
Mivida BP#189 |  | RFQ-00035 | Mostafa Shourbagi | MEP (Electro Mechanical) | 2024-02-20 | HDPE Fittings | Approved | 152105.all | 94589 -برده 110 مم + فلانشه HDPE PN16 | ECH | 5 | 5 | 112.13 | 560.65 | SC_Supply | Hebeish | 152105.all | 94589 -برده 110 مم + فلانشه HDPE PN16 | ECH | 5 | 2457.84 | 12289.2 | EGP | SC_Supply
Mivida BP#189 |  | RFQ-00035 | Mostafa Shourbagi | MEP (Electro Mechanical) | 2024-02-20 | HDPE Fittings | Approved | 152105.all | 94589 -برده160 مم + فلانشه HDPE PN16 | ECH | 8 | 8 | 194.92 | 1559.36 | SC_Supply | Hebeish | 152105.all | 94589 -برده160 مم + فلانشه HDPE PN16 | ECH | 8 | 4272.72 | 34181.76 | EGP | SC_Supply
Mivida BP#189 |  | RFQ-00035 | Mostafa Shourbagi | MEP (Electro Mechanical) | 2024-02-20 | HDPE Fittings | Approved | 152105.all | 94589 -كوع 45 درجه HDPE مقاس 110 مم ضغط 10 بار | ECH | 40 | 40 | 53.05 | 2122 | SC_Supply | Hebeish | 152105.all | 94589 -كوع 45 درجه HDPE مقاس 110 مم ضغط 10 بار | ECH | 40 | 1162.8 | 46512 | EGP | SC_Supply
Mivida BP#189 |  | RFQ-00035 | Mostafa Shourbagi | MEP (Electro Mechanical) | 2024-02-20 | HDPE Fittings | Approved | 152105.all | 94589 -HDPE Tee Y 45 Deeg - DN 110 mm - SDR 17 ( PN10 ) | ECH | 25 | 25 | 203.87 | 5096.75 | SC_Supply | Hebeish | 152105.all | 94589 -HDPE Tee Y 45 Deeg - DN 110 mm - SDR 17 ( PN10 ) | ECH | 25 | 4468.8 | 111720 | EGP | SC_Supply
Mivida BP#189 |  | RFQ-00035 | Mostafa Shourbagi | MEP (Electro Mechanical) | 2024-02-20 | HDPE Fittings | Approved | 152105.all | 94589 -HDPE PE 100 End Cap SDR17 - PN10 Size 110 mm | ECH | 10 | 10 | 10.14 | 101.4 | SC_Supply | Hebeish | 152105.all | 94589 -HDPE PE 100 End Cap SDR17 - PN10 Size 110 mm | ECH | 10 | 222.3 | 2223 | EGP | SC_Supply
Mivida BP#189 |  | RFQ-00035 | Mostafa Shourbagi | MEP (Electro Mechanical) | 2024-02-20 | HDPE Fittings | Approved | 152105.all | 94589 -كوع 90 درجه HDPE مقاس 110 مم ضغط 10 بار | ECH | 20 | 20 | 54.61 | 1092.2 | SC_Supply | Hebeish | 152105.all | 94589 -كوع 90 درجه HDPE مقاس 110 مم ضغط 10 بار | ECH | 20 | 1197 | 23940 | EGP | SC_Supply
Mivida BP#189 |  | RFQ-00026 | Mostafa Shourbagi | MEP (Electro Mechanical) | 2024-02-14 | Threaded Fittings | Approved | 152105.Bas | Weld / thread O-let 6" x 65 mm | ECH | 10 | 10 | 2662.7 | 26627 | SC_Supply | ماس للتوريدات العموميه | 152105.Bas | Weld / thread O-let 6" x 65 mm | ECH | 10 | 3648 | 36480 | EGP | SC_Supply
Mivida BP#189 |  | RFQ-00043 | Mostafa Shourbagi | MEP (Electro Mechanical) | 2024-02-21 | Air Curtains | Approved | 152105.all | AC,Flow Rate 6800 m3/hr,Length 150 Cm | ECH | 7 | 7 | 15514.2 | 108599.4 | SC_Supply | شركة نوفوفينت S&P- FERRARIE | 152105.all | AC,Flow Rate 6800 m3/hr,Length 150 Cm | ECH | 7 | 67097.27 | 469680.89 | EGP | SC_Supply
Mivida BP#189 |  | RFQ-00043 | Mostafa Shourbagi | MEP (Electro Mechanical) | 2024-02-21 | Air Curtains | Approved | 152105.all | AC,Flow Rate 8200 m3/hr,Length 200 Cm | ECH | 6 | 6 | 20943.11 | 125658.66 | SC_Supply | شركة نوفوفينت S&P- FERRARIE | 152105.all | AC,Flow Rate 8200 m3/hr,Length 200 Cm | ECH | 6 | 90576.71 | 543460.26 | EGP | SC_Supply
Mivida BP#189 |  | RFQ-00043 | Mostafa Shourbagi | MEP (Electro Mechanical) | 2024-02-21 | Air Curtains | Approved | 152105.all | AC,Flow Rate 1520 m3/hr,Length 90 Cm | ECH | 2 | 2 | 2870.96 | 5741.92 | SC_Supply | شركة نوفوفينت S&P- FERRARIE | 152105.all | AC,Flow Rate 1520 m3/hr,Length 90 Cm | ECH | 2 | 12416.6 | 24833.2 | EGP | SC_Supply
Mivida BP#189 |  | RFQ-00037 | Mostafa Shourbagi | MEP (Electro Mechanical) | 2024-02-20 | Pipe Clamps | Approved | 152105.all | 94393 -pipe clamp size 4" | ECH | 1200 | 1200 | 18.72 | 22464 | SC_Supply | Al Nour | 152105.all | 94393 -pipe clamp size 4" | ECH | 1200 | 66.58 | 79896 | EGP | SC_Supply
Mivida BP#189 |  | RFQ-00037 | Mostafa Shourbagi | MEP (Electro Mechanical) | 2024-02-20 | Pipe Clamps | Approved | 152105.all | 94393 -pipe clamp size 2.5" | ECH | 1500 | 1500 | 14.86 | 22290 | SC_Supply | Al Nour | 152105.all | 94393 -pipe clamp size 2.5" | ECH | 1500 | 52.84 | 79260 | EGP | SC_Supply
Mivida BP#189 |  | RFQ-00037 | Mostafa Shourbagi | MEP (Electro Mechanical) | 2024-02-20 | Pipe Clamps | Approved | 152105.all | 94393 -pipe clamp size ¾" | ECH | 1560 | 1560 | 10 | 15600 | SC_Supply | Al Nour | 152105.all | 94393 -pipe clamp size ¾" | ECH | 1560 | 35.58 | 55504.8 | EGP | SC_Supply
Mivida BP#189 |  | RFQ-00037 | Mostafa Shourbagi | MEP (Electro Mechanical) | 2024-02-20 | Pipe Clamps | Approved | 152105.all | 94393 -pipe clamp size 1" | ECH | 1070 | 1070 | 10.66 | 11406.2 | SC_Supply | Al Nour | 152105.all | 94393 -pipe clamp size 1" | ECH | 1070 | 37.93 | 40585.1 | EGP | SC_Supply
Mivida BP#189 |  | RFQ-00037 | Mostafa Shourbagi | MEP (Electro Mechanical) | 2024-02-20 | Pipe Clamps | Approved | 152105.all | 94393 -pipe clamp size 2" | ECH | 400 | 400 | 13.57 | 5428 | SC_Supply | Al Nour | 152105.all | 94393 -pipe clamp size 2" | ECH | 400 | 48.27 | 19308 | EGP | SC_Supply
Mivida BP#189 |  | RFQ-00037 | Mostafa Shourbagi | MEP (Electro Mechanical) | 2024-02-20 | Pipe Clamps | Approved | 152105.all | 94393 -pipe clamp size 1.5" | ECH | 1500 | 1500 | 12.3 | 18450 | SC_Supply | Al Nour | 152105.all | 94393 -pipe clamp size 1.5" | ECH | 1500 | 43.74 | 65610 | EGP | SC_Supply
Mivida BP#189 |  | RFQ-00034 | Mostafa Shourbagi | MEP (Electro Mechanical) | 2024-02-20 | HDPE Pipes | Approved | 152105.all | 93531 -مواسير HDPE قطر خارجى 160 مم ضغط 16 بار | LM | 288 | 288 | 194.93 | 56139.84 | SC_Supply | October for pipes | 152105.all | 93531 -مواسير HDPE قطر خارجى 160 مم ضغط 16 بار | LM | 288 | 798.4 | 229939.2 | EGP | SC_Supply
Mivida BP#189 |  | RFQ-00034 | Mostafa Shourbagi | MEP (Electro Mechanical) | 2024-02-20 | HDPE Pipes | Approved | 152105.all | 93531 -مواسير HDPE قطر خارجى 110 مم ضغط 10 بار | LM | 1212 | 1212 | 63.42 | 76865.04 | SC_Supply | October for pipes | 152105.all | 93531 -مواسير HDPE قطر خارجى 110 مم ضغط 10 بار | LM | 1212 | 259.75 | 314817 | EGP | SC_Supply
Mivida BP#189 |  | RFQ-00034 | Mostafa Shourbagi | MEP (Electro Mechanical) | 2024-02-20 | HDPE Pipes | Approved | 152105.all | 93531 -مواسير HDPE قطر خارجى 200 مم ضغط 16 بار | LM | 96 | 96 | 303.94 | 29178.24 | SC_Supply | October for pipes | 152105.all | 93531 -مواسير HDPE قطر خارجى 200 مم ضغط 16 بار | LM | 96 | 1244.88 | 119508.48 | EGP | SC_Supply
Mivida BP#189 |  | RFQ-00034 | Mostafa Shourbagi | MEP (Electro Mechanical) | 2024-02-20 | HDPE Pipes | Approved | 152105.all | 93531 -مواسير HDPE قطر خارجى 75 مم ضغط 10 بار | LM | 96 | 96 | 29.81 | 2861.76 | SC_Supply | October for pipes | 152105.all | 93531 -مواسير HDPE قطر خارجى 75 مم ضغط 10 بار | LM | 96 | 122.09 | 11720.64 | EGP | SC_Supply
Mivida BP#189 |  | RFQ-00034 | Mostafa Shourbagi | MEP (Electro Mechanical) | 2024-02-20 | HDPE Pipes | Approved | 152105.all | 93531 -مواسير HDPE قطر خارجى 160 مم ضغط 10 بار | LM | 132 | 132 | 132.1 | 17437.2 | SC_Supply | October for pipes | 152105.all | 93531 -مواسير HDPE قطر خارجى 160 مم ضغط 10 بار | LM | 132 | 541.04 | 71417.28 | EGP | SC_Supply
Mivida BP#189 |  | RFQ-00034 | Mostafa Shourbagi | MEP (Electro Mechanical) | 2024-02-20 | HDPE Pipes | Approved | 152105.all | 93531 -مواسير HDPE قطر خارجى 110 مم ضغط 16 بار | LM | 180 | 180 | 91.77 | 16518.6 | SC_Supply | October for pipes | 152105.all | 93531 -مواسير HDPE قطر خارجى 110 مم ضغط 16 بار | LM | 180 | 375.86 | 67654.8 | EGP | SC_Supply
Mivida BP#189 |  | RFQ-00033 | Mostafa Shourbagi | MEP (Electro Mechanical) | 2024-02-20 | Insulated Plenum box | Approved | 152105.all | 93476 -Insulated Plenum box with Volume Damper 6" 2 slot 3/4" length 50 cm | ECH | 72 | 72 | 562.93 | 40530.96 | SC_Supply | ZamZam | 152105.all | 93476 -Insulated Plenum box with Volume Damper 6" 2 slot 3/4" length 50 cm | ECH | 72 | 1381 | 99432 | EGP | SC_Supply
Mivida BP#189 |  | RFQ-00032 | Mostafa Shourbagi | MEP (Electro Mechanical) | 2024-02-20 | Supply of Duct Gasket | Approved | 152105.all | 93309 -Duct Gasket size 5 cm | ECH | 2004 | 2004 | 19.76 | 39599.04 | SC_Supply | Al Alamia | 152105.all | 93309 -Duct Gasket size 5 cm | ECH | 2004 | 83 | 166332 | EGP | SC_Supply
Mivida BP#189 |  | RFQ-00039 | Mostafa Shourbagi | MEP (Electro Mechanical) | 2024-02-20 | UPVC Pipes & Fittings | Approved | 152105.all | 94902 -كوع صرف ابيض قطر 1" ( 33.4 مم ) | ECH | 20 | 20 | 6.2 | 124 | SC_Supply | Roxy | 152105.all | 94902 -كوع صرف ابيض قطر 1" ( 33.4 مم ) | ECH | 20 | 13.03 | 260.6 | EGP | SC_Supply
Mivida BP#189 |  | RFQ-00039 | Mostafa Shourbagi | MEP (Electro Mechanical) | 2024-02-20 | UPVC Pipes & Fittings | Approved | 152105.all | 94902 -بوش صرف ابيض مقاس "1/"1.5 مم | ECH | 40 | 40 | 8.95 | 358 | SC_Supply | Roxy | 152105.all | 94902 -بوش صرف ابيض مقاس "1/"1.5 مم | ECH | 40 | 18.81 | 752.4 | EGP | SC_Supply
Mivida BP#189 |  | RFQ-00039 | Mostafa Shourbagi | MEP (Electro Mechanical) | 2024-02-20 | UPVC Pipes & Fittings | Approved | 152105.all | 94902 -كوع صرف ابيض 45 درجه قطر 1" ( 33.4 مم ) | ECH | 70 | 70 | 6.14 | 429.8 | SC_Supply | Roxy | 152105.all | 94902 -كوع صرف ابيض 45 درجه قطر 1" ( 33.4 مم ) | ECH | 70 | 12.9 | 903 | EGP | SC_Supply
Mivida BP#189 |  | RFQ-00039 | Mostafa Shourbagi | MEP (Electro Mechanical) | 2024-02-20 | UPVC Pipes & Fittings | Approved | 152105.all | 94902 -جلبه لصق صرف ابيض قطر 1.5" ( 48 مم ) | ECH | 40 | 40 | 9.89 | 395.6 | SC_Supply | Roxy | 152105.all | 94902 -جلبه لصق صرف ابيض قطر 1.5" ( 48 مم ) | ECH | 40 | 20.79 | 831.6 | EGP | SC_Supply
Qasr Rashwan Lot A _0207 |  | RFQ-00020 | Mostafa Ashraf | MEP (Electro Mechanical) | 2024-03-14 | Supply of Generators | Approved | 12.15 - Mansheya Fanous-Main Pump Station NO. 3.3-3.3.20- | Supply and Delivery spare parts of the following equipment as per tendered documents: - Pump unit. - Main Low-Tension Switchboard. - Generator unit. | LS | 1 | 1 | 124175.38 | 124175.38 | MAT_Raw | RICH UNI (TEKSAN) | 12.15 - Mansheya Fanous-Main Pump Station NO. 3.3-3.3.20- | Supply and Delivery spare parts of the following equipment as per tendered documents: - Pump unit. - Main Low-Tension Switchboard. - Generator unit. | LS | 1 | 587 | 587 | EUR | MAT_Raw
Qasr Rashwan Lot A _0207 |  | RFQ-00020 | Mostafa Ashraf | MEP (Electro Mechanical) | 2024-03-14 | Supply of Generators | Approved | 12.31 - Mansheya Fanous-SEC. Pump Station NO. 10.3-10.3.20- | Supply and Delivery spare parts of the following equipment as per tendered documents: - Pump unit. - Main Low-Tension Switchboard. - Generator unit. | LS | 1 | 1 | 87938.76 | 87938.76 | MAT_Raw | RICH UNI (TEKSAN) | 12.31 - Mansheya Fanous-SEC. Pump Station NO. 10.3-10.3.20- | Supply and Delivery spare parts of the following equipment as per tendered documents: - Pump unit. - Main Low-Tension Switchboard. - Generator unit. | LS | 1 | 232 | 232 | EUR | MAT_Raw
Qasr Rashwan Lot A _0207 |  | RFQ-00020 | Mostafa Ashraf | MEP (Electro Mechanical) | 2024-03-14 | Supply of Generators | Approved | 10.15 - Saad Al Rouby-Main Pump Station NO. 3.3-3.3.20- | Supply and Delivery spare parts of the following equipment as per tendered documents: - Pump unit. - Main Low-Tension Switchboard. - Generator unit. | LS | 1 | 1 | 194896.08 | 194896.08 | MAT_Raw | RICH UNI (TEKSAN) | 10.15 - Saad Al Rouby-Main Pump Station NO. 3.3-3.3.20- | Supply and Delivery spare parts of the following equipment as per tendered documents: - Pump unit. - Main Low-Tension Switchboard. - Generator unit. | LS | 1 | 235 | 235 | EUR | MAT_Raw
Qasr Rashwan Lot A _0207 |  | RFQ-00020 | Mostafa Ashraf | MEP (Electro Mechanical) | 2024-03-14 | Supply of Generators | Approved | 14.14 - Albersly & Iz.Alasfar-Main Pump Station NO. 3.3-3.3.20- | Supply and Delivery spare parts of the following equipment as per tendered documents: - Pump unit. - Main Low-Tension Switchboard. - Generator unit. | LS | 1 | 1 | 87938.76 | 87938.76 | MAT_Raw | RICH UNI (TEKSAN) | 14.14 - Albersly & Iz.Alasfar-Main Pump Station NO. 3.3-3.3.20- | Supply and Delivery spare parts of the following equipment as per tendered documents: - Pump unit. - Main Low-Tension Switchboard. - Generator unit. | LS | 1 | 232 | 232 | EUR | MAT_Raw
Qasr Rashwan Lot A _0207 |  | RFQ-00020 | Mostafa Ashraf | MEP (Electro Mechanical) | 2024-03-14 | Supply of Generators | Approved | 13.14 - Khulusi-Main Pump Station NO. 3.3-43893- | Supply and Delivery spare parts of the following equipment as per tendered documents: - Pump unit. - Main Low-Tension Switchboard. - Generator unit. | LS | 1 | 1 | 86475.31 | 86475.31 | MAT_Raw | RICH UNI (TEKSAN) | 13.14 - Khulusi-Main Pump Station NO. 3.3-43893- | Supply and Delivery spare parts of the following equipment as per tendered documents: - Pump unit. - Main Low-Tension Switchboard. - Generator unit. | LS | 1 | 232 | 232 | EUR | MAT_Raw
Qasr Rashwan Lot A _0207 |  | RFQ-00020 | Mostafa Ashraf | MEP (Electro Mechanical) | 2024-03-14 | Supply of Generators | Approved | 11.14 - Murad Al Gendy W Al Sanahra-Main Pump Station NO. 3.3-43893- | Supply and Delivery spare parts of the following equipment as per tendered documents: - Pump unit. - Main Low-Tension Switchboard. - Generator unit. | LS | 1 | 1 | 179901.96 | 179901.96 | MAT_Raw | RICH UNI (TEKSAN) | 11.14 - Murad Al Gendy W Al Sanahra-Main Pump Station NO. 3.3-43893- | Supply and Delivery spare parts of the following equipment as per tendered documents: - Pump unit. - Main Low-Tension Switchboard. - Generator unit. | LS | 1 | 235 | 235 | EUR | MAT_Raw
Qasr Rashwan - Lot B _0208 |  | RFQ-00017 | Ahmed Hedaya | MEP (Electro Mechanical) | 2024-03-11 | Supply Submersible Pump Set | Approved | 11.15 - Abd Al Rahman Ibrahim-Bill No.3.4: Mechanical Works - Pumping Station--3.4.1 | Submersible Pump 46 L/s, 22 m head coupled with Electric Motor complete with (mating bend, guide rails, coupling, submersible cable, all protection items….etc) and all accessories required for a good working condition, as per Contract Documents. | NO | 4 | 4 | 759352.45 | 3037409.8 | MAT_Raw | الهندسيه للتوريدات والاستشارات ميلاد المنشاوى وشر | 11.15 - Abd Al Rahman Ibrahim-Bill No.3.4: Mechanical Works - Pumping Station--3.4.1 | Submersible Pump 46 L/s, 22 m head coupled with Electric Motor complete with (mating bend, guide rails, coupling, submersible cable, all protection items….etc) and all accessories required for a good working condition, as per Contract Documents. | NO | 4 | 16520.71 | 66082.84 | EUR | MAT_Raw
Qasr Rashwan - Lot B _0208 |  | RFQ-00017 | Ahmed Hedaya | MEP (Electro Mechanical) | 2024-03-11 | Supply Submersible Pump Set | Approved | 12.15 - Suleiman Tadrus-Bill No.3.4: Mechanical Works - Pumping Station--3.4.1 | Submersible Pump 30 L/s, 18 m head coupled with Electric Motor complete with (mating bend, guide rails, coupling, submersible cable, all protection items….etc) and all accessories required for a good working condition, as per Contract Documents. | NO | 4 | 4 | 744534.9 | 2978139.6 | MAT_Raw | الهندسيه للتوريدات والاستشارات ميلاد المنشاوى وشر | 12.15 - Suleiman Tadrus-Bill No.3.4: Mechanical Works - Pumping Station--3.4.1 | Submersible Pump 30 L/s, 18 m head coupled with Electric Motor complete with (mating bend, guide rails, coupling, submersible cable, all protection items….etc) and all accessories required for a good working condition, as per Contract Documents. | NO | 4 | 15176.21 | 60704.84 | EUR | MAT_Raw
Qasr Rashwan - Lot B _0208 |  | RFQ-00017 | Ahmed Hedaya | MEP (Electro Mechanical) | 2024-03-11 | Supply Submersible Pump Set | Approved | 10.15 - Abd Al Azeem Al Sofy -Bill No.3.4: Mechanical Works - Pumping Station-3.4.1- | Submersible Pump 82 L/s, 24 m head coupled with Electric Motor complete with (mating bend, guide rails, coupling, submersible cable, all protection items….etc) and all accessories required for a good working condition, as per Contract Documents. | NO | 4 | 4 | 1339585.97 | 5358343.88 | MAT_Raw | الهندسيه للتوريدات والاستشارات ميلاد المنشاوى وشر | 10.15 - Abd Al Azeem Al Sofy -Bill No.3.4: Mechanical Works - Pumping Station-3.4.1- | Submersible Pump 82 L/s, 24 m head coupled with Electric Motor complete with (mating bend, guide rails, coupling, submersible cable, all protection items….etc) and all accessories required for a good working condition, as per Contract Documents. | NO | 4 | 20567.64 | 82270.56 | EUR | MAT_Raw
Qasr Rashwan - Lot B _0208 |  | RFQ-00017 | Ahmed Hedaya | MEP (Electro Mechanical) | 2024-03-11 | Supply Submersible Pump Set | Approved | 13.15 - Salih Shamatah-Bill No.3.4: Mechanical Works - Pumping Station--3.4.1 | Submersible Pump 10 L/s, 14 m head coupled with Electric Motor complete with (mating bend, guide rails, coupling, submersible cable, all protection items….etc) and all accessories required for a good working condition, as per Contract Documents. | NO | 4 | 4 | 291776.7 | 1167106.8 | MAT_Raw | الهندسيه للتوريدات والاستشارات ميلاد المنشاوى وشر | 13.15 - Salih Shamatah-Bill No.3.4: Mechanical Works - Pumping Station--3.4.1 | Submersible Pump 10 L/s, 14 m head coupled with Electric Motor complete with (mating bend, guide rails, coupling, submersible cable, all protection items….etc) and all accessories required for a good working condition, as per Contract Documents. | NO | 4 | 7982.45 | 31929.8 | EUR | MAT_Raw
Qasr Rashwan - Lot B _0208 |  | RFQ-00017 | Ahmed Hedaya | MEP (Electro Mechanical) | 2024-03-11 | Supply Submersible Pump Set | Approved | 15.15 - Al Burm-Bill No.3.4: Mechanical Works - Pumping Station--3.4.1 | Submersible Pump 32 L/s, 26 m head coupled with Electric Motor complete with (mating bend, guide rails, coupling, submersible cable, all protection items….etc) and all accessories required for a good working condition, as per Contract Documents. | NO | 4 | 4 | 757515.82 | 3030063.28 | MAT_Raw | الهندسيه للتوريدات والاستشارات ميلاد المنشاوى وشر | 15.15 - Al Burm-Bill No.3.4: Mechanical Works - Pumping Station--3.4.1 | Submersible Pump 32 L/s, 26 m head coupled with Electric Motor complete with (mating bend, guide rails, coupling, submersible cable, all protection items….etc) and all accessories required for a good working condition, as per Contract Documents. | NO | 4 | 16003.21 | 64012.84 | EUR | MAT_Raw
Qasr Rashwan - Lot B _0208 |  | RFQ-00017 | Ahmed Hedaya | MEP (Electro Mechanical) | 2024-03-11 | Supply Submersible Pump Set | Approved | 14.15 - Abou Hussein-Bill No.3.4: Mechanical Works - Pumping Station--3.4.1 | Submersible Pump 15 L/s, 20 m head coupled with Electric Motor complete with (mating bend, guide rails, coupling, submersible cable, all protection items….etc) and all accessories required for a good working condition, as per Contract Documents. | NO | 4 | 4 | 366892.92 | 1467571.68 | MAT_Raw | الهندسيه للتوريدات والاستشارات ميلاد المنشاوى وشر | 14.15 - Abou Hussein-Bill No.3.4: Mechanical Works - Pumping Station--3.4.1 | Submersible Pump 15 L/s, 20 m head coupled with Electric Motor complete with (mating bend, guide rails, coupling, submersible cable, all protection items….etc) and all accessories required for a good working condition, as per Contract Documents. | NO | 4 | 12117.14 | 48468.56 | EUR | MAT_Raw
Abo Shanab El Agamien _0195 |  | RFQ-00057 | Mostafa Ramadan | Operation | 2024-02-06 | Sewerage Network-Infrastructure | Approved | 3 - 3- Iz.Junaidi Wisa & Iz. Zaki W.3- Iz.Junaidi Wisa & Iz. Zaki Wisa-BILL NO. 1: SEWAGE NETWORK-5-1.2-b.2 | *Manholes with internal diameter of 1200mm Ditto, depth to invert between 2.01 m and 2.50 m | NO | 13 | 4 | 8920.57 | 35682.28 | SC_Supply/Apply | مكتب المجد للمقاولات العامة | 3 - 3- Iz.Junaidi Wisa & Iz. Zaki W.3- Iz.Junaidi Wisa & Iz. Zaki Wisa-BILL NO. 1: SEWAGE NETWORK-5-1.2-b.2 | *Manholes with internal diameter of 1200mm Ditto, depth to invert between 2.01 m and 2.50 m | NO | 4 | 12020 | 48080 | EGP | SC_Supply/Apply
Abo Shanab El Agamien _0195 |  | RFQ-00057 | Mostafa Ramadan | Operation | 2024-02-06 | Sewerage Network-Infrastructure | Approved | 1 - Sharaf Al Deen-BILL NO. 1: SEWAGE NETWORK-10-1.2.1-b.1 | *Manholes with internal diameter of 1200mm Ditto, depth to invert between 1.51 m and 2.00 m | NO | 45 | 30 | 7777.61 | 233328.3 | SC_Supply/Apply | مكتب المجد للمقاولات العامة | 1 - Sharaf Al Deen-BILL NO. 1: SEWAGE NETWORK-10-1.2.1-b.1 | *Manholes with internal diameter of 1200mm Ditto, depth to invert between 1.51 m and 2.00 m | NO | 30 | 10039 | 301170 | EGP | SC_Supply/Apply
Abo Shanab El Agamien _0195 |  | RFQ-00057 | Mostafa Ramadan | Operation | 2024-02-06 | Sewerage Network-Infrastructure | Approved | 8 - 8-Iz. Abd Al-Qawy Salem & Iz. Z.8-Iz. Abd Al-Qawy Salem & Iz. Zaraby-BILL NO. 1: SEWAGE NETWORK-5-1.2-b.5 | *Manholes with internal diameter of 1200mm Ditto, depth to invert between 3.51 m and 4.00 m | ECH | 15 | 13 | 13123.46 | 170604.98 | SC_Supply/Apply | مكتب المجد للمقاولات العامة | 8 - 8-Iz. Abd Al-Qawy Salem & Iz. Z.8-Iz. Abd Al-Qawy Salem & Iz. Zaraby-BILL NO. 1: SEWAGE NETWORK-5-1.2-b.5 | *Manholes with internal diameter of 1200mm Ditto, depth to invert between 3.51 m and 4.00 m | ECH | 13 | 20313 | 264069 | EGP | SC_Supply/Apply
Abo Shanab El Agamien _0195 |  | RFQ-00057 | Mostafa Ramadan | Operation | 2024-02-06 | Sewerage Network-Infrastructure | Approved | 6 - 6-Huwaydi Village.6-Huwaydi Village-BILL NO. 1: SEWAGE NETWORK-5-1.2-b.7 | *Manholes with internal diameter of 1200mm Ditto, depth to invert between 4.51 m and 5.00 m | ECH | 1 | 1 | 16718.55 | 16718.55 | SC_Supply/Apply | مكتب المجد للمقاولات العامة | 6 - 6-Huwaydi Village.6-Huwaydi Village-BILL NO. 1: SEWAGE NETWORK-5-1.2-b.7 | *Manholes with internal diameter of 1200mm Ditto, depth to invert between 4.51 m and 5.00 m | ECH | 1 | 25477 | 25477 | EGP | SC_Supply/Apply
Abo Shanab El Agamien _0195 |  | RFQ-00057 | Mostafa Ramadan | Operation | 2024-02-06 | Sewerage Network-Infrastructure | Approved | 3 - 3- Iz.Junaidi Wisa & Iz. Zaki W.3- Iz.Junaidi Wisa & Iz. Zaki Wisa-BILL NO. 1: SEWAGE NETWORK-6-1.4-a | IC 60*60 cm | ECH | 7 | 7 | 2968.52 | 20779.64 | OTH | مكتب المجد للمقاولات العامة | 3 - 3- Iz.Junaidi Wisa & Iz. Zaki W.3- Iz.Junaidi Wisa & Iz. Zaki Wisa-BILL NO. 1: SEWAGE NETWORK-6-1.4-a | IC 60*60 cm | ECH | 7 | 2500 | 17500 | EGP | OTH
Abo Shanab El Agamien _0195 |  | RFQ-00057 | Mostafa Ramadan | Operation | 2024-02-06 | Sewerage Network-Infrastructure | Approved | 10 - "10 - ABOU .10 - ABOU NASSAR, AL ESSAWI & ABOU SAEDA-BILL NO. 1: SEWAGE NETWORK-6-1.3-b | IC 60*90 cm | ECH | 1 | 1 | 3556.84 | 3556.84 | OTH | مكتب المجد للمقاولات العامة | 10 - "10 - ABOU .10 - ABOU NASSAR, AL ESSAWI & ABOU SAEDA-BILL NO. 1: SEWAGE NETWORK-6-1.3-b | IC 60*90 cm | ECH | 1 | 3000 | 3000 | EGP | OTH
Abo Shanab El Agamien _0195 |  | RFQ-00057 | Mostafa Ramadan | Operation | 2024-02-06 | Sewerage Network-Infrastructure | Approved | 7 - 7-Iz. Raslan & Iz. Mokhtar Eiss.7-Iz. Raslan & Iz. Mokhtar Eissa-BILL NO. 1: SEWAGE NETWORK-5-1.2-b.6 | *Manholes with internal diameter of 1200mm Ditto, depth to invert between 4.51 m and 5.00 m | ECH | 2 | 2 | 16718.55 | 33437.1 | SC_Supply/Apply | مكتب المجد للمقاولات العامة | 7 - 7-Iz. Raslan & Iz. Mokhtar Eiss.7-Iz. Raslan & Iz. Mokhtar Eissa-BILL NO. 1: SEWAGE NETWORK-5-1.2-b.6 | *Manholes with internal diameter of 1200mm Ditto, depth to invert between 4.51 m and 5.00 m | ECH | 2 | 25477 | 50954 | EGP | SC_Supply/Apply
Abo Shanab El Agamien _0195 |  | RFQ-00057 | Mostafa Ramadan | Operation | 2024-02-06 | Sewerage Network-Infrastructure | Approved | 9 - 9-Iz. Seror.9-Iz. Seror-BILL NO. 1: SEWAGE NETWORK-5-1.2-b.5 | *Manholes with internal diameter of 1200mm Ditto, depth to invert between 3.51 m and 4.00 m | ECH | 17 | 14 | 13123.46 | 183728.44 | SC_Supply/Apply | مكتب المجد للمقاولات العامة | 9 - 9-Iz. Seror.9-Iz. Seror-BILL NO. 1: SEWAGE NETWORK-5-1.2-b.5 | *Manholes with internal diameter of 1200mm Ditto, depth to invert between 3.51 m and 4.00 m | ECH | 14 | 20313 | 284382 | EGP | SC_Supply/Apply
Abo Shanab El Agamien _0195 |  | RFQ-00057 | Mostafa Ramadan | Operation | 2024-02-06 | Sewerage Network-Infrastructure | Approved | 4 - 4-Iz. Al Biltaji.4-Iz. Al Biltaji-BILL NO. 1: SEWAGE NETWORK-5-1.2-b.1 | *Manholes with internal diameter of 1200mm Ditto, depth to invert between 1.51 m and 2.00 m | NO | 60 | 45 | 7777.61 | 349992.45 | SC_Supply/Apply | مكتب المجد للمقاولات العامة | 4 - 4-Iz. Al Biltaji.4-Iz. Al Biltaji-BILL NO. 1: SEWAGE NETWORK-5-1.2-b.1 | *Manholes with internal diameter of 1200mm Ditto, depth to invert between 1.51 m and 2.00 m | NO | 45 | 10039 | 451755 | EGP | SC_Supply/Apply
Abo Shanab El Agamien _0195 |  | RFQ-00057 | Mostafa Ramadan | Operation | 2024-02-06 | Sewerage Network-Infrastructure | Approved | 1 - Sharaf Al Deen-BILL NO. 1: SEWAGE NETWORK-11-1.4.1-a | HC 60*60 cm | ECH | 80 | 80 | 2968.52 | 237481.6 | OTH | مكتب المجد للمقاولات العامة | 1 - Sharaf Al Deen-BILL NO. 1: SEWAGE NETWORK-11-1.4.1-a | HC 60*60 cm | ECH | 80 | 3000 | 240000 | EGP | OTH
Abo Shanab El Agamien _0195 |  | RFQ-00057 | Mostafa Ramadan | Operation | 2024-02-06 | Sewerage Network-Infrastructure | Approved | 2 - 2- Iz. Kariman Sednaoui.2- Iz. Kariman Sednaoui-BILL NO. 1: SEWAGE NETWORK-5-1.4-b | HC 60*90 cm | ECH | 23 | 23 | 3556.84 | 81807.32 | OTH | مكتب المجد للمقاولات العامة | 2 - 2- Iz. Kariman Sednaoui.2- Iz. Kariman Sednaoui-BILL NO. 1: SEWAGE NETWORK-5-1.4-b | HC 60*90 cm | ECH | 23 | 3500 | 80500 | EGP | OTH
Abo Shanab El Agamien _0195 |  | RFQ-00057 | Mostafa Ramadan | Operation | 2024-02-06 | Sewerage Network-Infrastructure | Approved | 5 - 5-Tahawi Village.5-Tahawi Village-BILL NO. 1: SEWAGE NETWORK-5-1.2-b.5 | *Manholes with internal diameter of 1200mm Ditto, depth to invert between 3.51 m and 4.00 m | ECH | 6 | 4 | 13123.46 | 52493.84 | SC_Supply/Apply | مكتب المجد للمقاولات العامة | 5 - 5-Tahawi Village.5-Tahawi Village-BILL NO. 1: SEWAGE NETWORK-5-1.2-b.5 | *Manholes with internal diameter of 1200mm Ditto, depth to invert between 3.51 m and 4.00 m | ECH | 4 | 20313 | 81252 | EGP | SC_Supply/Apply
Abo Shanab El Agamien _0195 |  | RFQ-00057 | Mostafa Ramadan | Operation | 2024-02-06 | Sewerage Network-Infrastructure | Approved | 1 - Sharaf Al Deen-BILL NO. 1: SEWAGE NETWORK-10-1.2.1-b.3 | *Manholes with internal diameter of 1200mm Ditto, depth to invert between 2.51 m and 3.00 m | ECH | 10 | 7 | 10539.79 | 73778.53 | SC_Supply/Apply | مكتب المجد للمقاولات العامة | 1 - Sharaf Al Deen-BILL NO. 1: SEWAGE NETWORK-10-1.2.1-b.3 | *Manholes with internal diameter of 1200mm Ditto, depth to invert between 2.51 m and 3.00 m | ECH | 7 | 14836 | 103852 | EGP | SC_Supply/Apply
Abo Shanab El Agamien _0195 |  | RFQ-00057 | Mostafa Ramadan | Operation | 2024-02-06 | Sewerage Network-Infrastructure | Approved | 10 - "10 - ABOU .10 - ABOU NASSAR, AL ESSAWI & ABOU SAEDA-BILL NO. 1: SEWAGE NETWORK-5-1.2-b.8 | *Manholes with internal diameter of 1200mm Ditto, depth to invert between 5.01 m and 5.50 m | ECH | 4 | 3 | 18087.99 | 54263.97 | SC_Supply/Apply | مكتب المجد للمقاولات العامة | 10 - "10 - ABOU .10 - ABOU NASSAR, AL ESSAWI & ABOU SAEDA-BILL NO. 1: SEWAGE NETWORK-5-1.2-b.8 | *Manholes with internal diameter of 1200mm Ditto, depth to invert between 5.01 m and 5.50 m | ECH | 3 | 28530 | 85590 | EGP | SC_Supply/Apply
Abo Shanab El Agamien _0195 |  | RFQ-00057 | Mostafa Ramadan | Operation | 2024-02-06 | Sewerage Network-Infrastructure | Approved | 3 - 3- Iz.Junaidi Wisa & Iz. Zaki W.3- Iz.Junaidi Wisa & Iz. Zaki Wisa-BILL NO. 1: SEWAGE NETWORK-6-1.5-b | HC 60*90 cm | ECH | 33 | 33 | 3556.84 | 117375.72 | OTH | مكتب المجد للمقاولات العامة | 3 - 3- Iz.Junaidi Wisa & Iz. Zaki W.3- Iz.Junaidi Wisa & Iz. Zaki Wisa-BILL NO. 1: SEWAGE NETWORK-6-1.5-b | HC 60*90 cm | ECH | 33 | 3500 | 115500 | EGP | OTH
Abo Shanab El Agamien _0195 |  | RFQ-00057 | Mostafa Ramadan | Operation | 2024-02-06 | Sewerage Network-Infrastructure | Approved | 5 - 5-Tahawi Village.5-Tahawi Village-BILL NO. 1: SEWAGE NETWORK-5-1.2-b.8 | *Manholes with internal diameter of 1200mm Ditto, depth to invert between 5.01 m and 5.50 m | ECH | 1 | 1 | 18087.99 | 18087.99 | SC_Supply/Apply | مكتب المجد للمقاولات العامة | 5 - 5-Tahawi Village.5-Tahawi Village-BILL NO. 1: SEWAGE NETWORK-5-1.2-b.8 | *Manholes with internal diameter of 1200mm Ditto, depth to invert between 5.01 m and 5.50 m | ECH | 1 | 28530 | 28530 | EGP | SC_Supply/Apply
Abo Shanab El Agamien _0195 |  | RFQ-00057 | Mostafa Ramadan | Operation | 2024-02-06 | Sewerage Network-Infrastructure | Approved | 1 - Sharaf Al Deen-BILL NO. 1: SEWAGE NETWORK-10-1.2.1-a.1 | *Manholes with internal diameter of 1000mm Depth to invert not exceeding 1.5 m | NO | 105 | 75 | 6532.1 | 489907.5 | SC_Supply/Apply | مكتب المجد للمقاولات العامة | 1 - Sharaf Al Deen-BILL NO. 1: SEWAGE NETWORK-10-1.2.1-a.1 | *Manholes with internal diameter of 1000mm Depth to invert not exceeding 1.5 m | NO | 75 | 8144 | 610800 | EGP | SC_Supply/Apply
Abo Shanab El Agamien _0195 |  | RFQ-00057 | Mostafa Ramadan | Operation | 2024-02-06 | Sewerage Network-Infrastructure | Approved | 3 - 3- Iz.Junaidi Wisa & Iz. Zaki W.3- Iz.Junaidi Wisa & Iz. Zaki Wisa-BILL NO. 1: SEWAGE NETWORK-5-1.2-b.7 | *Manholes with internal diameter of 1200mm Ditto, depth to invert between 4.51 m and 5.00 m | ECH | 6 | 3 | 16718.55 | 50155.65 | SC_Supply/Apply | مكتب المجد للمقاولات العامة | 3 - 3- Iz.Junaidi Wisa & Iz. Zaki W.3- Iz.Junaidi Wisa & Iz. Zaki Wisa-BILL NO. 1: SEWAGE NETWORK-5-1.2-b.7 | *Manholes with internal diameter of 1200mm Ditto, depth to invert between 4.51 m and 5.00 m | ECH | 3 | 25477 | 76431 | EGP | SC_Supply/Apply
Abo Shanab El Agamien _0195 |  | RFQ-00057 | Mostafa Ramadan | Operation | 2024-02-06 | Sewerage Network-Infrastructure | Approved | 2 - 2- Iz. Kariman Sednaoui.2- Iz. Kariman Sednaoui-BILL NO. 1: SEWAGE NETWORK-5-1.3-a | IC 60*60 cm | ECH | 1 | 1 | 2968.52 | 2968.52 | OTH | مكتب المجد للمقاولات العامة | 2 - 2- Iz. Kariman Sednaoui.2- Iz. Kariman Sednaoui-BILL NO. 1: SEWAGE NETWORK-5-1.3-a | IC 60*60 cm | ECH | 1 | 2500 | 2500 | EGP | OTH
Abo Shanab El Agamien _0195 |  | RFQ-00057 | Mostafa Ramadan | Operation | 2024-02-06 | Sewerage Network-Infrastructure | Approved | 9 - 9-Iz. Seror.9-Iz. Seror-BILL NO. 1: SEWAGE NETWORK-5-1.2-b.6 | *Manholes with internal diameter of 1200mm Ditto, depth to invert between 4.51 m and 5.00 m | ECH | 1 | 1 | 16718.55 | 16718.55 | SC_Supply/Apply | مكتب المجد للمقاولات العامة | 9 - 9-Iz. Seror.9-Iz. Seror-BILL NO. 1: SEWAGE NETWORK-5-1.2-b.6 | *Manholes with internal diameter of 1200mm Ditto, depth to invert between 4.51 m and 5.00 m | ECH | 1 | 25477 | 25477 | EGP | SC_Supply/Apply
Abo Shanab El Agamien _0195 |  | RFQ-00057 | Mostafa Ramadan | Operation | 2024-02-06 | Sewerage Network-Infrastructure | Approved | 3 - 3- Iz.Junaidi Wisa & Iz. Zaki W.3- Iz.Junaidi Wisa & Iz. Zaki Wisa-BILL NO. 1: SEWAGE NETWORK-6-1.5-a | HC 60*60 cm | ECH | 66 | 66 | 2968.52 | 195922.32 | OTH | مكتب المجد للمقاولات العامة | 3 - 3- Iz.Junaidi Wisa & Iz. Zaki W.3- Iz.Junaidi Wisa & Iz. Zaki Wisa-BILL NO. 1: SEWAGE NETWORK-6-1.5-a | HC 60*60 cm | ECH | 66 | 3000 | 198000 | EGP | OTH
Mivida BP#189 |  | RFQ-00038 | Mostafa Shourbagi | MEP (Electro Mechanical) | 2024-02-20 | Flanges | Approved | 152105.all | 156 -Forged Carbon Steel A105 Slip On Flange PN16 Size 6" | ECH | 6 | 6 | 887.65 | 5325.9 | SC_Supply | ماس للتوريدات العموميه | 152105.all | 156 -Forged Carbon Steel A105 Slip On Flange PN16 Size 6" | ECH | 6 | 1313.28 | 7879.68 | EGP | SC_Supply
Mivida BP#189 |  | RFQ-00038 | Mostafa Shourbagi | MEP (Electro Mechanical) | 2024-02-20 | Flanges | Approved | 152105.all | 156 -Forged Carbon Steel A105 Slip On Flange PN16 Size 5" | ECH | 64 | 64 | 813.68 | 52075.52 | SC_Supply | ماس للتوريدات العموميه | 152105.all | 156 -Forged Carbon Steel A105 Slip On Flange PN16 Size 5" | ECH | 64 | 1203.84 | 77045.76 | EGP | SC_Supply
Mivida BP#189 |  | RFQ-00038 | Mostafa Shourbagi | MEP (Electro Mechanical) | 2024-02-20 | Flanges | Approved | 152105.all | 156 -Forged Carbon Steel A105 Slip On Flange PN16 Size 4" | ECH | 8 | 8 | 665.74 | 5325.92 | SC_Supply | ماس للتوريدات العموميه | 152105.all | 156 -Forged Carbon Steel A105 Slip On Flange PN16 Size 4" | ECH | 8 | 984.96 | 7879.68 | EGP | SC_Supply
Mivida BP#189 |  | RFQ-00038 | Mostafa Shourbagi | MEP (Electro Mechanical) | 2024-02-20 | Flanges | Approved | 152105.all | 156 -Forged Carbon Steel A105 Slip On Flange PN16 Size 3" | ECH | 18 | 18 | 499.3 | 8987.4 | SC_Supply | ماس للتوريدات العموميه | 152105.all | 156 -Forged Carbon Steel A105 Slip On Flange PN16 Size 3" | ECH | 18 | 738.72 | 13296.96 | EGP | SC_Supply
Mivida BP#189 |  | RFQ-00038 | Mostafa Shourbagi | MEP (Electro Mechanical) | 2024-02-20 | Flanges | Approved | 152105.all | 156 -Forged Carbon Steel A105 Slip On FlangeClass 150 Size 4" | ECH | 16 | 16 | 739.71 | 11835.36 | SC_Supply | ماس للتوريدات العموميه | 152105.all | 156 -Forged Carbon Steel A105 Slip On FlangeClass 150 Size 4" | ECH | 16 | 1094.4 | 17510.4 | EGP | SC_Supply
Mivida BP#189 |  | RFQ-00031 | Ahmed Saleh | MEP (Electro Mechanical) | 2024-02-19 | B02 & B04 Subcontractor VO | Approved | 152105.BLD4PL | 25mm | LM | 90 | 90 | 117.74 | 10596.6 | SC_Supply/Apply | كيان لاعمال الالكتروميكانيك | 152105.BLD4PL | 25mm | LM | 90 | 120 | 10800 | EGP | SC_Supply/Apply
Mivida BP#189 |  | RFQ-00031 | Ahmed Saleh | MEP (Electro Mechanical) | 2024-02-19 | B02 & B04 Subcontractor VO | Approved | 152105.BLD2FF | 32 mm | ECH | 40 | 40 | 13340 | 533600 | SC_Supply/Apply | كيان لاعمال الالكتروميكانيك | 152105.BLD2FF | 32 mm | ECH | 40 | 22500 | 900000 | EGP | SC_Supply/Apply
Mivida BP#189 |  | RFQ-00031 | Ahmed Saleh | MEP (Electro Mechanical) | 2024-02-19 | B02 & B04 Subcontractor VO | Approved | 152105.BLD2PL | Size 25 mm. | LM | 120 | 120 | 144.42 | 17330.4 | SC_Supply/Apply | كيان لاعمال الالكتروميكانيك | 152105.BLD2PL | Size 25 mm. | LM | 120 | 151 | 18120 | EGP | SC_Supply/Apply
Mivida BP#189 |  | RFQ-00031 | Ahmed Saleh | MEP (Electro Mechanical) | 2024-02-19 | B02 & B04 Subcontractor VO | Approved | 152105.BLD2PL | EWH 50L | ECH | 4 | 4 | 11160.36 | 44641.44 | SC_Supply/Apply | كيان لاعمال الالكتروميكانيك | 152105.BLD2PL | EWH 50L | ECH | 4 | 14600 | 58400 | EGP | SC_Supply/Apply
Mivida BP#189 |  | RFQ-00031 | Ahmed Saleh | MEP (Electro Mechanical) | 2024-02-19 | B02 & B04 Subcontractor VO | Approved | 152105.BLD2PL | EWH 80L | ECH | 4 | 4 | 12220.6 | 48882.4 | SC_Supply/Apply | كيان لاعمال الالكتروميكانيك | 152105.BLD2PL | EWH 80L | ECH | 4 | 17300 | 69200 | EGP | SC_Supply/Apply
Mivida BP#189 |  | RFQ-00031 | Ahmed Saleh | MEP (Electro Mechanical) | 2024-02-19 | B02 & B04 Subcontractor VO | Approved | 152105.BLD2PL | install only and test wall-mounted water closet with doche the items includes install only of wall flush tank,valves,accessories,flexable connections and hoses to complete the installation. | ECH | 32 | 32 | 1885 | 60320 | SC_Supply/Apply | كيان لاعمال الالكتروميكانيك | 152105.BLD2PL | install only and test wall-mounted water closet with doche the items includes install only of wall flush tank,valves,accessories,flexable connections and hoses to complete the installation. | ECH | 32 | 2271 | 72672 | EGP | SC_Supply/Apply
Mivida BP#189 |  | RFQ-00031 | Ahmed Saleh | MEP (Electro Mechanical) | 2024-02-19 | B02 & B04 Subcontractor VO | Approved | 152105.BLD2PL | install only and test of urinal items include install only wall mounted flush valve,valves,accessories,flexable connections and hoses to complete the installation. | ECH | 12 | 12 | 1160 | 13920 | SC_Supply/Apply | كيان لاعمال الالكتروميكانيك | 152105.BLD2PL | install only and test of urinal items include install only wall mounted flush valve,valves,accessories,flexable connections and hoses to complete the installation. | ECH | 12 | 1412 | 16944 | EGP | SC_Supply/Apply
Mivida BP#189 |  | RFQ-00031 | Ahmed Saleh | MEP (Electro Mechanical) | 2024-02-19 | B02 & B04 Subcontractor VO | Approved | 152105.BLD2PL | install only and test of urinal items include install only wall mounted flush valve,valves,accessories,flexable connections and hoses to complete the installation. | ECH | 28 | 28 | 1595 | 44660 | SC_Supply/Apply | كيان لاعمال الالكتروميكانيك | 152105.BLD2PL | install only and test of urinal items include install only wall mounted flush valve,valves,accessories,flexable connections and hoses to complete the installation. | ECH | 28 | 1411 | 39508 | EGP | SC_Supply/Apply
Mivida BP#189 |  | RFQ-00031 | Ahmed Saleh | MEP (Electro Mechanical) | 2024-02-19 | B02 & B04 Subcontractor VO | Approved | 152105.BLD2PL | 50mm | LM | 40 | 40 | 89.32 | 3572.8 | SC_Supply/Apply | كيان لاعمال الالكتروميكانيك | 152105.BLD2PL | 50mm | LM | 40 | 154 | 6160 | EGP | SC_Supply/Apply
Mivida BP#189 |  | RFQ-00031 | Ahmed Saleh | MEP (Electro Mechanical) | 2024-02-19 | B02 & B04 Subcontractor VO | Approved | 152105.BLD2PL | 160mm | LM | 5 | 5 | 184.44 | 922.2 | SC_Supply/Apply | كيان لاعمال الالكتروميكانيك | 152105.BLD2PL | 160mm | LM | 5 | 312 | 1560 | EGP | SC_Supply/Apply
Mivida BP#189 |  | RFQ-00031 | Ahmed Saleh | MEP (Electro Mechanical) | 2024-02-19 | B02 & B04 Subcontractor VO | Approved | 152105.BLD2HVAC | Dim 80mm | ECH | 1 | 1 | 14821.9 | 14821.9 | SC_Supply/Apply | كيان لاعمال الالكتروميكانيك | 152105.BLD2HVAC | Dim 80mm | ECH | 1 | 24315 | 24315 | EGP | SC_Supply/Apply
Mivida BP#189 |  | RFQ-00031 | Ahmed Saleh | MEP (Electro Mechanical) | 2024-02-19 | B02 & B04 Subcontractor VO | Approved | 152105.BLD2HVAC | Dim 100mm | ECH | 2 | 2 | 19811.06 | 39622.12 | SC_Supply/Apply | كيان لاعمال الالكتروميكانيك | 152105.BLD2HVAC | Dim 100mm | ECH | 2 | 33314 | 66628 | EGP | SC_Supply/Apply
Mivida BP#189 |  | RFQ-00031 | Ahmed Saleh | MEP (Electro Mechanical) | 2024-02-19 | B02 & B04 Subcontractor VO | Approved | 152105.BLD2HVAC | Dim 150mm | ECH | 1 | 1 | 48911.98 | 48911.98 | SC_Supply/Apply | كيان لاعمال الالكتروميكانيك | 152105.BLD2HVAC | Dim 150mm | ECH | 1 | 82231 | 82231 | EGP | SC_Supply/Apply
Mivida BP#189 |  | RFQ-00031 | Ahmed Saleh | MEP (Electro Mechanical) | 2024-02-19 | B02 & B04 Subcontractor VO | Approved | 152105.BLD2HVAC | Dim 80mm | ECH | 2 | 2 | 9234.76 | 18469.52 | SC_Supply/Apply | كيان لاعمال الالكتروميكانيك | 152105.BLD2HVAC | Dim 80mm | ECH | 2 | 15401 | 30802 | EGP | SC_Supply/Apply
BIOLOGICALS AND BIOSIMILARS MANUFACTURING FACILITY EIPICO 3 _0187 |  | RFQ-00123 | Osama Fayez | MEP (Electro Mechanical) | 2024-02-20 | Supply and apply for FM200 system | Approved | 10.8 - B01(ADMIN BUILDING)-212200-1.1 | Capacity 56 KG | ECH | 1 | 1 | 385348 | 385348 | SC_Supply/Apply | MK | 10.8 - B01(ADMIN BUILDING)-212200-1.1 | Capacity 56 KG | ECH | 1 | 567415.62 | 567415.62 | EGP | SC_Supply/Apply
BIOLOGICALS AND BIOSIMILARS MANUFACTURING FACILITY EIPICO 3 _0187 |  | RFQ-00123 | Osama Fayez | MEP (Electro Mechanical) | 2024-02-20 | Supply and apply for FM200 system | Approved | 10.8 - B01(ADMIN BUILDING)-212200-2.1 | Capacity 42.6 KG | ECH | 1 | 1 | 322899 | 322899 | SC_Supply/Apply | MK | 10.8 - B01(ADMIN BUILDING)-212200-2.1 | Capacity 42.6 KG | ECH | 1 | 457542.42 | 457542.42 | EGP | SC_Supply/Apply
BIOLOGICALS AND BIOSIMILARS MANUFACTURING FACILITY EIPICO 3 _0187 |  | RFQ-00123 | Osama Fayez | MEP (Electro Mechanical) | 2024-02-20 | Supply and apply for FM200 system | Approved | 10.8 - B01(ADMIN BUILDING)-212200-3.1 | Capacity 18.15 KG | ECH | 1 | 1 | 226215 | 226215 | SC_Supply/Apply | MK | 10.8 - B01(ADMIN BUILDING)-212200-3.1 | Capacity 18.15 KG | ECH | 1 | 457542.42 | 457542.42 | EGP | SC_Supply/Apply
BIOLOGICALS AND BIOSIMILARS MANUFACTURING FACILITY EIPICO 3 _0187 |  | RFQ-00123 | Osama Fayez | MEP (Electro Mechanical) | 2024-02-20 | Supply and apply for FM200 system | Approved | 10.8 - B02 (Warehouse, Packaging and QC Building)-212200-2.1 | Capacity 86 KG | ECH | 1 | 1 | 467715 | 467715 | SC_Supply/Apply | MK | 10.8 - B02 (Warehouse, Packaging and QC Building)-212200-2.1 | Capacity 86 KG | ECH | 1 | 634447.62 | 634447.62 | EGP | SC_Supply/Apply
BIOLOGICALS AND BIOSIMILARS MANUFACTURING FACILITY EIPICO 3 _0187 |  | RFQ-00123 | Osama Fayez | MEP (Electro Mechanical) | 2024-02-20 | Supply and apply for FM200 system | Approved | 10.8 - B02 (Warehouse, Packaging and QC Building)-212200-1.1 | Capacity 75.70 KG | ECH | 1 | 1 | 431265 | 431265 | SC_Supply/Apply | MK | 10.8 - B02 (Warehouse, Packaging and QC Building)-212200-1.1 | Capacity 75.70 KG | ECH | 1 | 623332.62 | 623332.62 | EGP | SC_Supply/Apply
BIOLOGICALS AND BIOSIMILARS MANUFACTURING FACILITY EIPICO 3 _0187 |  | RFQ-00123 | Osama Fayez | MEP (Electro Mechanical) | 2024-02-20 | Supply and apply for FM200 system | Approved | 10.8 - B02 (Warehouse, Packaging and QC Building)-212200-3.1 | Capacity 129.2 KG | ECH | 1 | 1 | 502848 | 502848 | SC_Supply/Apply | MK | 10.8 - B02 (Warehouse, Packaging and QC Building)-212200-3.1 | Capacity 129.2 KG | ECH | 1 | 0 | 0 | EGP | SC_Supply/Apply
Abo Shanab El Agamien _0195 |  | RFQ-00057 | Mostafa Ramadan | Operation | 2024-02-06 | Sewerage Network-Infrastructure | Approved | 5 - 5-Tahawi Village.5-Tahawi Village-BILL NO. 1: SEWAGE NETWORK-5-1.3-a | IC 60*60 cm | ECH | 8 | 8 | 2968.52 | 23748.16 | OTH | مكتب المجد للمقاولات العامة | 5 - 5-Tahawi Village.5-Tahawi Village-BILL NO. 1: SEWAGE NETWORK-5-1.3-a | IC 60*60 cm | ECH | 8 | 2500 | 20000 | EGP | OTH
Abo Shanab El Agamien _0195 |  | RFQ-00057 | Mostafa Ramadan | Operation | 2024-02-06 | Sewerage Network-Infrastructure | Approved | 10 - 10-IZ. ABOU NASSAR, AL ESSAWI & ABOU SAEDA | *Manholes with internal diameter of 1200mm Ditto, depth to invert between 2.51 m and 3.00 m | ECH | 29 | 26 | 10539.79 | 274034.54 | SC_Supply/Apply | مكتب المجد للمقاولات العامة | 10 - 10-IZ. ABOU NASSAR, AL ESSAWI & ABOU SAEDA | *Manholes with internal diameter of 1200mm Ditto, depth to invert between 2.51 m and 3.00 m | ECH | 26 | 14836 | 385736 | EGP | SC_Supply/Apply
Abo Shanab El Agamien _0195 |  | RFQ-00057 | Mostafa Ramadan | Operation | 2024-02-06 | Sewerage Network-Infrastructure | Approved | 7 - 7-Iz. Raslan & Iz. Mokhtar Eiss.7-Iz. Raslan & Iz. Mokhtar Eissa-BILL NO. 1: SEWAGE NETWORK-5-1.2-b.2 | *Manholes with internal diameter of 1200mm Ditto, depth to invert between 2.01 m and 2.50 m | NO | 16 | 16 | 8920.57 | 142729.12 | SC_Supply/Apply | مكتب المجد للمقاولات العامة | 7 - 7-Iz. Raslan & Iz. Mokhtar Eiss.7-Iz. Raslan & Iz. Mokhtar Eissa-BILL NO. 1: SEWAGE NETWORK-5-1.2-b.2 | *Manholes with internal diameter of 1200mm Ditto, depth to invert between 2.01 m and 2.50 m | NO | 16 | 12020 | 192320 | EGP | SC_Supply/Apply
Abo Shanab El Agamien _0195 |  | RFQ-00057 | Mostafa Ramadan | Operation | 2024-02-06 | Sewerage Network-Infrastructure | Approved | 10 - "10 - ABOU .10 - ABOU NASSAR, AL ESSAWI & ABOU SAEDA-BILL NO. 1: SEWAGE NETWORK-5-1.2-b.9 | *Manholes with internal diameter of 1200mm Ditto, depth to invert between 5.51 m and 6.00 m | ECH | 1 | 1 | 19457.43 | 19457.43 | SC_Supply/Apply | مكتب المجد للمقاولات العامة | 10 - "10 - ABOU .10 - ABOU NASSAR, AL ESSAWI & ABOU SAEDA-BILL NO. 1: SEWAGE NETWORK-5-1.2-b.9 | *Manholes with internal diameter of 1200mm Ditto, depth to invert between 5.51 m and 6.00 m | ECH | 1 | 31583 | 31583 | EGP | SC_Supply/Apply
Abo Shanab El Agamien _0195 |  | RFQ-00057 | Mostafa Ramadan | Operation | 2024-02-06 | Sewerage Network-Infrastructure | Approved | 3 - 3- Iz.Junaidi Wisa & Iz. Zaki W.3- Iz.Junaidi Wisa & Iz. Zaki Wisa-BILL NO. 1: SEWAGE NETWORK-5-1.2-b.4 | *Manholes with internal diameter of 1200mm Ditto, depth to invert between 3.01 m and 3.50 m | ECH | 14 | 11 | 11831.63 | 130147.93 | SC_Supply/Apply | مكتب المجد للمقاولات العامة | 3 - 3- Iz.Junaidi Wisa & Iz. Zaki W.3- Iz.Junaidi Wisa & Iz. Zaki Wisa-BILL NO. 1: SEWAGE NETWORK-5-1.2-b.4 | *Manholes with internal diameter of 1200mm Ditto, depth to invert between 3.01 m and 3.50 m | ECH | 11 | 16921 | 186131 | EGP | SC_Supply/Apply
Abo Shanab El Agamien _0195 |  | RFQ-00057 | Mostafa Ramadan | Operation | 2024-02-06 | Sewerage Network-Infrastructure | Approved | 8 - 8-Iz. Abd Al-Qawy Salem & Iz. Z.8-Iz. Abd Al-Qawy Salem & Iz. Zaraby-BILL NO. 1: SEWAGE NETWORK-5-1.2-b.6 | *Manholes with internal diameter of 1200mm Ditto, depth to invert between 4.01 m and 4.5 m | NO | 5 | 5 | 15349.12 | 76745.6 | SC_Supply/Apply | مكتب المجد للمقاولات العامة | 8 - 8-Iz. Abd Al-Qawy Salem & Iz. Z.8-Iz. Abd Al-Qawy Salem & Iz. Zaraby-BILL NO. 1: SEWAGE NETWORK-5-1.2-b.6 | *Manholes with internal diameter of 1200mm Ditto, depth to invert between 4.01 m and 4.5 m | NO | 5 | 22736 | 113680 | EGP | SC_Supply/Apply
Abo Shanab El Agamien _0195 |  | RFQ-00057 | Mostafa Ramadan | Operation | 2024-02-06 | Sewerage Network-Infrastructure | Approved | 7 - 7-Iz. Raslan & Iz. Mokhtar Eiss.7-Iz. Raslan & Iz. Mokhtar Eissa-BILL NO. 1: SEWAGE NETWORK-6-1.4.1-a | HC 60*60 cm | ECH | 40 | 40 | 2968.52 | 118740.8 | OTH | مكتب المجد للمقاولات العامة | 7 - 7-Iz. Raslan & Iz. Mokhtar Eiss.7-Iz. Raslan & Iz. Mokhtar Eissa-BILL NO. 1: SEWAGE NETWORK-6-1.4.1-a | HC 60*60 cm | ECH | 40 | 3000 | 120000 | EGP | OTH
Abo Shanab El Agamien _0195 |  | RFQ-00057 | Mostafa Ramadan | Operation | 2024-02-06 | Sewerage Network-Infrastructure | Approved | 7 - 7-Iz. Raslan & Iz. Mokhtar Eiss.7-Iz. Raslan & Iz. Mokhtar Eissa-BILL NO. 1: SEWAGE NETWORK-5-1.2-b.5 | *Manholes with internal diameter of 1200mm Ditto, depth to invert between 4.01 m and 4.5 m | NO | 2 | 2 | 15349.12 | 30698.24 | SC_Supply/Apply | مكتب المجد للمقاولات العامة | 7 - 7-Iz. Raslan & Iz. Mokhtar Eiss.7-Iz. Raslan & Iz. Mokhtar Eissa-BILL NO. 1: SEWAGE NETWORK-5-1.2-b.5 | *Manholes with internal diameter of 1200mm Ditto, depth to invert between 4.01 m and 4.5 m | NO | 2 | 22736 | 45472 | EGP | SC_Supply/Apply
Abo Shanab El Agamien _0195 |  | RFQ-00057 | Mostafa Ramadan | Operation | 2024-02-06 | Sewerage Network-Infrastructure | Approved | 4 - 4-Iz. Al Biltaji.4-Iz. Al Biltaji-BILL NO. 1: SEWAGE NETWORK-5-1.3-a | IC 60*60 cm | ECH | 5 | 5 | 2968.52 | 14842.6 | OTH | مكتب المجد للمقاولات العامة | 4 - 4-Iz. Al Biltaji.4-Iz. Al Biltaji-BILL NO. 1: SEWAGE NETWORK-5-1.3-a | IC 60*60 cm | ECH | 5 | 2500 | 12500 | EGP | OTH
Abo Shanab El Agamien _0195 |  | RFQ-00057 | Mostafa Ramadan | Operation | 2024-02-06 | Sewerage Network-Infrastructure | Approved | 1 - Sharaf Al Deen-BILL NO. 1: SEWAGE NETWORK-10-1.2.1-b.5 | *Manholes with internal diameter of 1200mm Ditto, depth to invert between 3.51 m and 4.00 m | ECH | 2 | 2 | 13123.46 | 26246.92 | SC_Supply/Apply | مكتب المجد للمقاولات العامة | 1 - Sharaf Al Deen-BILL NO. 1: SEWAGE NETWORK-10-1.2.1-b.5 | *Manholes with internal diameter of 1200mm Ditto, depth to invert between 3.51 m and 4.00 m | ECH | 2 | 20313 | 40626 | EGP | SC_Supply/Apply
Abo Shanab El Agamien _0195 |  | RFQ-00057 | Mostafa Ramadan | Operation | 2024-02-06 | Sewerage Network-Infrastructure | Approved | 2 - 2- Iz. Kariman Sednaoui.2- Iz. Kariman Sednaoui-BILL NO. 1: SEWAGE NETWORK-5-1.2-b.2 | *Manholes with internal diameter of 1200mm Ditto, depth to invert between 2.01 m and 2.50 m | NO | 32 | 22 | 8920.57 | 196252.54 | SC_Supply/Apply | مكتب المجد للمقاولات العامة | 2 - 2- Iz. Kariman Sednaoui.2- Iz. Kariman Sednaoui-BILL NO. 1: SEWAGE NETWORK-5-1.2-b.2 | *Manholes with internal diameter of 1200mm Ditto, depth to invert between 2.01 m and 2.50 m | NO | 22 | 12020 | 264440 | EGP | SC_Supply/Apply
Abo Shanab El Agamien _0195 |  | RFQ-00057 | Mostafa Ramadan | Operation | 2024-02-06 | Sewerage Network-Infrastructure | Approved | 6 - 6-Huwaydi Village.6-Huwaydi Village-BILL NO. 1: SEWAGE NETWORK-5-1.2-b.2 | *Manholes with internal diameter of 1200mm Ditto, depth to invert between 2.01 m and 2.50 m | NO | 24 | 14 | 8920.57 | 124887.98 | SC_Supply/Apply | مكتب المجد للمقاولات العامة | 6 - 6-Huwaydi Village.6-Huwaydi Village-BILL NO. 1: SEWAGE NETWORK-5-1.2-b.2 | *Manholes with internal diameter of 1200mm Ditto, depth to invert between 2.01 m and 2.50 m | NO | 14 | 12020 | 168280 | EGP | SC_Supply/Apply
Abo Shanab El Agamien _0195 |  | RFQ-00057 | Mostafa Ramadan | Operation | 2024-02-06 | Sewerage Network-Infrastructure | Approved | 4 - 4-Iz. Al Biltaji.4-Iz. Al Biltaji-BILL NO. 1: SEWAGE NETWORK-5-1.2-b.4 | *Manholes with internal diameter of 1200mm Ditto, depth to invert between 3.01 m and 3.50 m | ECH | 13 | 10 | 11831.63 | 118316.3 | SC_Supply/Apply | مكتب المجد للمقاولات العامة | 4 - 4-Iz. Al Biltaji.4-Iz. Al Biltaji-BILL NO. 1: SEWAGE NETWORK-5-1.2-b.4 | *Manholes with internal diameter of 1200mm Ditto, depth to invert between 3.01 m and 3.50 m | ECH | 10 | 16921 | 169210 | EGP | SC_Supply/Apply
Abo Shanab El Agamien _0195 |  | RFQ-00057 | Mostafa Ramadan | Operation | 2024-02-06 | Sewerage Network-Infrastructure | Approved | 5 - 5-Tahawi Village.5-Tahawi Village-BILL NO. 1: SEWAGE NETWORK-5-1.2-b.7 | *Manholes with internal diameter of 1200mm Ditto, depth to invert between 4.51 m and 5.00 m | ECH | 5 | 3 | 16718.55 | 50155.65 | SC_Supply/Apply | مكتب المجد للمقاولات العامة | 5 - 5-Tahawi Village.5-Tahawi Village-BILL NO. 1: SEWAGE NETWORK-5-1.2-b.7 | *Manholes with internal diameter of 1200mm Ditto, depth to invert between 4.51 m and 5.00 m | ECH | 3 | 25477 | 76431 | EGP | SC_Supply/Apply
Abo Shanab El Agamien _0195 |  | RFQ-00057 | Mostafa Ramadan | Operation | 2024-02-06 | Sewerage Network-Infrastructure | Approved | 10 - "10 - ABOU .10 - ABOU NASSAR, AL ESSAWI & ABOU SAEDA-BILL NO. 1: SEWAGE NETWORK-5-1.2-b.5 | *Manholes with internal diameter of 1200mm Ditto, depth to invert between 3.51 m and 4.00 m | ECH | 8 | 5 | 13123.46 | 65617.3 | SC_Supply/Apply | مكتب المجد للمقاولات العامة | 10 - "10 - ABOU .10 - ABOU NASSAR, AL ESSAWI & ABOU SAEDA-BILL NO. 1: SEWAGE NETWORK-5-1.2-b.5 | *Manholes with internal diameter of 1200mm Ditto, depth to invert between 3.51 m and 4.00 m | ECH | 5 | 20313 | 101565 | EGP | SC_Supply/Apply
Abo Shanab El Agamien _0195 |  | RFQ-00057 | Mostafa Ramadan | Operation | 2024-02-06 | Sewerage Network-Infrastructure | Approved | 3 - 3- Iz.Junaidi Wisa & Iz. Zaki W.3- Iz.Junaidi Wisa & Iz. Zaki Wisa-BILL NO. 1: SEWAGE NETWORK-5-1.2-b.6 | *Manholes with internal diameter of 1200mm Ditto, depth to invert between 4.01 m and 4.5 m | NO | 8 | 8 | 15349.12 | 122792.96 | SC_Supply/Apply | مكتب المجد للمقاولات العامة | 3 - 3- Iz.Junaidi Wisa & Iz. Zaki W.3- Iz.Junaidi Wisa & Iz. Zaki Wisa-BILL NO. 1: SEWAGE NETWORK-5-1.2-b.6 | *Manholes with internal diameter of 1200mm Ditto, depth to invert between 4.01 m and 4.5 m | NO | 8 | 22736 | 181888 | EGP | SC_Supply/Apply
Abo Shanab El Agamien _0195 |  | RFQ-00057 | Mostafa Ramadan | Operation | 2024-02-06 | Sewerage Network-Infrastructure | Approved | 6 - 6-Huwaydi Village.6-Huwaydi Village-BILL NO. 1: SEWAGE NETWORK-5-1.2-b.5 | *Manholes with internal diameter of 1200mm Ditto, depth to invert between 3.51 m and 4.00 m | ECH | 8 | 5 | 13123.46 | 65617.3 | SC_Supply/Apply | مكتب المجد للمقاولات العامة | 6 - 6-Huwaydi Village.6-Huwaydi Village-BILL NO. 1: SEWAGE NETWORK-5-1.2-b.5 | *Manholes with internal diameter of 1200mm Ditto, depth to invert between 3.51 m and 4.00 m | ECH | 5 | 20313 | 101565 | EGP | SC_Supply/Apply
Abo Shanab El Agamien _0195 |  | RFQ-00057 | Mostafa Ramadan | Operation | 2024-02-06 | Sewerage Network-Infrastructure | Approved | 3 - 3- Iz.Junaidi Wisa & Iz. Zaki W.3- Iz.Junaidi Wisa & Iz. Zaki Wisa-BILL NO. 1: SEWAGE NETWORK-5-1.2-b.5 | *Manholes with internal diameter of 1200mm Ditto, depth to invert between 3.51 m and 4.00 m | ECH | 14 | 10 | 13123.46 | 131234.6 | SC_Supply/Apply | مكتب المجد للمقاولات العامة | 3 - 3- Iz.Junaidi Wisa & Iz. Zaki W.3- Iz.Junaidi Wisa & Iz. Zaki Wisa-BILL NO. 1: SEWAGE NETWORK-5-1.2-b.5 | *Manholes with internal diameter of 1200mm Ditto, depth to invert between 3.51 m and 4.00 m | ECH | 10 | 20313 | 203130 | EGP | SC_Supply/Apply
Abo Shanab El Agamien _0195 |  | RFQ-00057 | Mostafa Ramadan | Operation | 2024-02-06 | Sewerage Network-Infrastructure | Approved | 8 - 8-Iz. Abd Al-Qawy Salem & Iz. Z.8-Iz. Abd Al-Qawy Salem & Iz. Zaraby-BILL NO. 1: SEWAGE NETWORK-5-1.2-b.2 | *Manholes with internal diameter of 1200mm Ditto, depth to invert between 2.01 m and 2.50 m | NO | 33 | 23 | 8920.57 | 205173.11 | SC_Supply/Apply | مكتب المجد للمقاولات العامة | 8 - 8-Iz. Abd Al-Qawy Salem & Iz. Z.8-Iz. Abd Al-Qawy Salem & Iz. Zaraby-BILL NO. 1: SEWAGE NETWORK-5-1.2-b.2 | *Manholes with internal diameter of 1200mm Ditto, depth to invert between 2.01 m and 2.50 m | NO | 23 | 12020 | 276460 | EGP | SC_Supply/Apply
Mivida BP#189 |  | RFQ-00031 | Ahmed Saleh | MEP (Electro Mechanical) | 2024-02-19 | B02 & B04 Subcontractor VO | Approved | 152105.BLD2HVAC | Dim 100mm | ECH | 4 | 4 | 11899.28 | 47597.12 | SC_Supply/Apply | كيان لاعمال الالكتروميكانيك | 152105.BLD2HVAC | Dim 100mm | ECH | 4 | 20299 | 81196 | EGP | SC_Supply/Apply
Mivida BP#189 |  | RFQ-00031 | Ahmed Saleh | MEP (Electro Mechanical) | 2024-02-19 | B02 & B04 Subcontractor VO | Approved | 152105.BLD2HVAC | Dim 150mm | ECH | 2 | 2 | 25177.22 | 50354.44 | SC_Supply/Apply | كيان لاعمال الالكتروميكانيك | 152105.BLD2HVAC | Dim 150mm | ECH | 2 | 42311 | 84622 | EGP | SC_Supply/Apply
Mivida BP#189 |  | RFQ-00031 | Ahmed Saleh | MEP (Electro Mechanical) | 2024-02-19 | B02 & B04 Subcontractor VO | Approved | 152105.BLD2HVAC | Dim 25mm | ECH | 2 | 2 | 2204.58 | 4409.16 | SC_Supply/Apply | كيان لاعمال الالكتروميكانيك | 152105.BLD2HVAC | Dim 25mm | ECH | 2 | 3801 | 7602 | EGP | SC_Supply/Apply
Mivida BP#189 |  | RFQ-00031 | Ahmed Saleh | MEP (Electro Mechanical) | 2024-02-19 | B02 & B04 Subcontractor VO | Approved | 152105.BLD4PL | Size 25 mm. | LM | 129 | 120 | 144.42 | 17330.4 | SC_Supply/Apply | كيان لاعمال الالكتروميكانيك | 152105.BLD4PL | Size 25 mm. | LM | 120 | 151 | 18120 | EGP | SC_Supply/Apply
Mivida BP#189 |  | RFQ-00031 | Ahmed Saleh | MEP (Electro Mechanical) | 2024-02-19 | B02 & B04 Subcontractor VO | Approved | 152105.BLD4PL | EWH 50L | ECH | 4 | 4 | 11160.36 | 44641.44 | SC_Supply/Apply | كيان لاعمال الالكتروميكانيك | 152105.BLD4PL | EWH 50L | ECH | 4 | 14600 | 58400 | EGP | SC_Supply/Apply
Mivida BP#189 |  | RFQ-00031 | Ahmed Saleh | MEP (Electro Mechanical) | 2024-02-19 | B02 & B04 Subcontractor VO | Approved | 152105.BLD4PL | EWH 80L | ECH | 4 | 4 | 12220.6 | 48882.4 | SC_Supply/Apply | كيان لاعمال الالكتروميكانيك | 152105.BLD4PL | EWH 80L | ECH | 4 | 17300 | 69200 | EGP | SC_Supply/Apply
Mivida BP#189 |  | RFQ-00031 | Ahmed Saleh | MEP (Electro Mechanical) | 2024-02-19 | B02 & B04 Subcontractor VO | Approved | 152105.BLD4PL | install only and test wall-mounted water closet with doche the items includes install only of wall flush tank,valves,accessories,flexable connections and hoses to complete the installation. | ECH | 32 | 32 | 1885 | 60320 | SC_Supply/Apply | كيان لاعمال الالكتروميكانيك | 152105.BLD4PL | install only and test wall-mounted water closet with doche the items includes install only of wall flush tank,valves,accessories,flexable connections and hoses to complete the installation. | ECH | 32 | 2271 | 72672 | EGP | SC_Supply/Apply
Mivida BP#189 |  | RFQ-00031 | Ahmed Saleh | MEP (Electro Mechanical) | 2024-02-19 | B02 & B04 Subcontractor VO | Approved | 152105.BLD4PL | install only and test of urinal items include install only wall mounted flush valve,valves,accessories,flexable connections and hoses to complete the installation. | ECH | 12 | 12 | 1160 | 13920 | SC_Supply/Apply | كيان لاعمال الالكتروميكانيك | 152105.BLD4PL | install only and test of urinal items include install only wall mounted flush valve,valves,accessories,flexable connections and hoses to complete the installation. | ECH | 12 | 1412 | 16944 | EGP | SC_Supply/Apply
Mivida BP#189 |  | RFQ-00031 | Ahmed Saleh | MEP (Electro Mechanical) | 2024-02-19 | B02 & B04 Subcontractor VO | Approved | 152105.BLD4PL | install only and test of urinal items include install only wall mounted flush valve,valves,accessories,flexable connections and hoses to complete the installation. | ECH | 28 | 28 | 1595 | 44660 | SC_Supply/Apply | كيان لاعمال الالكتروميكانيك | 152105.BLD4PL | install only and test of urinal items include install only wall mounted flush valve,valves,accessories,flexable connections and hoses to complete the installation. | ECH | 28 | 1411 | 39508 | EGP | SC_Supply/Apply
Mivida BP#189 |  | RFQ-00031 | Ahmed Saleh | MEP (Electro Mechanical) | 2024-02-19 | B02 & B04 Subcontractor VO | Approved | 152105.BLD4PL | 25mm | LM | 90 | 90 | 117.74 | 10596.6 | SC_Supply/Apply | كيان لاعمال الالكتروميكانيك | 152105.BLD4PL | 25mm | LM | 90 | 120 | 10800 | EGP | SC_Supply/Apply
Mivida BP#189 |  | RFQ-00031 | Ahmed Saleh | MEP (Electro Mechanical) | 2024-02-19 | B02 & B04 Subcontractor VO | Approved | 152105.BLD4PL | 50mm | LM | 40 | 40 | 89.32 | 3572.8 | SC_Supply/Apply | كيان لاعمال الالكتروميكانيك | 152105.BLD4PL | 50mm | LM | 40 | 154 | 6160 | EGP | SC_Supply/Apply
Mivida BP#189 |  | RFQ-00031 | Ahmed Saleh | MEP (Electro Mechanical) | 2024-02-19 | B02 & B04 Subcontractor VO | Approved | 152105.BLD4PL | 160mm | LM | 5 | 5 | 184.44 | 922.2 | SC_Supply/Apply | كيان لاعمال الالكتروميكانيك | 152105.BLD4PL | 160mm | LM | 5 | 312 | 1560 | EGP | SC_Supply/Apply
Mivida BP#189 |  | RFQ-00031 | Ahmed Saleh | MEP (Electro Mechanical) | 2024-02-19 | B02 & B04 Subcontractor VO | Approved | 152105.BLD4HVAC | Dim 80mm | ECH | 1 | 1 | 14821.9 | 14821.9 | SC_Supply/Apply | كيان لاعمال الالكتروميكانيك | 152105.BLD4HVAC | Dim 80mm | ECH | 1 | 24315 | 24315 | EGP | SC_Supply/Apply
Mivida BP#189 |  | RFQ-00031 | Ahmed Saleh | MEP (Electro Mechanical) | 2024-02-19 | B02 & B04 Subcontractor VO | Approved | 152105.BLD4HVAC | Dim 100mm | ECH | 2 | 2 | 19811.06 | 39622.12 | SC_Supply/Apply | كيان لاعمال الالكتروميكانيك | 152105.BLD4HVAC | Dim 100mm | ECH | 2 | 33314 | 66628 | EGP | SC_Supply/Apply
Mivida BP#189 |  | RFQ-00031 | Ahmed Saleh | MEP (Electro Mechanical) | 2024-02-19 | B02 & B04 Subcontractor VO | Approved | 152105.BLD4HVAC | Dim 150mm | ECH | 1 | 1 | 48911.98 | 48911.98 | SC_Supply/Apply | كيان لاعمال الالكتروميكانيك | 152105.BLD4HVAC | Dim 150mm | ECH | 1 | 82231 | 82231 | EGP | SC_Supply/Apply
Mivida BP#189 |  | RFQ-00031 | Ahmed Saleh | MEP (Electro Mechanical) | 2024-02-19 | B02 & B04 Subcontractor VO | Approved | 152105.BLD4HVAC | Dim 80mm | ECH | 2 | 2 | 9234.76 | 18469.52 | SC_Supply/Apply | كيان لاعمال الالكتروميكانيك | 152105.BLD4HVAC | Dim 80mm | ECH | 2 | 15401 | 30802 | EGP | SC_Supply/Apply
Mivida BP#189 |  | RFQ-00031 | Ahmed Saleh | MEP (Electro Mechanical) | 2024-02-19 | B02 & B04 Subcontractor VO | Approved | 152105.BLD4HVAC | Dim 100mm | ECH | 4 | 4 | 11899.28 | 47597.12 | SC_Supply/Apply | كيان لاعمال الالكتروميكانيك | 152105.BLD4HVAC | Dim 100mm | ECH | 4 | 20299 | 81196 | EGP | SC_Supply/Apply
Mivida BP#189 |  | RFQ-00031 | Ahmed Saleh | MEP (Electro Mechanical) | 2024-02-19 | B02 & B04 Subcontractor VO | Approved | 152105.BLD4HVAC | Dim 150mm | ECH | 2 | 2 | 25177.22 | 50354.44 | SC_Supply/Apply | كيان لاعمال الالكتروميكانيك | 152105.BLD4HVAC | Dim 150mm | ECH | 2 | 42311 | 84622 | EGP | SC_Supply/Apply
Mivida BP#189 |  | RFQ-00031 | Ahmed Saleh | MEP (Electro Mechanical) | 2024-02-19 | B02 & B04 Subcontractor VO | Approved | 152105.BLD4HVAC | Dim 25mm | ECH | 2 | 2 | 2204.58 | 4409.16 | SC_Supply/Apply | كيان لاعمال الالكتروميكانيك | 152105.BLD4HVAC | Dim 25mm | ECH | 2 | 3801 | 7602 | EGP | SC_Supply/Apply
Mivida BP#189 |  | RFQ-00031 | Ahmed Saleh | MEP (Electro Mechanical) | 2024-02-19 | B02 & B04 Subcontractor VO | Approved | 162600.BLD4 | (4 x 6) mm2. | LM | 91 | 91 | 216.31 | 19684.21 | SC_Supply/Apply | كيان لاعمال الالكتروميكانيك | 162600.BLD4 | (4 x 6) mm2. | LM | 91 | 265 | 24115 | EGP | SC_Supply/Apply
Mivida BP#189 |  | RFQ-00031 | Ahmed Saleh | MEP (Electro Mechanical) | 2024-02-19 | B02 & B04 Subcontractor VO | Approved | 162600.BLD4 | (4 x 25) mm2. | LM | 104 | 104 | 192.15 | 19983.6 | SC_Supply/Apply | كيان لاعمال الالكتروميكانيك | 162600.BLD4 | (4 x 25) mm2. | LM | 104 | 930 | 96720 | EGP | SC_Supply/Apply
Mivida BP#189 |  | RFQ-00031 | Ahmed Saleh | MEP (Electro Mechanical) | 2024-02-19 | B02 & B04 Subcontractor VO | Approved | 162600.BLD4 | Supply and install a compelt outlet for occupancy sensor with wires 3*1*1.5mm ^2 | ECH | 39 | 39 | 5231.97 | 204046.83 | SC_Supply/Apply | كيان لاعمال الالكتروميكانيك | 162600.BLD4 | Supply and install a compelt outlet for occupancy sensor with wires 3*1*1.5mm ^2 | ECH | 39 | 1807 | 70473 | EGP | SC_Supply/Apply
Mivida BP#189 |  | RFQ-00031 | Ahmed Saleh | MEP (Electro Mechanical) | 2024-02-19 | B02 & B04 Subcontractor VO | Approved | 162600.BLD4 | Supply & Install Metal, Non‐perforated hot‐dip galvanized steel Cable Trunk [20X10 cm] for Low current systems c/w all necessary accessories for (fixation & suspension) to complete work. | LM | 66 | 66 | 670.88 | 44278.08 | SC_Supply/Apply | كيان لاعمال الالكتروميكانيك | 162600.BLD4 | Supply & Install Metal, Non‐perforated hot‐dip galvanized steel Cable Trunk [20X10 cm] for Low current systems c/w all necessary accessories for (fixation & suspension) to complete work. | LM | 66 | 1222 | 80652 | EGP | SC_Supply/Apply
Mivida BP#189 |  | RFQ-00031 | Ahmed Saleh | MEP (Electro Mechanical) | 2024-02-19 | B02 & B04 Subcontractor VO | Approved | 162600.BLD4 | card reader outlet | ECH | 10 | 10 | 549 | 5490 | SC_Supply/Apply | كيان لاعمال الالكتروميكانيك | 162600.BLD4 | card reader outlet | ECH | 10 | 4497 | 44970 | EGP | SC_Supply/Apply
Mivida BP#189 |  | RFQ-00031 | Ahmed Saleh | MEP (Electro Mechanical) | 2024-02-19 | B02 & B04 Subcontractor VO | Approved | 162600.BLD4 | 200x100 cable tray covered | LM | 33 | 33 | 547.9 | 18080.7 | SC_Supply/Apply | كيان لاعمال الالكتروميكانيك | 162600.BLD4 | 200x100 cable tray covered | LM | 33 | 998 | 32934 | EGP | SC_Supply/Apply
Mivida BP#189 |  | RFQ-00031 | Ahmed Saleh | MEP (Electro Mechanical) | 2024-02-19 | B02 & B04 Subcontractor VO | Approved | 162600.BLD4 | 800x100 cable tray covered | LM | 33 | 33 | 1674.45 | 55256.85 | SC_Supply/Apply | كيان لاعمال الالكتروميكانيك | 162600.BLD4 | 800x100 cable tray covered | LM | 33 | 3050 | 100650 | EGP | SC_Supply/Apply
Mivida BP#189 |  | RFQ-00031 | Ahmed Saleh | MEP (Electro Mechanical) | 2024-02-19 | B02 & B04 Subcontractor VO | Approved | 162600.BLD4 | BMS pulling cables outlet | LM | 1580 | 1580 | 247.05 | 390339 | SC_Supply/Apply | كيان لاعمال الالكتروميكانيك | 162600.BLD4 | BMS pulling cables outlet | LM | 1580 | 8 | 12640 | EGP | SC_Supply/Apply
Mivida BP#189 |  | RFQ-00031 | Ahmed Saleh | MEP (Electro Mechanical) | 2024-02-19 | B02 & B04 Subcontractor VO | Approved | 162600.BLD4 | Supply and install EMT conduit 3/4" included all needed accessories and fittings for bms system. | LM | 2500 | 2500 | 340.38 | 850950 | SC_Supply/Apply | كيان لاعمال الالكتروميكانيك | 162600.BLD4 | Supply and install EMT conduit 3/4" included all needed accessories and fittings for bms system. | LM | 2500 | 197 | 492500 | EGP | SC_Supply/Apply
Mivida BP#189 |  | RFQ-00031 | Ahmed Saleh | MEP (Electro Mechanical) | 2024-02-19 | B02 & B04 Subcontractor VO | Approved | 162600.BLD4 | Supply and install emt conduit 3/4" included all needed accessories and fittings for electrical and low current outlets due to damage paths in slab of ceilling. | LM | 2000 | 2000 | 340.38 | 680760 | SC_Supply/Apply | كيان لاعمال الالكتروميكانيك | 162600.BLD4 | Supply and install emt conduit 3/4" included all needed accessories and fittings for electrical and low current outlets due to damage paths in slab of ceilling. | LM | 2000 | 185 | 370000 | EGP | SC_Supply/Apply
Mivida BP#189 |  | RFQ-00031 | Ahmed Saleh | MEP (Electro Mechanical) | 2024-02-19 | B02 & B04 Subcontractor VO | Approved | 162600.BLD4 | Indoor wiring for one lighting outlet including wires 3(1x3) mm2, embedded upvc conduits/ exposed Metallic conduits, cable trays, junction boxes, and all necessary accessories from panel to lighting fixtures and switches outlet. | ECH | 63 | 63 | 714.8 | 45032.4 | SC_Supply/Apply | كيان لاعمال الالكتروميكانيك | 162600.BLD4 | Indoor wiring for one lighting outlet including wires 3(1x3) mm2, embedded upvc conduits/ exposed Metallic conduits, cable trays, junction boxes, and all necessary accessories from panel to lighting fixtures and switches outlet. | ECH | 63 | 1302 | 82026 | EGP | SC_Supply/Apply
Mivida BP#189 |  | RFQ-00031 | Ahmed Saleh | MEP (Electro Mechanical) | 2024-02-19 | B02 & B04 Subcontractor VO | Approved | 162600.BLD4 | data Outlet C/w socket and face plate for CCTV (Empty Conduit) | ECH | 9 | 9 | 371.12 | 3340.08 | SC_Supply/Apply | كيان لاعمال الالكتروميكانيك | 162600.BLD4 | data Outlet C/w socket and face plate for CCTV (Empty Conduit) | ECH | 9 | 500 | 4500 | EGP | SC_Supply/Apply
Mivida BP#189 |  | RFQ-00031 | Ahmed Saleh | MEP (Electro Mechanical) | 2024-02-19 | B02 & B04 Subcontractor VO | Approved | 162600.BLD4 | install, testing and Commissioning of indoor and outdoor Lighting Fixtures as indicated in Lighting fixtures schedule ; including items mentioned in "Method of Measurements". | ECH | 63 | 63 | 192.15 | 12105.45 | SC_Supply/Apply | كيان لاعمال الالكتروميكانيك | 162600.BLD4 | install, testing and Commissioning of indoor and outdoor Lighting Fixtures as indicated in Lighting fixtures schedule ; including items mentioned in "Method of Measurements". | ECH | 63 | 150 | 9450 | EGP | SC_Supply/Apply
Mivida BP#189 |  | RFQ-00031 | Ahmed Saleh | MEP (Electro Mechanical) | 2024-02-19 | B02 & B04 Subcontractor VO | Approved | 162600.BLD2 | (3 x 50+25) mm2. | LM | 41 | 41 | 269.01 | 11029.41 | SC_Supply/Apply | كيان لاعمال الالكتروميكانيك | 162600.BLD2 | (3 x 50+25) mm2. | LM | 41 | 1390 | 56990 | EGP | SC_Supply/Apply
Mivida BP#189 |  | RFQ-00031 | Ahmed Saleh | MEP (Electro Mechanical) | 2024-02-19 | B02 & B04 Subcontractor VO | Approved | 162600.BLD2 | (4 x 6) mm2. | LM | 1 | 1 | 216.31 | 216.31 | SC_Supply/Apply | كيان لاعمال الالكتروميكانيك | 162600.BLD2 | (4 x 6) mm2. | LM | 1 | 265 | 265 | EGP | SC_Supply/Apply
Mivida BP#189 |  | RFQ-00031 | Ahmed Saleh | MEP (Electro Mechanical) | 2024-02-19 | B02 & B04 Subcontractor VO | Approved | 162600.BLD2 | (4 x 25) mm2. | LM | 95 | 95 | 697.23 | 66236.85 | SC_Supply/Apply | كيان لاعمال الالكتروميكانيك | 162600.BLD2 | (4 x 25) mm2. | LM | 95 | 930 | 88350 | EGP | SC_Supply/Apply
Mivida BP#189 |  | RFQ-00031 | Ahmed Saleh | MEP (Electro Mechanical) | 2024-02-19 | B02 & B04 Subcontractor VO | Approved | 162600.BLD2 | Supply and install a compelt outlet for occupancy sensor with wires 3*1*1.5mm ^2 | ECH | 39 | 39 | 5231.97 | 204046.83 | SC_Supply/Apply | كيان لاعمال الالكتروميكانيك | 162600.BLD2 | Supply and install a compelt outlet for occupancy sensor with wires 3*1*1.5mm ^2 | ECH | 39 | 1807 | 70473 | EGP | SC_Supply/Apply
Mivida BP#189 |  | RFQ-00031 | Ahmed Saleh | MEP (Electro Mechanical) | 2024-02-19 | B02 & B04 Subcontractor VO | Approved | 162600.BLD2 | Supply & Install Metal, Non‐perforated hot‐dip galvanized steel Cable Trunk [20X10 cm] for Low current systems c/w all necessary accessories for (fixation & suspension) to complete work. | LM | 66 | 66 | 670.88 | 44278.08 | SC_Supply/Apply | كيان لاعمال الالكتروميكانيك | 162600.BLD2 | Supply & Install Metal, Non‐perforated hot‐dip galvanized steel Cable Trunk [20X10 cm] for Low current systems c/w all necessary accessories for (fixation & suspension) to complete work. | LM | 66 | 1222 | 80652 | EGP | SC_Supply/Apply
Mivida BP#189 |  | RFQ-00031 | Ahmed Saleh | MEP (Electro Mechanical) | 2024-02-19 | B02 & B04 Subcontractor VO | Approved | 162600.BLD2 | card reader outlet | ECH | 10 | 10 | 549 | 5490 | SC_Supply/Apply | كيان لاعمال الالكتروميكانيك | 162600.BLD2 | card reader outlet | ECH | 10 | 4497 | 44970 | EGP | SC_Supply/Apply
Mivida BP#189 |  | RFQ-00031 | Ahmed Saleh | MEP (Electro Mechanical) | 2024-02-19 | B02 & B04 Subcontractor VO | Approved | 162600.BLD2 | 200x100 cable tray covered | LM | 33 | 33 | 547.9 | 18080.7 | SC_Supply/Apply | كيان لاعمال الالكتروميكانيك | 162600.BLD2 | 200x100 cable tray covered | LM | 33 | 998 | 32934 | EGP | SC_Supply/Apply
Mivida BP#189 |  | RFQ-00031 | Ahmed Saleh | MEP (Electro Mechanical) | 2024-02-19 | B02 & B04 Subcontractor VO | Approved | 162600.BLD2 | 800x100 cable tray covered | LM | 33 | 33 | 1674.45 | 55256.85 | SC_Supply/Apply | كيان لاعمال الالكتروميكانيك | 162600.BLD2 | 800x100 cable tray covered | LM | 33 | 3050 | 100650 | EGP | SC_Supply/Apply
Mivida BP#189 |  | RFQ-00031 | Ahmed Saleh | MEP (Electro Mechanical) | 2024-02-19 | B02 & B04 Subcontractor VO | Approved | 162600.BLD2 | BMS pulling cables outlet | LM | 1580 | 1580 | 247.05 | 390339 | SC_Supply/Apply | كيان لاعمال الالكتروميكانيك | 162600.BLD2 | BMS pulling cables outlet | LM | 1580 | 8 | 12640 | EGP | SC_Supply/Apply
Mivida BP#189 |  | RFQ-00031 | Ahmed Saleh | MEP (Electro Mechanical) | 2024-02-19 | B02 & B04 Subcontractor VO | Approved | 162600.BLD2 | Supply and install EMT conduit 3/4" included all needed accessories and fittings for bms system. | LM | 2000 | 2000 | 340.38 | 680760 | SC_Supply/Apply | كيان لاعمال الالكتروميكانيك | 162600.BLD2 | Supply and install EMT conduit 3/4" included all needed accessories and fittings for bms system. | LM | 2000 | 197 | 394000 | EGP | SC_Supply/Apply
Qasr Rashwan Lot A _0207 |  | RFQ-00014 | Mostafa Shourbagi | MEP (Electro Mechanical) | 2024-02-12 | Supply of GRP Covers | Approved | 12.10 - 3. Manshya fanous.Mansheya Fanous-BILL NO. 1: SEWAGE NETWORK-1.2.1-a.1 | Depth to invert not exceeding 1.5 m | ECH | 206 | 206 | 1767.54 | 364113.24 | MAT_Raw | فالكون مصر | 12.10 - 3. Manshya fanous.Mansheya Fanous-BILL NO. 1: SEWAGE NETWORK-1.2.1-a.1 | Depth to invert not exceeding 1.5 m | ECH | 206 | 2315.79 | 477052.74 | EGP | MAT_Raw
Qasr Rashwan Lot A _0207 |  | RFQ-00014 | Mostafa Shourbagi | MEP (Electro Mechanical) | 2024-02-12 | Supply of GRP Covers | Approved | 14.10 - 5. Iz. Albersly.Iz.Albersly & Iz.Alasfar-BILL NO. 1: SEWAGE NETWORK-1.2.1-b.1 | Ditto, depth to invert between 1.51 m and 2.00 m | ECH | 25 | 25 | 1767.54 | 44188.5 | MAT_Raw | فالكون مصر | 14.10 - 5. Iz. Albersly.Iz.Albersly & Iz.Alasfar-BILL NO. 1: SEWAGE NETWORK-1.2.1-b.1 | Ditto, depth to invert between 1.51 m and 2.00 m | ECH | 25 | 2315.79 | 57894.75 | EGP | MAT_Raw
Qasr Rashwan Lot A _0207 |  | RFQ-00014 | Mostafa Shourbagi | MEP (Electro Mechanical) | 2024-02-12 | Supply of GRP Covers | Approved | 11.10 - 2. Murad Al Gendy.Murad Al Gendy W Al Sanahra-BILL NO. 1: SEWAGE NETWORK-1.2.1-b.4 | Ditto, depth to invert between 3.01 m and 3.50 m | ECH | 15 | 15 | 1767.54 | 26513.1 | MAT_Raw | فالكون مصر | 11.10 - 2. Murad Al Gendy.Murad Al Gendy W Al Sanahra-BILL NO. 1: SEWAGE NETWORK-1.2.1-b.4 | Ditto, depth to invert between 3.01 m and 3.50 m | ECH | 15 | 2315.79 | 34736.85 | EGP | MAT_Raw
Qasr Rashwan Lot A _0207 |  | RFQ-00014 | Mostafa Shourbagi | MEP (Electro Mechanical) | 2024-02-12 | Supply of GRP Covers | Approved | 11.10 - 2. Murad Al Gendy.Murad Al Gendy W Al Sanahra-BILL NO. 1: SEWAGE NETWORK-1.2.1-b.1 | Ditto, depth to invert between 1.51 m and 2.00 m | ECH | 68 | 68 | 1767.54 | 120192.72 | MAT_Raw | فالكون مصر | 11.10 - 2. Murad Al Gendy.Murad Al Gendy W Al Sanahra-BILL NO. 1: SEWAGE NETWORK-1.2.1-b.1 | Ditto, depth to invert between 1.51 m and 2.00 m | ECH | 68 | 2315.79 | 157473.72 | EGP | MAT_Raw
Qasr Rashwan Lot A _0207 |  | RFQ-00014 | Mostafa Shourbagi | MEP (Electro Mechanical) | 2024-02-12 | Supply of GRP Covers | Approved | 12.10 - 3. Manshya fanous.Mansheya Fanous-BILL NO. 1: SEWAGE NETWORK-1.2.1-b.4 | Ditto, depth to invert between 3.01 m and 3.50 m | ECH | 37 | 37 | 1767.54 | 65398.98 | MAT_Raw | فالكون مصر | 12.10 - 3. Manshya fanous.Mansheya Fanous-BILL NO. 1: SEWAGE NETWORK-1.2.1-b.4 | Ditto, depth to invert between 3.01 m and 3.50 m | ECH | 37 | 2315.79 | 85684.23 | EGP | MAT_Raw
Qasr Rashwan Lot A _0207 |  | RFQ-00014 | Mostafa Shourbagi | MEP (Electro Mechanical) | 2024-02-12 | Supply of GRP Covers | Approved | 10.10 - 1. Saad Al Rouby.Saad Al Rouby-BILL NO. 1: SEWAGE NETWORK-1.2.1-b.2 | Ditto, depth to invert between 2.01 m and 2.50 m | ECH | 37 | 37 | 1767.54 | 65398.98 | MAT_Raw | فالكون مصر | 10.10 - 1. Saad Al Rouby.Saad Al Rouby-BILL NO. 1: SEWAGE NETWORK-1.2.1-b.2 | Ditto, depth to invert between 2.01 m and 2.50 m | ECH | 37 | 2315.79 | 85684.23 | EGP | MAT_Raw
Qasr Rashwan Lot A _0207 |  | RFQ-00014 | Mostafa Shourbagi | MEP (Electro Mechanical) | 2024-02-12 | Supply of GRP Covers | Approved | 14.10 - 5. Iz. Albersly.Iz.Albersly & Iz.Alasfar-BILL NO. 1: SEWAGE NETWORK-1.2.1-b.2 | Ditto, depth to invert between 2.01 m and 2.50 m | ECH | 15 | 15 | 1767.54 | 26513.1 | MAT_Raw | فالكون مصر | 14.10 - 5. Iz. Albersly.Iz.Albersly & Iz.Alasfar-BILL NO. 1: SEWAGE NETWORK-1.2.1-b.2 | Ditto, depth to invert between 2.01 m and 2.50 m | ECH | 15 | 2315.79 | 34736.85 | EGP | MAT_Raw
Qasr Rashwan Lot A _0207 |  | RFQ-00014 | Mostafa Shourbagi | MEP (Electro Mechanical) | 2024-02-12 | Supply of GRP Covers | Approved | 14.10 - 5. Iz. Albersly.Iz.Albersly & Iz.Alasfar-BILL NO. 1: SEWAGE NETWORK-1.2.1-b.4 | Ditto, depth to invert between 3.01 m and 3.50 m | ECH | 8 | 8 | 1767.54 | 14140.32 | MAT_Raw | فالكون مصر | 14.10 - 5. Iz. Albersly.Iz.Albersly & Iz.Alasfar-BILL NO. 1: SEWAGE NETWORK-1.2.1-b.4 | Ditto, depth to invert between 3.01 m and 3.50 m | ECH | 8 | 2315.79 | 18526.32 | EGP | MAT_Raw
Qasr Rashwan Lot A _0207 |  | RFQ-00014 | Mostafa Shourbagi | MEP (Electro Mechanical) | 2024-02-12 | Supply of GRP Covers | Approved | 13.10 - 4. Khulusi.Khulusi-BILL NO. 1: SEWAGE NETWORK-1.2.1-b.4 | Ditto, depth to invert between 3.01 m and 3.50 m | ECH | 20 | 20 | 1767.54 | 35350.8 | MAT_Raw | فالكون مصر | 13.10 - 4. Khulusi.Khulusi-BILL NO. 1: SEWAGE NETWORK-1.2.1-b.4 | Ditto, depth to invert between 3.01 m and 3.50 m | ECH | 20 | 2315.79 | 46315.8 | EGP | MAT_Raw
Qasr Rashwan Lot A _0207 |  | RFQ-00014 | Mostafa Shourbagi | MEP (Electro Mechanical) | 2024-02-12 | Supply of GRP Covers | Approved | 10.10 - 1. Saad Al Rouby.Saad Al Rouby-BILL NO. 1: SEWAGE NETWORK-1.2.1-b.4 | Ditto, depth to invert between 3.01 m and 3.50 m | ECH | 12 | 12 | 1767.54 | 21210.48 | MAT_Raw | فالكون مصر | 10.10 - 1. Saad Al Rouby.Saad Al Rouby-BILL NO. 1: SEWAGE NETWORK-1.2.1-b.4 | Ditto, depth to invert between 3.01 m and 3.50 m | ECH | 12 | 2315.79 | 27789.48 | EGP | MAT_Raw
Qasr Rashwan Lot A _0207 |  | RFQ-00014 | Mostafa Shourbagi | MEP (Electro Mechanical) | 2024-02-12 | Supply of GRP Covers | Approved | 12.10 - 3. Manshya fanous.Mansheya Fanous-BILL NO. 1: SEWAGE NETWORK-1.2.1-b.3 | Ditto, depth to invert between 2.51 m and 3.00 m | ECH | 50 | 50 | 1767.54 | 88377 | MAT_Raw | فالكون مصر | 12.10 - 3. Manshya fanous.Mansheya Fanous-BILL NO. 1: SEWAGE NETWORK-1.2.1-b.3 | Ditto, depth to invert between 2.51 m and 3.00 m | ECH | 50 | 2315.79 | 115789.5 | EGP | MAT_Raw
Abo Shanab El Agamien _0195 |  | RFQ-00057 | Mostafa Ramadan | Operation | 2024-02-06 | Sewerage Network-Infrastructure | Approved | 8 - 8-Iz. Abd Al-Qawy Salem & Iz. Z.8-Iz. Abd Al-Qawy Salem & Iz. Zaraby-BILL NO. 1: SEWAGE NETWORK-5-1.2-a.1 | *Manholes with internal diameter of 1000mm Depth to invert not exceeding 1.5 m | NO | 95 | 65 | 6532.1 | 424586.5 | SC_Supply/Apply | مكتب المجد للمقاولات العامة | 8 - 8-Iz. Abd Al-Qawy Salem & Iz. Z.8-Iz. Abd Al-Qawy Salem & Iz. Zaraby-BILL NO. 1: SEWAGE NETWORK-5-1.2-a.1 | *Manholes with internal diameter of 1000mm Depth to invert not exceeding 1.5 m | NO | 65 | 8144 | 529360 | EGP | SC_Supply/Apply
Abo Shanab El Agamien _0195 |  | RFQ-00057 | Mostafa Ramadan | Operation | 2024-02-06 | Sewerage Network-Infrastructure | Approved | 6 - 6-Huwaydi Village.6-Huwaydi Village-BILL NO. 1: SEWAGE NETWORK-6-1.4-a | HC 60*60 cm | ECH | 100 | 100 | 2968.52 | 296852 | OTH | مكتب المجد للمقاولات العامة | 6 - 6-Huwaydi Village.6-Huwaydi Village-BILL NO. 1: SEWAGE NETWORK-6-1.4-a | HC 60*60 cm | ECH | 100 | 3000 | 300000 | EGP | OTH
Abo Shanab El Agamien _0195 |  | RFQ-00057 | Mostafa Ramadan | Operation | 2024-02-06 | Sewerage Network-Infrastructure | Approved | 8 - 8-Iz. Abd Al-Qawy Salem & Iz. Z.8-Iz. Abd Al-Qawy Salem & Iz. Zaraby-BILL NO. 1: SEWAGE NETWORK-5-1.3-b | IC 60*90 cm | ECH | 1 | 1 | 3556.84 | 3556.84 | OTH | مكتب المجد للمقاولات العامة | 8 - 8-Iz. Abd Al-Qawy Salem & Iz. Z.8-Iz. Abd Al-Qawy Salem & Iz. Zaraby-BILL NO. 1: SEWAGE NETWORK-5-1.3-b | IC 60*90 cm | ECH | 1 | 3000 | 3000 | EGP | OTH
Abo Shanab El Agamien _0195 |  | RFQ-00057 | Mostafa Ramadan | Operation | 2024-02-06 | Sewerage Network-Infrastructure | Approved | 6 - 6-Huwaydi Village.6-Huwaydi Village-BILL NO. 1: SEWAGE NETWORK-5-1.2-b.6 | *Manholes with internal diameter of 1200mm Ditto, depth to invert between 4.01 m and 4.5 m | NO | 9 | 9 | 15349.12 | 138142.08 | SC_Supply/Apply | مكتب المجد للمقاولات العامة | 6 - 6-Huwaydi Village.6-Huwaydi Village-BILL NO. 1: SEWAGE NETWORK-5-1.2-b.6 | *Manholes with internal diameter of 1200mm Ditto, depth to invert between 4.01 m and 4.5 m | NO | 9 | 22736 | 204624 | EGP | SC_Supply/Apply
Abo Shanab El Agamien _0195 |  | RFQ-00057 | Mostafa Ramadan | Operation | 2024-02-06 | Sewerage Network-Infrastructure | Approved | 10 - "10 - ABOU .10 - ABOU NASSAR, AL ESSAWI & ABOU SAEDA-BILL NO. 1: SEWAGE NETWORK-5-1.2-b.1 | *Manholes with internal diameter of 1200mm Ditto, depth to invert between 1.51 m and 2.00 m | NO | 86 | 66 | 7777.61 | 513322.26 | SC_Supply/Apply | مكتب المجد للمقاولات العامة | 10 - "10 - ABOU .10 - ABOU NASSAR, AL ESSAWI & ABOU SAEDA-BILL NO. 1: SEWAGE NETWORK-5-1.2-b.1 | *Manholes with internal diameter of 1200mm Ditto, depth to invert between 1.51 m and 2.00 m | NO | 66 | 10039 | 662574 | EGP | SC_Supply/Apply
Abo Shanab El Agamien _0195 |  | RFQ-00057 | Mostafa Ramadan | Operation | 2024-02-06 | Sewerage Network-Infrastructure | Approved | 6 - 6-Huwaydi Village.6-Huwaydi Village-BILL NO. 1: SEWAGE NETWORK-5-1.2-b.4 | *Manholes with internal diameter of 1200mm Ditto, depth to invert between 3.01 m and 3.50 m | ECH | 9 | 6 | 11831.63 | 70989.78 | SC_Supply/Apply | مكتب المجد للمقاولات العامة | 6 - 6-Huwaydi Village.6-Huwaydi Village-BILL NO. 1: SEWAGE NETWORK-5-1.2-b.4 | *Manholes with internal diameter of 1200mm Ditto, depth to invert between 3.01 m and 3.50 m | ECH | 6 | 16921 | 101526 | EGP | SC_Supply/Apply
Abo Shanab El Agamien _0195 |  | RFQ-00057 | Mostafa Ramadan | Operation | 2024-02-06 | Sewerage Network-Infrastructure | Approved | 3 - 3- Iz.Junaidi Wisa & Iz. Zaki W.3- Iz.Junaidi Wisa & Iz. Zaki Wisa-BILL NO. 1: SEWAGE NETWORK-5-1.2-b.3 | *Manholes with internal diameter of 1200mm Ditto, depth to invert between 2.51 m and 3.00 m | ECH | 16 | 13 | 10539.79 | 137017.27 | SC_Supply/Apply | مكتب المجد للمقاولات العامة | 3 - 3- Iz.Junaidi Wisa & Iz. Zaki W.3- Iz.Junaidi Wisa & Iz. Zaki Wisa-BILL NO. 1: SEWAGE NETWORK-5-1.2-b.3 | *Manholes with internal diameter of 1200mm Ditto, depth to invert between 2.51 m and 3.00 m | ECH | 13 | 14836 | 192868 | EGP | SC_Supply/Apply
Abo Shanab El Agamien _0195 |  | RFQ-00057 | Mostafa Ramadan | Operation | 2024-02-06 | Sewerage Network-Infrastructure | Approved | 10 - "10 - ABOU .10 - ABOU NASSAR, AL ESSAWI & ABOU SAEDA-BILL NO. 1: SEWAGE NETWORK-5-1.2-b.2 | *Manholes with internal diameter of 1200mm Ditto, depth to invert between 2.01 m and 2.50 m | NO | 35 | 35 | 8920.57 | 312219.95 | SC_Supply/Apply | مكتب المجد للمقاولات العامة | 10 - "10 - ABOU .10 - ABOU NASSAR, AL ESSAWI & ABOU SAEDA-BILL NO. 1: SEWAGE NETWORK-5-1.2-b.2 | *Manholes with internal diameter of 1200mm Ditto, depth to invert between 2.01 m and 2.50 m | NO | 35 | 12020 | 420700 | EGP | SC_Supply/Apply
Abo Shanab El Agamien _0195 |  | RFQ-00057 | Mostafa Ramadan | Operation | 2024-02-06 | Sewerage Network-Infrastructure | Approved | 9 - 9-Iz. Seror.9-Iz. Seror-BILL NO. 1: SEWAGE NETWORK-5-1.3-b | IC 60*90 cm | ECH | 1 | 1 | 3556.84 | 3556.84 | OTH | مكتب المجد للمقاولات العامة | 9 - 9-Iz. Seror.9-Iz. Seror-BILL NO. 1: SEWAGE NETWORK-5-1.3-b | IC 60*90 cm | ECH | 1 | 3000 | 3000 | EGP | OTH
Abo Shanab El Agamien _0195 |  | RFQ-00057 | Mostafa Ramadan | Operation | 2024-02-06 | Sewerage Network-Infrastructure | Approved | 9 - 9-Iz. Seror.9-Iz. Seror-BILL NO. 1: SEWAGE NETWORK-6-1.4-a | HC 60*60 cm | ECH | 38 | 38 | 2968.52 | 112803.76 | OTH | مكتب المجد للمقاولات العامة | 9 - 9-Iz. Seror.9-Iz. Seror-BILL NO. 1: SEWAGE NETWORK-6-1.4-a | HC 60*60 cm | ECH | 38 | 3000 | 114000 | EGP | OTH
Abo Shanab El Agamien _0195 |  | RFQ-00057 | Mostafa Ramadan | Operation | 2024-02-06 | Sewerage Network-Infrastructure | Approved | 3 - 3- Iz.Junaidi Wisa & Iz. Zaki W.3- Iz.Junaidi Wisa & Iz. Zaki Wisa-BILL NO. 1: SEWAGE NETWORK-5-1.2-a.1 | *Manholes with internal diameter of 1000mm Depth to invert not exceeding 1.5 m | NO | 75 | 45 | 6532.1 | 293944.5 | SC_Supply/Apply | مكتب المجد للمقاولات العامة | 3 - 3- Iz.Junaidi Wisa & Iz. Zaki W.3- Iz.Junaidi Wisa & Iz. Zaki Wisa-BILL NO. 1: SEWAGE NETWORK-5-1.2-a.1 | *Manholes with internal diameter of 1000mm Depth to invert not exceeding 1.5 m | NO | 45 | 8144 | 366480 | EGP | SC_Supply/Apply
Abo Shanab El Agamien _0195 |  | RFQ-00057 | Mostafa Ramadan | Operation | 2024-02-06 | Sewerage Network-Infrastructure | Approved | 4 - 4-Iz. Al Biltaji.4-Iz. Al Biltaji-BILL NO. 1: SEWAGE NETWORK-5-1.2-a.1 | *Manholes with internal diameter of 1000mm Depth to invert not exceeding 1.5 m | NO | 70 | 40 | 6532.1 | 261284 | SC_Supply/Apply | مكتب المجد للمقاولات العامة | 4 - 4-Iz. Al Biltaji.4-Iz. Al Biltaji-BILL NO. 1: SEWAGE NETWORK-5-1.2-a.1 | *Manholes with internal diameter of 1000mm Depth to invert not exceeding 1.5 m | NO | 40 | 8144 | 325760 | EGP | SC_Supply/Apply
Abo Shanab El Agamien _0195 |  | RFQ-00057 | Mostafa Ramadan | Operation | 2024-02-06 | Sewerage Network-Infrastructure | Approved | 10 - "10 - ABOU .10 - ABOU NASSAR, AL ESSAWI & ABOU SAEDA-BILL NO. 1: SEWAGE NETWORK-5-1.2-a.1 | *Manholes with internal diameter of 1000mm Depth to invert not exceeding 1.5 m | NO | 122 | 92 | 6532.1 | 600953.2 | SC_Supply/Apply | مكتب المجد للمقاولات العامة | 10 - "10 - ABOU .10 - ABOU NASSAR, AL ESSAWI & ABOU SAEDA-BILL NO. 1: SEWAGE NETWORK-5-1.2-a.1 | *Manholes with internal diameter of 1000mm Depth to invert not exceeding 1.5 m | NO | 92 | 8144 | 749248 | EGP | SC_Supply/Apply
Abo Shanab El Agamien _0195 |  | RFQ-00057 | Mostafa Ramadan | Operation | 2024-02-06 | Sewerage Network-Infrastructure | Approved | 2 - 2- Iz. Kariman Sednaoui.2- Iz. Kariman Sednaoui-BILL NO. 1: SEWAGE NETWORK-5-1.2-b.5 | *Manholes with internal diameter of 1200mm Ditto, depth to invert between 3.51 m and 4.00 m | ECH | 10 | 8 | 13123.46 | 104987.68 | SC_Supply/Apply | مكتب المجد للمقاولات العامة | 2 - 2- Iz. Kariman Sednaoui.2- Iz. Kariman Sednaoui-BILL NO. 1: SEWAGE NETWORK-5-1.2-b.5 | *Manholes with internal diameter of 1200mm Ditto, depth to invert between 3.51 m and 4.00 m | ECH | 8 | 20313 | 162504 | EGP | SC_Supply/Apply
Abo Shanab El Agamien _0195 |  | RFQ-00057 | Mostafa Ramadan | Operation | 2024-02-06 | Sewerage Network-Infrastructure | Approved | 4 - 4-Iz. Al Biltaji.4-Iz. Al Biltaji-BILL NO. 1: SEWAGE NETWORK-5-1.2-b.3 | *Manholes with internal diameter of 1200mm Ditto, depth to invert between 2.51 m and 3.00 m | ECH | 25 | 22 | 10539.79 | 231875.38 | SC_Supply/Apply | مكتب المجد للمقاولات العامة | 4 - 4-Iz. Al Biltaji.4-Iz. Al Biltaji-BILL NO. 1: SEWAGE NETWORK-5-1.2-b.3 | *Manholes with internal diameter of 1200mm Ditto, depth to invert between 2.51 m and 3.00 m | ECH | 22 | 14836 | 326392 | EGP | SC_Supply/Apply
Abo Shanab El Agamien _0195 |  | RFQ-00057 | Mostafa Ramadan | Operation | 2024-02-06 | Sewerage Network-Infrastructure | Approved | 5 - 5-Tahawi Village.5-Tahawi Village-BILL NO. 1: SEWAGE NETWORK-5-1.4-a | HC 60*60 cm | ECH | 108 | 64 | 2968.52 | 189985.28 | OTH | مكتب المجد للمقاولات العامة | 5 - 5-Tahawi Village.5-Tahawi Village-BILL NO. 1: SEWAGE NETWORK-5-1.4-a | HC 60*60 cm | ECH | 64 | 3000 | 192000 | EGP | OTH
Abo Shanab El Agamien _0195 |  | RFQ-00057 | Mostafa Ramadan | Operation | 2024-02-06 | Sewerage Network-Infrastructure | Approved | 6 - 6-Huwaydi Village.6-Huwaydi Village-BILL NO. 1: SEWAGE NETWORK-5-1.2-b.3 | *Manholes with internal diameter of 1200mm Ditto, depth to invert between 2.51 m and 3.00 m | ECH | 20 | 18 | 10539.79 | 189716.22 | SC_Supply/Apply | مكتب المجد للمقاولات العامة | 6 - 6-Huwaydi Village.6-Huwaydi Village-BILL NO. 1: SEWAGE NETWORK-5-1.2-b.3 | *Manholes with internal diameter of 1200mm Ditto, depth to invert between 2.51 m and 3.00 m | ECH | 18 | 14836 | 267048 | EGP | SC_Supply/Apply
Abo Shanab El Agamien _0195 |  | RFQ-00057 | Mostafa Ramadan | Operation | 2024-02-06 | Sewerage Network-Infrastructure | Approved | 4 - 4-Iz. Al Biltaji.4-Iz. Al Biltaji-BILL NO. 1: SEWAGE NETWORK-5-1.2-b.5 | *Manholes with internal diameter of 1200mm Ditto, depth to invert between 3.51 m and 4.00 m | ECH | 4 | 4 | 13123.46 | 52493.84 | SC_Supply/Apply | مكتب المجد للمقاولات العامة | 4 - 4-Iz. Al Biltaji.4-Iz. Al Biltaji-BILL NO. 1: SEWAGE NETWORK-5-1.2-b.5 | *Manholes with internal diameter of 1200mm Ditto, depth to invert between 3.51 m and 4.00 m | ECH | 4 | 20313 | 81252 | EGP | SC_Supply/Apply
Abo Shanab El Agamien _0195 |  | RFQ-00057 | Mostafa Ramadan | Operation | 2024-02-06 | Sewerage Network-Infrastructure | Approved | 10 - "10 - ABOU .10 - ABOU NASSAR, AL ESSAWI & ABOU SAEDA-BILL NO. 1: SEWAGE NETWORK-5-1.2-b.7 | *Manholes with internal diameter of 1200mm Ditto, depth to invert between 4.51 m and 5.00 m | ECH | 13 | 10 | 16718.55 | 167185.5 | SC_Supply/Apply | مكتب المجد للمقاولات العامة | 10 - "10 - ABOU .10 - ABOU NASSAR, AL ESSAWI & ABOU SAEDA-BILL NO. 1: SEWAGE NETWORK-5-1.2-b.7 | *Manholes with internal diameter of 1200mm Ditto, depth to invert between 4.51 m and 5.00 m | ECH | 10 | 25477 | 254770 | EGP | SC_Supply/Apply
Abo Shanab El Agamien _0195 |  | RFQ-00057 | Mostafa Ramadan | Operation | 2024-02-06 | Sewerage Network-Infrastructure | Approved | 2 - 2- Iz. Kariman Sednaoui.2- Iz. Kariman Sednaoui-BILL NO. 1: SEWAGE NETWORK-5-1.2-a.1 | *Manholes with internal diameter of 1000mm Depth to invert not exceeding 1.5 m | NO | 80 | 60 | 6532.1 | 391926 | SC_Supply/Apply | مكتب المجد للمقاولات العامة | 2 - 2- Iz. Kariman Sednaoui.2- Iz. Kariman Sednaoui-BILL NO. 1: SEWAGE NETWORK-5-1.2-a.1 | *Manholes with internal diameter of 1000mm Depth to invert not exceeding 1.5 m | NO | 60 | 8144 | 488640 | EGP | SC_Supply/Apply
Mivida BP#189 |  | RFQ-00031 | Ahmed Saleh | MEP (Electro Mechanical) | 2024-02-19 | B02 & B04 Subcontractor VO | Approved | 162600.BLD2 | Supply and install emt conduit 3/4" included all needed accessories and fittings for electrical and low current outlets due to damage paths in slab of ceilling. | LM | 1500 | 1500 | 340.38 | 510570 | SC_Supply/Apply | كيان لاعمال الالكتروميكانيك | 162600.BLD2 | Supply and install emt conduit 3/4" included all needed accessories and fittings for electrical and low current outlets due to damage paths in slab of ceilling. | LM | 1500 | 185 | 277500 | EGP | SC_Supply/Apply
Mivida BP#189 |  | RFQ-00031 | Ahmed Saleh | MEP (Electro Mechanical) | 2024-02-19 | B02 & B04 Subcontractor VO | Approved | 162600.BLD2 | Indoor wiring for one lighting outlet including wires 3(1x3) mm2, embedded upvc conduits/ exposed Metallic conduits, cable trays, junction boxes, and all necessary accessories from panel to lighting fixtures and switches outlet. | ECH | 33 | 33 | 714.8 | 23588.4 | SC_Supply/Apply | كيان لاعمال الالكتروميكانيك | 162600.BLD2 | Indoor wiring for one lighting outlet including wires 3(1x3) mm2, embedded upvc conduits/ exposed Metallic conduits, cable trays, junction boxes, and all necessary accessories from panel to lighting fixtures and switches outlet. | ECH | 33 | 1302 | 42966 | EGP | SC_Supply/Apply
Mivida BP#189 |  | RFQ-00031 | Ahmed Saleh | MEP (Electro Mechanical) | 2024-02-19 | B02 & B04 Subcontractor VO | Approved | 162600.BLD2 | data Outlet C/w socket and face plate for CCTV (Empty Conduit) | ECH | 9 | 9 | 371.12 | 3340.08 | SC_Supply/Apply | كيان لاعمال الالكتروميكانيك | 162600.BLD2 | data Outlet C/w socket and face plate for CCTV (Empty Conduit) | ECH | 9 | 500 | 4500 | EGP | SC_Supply/Apply
Mivida BP#189 |  | RFQ-00031 | Ahmed Saleh | MEP (Electro Mechanical) | 2024-02-19 | B02 & B04 Subcontractor VO | Approved | 162600.BLD2 | install, testing and Commissioning of indoor and outdoor Lighting Fixtures as indicated in Lighting fixtures schedule ; including items mentioned in "Method of Measurements". | ECH | 33 | 33 | 192.15 | 6340.95 | SC_Supply/Apply | كيان لاعمال الالكتروميكانيك | 162600.BLD2 | install, testing and Commissioning of indoor and outdoor Lighting Fixtures as indicated in Lighting fixtures schedule ; including items mentioned in "Method of Measurements". | ECH | 33 | 150 | 4950 | EGP | SC_Supply/Apply
Mivida BP#189 |  | RFQ-00031 | Ahmed Saleh | MEP (Electro Mechanical) | 2024-02-19 | B02 & B04 Subcontractor VO | Approved | 162600.BLD4 Apply | (4 x35) mm2. | LM | 65 | 65 | 0 | 0 | SC_Supply/Apply | كيان لاعمال الالكتروميكانيك | 162600.BLD4 Apply | (4 x35) mm2. | LM | 65 | 25 | 1625 | EGP | SC_Supply/Apply
Mivida BP#189 |  | RFQ-00031 | Ahmed Saleh | MEP (Electro Mechanical) | 2024-02-19 | B02 & B04 Subcontractor VO | Approved | 162600.BLD4 Apply | (3 x 240+120) mm2. | LM | 1 | 1 | 0 | 0 | SC_Supply/Apply | كيان لاعمال الالكتروميكانيك | 162600.BLD4 Apply | (3 x 240+120) mm2. | LM | 1 | 60 | 60 | EGP | SC_Supply/Apply
Mivida BP#189 |  | RFQ-00031 | Ahmed Saleh | MEP (Electro Mechanical) | 2024-02-19 | B02 & B04 Subcontractor VO | Approved | 162600.BLD4 Apply | (4 x 4) mm2. | LM | 1 | 1 | 0 | 0 | SC_Supply/Apply | كيان لاعمال الالكتروميكانيك | 162600.BLD4 Apply | (4 x 4) mm2. | LM | 1 | 15 | 15 | EGP | SC_Supply/Apply
Mivida BP#189 |  | RFQ-00031 | Ahmed Saleh | MEP (Electro Mechanical) | 2024-02-19 | B02 & B04 Subcontractor VO | Approved | 162600.BLD4 Apply | (4 x 6) mm2. | LM | 91 | 91 | 0 | 0 | SC_Supply/Apply | كيان لاعمال الالكتروميكانيك | 162600.BLD4 Apply | (4 x 6) mm2. | LM | 91 | 15 | 1365 | EGP | SC_Supply/Apply
Mivida BP#189 |  | RFQ-00031 | Ahmed Saleh | MEP (Electro Mechanical) | 2024-02-19 | B02 & B04 Subcontractor VO | Approved | 162600.BLD4 Apply | (4 x 25) mm2. | LM | 104 | 104 | 0 | 0 | SC_Supply/Apply | كيان لاعمال الالكتروميكانيك | 162600.BLD4 Apply | (4 x 25) mm2. | LM | 104 | 25 | 2600 | EGP | SC_Supply/Apply
Mivida BP#189 |  | RFQ-00031 | Ahmed Saleh | MEP (Electro Mechanical) | 2024-02-19 | B02 & B04 Subcontractor VO | Approved | 162600.BLD4 Apply | (4 x 35) mm2. | LM | 1 | 1 | 0 | 0 | SC_Supply/Apply | كيان لاعمال الالكتروميكانيك | 162600.BLD4 Apply | (4 x 35) mm2. | LM | 1 | 1173 | 1173 | EGP | SC_Supply/Apply
Mivida BP#189 |  | RFQ-00031 | Ahmed Saleh | MEP (Electro Mechanical) | 2024-02-19 | B02 & B04 Subcontractor VO | Approved | 162600.BLD4 Apply | (1C x 25) mm2 ECC. | LM | 104 | 104 | 0 | 0 | SC_Supply/Apply | كيان لاعمال الالكتروميكانيك | 162600.BLD4 Apply | (1C x 25) mm2 ECC. | LM | 104 | 10 | 1040 | EGP | SC_Supply/Apply
Mivida BP#189 |  | RFQ-00031 | Ahmed Saleh | MEP (Electro Mechanical) | 2024-02-19 | B02 & B04 Subcontractor VO | Approved | 162600.BLD4 Apply | (1C x 16) mm2 ECC. | LM | 1 | 1 | 0 | 0 | SC_Supply/Apply | كيان لاعمال الالكتروميكانيك | 162600.BLD4 Apply | (1C x 16) mm2 ECC. | LM | 1 | 8 | 8 | EGP | SC_Supply/Apply
Mivida BP#189 |  | RFQ-00031 | Ahmed Saleh | MEP (Electro Mechanical) | 2024-02-19 | B02 & B04 Subcontractor VO | Approved | 162600.BLD4 Apply | (1C x 120) mm2 ECC. | LM | 1 | 1 | 0 | 0 | SC_Supply/Apply | كيان لاعمال الالكتروميكانيك | 162600.BLD4 Apply | (1C x 120) mm2 ECC. | LM | 1 | 20 | 20 | EGP | SC_Supply/Apply
Mivida BP#189 |  | RFQ-00031 | Ahmed Saleh | MEP (Electro Mechanical) | 2024-02-19 | B02 & B04 Subcontractor VO | Approved | 162600.BLD2 Apply | (3 x 50+25) mm2. | LM | 41 | 41 | 0 | 0 | SC_Supply/Apply | كيان لاعمال الالكتروميكانيك | 162600.BLD2 Apply | (3 x 50+25) mm2. | LM | 41 | 35 | 1435 | EGP | SC_Supply/Apply
Mivida BP#189 |  | RFQ-00031 | Ahmed Saleh | MEP (Electro Mechanical) | 2024-02-19 | B02 & B04 Subcontractor VO | Approved | 162600.BLD2 Apply | (3 x 95+50) mm2. | LM | 50 | 50 | 0 | 0 | SC_Supply/Apply | كيان لاعمال الالكتروميكانيك | 162600.BLD2 Apply | (3 x 95+50) mm2. | LM | 50 | 45 | 2250 | EGP | SC_Supply/Apply
Mivida BP#189 |  | RFQ-00031 | Ahmed Saleh | MEP (Electro Mechanical) | 2024-02-19 | B02 & B04 Subcontractor VO | Approved | 162600.BLD2 Apply | (3 x 240+120) mm2. | LM | 1 | 1 | 0 | 0 | SC_Supply/Apply | كيان لاعمال الالكتروميكانيك | 162600.BLD2 Apply | (3 x 240+120) mm2. | LM | 1 | 60 | 60 | EGP | SC_Supply/Apply
Mivida BP#189 |  | RFQ-00031 | Ahmed Saleh | MEP (Electro Mechanical) | 2024-02-19 | B02 & B04 Subcontractor VO | Approved | 162600.BLD2 Apply | (4 x 35) mm2. | LM | 1 | 1 | 0 | 0 | SC_Supply/Apply | كيان لاعمال الالكتروميكانيك | 162600.BLD2 Apply | (4 x 35) mm2. | LM | 1 | 25 | 25 | EGP | SC_Supply/Apply
Mivida BP#189 |  | RFQ-00031 | Ahmed Saleh | MEP (Electro Mechanical) | 2024-02-19 | B02 & B04 Subcontractor VO | Approved | 162600.BLD2 Apply | (4 x 4) mm2. | LM | 1 | 1 | 0 | 0 | SC_Supply/Apply | كيان لاعمال الالكتروميكانيك | 162600.BLD2 Apply | (4 x 4) mm2. | LM | 1 | 159 | 159 | EGP | SC_Supply/Apply
Mivida BP#189 |  | RFQ-00031 | Ahmed Saleh | MEP (Electro Mechanical) | 2024-02-19 | B02 & B04 Subcontractor VO | Approved | 162600.BLD2 Apply | (4 x 6) mm2. | LM | 1 | 1 | 0 | 0 | SC_Supply/Apply | كيان لاعمال الالكتروميكانيك | 162600.BLD2 Apply | (4 x 6) mm2. | LM | 1 | 15 | 15 | EGP | SC_Supply/Apply
Mivida BP#189 |  | RFQ-00031 | Ahmed Saleh | MEP (Electro Mechanical) | 2024-02-19 | B02 & B04 Subcontractor VO | Approved | 162600.BLD2 Apply | (4 x 25) mm2. | LM | 95 | 95 | 0 | 0 | SC_Supply/Apply | كيان لاعمال الالكتروميكانيك | 162600.BLD2 Apply | (4 x 25) mm2. | LM | 95 | 25 | 2375 | EGP | SC_Supply/Apply
Mivida BP#189 |  | RFQ-00031 | Ahmed Saleh | MEP (Electro Mechanical) | 2024-02-19 | B02 & B04 Subcontractor VO | Approved | 162600.BLD2 Apply | (1C x 25) mm2 ECC. | LM | 41 | 41 | 0 | 0 | SC_Supply/Apply | كيان لاعمال الالكتروميكانيك | 162600.BLD2 Apply | (1C x 25) mm2 ECC. | LM | 41 | 209 | 8569 | EGP | SC_Supply/Apply
Mivida BP#189 |  | RFQ-00031 | Ahmed Saleh | MEP (Electro Mechanical) | 2024-02-19 | B02 & B04 Subcontractor VO | Approved | 162600.BLD2 Apply | (1C x 35) mm2 ECC. | LM | 1 | 1 | 0 | 0 | SC_Supply/Apply | كيان لاعمال الالكتروميكانيك | 162600.BLD2 Apply | (1C x 35) mm2 ECC. | LM | 1 | 12 | 12 | EGP | SC_Supply/Apply
Mivida BP#189 |  | RFQ-00031 | Ahmed Saleh | MEP (Electro Mechanical) | 2024-02-19 | B02 & B04 Subcontractor VO | Approved | 162600.BLD2 Apply | (1C x 16) mm2 ECC. | LM | 1 | 1 | 0 | 0 | SC_Supply/Apply | كيان لاعمال الالكتروميكانيك | 162600.BLD2 Apply | (1C x 16) mm2 ECC. | LM | 1 | 8 | 8 | EGP | SC_Supply/Apply
Mivida BP#189 |  | RFQ-00031 | Ahmed Saleh | MEP (Electro Mechanical) | 2024-02-19 | B02 & B04 Subcontractor VO | Approved | 162600.BLD2 Apply | (1C x 25) mm2 ECC. | LM | 1 | 1 | 0 | 0 | SC_Supply/Apply | كيان لاعمال الالكتروميكانيك | 162600.BLD2 Apply | (1C x 25) mm2 ECC. | LM | 1 | 10 | 10 | EGP | SC_Supply/Apply
Mivida BP#189 |  | RFQ-00031 | Ahmed Saleh | MEP (Electro Mechanical) | 2024-02-19 | B02 & B04 Subcontractor VO | Approved | 162600.BLD2 Apply | (1C x 50) mm2 ECC. | LM | 50 | 50 | 0 | 0 | SC_Supply/Apply | كيان لاعمال الالكتروميكانيك | 162600.BLD2 Apply | (1C x 50) mm2 ECC. | LM | 50 | 15 | 750 | EGP | SC_Supply/Apply
Mivida BP#189 |  | RFQ-00031 | Ahmed Saleh | MEP (Electro Mechanical) | 2024-02-19 | B02 & B04 Subcontractor VO | Approved | 162600.BLD2 Apply | (1C x 120) mm2 ECC. | LM | 1 | 1 | 0 | 0 | SC_Supply/Apply | كيان لاعمال الالكتروميكانيك | 162600.BLD2 Apply | (1C x 120) mm2 ECC. | LM | 1 | 20 | 20 | EGP | SC_Supply/Apply
Mivida BP#189 |  | RFQ-00031 | Ahmed Saleh | MEP (Electro Mechanical) | 2024-02-19 | B02 & B04 Subcontractor VO | Approved | 162600.BLD4 | Lighting Outlet | ECH | 63 | 63 | 164.7 | 10376.1 | SC_Supply/Apply | كيان لاعمال الالكتروميكانيك | 162600.BLD4 | Lighting Outlet | ECH | 63 | 70 | 4410 | EGP | SC_Supply/Apply
Mivida BP#189 |  | RFQ-00031 | Ahmed Saleh | MEP (Electro Mechanical) | 2024-02-19 | B02 & B04 Subcontractor VO | Approved | 162600.BLD4 | Lighting Outlet For Exit Sign | ECH | 20 | 20 | 164.7 | 3294 | SC_Supply/Apply | كيان لاعمال الالكتروميكانيك | 162600.BLD4 | Lighting Outlet For Exit Sign | ECH | 20 | 80 | 1600 | EGP | SC_Supply/Apply
Mivida BP#189 |  | RFQ-00031 | Ahmed Saleh | MEP (Electro Mechanical) | 2024-02-19 | B02 & B04 Subcontractor VO | Approved | 162600.BLD4 | Power Outlet for EWH | ECH | 8 | 8 | 180 | 1440 | SC_Supply/Apply | كيان لاعمال الالكتروميكانيك | 162600.BLD4 | Power Outlet for EWH | ECH | 8 | 90 | 720 | EGP | SC_Supply/Apply
Mivida BP#189 |  | RFQ-00031 | Ahmed Saleh | MEP (Electro Mechanical) | 2024-02-19 | B02 & B04 Subcontractor VO | Approved | 162600.BLD4 | Power Outlet for LC | ECH | 8 | 8 | 180 | 1440 | SC_Supply/Apply | كيان لاعمال الالكتروميكانيك | 162600.BLD4 | Power Outlet for LC | ECH | 8 | 90 | 720 | EGP | SC_Supply/Apply
Mivida BP#189 |  | RFQ-00031 | Ahmed Saleh | MEP (Electro Mechanical) | 2024-02-19 | B02 & B04 Subcontractor VO | Approved | 162600.BLD4 | Power Outlet for Hand Dryers | ECH | 8 | 8 | 180 | 1440 | SC_Supply/Apply | كيان لاعمال الالكتروميكانيك | 162600.BLD4 | Power Outlet for Hand Dryers | ECH | 8 | 90 | 720 | EGP | SC_Supply/Apply
Mivida BP#189 |  | RFQ-00031 | Ahmed Saleh | MEP (Electro Mechanical) | 2024-02-19 | B02 & B04 Subcontractor VO | Approved | 162600.BLD4 | Power Outlet for 16A Socket. | ECH | 39 | 39 | 180 | 7020 | SC_Supply/Apply | كيان لاعمال الالكتروميكانيك | 162600.BLD4 | Power Outlet for 16A Socket. | ECH | 39 | 90 | 3510 | EGP | SC_Supply/Apply
Mivida BP#189 |  | RFQ-00031 | Ahmed Saleh | MEP (Electro Mechanical) | 2024-02-19 | B02 & B04 Subcontractor VO | Approved | 162600.BLD4 | Power Outlet for floor box. | ECH | 9 | 9 | 180 | 1620 | SC_Supply/Apply | كيان لاعمال الالكتروميكانيك | 162600.BLD4 | Power Outlet for floor box. | ECH | 9 | 90 | 810 | EGP | SC_Supply/Apply
Mivida BP#189 |  | RFQ-00031 | Ahmed Saleh | MEP (Electro Mechanical) | 2024-02-19 | B02 & B04 Subcontractor VO | Approved | 162600.BLD4 | Power Outlet for TURNSTILE | ECH | 3 | 3 | 180 | 540 | SC_Supply/Apply | كيان لاعمال الالكتروميكانيك | 162600.BLD4 | Power Outlet for TURNSTILE | ECH | 3 | 90 | 270 | EGP | SC_Supply/Apply
Mivida BP#189 |  | RFQ-00031 | Ahmed Saleh | MEP (Electro Mechanical) | 2024-02-19 | B02 & B04 Subcontractor VO | Approved | 162600.BLD4 | Power Outlet for Duplex | ECH | 5 | 5 | 180 | 900 | SC_Supply/Apply | كيان لاعمال الالكتروميكانيك | 162600.BLD4 | Power Outlet for Duplex | ECH | 5 | 90 | 450 | EGP | SC_Supply/Apply
Mivida BP#189 |  | RFQ-00031 | Ahmed Saleh | MEP (Electro Mechanical) | 2024-02-19 | B02 & B04 Subcontractor VO | Approved | 162600.BLD4 | Power Outlet for 16A Socket. UPS | ECH | 11 | 11 | 180 | 1980 | SC_Supply/Apply | كيان لاعمال الالكتروميكانيك | 162600.BLD4 | Power Outlet for 16A Socket. UPS | ECH | 11 | 90 | 990 | EGP | SC_Supply/Apply
Mivida BP#189 |  | RFQ-00031 | Ahmed Saleh | MEP (Electro Mechanical) | 2024-02-19 | B02 & B04 Subcontractor VO | Approved | 162600.BLD4 | Power Outlet for FCU. | ECH | 4 | 4 | 180 | 720 | SC_Supply/Apply | كيان لاعمال الالكتروميكانيك | 162600.BLD4 | Power Outlet for FCU. | ECH | 4 | 90 | 360 | EGP | SC_Supply/Apply
Mivida BP#189 |  | RFQ-00031 | Ahmed Saleh | MEP (Electro Mechanical) | 2024-02-19 | B02 & B04 Subcontractor VO | Approved | 162600.BLD4 | Power Outlet For welding machine | ECH | 4 | 4 | 180 | 720 | SC_Supply/Apply | كيان لاعمال الالكتروميكانيك | 162600.BLD4 | Power Outlet For welding machine | ECH | 4 | 90 | 360 | EGP | SC_Supply/Apply
Mivida BP#189 |  | RFQ-00031 | Ahmed Saleh | MEP (Electro Mechanical) | 2024-02-19 | B02 & B04 Subcontractor VO | Approved | 162600.BLD4 | Power Outlet for Unswitched Spur unit | ECH | 36 | 36 | 180 | 6480 | SC_Supply/Apply | كيان لاعمال الالكتروميكانيك | 162600.BLD4 | Power Outlet for Unswitched Spur unit | ECH | 36 | 90 | 3240 | EGP | SC_Supply/Apply
Mivida BP#189 |  | RFQ-00031 | Ahmed Saleh | MEP (Electro Mechanical) | 2024-02-19 | B02 & B04 Subcontractor VO | Approved | 162600.BLD4 | IP termination box C/w extra length for CAT 6 cable and all accessories. | ECH | 25 | 25 | 180 | 4500 | SC_Supply/Apply | كيان لاعمال الالكتروميكانيك | 162600.BLD4 | IP termination box C/w extra length for CAT 6 cable and all accessories. | ECH | 25 | 120 | 3000 | EGP | SC_Supply/Apply
Mivida BP#189 |  | RFQ-00031 | Ahmed Saleh | MEP (Electro Mechanical) | 2024-02-19 | B02 & B04 Subcontractor VO | Approved | 162600.BLD4 | 2 No. Data outlet at the existing Floor box (ref. to ELEC. BOQ) | ECH | 3 | 3 | 180 | 540 | SC_Supply/Apply | كيان لاعمال الالكتروميكانيك | 162600.BLD4 | 2 No. Data outlet at the existing Floor box (ref. to ELEC. BOQ) | ECH | 3 | 200 | 600 | EGP | SC_Supply/Apply
Mivida BP#189 |  | RFQ-00031 | Ahmed Saleh | MEP (Electro Mechanical) | 2024-02-19 | B02 & B04 Subcontractor VO | Approved | 162600.BLD4 | Indoor Wall Mounted data outlet for camera C/w socket and face plate. | ECH | 8 | 8 | 180 | 1440 | SC_Supply/Apply | كيان لاعمال الالكتروميكانيك | 162600.BLD4 | Indoor Wall Mounted data outlet for camera C/w socket and face plate. | ECH | 8 | 100 | 800 | EGP | SC_Supply/Apply
Mivida BP#189 |  | RFQ-00031 | Ahmed Saleh | MEP (Electro Mechanical) | 2024-02-19 | B02 & B04 Subcontractor VO | Approved | 162600.BLD4 | Indoor Ceiling Mounted data Outlet for indoor camera C/w socket and face plate. | ECH | 8 | 8 | 180 | 1440 | SC_Supply/Apply | كيان لاعمال الالكتروميكانيك | 162600.BLD4 | Indoor Ceiling Mounted data Outlet for indoor camera C/w socket and face plate. | ECH | 8 | 100 | 800 | EGP | SC_Supply/Apply
Mivida BP#189 |  | RFQ-00031 | Ahmed Saleh | MEP (Electro Mechanical) | 2024-02-19 | B02 & B04 Subcontractor VO | Approved | 162600.BLD4 | Single Wall Mounted Data Outlet For Access Control C/w socket and face plate. | ECH | 42 | 42 | 180 | 7560 | SC_Supply/Apply | كيان لاعمال الالكتروميكانيك | 162600.BLD4 | Single Wall Mounted Data Outlet For Access Control C/w socket and face plate. | ECH | 42 | 100 | 4200 | EGP | SC_Supply/Apply
Mivida BP#189 |  | RFQ-00031 | Ahmed Saleh | MEP (Electro Mechanical) | 2024-02-19 | B02 & B04 Subcontractor VO | Approved | 162600.BLD4 | Double Wall Mounted Data Outlet For Ternstile gate. | ECH | 2 | 2 | 180 | 360 | SC_Supply/Apply | كيان لاعمال الالكتروميكانيك | 162600.BLD4 | Double Wall Mounted Data Outlet For Ternstile gate. | ECH | 2 | 100 | 200 | EGP | SC_Supply/Apply
Mivida BP#189 |  | RFQ-00031 | Ahmed Saleh | MEP (Electro Mechanical) | 2024-02-19 | B02 & B04 Subcontractor VO | Approved | 162600.BLD4 | 4 No. Data outlet at the existing Floor box (ref. to ELEC. BOQ) | ECH | 50 | 50 | 180 | 9000 | SC_Supply/Apply | كيان لاعمال الالكتروميكانيك | 162600.BLD4 | 4 No. Data outlet at the existing Floor box (ref. to ELEC. BOQ) | ECH | 50 | 400 | 20000 | EGP | SC_Supply/Apply
Mivida BP#189 |  | RFQ-00031 | Ahmed Saleh | MEP (Electro Mechanical) | 2024-02-19 | B02 & B04 Subcontractor VO | Approved | 162600.BLD4 | data Outlet C/w socket and face plate for BMS | ECH | 10 | 10 | 180 | 1800 | SC_Supply/Apply | كيان لاعمال الالكتروميكانيك | 162600.BLD4 | data Outlet C/w socket and face plate for BMS | ECH | 10 | 100 | 1000 | EGP | SC_Supply/Apply
Mivida BP#189 |  | RFQ-00031 | Ahmed Saleh | MEP (Electro Mechanical) | 2024-02-19 | B02 & B04 Subcontractor VO | Approved | 162600.BLD4 | 2 No. outlet data Outlet C/w socket and face plate for TELE. & Data | ECH | 14 | 14 | 180 | 2520 | SC_Supply/Apply | كيان لاعمال الالكتروميكانيك | 162600.BLD4 | 2 No. outlet data Outlet C/w socket and face plate for TELE. & Data | ECH | 14 | 200 | 2800 | EGP | SC_Supply/Apply
Qasr Rashwan Lot A _0207 |  | RFQ-00014 | Mostafa Shourbagi | MEP (Electro Mechanical) | 2024-02-12 | Supply of GRP Covers | Approved | 12.10 - 3. Manshya fanous.Mansheya Fanous-BILL NO. 1: SEWAGE NETWORK-1.2.1-b.1 | Ditto, depth to invert between 1.51 m and 2.00 m | ECH | 71 | 71 | 1767.54 | 125495.34 | MAT_Raw | فالكون مصر | 12.10 - 3. Manshya fanous.Mansheya Fanous-BILL NO. 1: SEWAGE NETWORK-1.2.1-b.1 | Ditto, depth to invert between 1.51 m and 2.00 m | ECH | 71 | 2315.79 | 164421.09 | EGP | MAT_Raw
Qasr Rashwan Lot A _0207 |  | RFQ-00014 | Mostafa Shourbagi | MEP (Electro Mechanical) | 2024-02-12 | Supply of GRP Covers | Approved | 11.10 - 2. Murad Al Gendy.Murad Al Gendy W Al Sanahra-BILL NO. 1: SEWAGE NETWORK-1.2.1-b.2 | Ditto, depth to invert between 2.01 m and 2.50 m | ECH | 37 | 37 | 1767.54 | 65398.98 | MAT_Raw | فالكون مصر | 11.10 - 2. Murad Al Gendy.Murad Al Gendy W Al Sanahra-BILL NO. 1: SEWAGE NETWORK-1.2.1-b.2 | Ditto, depth to invert between 2.01 m and 2.50 m | ECH | 37 | 2315.79 | 85684.23 | EGP | MAT_Raw
Qasr Rashwan Lot A _0207 |  | RFQ-00014 | Mostafa Shourbagi | MEP (Electro Mechanical) | 2024-02-12 | Supply of GRP Covers | Approved | 13.10 - 4. Khulusi.Khulusi-BILL NO. 1: SEWAGE NETWORK-1.2.1-b.3 | Ditto, depth to invert between 2.51 m and 3.00 m | ECH | 36 | 36 | 1767.54 | 63631.44 | MAT_Raw | فالكون مصر | 13.10 - 4. Khulusi.Khulusi-BILL NO. 1: SEWAGE NETWORK-1.2.1-b.3 | Ditto, depth to invert between 2.51 m and 3.00 m | ECH | 36 | 2315.79 | 83368.44 | EGP | MAT_Raw
Qasr Rashwan Lot A _0207 |  | RFQ-00014 | Mostafa Shourbagi | MEP (Electro Mechanical) | 2024-02-12 | Supply of GRP Covers | Approved | 10.10 - 1. Saad Al Rouby.Saad Al Rouby-BILL NO. 1: SEWAGE NETWORK-1.2.1-a.1 | Depth to invert not exceeding 1.5 m | ECH | 135 | 97 | 1767.54 | 171451.38 | MAT_Raw | فالكون مصر | 10.10 - 1. Saad Al Rouby.Saad Al Rouby-BILL NO. 1: SEWAGE NETWORK-1.2.1-a.1 | Depth to invert not exceeding 1.5 m | ECH | 97 | 2315.79 | 224631.63 | EGP | MAT_Raw
Qasr Rashwan Lot A _0207 |  | RFQ-00014 | Mostafa Shourbagi | MEP (Electro Mechanical) | 2024-02-12 | Supply of GRP Covers | Approved | 10.11 - 1. Saad Al Rouby.Saad Al Rouby-Bill No. 2 - Forcemain-2.4.4-b | Wash-out valve chamber | ECH | 1 | 1 | 5359.65 | 5359.65 | MAT_Raw | فالكون مصر | 10.11 - 1. Saad Al Rouby.Saad Al Rouby-Bill No. 2 - Forcemain-2.4.4-b | Wash-out valve chamber | ECH | 1 | 7157.9 | 7157.9 | EGP | MAT_Raw
Qasr Rashwan Lot A _0207 |  | RFQ-00014 | Mostafa Shourbagi | MEP (Electro Mechanical) | 2024-02-12 | Supply of GRP Covers | Approved | 12.11 - 3. Manshya fanous.Mansheya Fanous-Bill No. 2 - Forcemain (Main)-2.1.4.4-c | Double Inception chamber | ECH | 1 | 1 | 5359.65 | 5359.65 | MAT_Raw | فالكون مصر | 12.11 - 3. Manshya fanous.Mansheya Fanous-Bill No. 2 - Forcemain (Main)-2.1.4.4-c | Double Inception chamber | ECH | 1 | 7157.9 | 7157.9 | EGP | MAT_Raw
Qasr Rashwan Lot A _0207 |  | RFQ-00014 | Mostafa Shourbagi | MEP (Electro Mechanical) | 2024-02-12 | Supply of GRP Covers | Approved | 13.11 - 4. Khulusi.Khulusi-Bill No. 2 - Forcemain-2.2-a | Valve chamber type (A) | ECH | 1 | 1 | 5359.65 | 5359.65 | MAT_Raw | فالكون مصر | 13.11 - 4. Khulusi.Khulusi-Bill No. 2 - Forcemain-2.2-a | Valve chamber type (A) | ECH | 1 | 7157.9 | 7157.9 | EGP | MAT_Raw
Qasr Rashwan Lot A _0207 |  | RFQ-00014 | Mostafa Shourbagi | MEP (Electro Mechanical) | 2024-02-12 | Supply of GRP Covers | Approved | 12.10 - 3. Manshya fanous.Mansheya Fanous-BILL NO. 1: SEWAGE NETWORK-1.3-a | Tank with external Dimensions (5*3*6.15) m | ECH | 1 | 1 | 5359.65 | 5359.65 | MAT_Raw | فالكون مصر | 12.10 - 3. Manshya fanous.Mansheya Fanous-BILL NO. 1: SEWAGE NETWORK-1.3-a | Tank with external Dimensions (5*3*6.15) m | ECH | 1 | 7157.9 | 7157.9 | EGP | MAT_Raw
Qasr Rashwan Lot A _0207 |  | RFQ-00014 | Mostafa Shourbagi | MEP (Electro Mechanical) | 2024-02-12 | Supply of GRP Covers | Approved | 12.12 - 3. Manshya fanous.Mansheya Fanous-Bill No. 2 - Forcemain (Secondary)-2.2.2-c | Air Release valve chamber | ECH | 1 | 1 | 5359.65 | 5359.65 | MAT_Raw | فالكون مصر | 12.12 - 3. Manshya fanous.Mansheya Fanous-Bill No. 2 - Forcemain (Secondary)-2.2.2-c | Air Release valve chamber | ECH | 1 | 7157.9 | 7157.9 | EGP | MAT_Raw
Qasr Rashwan Lot A _0207 |  | RFQ-00014 | Mostafa Shourbagi | MEP (Electro Mechanical) | 2024-02-12 | Supply of GRP Covers | Approved | 12.11 - 3. Manshya fanous.Mansheya Fanous-Bill No. 2 - Forcemain (Main)-2.1.2-b | Wash-out valve chamber | ECH | 2 | 2 | 5359.65 | 10719.3 | MAT_Raw | فالكون مصر | 12.11 - 3. Manshya fanous.Mansheya Fanous-Bill No. 2 - Forcemain (Main)-2.1.2-b | Wash-out valve chamber | ECH | 2 | 7157.9 | 14315.8 | EGP | MAT_Raw
Qasr Rashwan Lot A _0207 |  | RFQ-00014 | Mostafa Shourbagi | MEP (Electro Mechanical) | 2024-02-12 | Supply of GRP Covers | Approved | 11.10 - 2. Murad Al Gendy.Murad Al Gendy W Al Sanahra-BILL NO. 1: SEWAGE NETWORK-1.3-a | Tank with external Dimensions (5.5*3.25*5.4) m | ECH | 1 | 1 | 5359.65 | 5359.65 | MAT_Raw | فالكون مصر | 11.10 - 2. Murad Al Gendy.Murad Al Gendy W Al Sanahra-BILL NO. 1: SEWAGE NETWORK-1.3-a | Tank with external Dimensions (5.5*3.25*5.4) m | ECH | 1 | 7157.9 | 7157.9 | EGP | MAT_Raw
Qasr Rashwan Lot A _0207 |  | RFQ-00014 | Mostafa Shourbagi | MEP (Electro Mechanical) | 2024-02-12 | Supply of GRP Covers | Approved | 12.12 - 3. Manshya fanous.Mansheya Fanous-Bill No. 2 - Forcemain (Secondary)-2.2.2-a | Valve chamber type (A) | ECH | 1 | 1 | 5359.65 | 5359.65 | MAT_Raw | فالكون مصر | 12.12 - 3. Manshya fanous.Mansheya Fanous-Bill No. 2 - Forcemain (Secondary)-2.2.2-a | Valve chamber type (A) | ECH | 1 | 7157.9 | 7157.9 | EGP | MAT_Raw
Qasr Rashwan Lot A _0207 |  | RFQ-00014 | Mostafa Shourbagi | MEP (Electro Mechanical) | 2024-02-12 | Supply of GRP Covers | Approved | 13.11 - 4. Khulusi.Khulusi-Bill No. 2 - Forcemain-2.4.3-b | Wash-out valve chamber | ECH | 1 | 1 | 5359.65 | 5359.65 | MAT_Raw | فالكون مصر | 13.11 - 4. Khulusi.Khulusi-Bill No. 2 - Forcemain-2.4.3-b | Wash-out valve chamber | ECH | 1 | 7157.9 | 7157.9 | EGP | MAT_Raw
Qasr Rashwan Lot A _0207 |  | RFQ-00014 | Mostafa Shourbagi | MEP (Electro Mechanical) | 2024-02-12 | Supply of GRP Covers | Approved | 14.11 - 5. Iz. Albersly.Iz.Albersly & Iz.Alasfar-Bill No. 2 - Forcemain-2.2-b | Flowmeter chamber | ECH | 1 | 1 | 5359.65 | 5359.65 | MAT_Raw | فالكون مصر | 14.11 - 5. Iz. Albersly.Iz.Albersly & Iz.Alasfar-Bill No. 2 - Forcemain-2.2-b | Flowmeter chamber | ECH | 1 | 7157.9 | 7157.9 | EGP | MAT_Raw
Qasr Rashwan Lot A _0207 |  | RFQ-00014 | Mostafa Shourbagi | MEP (Electro Mechanical) | 2024-02-12 | Supply of GRP Covers | Approved | 10.11 - 1. Saad Al Rouby.Saad Al Rouby-Bill No. 2 - Forcemain-2.2-b | Wash-out valve chamber | ECH | 6 | 6 | 5359.65 | 32157.9 | MAT_Raw | فالكون مصر | 10.11 - 1. Saad Al Rouby.Saad Al Rouby-Bill No. 2 - Forcemain-2.2-b | Wash-out valve chamber | ECH | 6 | 7157.9 | 42947.4 | EGP | MAT_Raw
Qasr Rashwan Lot A _0207 |  | RFQ-00014 | Mostafa Shourbagi | MEP (Electro Mechanical) | 2024-02-12 | Supply of GRP Covers | Approved | 10.11 - 1. Saad Al Rouby.Saad Al Rouby-Bill No. 2 - Forcemain-2.2-e | Flowmeter chamber | ECH | 1 | 1 | 5359.65 | 5359.65 | MAT_Raw | فالكون مصر | 10.11 - 1. Saad Al Rouby.Saad Al Rouby-Bill No. 2 - Forcemain-2.2-e | Flowmeter chamber | ECH | 1 | 7157.9 | 7157.9 | EGP | MAT_Raw
Qasr Rashwan Lot A _0207 |  | RFQ-00014 | Mostafa Shourbagi | MEP (Electro Mechanical) | 2024-02-12 | Supply of GRP Covers | Approved | 12.11 - 3. Manshya fanous.Mansheya Fanous-Bill No. 2 - Forcemain (Main)-2.1.2-c | Double Wash-out valve chamber | ECH | 1 | 1 | 5359.65 | 5359.65 | MAT_Raw | فالكون مصر | 12.11 - 3. Manshya fanous.Mansheya Fanous-Bill No. 2 - Forcemain (Main)-2.1.2-c | Double Wash-out valve chamber | ECH | 1 | 7157.9 | 7157.9 | EGP | MAT_Raw
Qasr Rashwan Lot A _0207 |  | RFQ-00014 | Mostafa Shourbagi | MEP (Electro Mechanical) | 2024-02-12 | Supply of GRP Covers | Approved | 12.12 - 3. Manshya fanous.Mansheya Fanous-Bill No. 2 - Forcemain (Secondary)-2.2.2-b | Wash-out valve chamber | ECH | 2 | 2 | 5359.65 | 10719.3 | MAT_Raw | فالكون مصر | 12.12 - 3. Manshya fanous.Mansheya Fanous-Bill No. 2 - Forcemain (Secondary)-2.2.2-b | Wash-out valve chamber | ECH | 2 | 7157.9 | 14315.8 | EGP | MAT_Raw
Qasr Rashwan Lot A _0207 |  | RFQ-00014 | Mostafa Shourbagi | MEP (Electro Mechanical) | 2024-02-12 | Supply of GRP Covers | Approved | 12.10 - 3. Manshya fanous.Mansheya Fanous-BILL NO. 1: SEWAGE NETWORK-1.6.1-a | Inlet chamber on 500mm diameter sewage pipe line | ECH | 1 | 1 | 5359.65 | 5359.65 | MAT_Raw | فالكون مصر | 12.10 - 3. Manshya fanous.Mansheya Fanous-BILL NO. 1: SEWAGE NETWORK-1.6.1-a | Inlet chamber on 500mm diameter sewage pipe line | ECH | 1 | 7157.9 | 7157.9 | EGP | MAT_Raw
Qasr Rashwan Lot A _0207 |  | RFQ-00014 | Mostafa Shourbagi | MEP (Electro Mechanical) | 2024-02-12 | Supply of GRP Covers | Approved | 13.11 - 4. Khulusi.Khulusi-Bill No. 2 - Forcemain-2.2-b | Air Release valve chamber | ECH | 1 | 1 | 5359.65 | 5359.65 | MAT_Raw | فالكون مصر | 13.11 - 4. Khulusi.Khulusi-Bill No. 2 - Forcemain-2.2-b | Air Release valve chamber | ECH | 1 | 7157.9 | 7157.9 | EGP | MAT_Raw
Qasr Rashwan Lot A _0207 |  | RFQ-00014 | Mostafa Shourbagi | MEP (Electro Mechanical) | 2024-02-12 | Supply of GRP Covers | Approved | 11.11 - 2. Murad Al Gendy.Murad Al Gendy W Al Sanahra-Bill No. 2 - Forcemain-2.2-c | Air Release valve chamber | ECH | 3 | 3 | 5359.65 | 16078.95 | MAT_Raw | فالكون مصر | 11.11 - 2. Murad Al Gendy.Murad Al Gendy W Al Sanahra-Bill No. 2 - Forcemain-2.2-c | Air Release valve chamber | ECH | 3 | 7157.9 | 21473.7 | EGP | MAT_Raw
Qasr Rashwan Lot A _0207 |  | RFQ-00014 | Mostafa Shourbagi | MEP (Electro Mechanical) | 2024-02-12 | Supply of GRP Covers | Approved | 11.11 - 2. Murad Al Gendy.Murad Al Gendy W Al Sanahra-Bill No. 2 - Forcemain-2.2-e | Flowmeter chamber | ECH | 1 | 1 | 5359.65 | 5359.65 | MAT_Raw | فالكون مصر | 11.11 - 2. Murad Al Gendy.Murad Al Gendy W Al Sanahra-Bill No. 2 - Forcemain-2.2-e | Flowmeter chamber | ECH | 1 | 7157.9 | 7157.9 | EGP | MAT_Raw
Qasr Rashwan Lot A _0207 |  | RFQ-00014 | Mostafa Shourbagi | MEP (Electro Mechanical) | 2024-02-12 | Supply of GRP Covers | Approved | 11.11 - 2. Murad Al Gendy.Murad Al Gendy W Al Sanahra-Bill No. 2 - Forcemain-2.2-b | Wash-out valve chamber | ECH | 2 | 2 | 5359.65 | 10719.3 | MAT_Raw | فالكون مصر | 11.11 - 2. Murad Al Gendy.Murad Al Gendy W Al Sanahra-Bill No. 2 - Forcemain-2.2-b | Wash-out valve chamber | ECH | 2 | 7157.9 | 14315.8 | EGP | MAT_Raw
Qasr Rashwan Lot A _0207 |  | RFQ-00014 | Mostafa Shourbagi | MEP (Electro Mechanical) | 2024-02-12 | Supply of GRP Covers | Approved | 14.10 - 5. Iz. Albersly.Iz.Albersly & Iz.Alasfar-BILL NO. 1: SEWAGE NETWORK-1.5.1-a | Inlet chamber on 250 mm diameter sewage pipe line | ECH | 1 | 1 | 5359.65 | 5359.65 | MAT_Raw | فالكون مصر | 14.10 - 5. Iz. Albersly.Iz.Albersly & Iz.Alasfar-BILL NO. 1: SEWAGE NETWORK-1.5.1-a | Inlet chamber on 250 mm diameter sewage pipe line | ECH | 1 | 7157.9 | 7157.9 | EGP | MAT_Raw
Qasr Rashwan Lot A _0207 |  | RFQ-00014 | Mostafa Shourbagi | MEP (Electro Mechanical) | 2024-02-12 | Supply of GRP Covers | Approved | 12.11 - 3. Manshya fanous.Mansheya Fanous-Bill No. 2 - Forcemain (Main)-2.1.2-a | Valve chamber type (A) | ECH | 1 | 1 | 5359.65 | 5359.65 | MAT_Raw | فالكون مصر | 12.11 - 3. Manshya fanous.Mansheya Fanous-Bill No. 2 - Forcemain (Main)-2.1.2-a | Valve chamber type (A) | ECH | 1 | 7157.9 | 7157.9 | EGP | MAT_Raw
Qasr Rashwan Lot A _0207 |  | RFQ-00014 | Mostafa Shourbagi | MEP (Electro Mechanical) | 2024-02-12 | Supply of GRP Covers | Approved | 11.11 - 2. Murad Al Gendy.Murad Al Gendy W Al Sanahra-Bill No. 2 - Forcemain-2.4.4-b | Wash-out valve chamber | ECH | 1 | 1 | 5359.65 | 5359.65 | MAT_Raw | فالكون مصر | 11.11 - 2. Murad Al Gendy.Murad Al Gendy W Al Sanahra-Bill No. 2 - Forcemain-2.4.4-b | Wash-out valve chamber | ECH | 1 | 7157.9 | 7157.9 | EGP | MAT_Raw
Qasr Rashwan Lot A _0207 |  | RFQ-00014 | Mostafa Shourbagi | MEP (Electro Mechanical) | 2024-02-12 | Supply of GRP Covers | Approved | 11.11 - 2. Murad Al Gendy.Murad Al Gendy W Al Sanahra-Bill No. 2 - Forcemain-2.2-a | Valve chamber type (A) | ECH | 1 | 1 | 5359.65 | 5359.65 | MAT_Raw | فالكون مصر | 11.11 - 2. Murad Al Gendy.Murad Al Gendy W Al Sanahra-Bill No. 2 - Forcemain-2.2-a | Valve chamber type (A) | ECH | 1 | 7157.9 | 7157.9 | EGP | MAT_Raw
Qasr Rashwan Lot A _0207 |  | RFQ-00014 | Mostafa Shourbagi | MEP (Electro Mechanical) | 2024-02-12 | Supply of GRP Covers | Approved | 10.10 - 1. Saad Al Rouby.Saad Al Rouby-BILL NO. 1: SEWAGE NETWORK-1.2.2-a.3 | Ditto, depth to invert between 2.51 m and 3.00 m | ECH | 9 | 9 | 2679.82 | 24118.38 | MAT_Raw | فالكون مصر | 10.10 - 1. Saad Al Rouby.Saad Al Rouby-BILL NO. 1: SEWAGE NETWORK-1.2.2-a.3 | Ditto, depth to invert between 2.51 m and 3.00 m | ECH | 9 | 3578.95 | 32210.55 | EGP | MAT_Raw
Qasr Rashwan Lot A _0207 |  | RFQ-00014 | Mostafa Shourbagi | MEP (Electro Mechanical) | 2024-02-12 | Supply of GRP Covers | Approved | 10.10 - 1. Saad Al Rouby.Saad Al Rouby-BILL NO. 1: SEWAGE NETWORK-1.2.1-b.5 | Ditto, depth to invert between 3.51 m and 4.00 m | ECH | 3 | 3 | 2679.82 | 8039.46 | MAT_Raw | فالكون مصر | 10.10 - 1. Saad Al Rouby.Saad Al Rouby-BILL NO. 1: SEWAGE NETWORK-1.2.1-b.5 | Ditto, depth to invert between 3.51 m and 4.00 m | ECH | 3 | 3578.95 | 10736.85 | EGP | MAT_Raw
Abo Shanab El Agamien _0195 |  | RFQ-00057 | Mostafa Ramadan | Operation | 2024-02-06 | Sewerage Network-Infrastructure | Approved | 3 - 3- Iz.Junaidi Wisa & Iz. Zaki W.3- Iz.Junaidi Wisa & Iz. Zaki Wisa-BILL NO. 1: SEWAGE NETWORK-5-1.2-b.1 | *Manholes with internal diameter of 1200mm Ditto, depth to invert between 1.51 m and 2.00 m | NO | 33 | 30 | 7777.61 | 233328.3 | SC_Supply/Apply | مكتب المجد للمقاولات العامة | 3 - 3- Iz.Junaidi Wisa & Iz. Zaki W.3- Iz.Junaidi Wisa & Iz. Zaki Wisa-BILL NO. 1: SEWAGE NETWORK-5-1.2-b.1 | *Manholes with internal diameter of 1200mm Ditto, depth to invert between 1.51 m and 2.00 m | NO | 30 | 10039 | 301170 | EGP | SC_Supply/Apply
Abo Shanab El Agamien _0195 |  | RFQ-00057 | Mostafa Ramadan | Operation | 2024-02-06 | Sewerage Network-Infrastructure | Approved | 7 - 7-Iz. Raslan & Iz. Mokhtar Eiss.7-Iz. Raslan & Iz. Mokhtar Eissa-BILL NO. 1: SEWAGE NETWORK-5-1.2-b.4 | *Manholes with internal diameter of 1200mm Ditto, depth to invert between 3.01 m and 3.50 m | ECH | 6 | 5 | 11831.63 | 59158.15 | SC_Supply/Apply | مكتب المجد للمقاولات العامة | 7 - 7-Iz. Raslan & Iz. Mokhtar Eiss.7-Iz. Raslan & Iz. Mokhtar Eissa-BILL NO. 1: SEWAGE NETWORK-5-1.2-b.4 | *Manholes with internal diameter of 1200mm Ditto, depth to invert between 3.01 m and 3.50 m | ECH | 5 | 16921 | 84605 | EGP | SC_Supply/Apply
Abo Shanab El Agamien _0195 |  | RFQ-00057 | Mostafa Ramadan | Operation | 2024-02-06 | Sewerage Network-Infrastructure | Approved | 4 - 4-Iz. Al Biltaji.4-Iz. Al Biltaji-BILL NO. 1: SEWAGE NETWORK-5-1.4-a | HC 60*60 cm | ECH | 64 | 64 | 2968.52 | 189985.28 | OTH | مكتب المجد للمقاولات العامة | 4 - 4-Iz. Al Biltaji.4-Iz. Al Biltaji-BILL NO. 1: SEWAGE NETWORK-5-1.4-a | HC 60*60 cm | ECH | 64 | 3000 | 192000 | EGP | OTH
Abo Shanab El Agamien _0195 |  | RFQ-00057 | Mostafa Ramadan | Operation | 2024-02-06 | Sewerage Network-Infrastructure | Approved | 9 - 9-Iz. Seror.9-Iz. Seror-BILL NO. 1: SEWAGE NETWORK-5-1.2-b.3 | *Manholes with internal diameter of 1200mm Ditto, depth to invert between 2.51 m and 3.00 m | ECH | 28 | 28 | 10539.79 | 295114.12 | SC_Supply/Apply | مكتب المجد للمقاولات العامة | 9 - 9-Iz. Seror.9-Iz. Seror-BILL NO. 1: SEWAGE NETWORK-5-1.2-b.3 | *Manholes with internal diameter of 1200mm Ditto, depth to invert between 2.51 m and 3.00 m | ECH | 28 | 14836 | 415408 | EGP | SC_Supply/Apply
Abo Shanab El Agamien _0195 |  | RFQ-00057 | Mostafa Ramadan | Operation | 2024-02-06 | Sewerage Network-Infrastructure | Approved | 1 - Sharaf Al Deen-BILL NO. 1: SEWAGE NETWORK-11-1.3-b | IC 60*90 cm | ECH | 1 | 0 | 3556.84 | 3.56 | OTH | مكتب المجد للمقاولات العامة | 1 - Sharaf Al Deen-BILL NO. 1: SEWAGE NETWORK-11-1.3-b | IC 60*90 cm | ECH | 0 | 3000 | 0 | EGP | OTH
Abo Shanab El Agamien _0195 |  | RFQ-00057 | Mostafa Ramadan | Operation | 2024-02-06 | Sewerage Network-Infrastructure | Approved | 2 - 2- Iz. Kariman Sednaoui.2- Iz. Kariman Sednaoui-BILL NO. 1: SEWAGE NETWORK-5-1.2-b.3 | *Manholes with internal diameter of 1200mm Ditto, depth to invert between 2.51 m and 3.00 m | ECH | 13 | 10 | 10539.79 | 105397.9 | SC_Supply/Apply | مكتب المجد للمقاولات العامة | 2 - 2- Iz. Kariman Sednaoui.2- Iz. Kariman Sednaoui-BILL NO. 1: SEWAGE NETWORK-5-1.2-b.3 | *Manholes with internal diameter of 1200mm Ditto, depth to invert between 2.51 m and 3.00 m | ECH | 10 | 14836 | 148360 | EGP | SC_Supply/Apply
Abo Shanab El Agamien _0195 |  | RFQ-00057 | Mostafa Ramadan | Operation | 2024-02-06 | Sewerage Network-Infrastructure | Approved | 6 - 6-Huwaydi Village.6-Huwaydi Village-BILL NO. 1: SEWAGE NETWORK-5-1.2-a.1 | *Manholes with internal diameter of 1000mm Depth to invert not exceeding 1.5 m | NO | 100 | 70 | 6532.1 | 457247 | SC_Supply/Apply | مكتب المجد للمقاولات العامة | 6 - 6-Huwaydi Village.6-Huwaydi Village-BILL NO. 1: SEWAGE NETWORK-5-1.2-a.1 | *Manholes with internal diameter of 1000mm Depth to invert not exceeding 1.5 m | NO | 70 | 8144 | 570080 | EGP | SC_Supply/Apply
Abo Shanab El Agamien _0195 |  | RFQ-00057 | Mostafa Ramadan | Operation | 2024-02-06 | Sewerage Network-Infrastructure | Approved | 2 - 2- Iz. Kariman Sednaoui.2- Iz. Kariman Sednaoui-BILL NO. 1: SEWAGE NETWORK-5-1.4-a | HC 60*60 cm | ECH | 46 | 46 | 2968.52 | 136551.92 | OTH | مكتب المجد للمقاولات العامة | 2 - 2- Iz. Kariman Sednaoui.2- Iz. Kariman Sednaoui-BILL NO. 1: SEWAGE NETWORK-5-1.4-a | HC 60*60 cm | ECH | 46 | 3000 | 138000 | EGP | OTH
Abo Shanab El Agamien _0195 |  | RFQ-00057 | Mostafa Ramadan | Operation | 2024-02-06 | Sewerage Network-Infrastructure | Approved | 8 - 8-Iz. Abd Al-Qawy Salem & Iz. Z.8-Iz. Abd Al-Qawy Salem & Iz. Zaraby-BILL NO. 1: SEWAGE NETWORK-5-1.2-b.8 | *Manholes with internal diameter of 1200mm Ditto, depth to invert between 5.01 m and 5.50 m | ECH | 1 | 1 | 18087.99 | 18087.99 | SC_Supply/Apply | مكتب المجد للمقاولات العامة | 8 - 8-Iz. Abd Al-Qawy Salem & Iz. Z.8-Iz. Abd Al-Qawy Salem & Iz. Zaraby-BILL NO. 1: SEWAGE NETWORK-5-1.2-b.8 | *Manholes with internal diameter of 1200mm Ditto, depth to invert between 5.01 m and 5.50 m | ECH | 1 | 28530 | 28530 | EGP | SC_Supply/Apply
Abo Shanab El Agamien _0195 |  | RFQ-00057 | Mostafa Ramadan | Operation | 2024-02-06 | Sewerage Network-Infrastructure | Approved | 8 - 8-Iz. Abd Al-Qawy Salem & Iz. Z.8-Iz. Abd Al-Qawy Salem & Iz. Zaraby-BILL NO. 1: SEWAGE NETWORK-5-1.4.1-a | HC 60*60 cm | ECH | 34 | 34 | 2968.52 | 100929.68 | OTH | مكتب المجد للمقاولات العامة | 8 - 8-Iz. Abd Al-Qawy Salem & Iz. Z.8-Iz. Abd Al-Qawy Salem & Iz. Zaraby-BILL NO. 1: SEWAGE NETWORK-5-1.4.1-a | HC 60*60 cm | ECH | 34 | 3000 | 102000 | EGP | OTH
Abo Shanab El Agamien _0195 |  | RFQ-00057 | Mostafa Ramadan | Operation | 2024-02-06 | Sewerage Network-Infrastructure | Approved | 9 - 9-Iz. Seror.9-Iz. Seror-BILL NO. 1: SEWAGE NETWORK-6-1.4-b | HC 60*90 cm | ECH | 19 | 19 | 3556.84 | 67579.96 | OTH | مكتب المجد للمقاولات العامة | 9 - 9-Iz. Seror.9-Iz. Seror-BILL NO. 1: SEWAGE NETWORK-6-1.4-b | HC 60*90 cm | ECH | 19 | 3500 | 66500 | EGP | OTH
Abo Shanab El Agamien _0195 |  | RFQ-00057 | Mostafa Ramadan | Operation | 2024-02-06 | Sewerage Network-Infrastructure | Approved | 7 - 7-Iz. Raslan & Iz. Mokhtar Eiss.7-Iz. Raslan & Iz. Mokhtar Eissa-BILL NO. 1: SEWAGE NETWORK-5-1.2-b.1 | *Manholes with internal diameter of 1200mm Ditto, depth to invert between 1.51 m and 2.00 m | NO | 32 | 20 | 7777.61 | 155552.2 | SC_Supply/Apply | مكتب المجد للمقاولات العامة | 7 - 7-Iz. Raslan & Iz. Mokhtar Eiss.7-Iz. Raslan & Iz. Mokhtar Eissa-BILL NO. 1: SEWAGE NETWORK-5-1.2-b.1 | *Manholes with internal diameter of 1200mm Ditto, depth to invert between 1.51 m and 2.00 m | NO | 20 | 10039 | 200780 | EGP | SC_Supply/Apply
Abo Shanab El Agamien _0195 |  | RFQ-00057 | Mostafa Ramadan | Operation | 2024-02-06 | Sewerage Network-Infrastructure | Approved | 5 - 5-Tahawi Village.5-Tahawi Village-BILL NO. 1: SEWAGE NETWORK-5-1.2-b.6 | *Manholes with internal diameter of 1200mm Ditto, depth to invert between 4.01 m and 4.5 m | NO | 5 | 5 | 15349.12 | 76745.6 | SC_Supply/Apply | مكتب المجد للمقاولات العامة | 5 - 5-Tahawi Village.5-Tahawi Village-BILL NO. 1: SEWAGE NETWORK-5-1.2-b.6 | *Manholes with internal diameter of 1200mm Ditto, depth to invert between 4.01 m and 4.5 m | NO | 5 | 22736 | 113680 | EGP | SC_Supply/Apply
Abo Shanab El Agamien _0195 |  | RFQ-00057 | Mostafa Ramadan | Operation | 2024-02-06 | Sewerage Network-Infrastructure | Approved | 5 - 5-Tahawi Village.5-Tahawi Village-BILL NO. 1: SEWAGE NETWORK-5-1.4-b | HC 60*90 cm | ECH | 54 | 31 | 3556.84 | 110262.04 | OTH | مكتب المجد للمقاولات العامة | 5 - 5-Tahawi Village.5-Tahawi Village-BILL NO. 1: SEWAGE NETWORK-5-1.4-b | HC 60*90 cm | ECH | 31 | 3500 | 108500 | EGP | OTH
Abo Shanab El Agamien _0195 |  | RFQ-00057 | Mostafa Ramadan | Operation | 2024-02-06 | Sewerage Network-Infrastructure | Approved | 9 - 9-Iz. Seror.9-Iz. Seror-BILL NO. 1: SEWAGE NETWORK-5-1.3-a | IC 60*60 cm | ECH | 27 | 17 | 2968.52 | 50464.84 | OTH | مكتب المجد للمقاولات العامة | 9 - 9-Iz. Seror.9-Iz. Seror-BILL NO. 1: SEWAGE NETWORK-5-1.3-a | IC 60*60 cm | ECH | 17 | 2500 | 42500 | EGP | OTH
Abo Shanab El Agamien _0195 |  | RFQ-00057 | Mostafa Ramadan | Operation | 2024-02-06 | Sewerage Network-Infrastructure | Approved | 10 - "10 - ABOU .10 - ABOU NASSAR, AL ESSAWI & ABOU SAEDA-BILL NO. 1: SEWAGE NETWORK-6-1.3-a | IC 60*60 cm | ECH | 14 | 14 | 2968.52 | 41559.28 | OTH | مكتب المجد للمقاولات العامة | 10 - "10 - ABOU .10 - ABOU NASSAR, AL ESSAWI & ABOU SAEDA-BILL NO. 1: SEWAGE NETWORK-6-1.3-a | IC 60*60 cm | ECH | 14 | 2500 | 35000 | EGP | OTH
Abo Shanab El Agamien _0195 |  | RFQ-00057 | Mostafa Ramadan | Operation | 2024-02-06 | Sewerage Network-Infrastructure | Approved | 4 - 4-Iz. Al Biltaji.4-Iz. Al Biltaji-BILL NO. 1: SEWAGE NETWORK-7-1.6-c | Concrete encasement 25cm (300mm) | ECH | 55 | 19.5 | 479.05 | 9341.48 | SC_Supply/Apply | مكتب المجد للمقاولات العامة | 4 - 4-Iz. Al Biltaji.4-Iz. Al Biltaji-BILL NO. 1: SEWAGE NETWORK-7-1.6-c | Concrete encasement 25cm (300mm) | ECH | 19.5 | 350 | 6825 | EGP | SC_Supply/Apply
Abo Shanab El Agamien _0195 |  | RFQ-00057 | Mostafa Ramadan | Operation | 2024-02-06 | Sewerage Network-Infrastructure | Approved | 4 - 4-Iz. Al Biltaji.4-Iz. Al Biltaji-BILL NO. 1: SEWAGE NETWORK-7-1.6-c | Concrete encasement 25cm (300mm) | ECH | 55 | 19.5 | 432.93 | 8442.14 | SC_Supply/Apply | مكتب المجد للمقاولات العامة | 4 - 4-Iz. Al Biltaji.4-Iz. Al Biltaji-BILL NO. 1: SEWAGE NETWORK-7-1.6-c | Concrete encasement 25cm (300mm) | ECH | 19.5 | 350 | 6825 | EGP | SC_Supply/Apply
Abo Shanab El Agamien _0195 |  | RFQ-00057 | Mostafa Ramadan | Operation | 2024-02-06 | Sewerage Network-Infrastructure | Approved | 7 - 7-Iz. Raslan & Iz. Mokhtar Eiss.7-Iz. Raslan & Iz. Mokhtar Eissa-BILL NO. 1: SEWAGE NETWORK-8-1.6-a | Concrete encasement 25cm (200mm) | ECH | 10 | 9 | 344.22 | 3097.98 | SC_Supply/Apply | مكتب المجد للمقاولات العامة | 7 - 7-Iz. Raslan & Iz. Mokhtar Eiss.7-Iz. Raslan & Iz. Mokhtar Eissa-BILL NO. 1: SEWAGE NETWORK-8-1.6-a | Concrete encasement 25cm (200mm) | ECH | 9 | 250 | 2250 | EGP | SC_Supply/Apply
Abo Shanab El Agamien _0195 |  | RFQ-00057 | Mostafa Ramadan | Operation | 2024-02-06 | Sewerage Network-Infrastructure | Approved | 3 - Junaidi Wisa Iz. Zaki Wisa | Alternative Sewer Networks in which cannot be considered as Re-location of Publice Utilites and Requires Full Transfer of Pipe lines and Chambers to avoid Potential Social damages For illegal existing Networks | MTR | 0 | 0 | 0 | 0 | SC_Apply | مكتب المجد للمقاولات العامة | 3 - Junaidi Wisa Iz. Zaki Wisa | Alternative Sewer Networks in which cannot be considered as Re-location of Publice Utilites and Requires Full Transfer of Pipe lines and Chambers to avoid Potential Social damages For illegal existing Networks | MTR | 0 | 50 | 0 | EGP | SC_Apply
Abo Shanab El Agamien _0195 |  | RFQ-00057 | Mostafa Ramadan | Operation | 2024-02-06 | Sewerage Network-Infrastructure | Approved | 4 - IZ. AL BILTAJI | Alternative Sewer Networks in which cannot be considered as Re-location of Publice Utilites and Requires Full Transfer of Pipe lines and Chambers to avoid Potential Social damages For illegal existing Networks | MTR | 0 | 0 | 0 | 0 | SC_Apply | مكتب المجد للمقاولات العامة | 4 - IZ. AL BILTAJI | Alternative Sewer Networks in which cannot be considered as Re-location of Publice Utilites and Requires Full Transfer of Pipe lines and Chambers to avoid Potential Social damages For illegal existing Networks | MTR | 0 | 50 | 0 | EGP | SC_Apply
Abo Shanab El Agamien _0195 |  | RFQ-00057 | Mostafa Ramadan | Operation | 2024-02-06 | Sewerage Network-Infrastructure | Approved | 5 - Tahawi Village | Alternative Sewer Networks in which cannot be considered as Re-location of Publice Utilites and Requires Full Transfer of Pipe lines and Chambers to avoid Potential Social damages For illegal existing Networks | MTR | 0 | 0 | 0 | 0 | SC_Apply | مكتب المجد للمقاولات العامة | 5 - Tahawi Village | Alternative Sewer Networks in which cannot be considered as Re-location of Publice Utilites and Requires Full Transfer of Pipe lines and Chambers to avoid Potential Social damages For illegal existing Networks | MTR | 0 | 50 | 0 | EGP | SC_Apply
Abo Shanab El Agamien _0195 |  | RFQ-00057 | Mostafa Ramadan | Operation | 2024-02-06 | Sewerage Network-Infrastructure | Approved | 6 - Huwaydi Village | Alternative Sewer Networks in which cannot be considered as Re-location of Publice Utilites and Requires Full Transfer of Pipe lines and Chambers to avoid Potential Social damages For illegal existing Networks | MTR | 0 | 0 | 0 | 0 | SC_Apply | مكتب المجد للمقاولات العامة | 6 - Huwaydi Village | Alternative Sewer Networks in which cannot be considered as Re-location of Publice Utilites and Requires Full Transfer of Pipe lines and Chambers to avoid Potential Social damages For illegal existing Networks | MTR | 0 | 50 | 0 | EGP | SC_Apply
Mivida BP#189 |  | RFQ-00031 | Ahmed Saleh | MEP (Electro Mechanical) | 2024-02-19 | B02 & B04 Subcontractor VO | Approved | 162600.BLD4 | Loud speaker outlet C/w all required accessories. | ECH | 60 | 60 | 180 | 10800 | SC_Supply/Apply | كيان لاعمال الالكتروميكانيك | 162600.BLD4 | Loud speaker outlet C/w all required accessories. | ECH | 60 | 70 | 4200 | EGP | SC_Supply/Apply
Mivida BP#189 |  | RFQ-00031 | Ahmed Saleh | MEP (Electro Mechanical) | 2024-02-19 | B02 & B04 Subcontractor VO | Approved | 162600.BLD4 | Fire alarm Outlet C/w all required accessories. | ECH | 100 | 100 | 180 | 18000 | SC_Supply/Apply | كيان لاعمال الالكتروميكانيك | 162600.BLD4 | Fire alarm Outlet C/w all required accessories. | ECH | 100 | 90 | 9000 | EGP | SC_Supply/Apply
Mivida BP#189 |  | RFQ-00031 | Ahmed Saleh | MEP (Electro Mechanical) | 2024-02-19 | B02 & B04 Subcontractor VO | Approved | 162600.BLD2 | Lighting Outlet | ECH | 63 | 63 | 164.7 | 10376.1 | SC_Supply/Apply | كيان لاعمال الالكتروميكانيك | 162600.BLD2 | Lighting Outlet | ECH | 63 | 70 | 4410 | EGP | SC_Supply/Apply
Mivida BP#189 |  | RFQ-00031 | Ahmed Saleh | MEP (Electro Mechanical) | 2024-02-19 | B02 & B04 Subcontractor VO | Approved | 162600.BLD2 | Lighting Outlet For Exit Sign | ECH | 20 | 20 | 164.7 | 3294 | SC_Supply/Apply | كيان لاعمال الالكتروميكانيك | 162600.BLD2 | Lighting Outlet For Exit Sign | ECH | 20 | 80 | 1600 | EGP | SC_Supply/Apply
Mivida BP#189 |  | RFQ-00031 | Ahmed Saleh | MEP (Electro Mechanical) | 2024-02-19 | B02 & B04 Subcontractor VO | Approved | 162600.BLD2 | Power Outlet for EWH | ECH | 8 | 8 | 180 | 1440 | SC_Supply/Apply | كيان لاعمال الالكتروميكانيك | 162600.BLD2 | Power Outlet for EWH | ECH | 8 | 90 | 720 | EGP | SC_Supply/Apply
Mivida BP#189 |  | RFQ-00031 | Ahmed Saleh | MEP (Electro Mechanical) | 2024-02-19 | B02 & B04 Subcontractor VO | Approved | 162600.BLD2 | Power Outlet for LC | ECH | 4 | 4 | 180 | 720 | SC_Supply/Apply | كيان لاعمال الالكتروميكانيك | 162600.BLD2 | Power Outlet for LC | ECH | 4 | 90 | 360 | EGP | SC_Supply/Apply
Mivida BP#189 |  | RFQ-00031 | Ahmed Saleh | MEP (Electro Mechanical) | 2024-02-19 | B02 & B04 Subcontractor VO | Approved | 162600.BLD2 | Power Outlet for Hand Dryers | ECH | 8 | 8 | 180 | 1440 | SC_Supply/Apply | كيان لاعمال الالكتروميكانيك | 162600.BLD2 | Power Outlet for Hand Dryers | ECH | 8 | 90 | 720 | EGP | SC_Supply/Apply
Mivida BP#189 |  | RFQ-00031 | Ahmed Saleh | MEP (Electro Mechanical) | 2024-02-19 | B02 & B04 Subcontractor VO | Approved | 162600.BLD2 | Power Outlet for 16A Socket. | ECH | 39 | 39 | 180 | 7020 | SC_Supply/Apply | كيان لاعمال الالكتروميكانيك | 162600.BLD2 | Power Outlet for 16A Socket. | ECH | 39 | 90 | 3510 | EGP | SC_Supply/Apply
Mivida BP#189 |  | RFQ-00031 | Ahmed Saleh | MEP (Electro Mechanical) | 2024-02-19 | B02 & B04 Subcontractor VO | Approved | 162600.BLD2 | Power Outlet for floor box. | ECH | 3 | 3 | 180 | 540 | SC_Supply/Apply | كيان لاعمال الالكتروميكانيك | 162600.BLD2 | Power Outlet for floor box. | ECH | 3 | 90 | 270 | EGP | SC_Supply/Apply
Mivida BP#189 |  | RFQ-00031 | Ahmed Saleh | MEP (Electro Mechanical) | 2024-02-19 | B02 & B04 Subcontractor VO | Approved | 162600.BLD2 | Power Outlet for TURNSTILE | ECH | 6 | 6 | 180 | 1080 | SC_Supply/Apply | كيان لاعمال الالكتروميكانيك | 162600.BLD2 | Power Outlet for TURNSTILE | ECH | 6 | 90 | 540 | EGP | SC_Supply/Apply
Mivida BP#189 |  | RFQ-00031 | Ahmed Saleh | MEP (Electro Mechanical) | 2024-02-19 | B02 & B04 Subcontractor VO | Approved | 162600.BLD2 | Power Outlet for Duplex | ECH | 11 | 11 | 180 | 1980 | SC_Supply/Apply | كيان لاعمال الالكتروميكانيك | 162600.BLD2 | Power Outlet for Duplex | ECH | 11 | 90 | 990 | EGP | SC_Supply/Apply
Mivida BP#189 |  | RFQ-00031 | Ahmed Saleh | MEP (Electro Mechanical) | 2024-02-19 | B02 & B04 Subcontractor VO | Approved | 162600.BLD2 | Power Outlet for 16A Socket. UPS | ECH | 4 | 4 | 180 | 720 | SC_Supply/Apply | كيان لاعمال الالكتروميكانيك | 162600.BLD2 | Power Outlet for 16A Socket. UPS | ECH | 4 | 90 | 360 | EGP | SC_Supply/Apply
Mivida BP#189 |  | RFQ-00031 | Ahmed Saleh | MEP (Electro Mechanical) | 2024-02-19 | B02 & B04 Subcontractor VO | Approved | 162600.BLD2 | Power Outlet for FCU. | ECH | 4 | 4 | 180 | 720 | SC_Supply/Apply | كيان لاعمال الالكتروميكانيك | 162600.BLD2 | Power Outlet for FCU. | ECH | 4 | 90 | 360 | EGP | SC_Supply/Apply
Mivida BP#189 |  | RFQ-00031 | Ahmed Saleh | MEP (Electro Mechanical) | 2024-02-19 | B02 & B04 Subcontractor VO | Approved | 162600.BLD2 | Power Outlet For welding machine | ECH | 20 | 20 | 180 | 3600 | SC_Supply/Apply | كيان لاعمال الالكتروميكانيك | 162600.BLD2 | Power Outlet For welding machine | ECH | 20 | 90 | 1800 | EGP | SC_Supply/Apply
Mivida BP#189 |  | RFQ-00031 | Ahmed Saleh | MEP (Electro Mechanical) | 2024-02-19 | B02 & B04 Subcontractor VO | Approved | 162600.BLD2 | Power Outlet for Unswitched Spur unit | ECH | 20 | 20 | 180 | 3600 | SC_Supply/Apply | كيان لاعمال الالكتروميكانيك | 162600.BLD2 | Power Outlet for Unswitched Spur unit | ECH | 20 | 90 | 1800 | EGP | SC_Supply/Apply
Mivida BP#189 |  | RFQ-00031 | Ahmed Saleh | MEP (Electro Mechanical) | 2024-02-19 | B02 & B04 Subcontractor VO | Approved | 162600.BLD2 | IP termination box C/w extra length for CAT 6 cable and all accessories. | ECH | 8 | 8 | 180 | 1440 | SC_Supply/Apply | كيان لاعمال الالكتروميكانيك | 162600.BLD2 | IP termination box C/w extra length for CAT 6 cable and all accessories. | ECH | 8 | 120 | 960 | EGP | SC_Supply/Apply
Mivida BP#189 |  | RFQ-00031 | Ahmed Saleh | MEP (Electro Mechanical) | 2024-02-19 | B02 & B04 Subcontractor VO | Approved | 162600.BLD2 | 2 No. Data outlet at the existing Floor box (ref. to ELEC. BOQ) | ECH | 3 | 3 | 180 | 540 | SC_Supply/Apply | كيان لاعمال الالكتروميكانيك | 162600.BLD2 | 2 No. Data outlet at the existing Floor box (ref. to ELEC. BOQ) | ECH | 3 | 200 | 600 | EGP | SC_Supply/Apply
Mivida BP#189 |  | RFQ-00031 | Ahmed Saleh | MEP (Electro Mechanical) | 2024-02-19 | B02 & B04 Subcontractor VO | Approved | 162600.BLD2 | Indoor Wall Mounted data outlet for camera C/w socket and face plate. | ECH | 7 | 7 | 180 | 1260 | SC_Supply/Apply | كيان لاعمال الالكتروميكانيك | 162600.BLD2 | Indoor Wall Mounted data outlet for camera C/w socket and face plate. | ECH | 7 | 100 | 700 | EGP | SC_Supply/Apply
Mivida BP#189 |  | RFQ-00031 | Ahmed Saleh | MEP (Electro Mechanical) | 2024-02-19 | B02 & B04 Subcontractor VO | Approved | 162600.BLD2 | Indoor Ceiling Mounted data Outlet for indoor camera C/w socket and face plate. | ECH | 6 | 6 | 180 | 1080 | SC_Supply/Apply | كيان لاعمال الالكتروميكانيك | 162600.BLD2 | Indoor Ceiling Mounted data Outlet for indoor camera C/w socket and face plate. | ECH | 6 | 100 | 600 | EGP | SC_Supply/Apply
Mivida BP#189 |  | RFQ-00031 | Ahmed Saleh | MEP (Electro Mechanical) | 2024-02-19 | B02 & B04 Subcontractor VO | Approved | 162600.BLD2 | Single Wall Mounted Data Outlet For Access Control C/w socket and face plate. | ECH | 42 | 42 | 180 | 7560 | SC_Supply/Apply | كيان لاعمال الالكتروميكانيك | 162600.BLD2 | Single Wall Mounted Data Outlet For Access Control C/w socket and face plate. | ECH | 42 | 100 | 4200 | EGP | SC_Supply/Apply
Mivida BP#189 |  | RFQ-00031 | Ahmed Saleh | MEP (Electro Mechanical) | 2024-02-19 | B02 & B04 Subcontractor VO | Approved | 162600.BLD2 | Double Wall Mounted Data Outlet For Ternstile gate. | ECH | 6 | 6 | 180 | 1080 | SC_Supply/Apply | كيان لاعمال الالكتروميكانيك | 162600.BLD2 | Double Wall Mounted Data Outlet For Ternstile gate. | ECH | 6 | 100 | 600 | EGP | SC_Supply/Apply
Mivida BP#189 |  | RFQ-00031 | Ahmed Saleh | MEP (Electro Mechanical) | 2024-02-19 | B02 & B04 Subcontractor VO | Approved | 162600.BLD2 | 4 No. Data outlet at the existing Floor box (ref. to ELEC. BOQ) | ECH | 4 | 4 | 180 | 720 | SC_Supply/Apply | كيان لاعمال الالكتروميكانيك | 162600.BLD2 | 4 No. Data outlet at the existing Floor box (ref. to ELEC. BOQ) | ECH | 4 | 400 | 1600 | EGP | SC_Supply/Apply
Mivida BP#189 |  | RFQ-00031 | Ahmed Saleh | MEP (Electro Mechanical) | 2024-02-19 | B02 & B04 Subcontractor VO | Approved | 162600.BLD2 | data Outlet C/w socket and face plate for BMS | ECH | 10 | 10 | 180 | 1800 | SC_Supply/Apply | كيان لاعمال الالكتروميكانيك | 162600.BLD2 | data Outlet C/w socket and face plate for BMS | ECH | 10 | 100 | 1000 | EGP | SC_Supply/Apply
Mivida BP#189 |  | RFQ-00031 | Ahmed Saleh | MEP (Electro Mechanical) | 2024-02-19 | B02 & B04 Subcontractor VO | Approved | 162600.BLD2 | 2 No. outlet data Outlet C/w socket and face plate for TELE. & Data | ECH | 14 | 14 | 180 | 2520 | SC_Supply/Apply | كيان لاعمال الالكتروميكانيك | 162600.BLD2 | 2 No. outlet data Outlet C/w socket and face plate for TELE. & Data | ECH | 14 | 200 | 2800 | EGP | SC_Supply/Apply
Mivida BP#189 |  | RFQ-00031 | Ahmed Saleh | MEP (Electro Mechanical) | 2024-02-19 | B02 & B04 Subcontractor VO | Approved | 162600.BLD2 | Loud speaker outlet C/w all required accessories. | ECH | 60 | 60 | 180 | 10800 | SC_Supply/Apply | كيان لاعمال الالكتروميكانيك | 162600.BLD2 | Loud speaker outlet C/w all required accessories. | ECH | 60 | 70 | 4200 | EGP | SC_Supply/Apply
Mivida BP#189 |  | RFQ-00031 | Ahmed Saleh | MEP (Electro Mechanical) | 2024-02-19 | B02 & B04 Subcontractor VO | Approved | 162600.BLD2 | Fire alarm Outlet C/w all required accessories. | ECH | 180 | 180 | 180 | 32400 | SC_Supply/Apply | كيان لاعمال الالكتروميكانيك | 162600.BLD2 | Fire alarm Outlet C/w all required accessories. | ECH | 180 | 90 | 16200 | EGP | SC_Supply/Apply
Mivida BP#189 |  | RFQ-00031 | Ahmed Saleh | MEP (Electro Mechanical) | 2024-02-19 | B02 & B04 Subcontractor VO | Approved | 162600.BLD2 | Lighting Outlet | ECH | 60 | 60 | 60.75 | 3645 | SC_Supply/Apply | كيان لاعمال الالكتروميكانيك | 162600.BLD2 | Lighting Outlet | ECH | 60 | 80 | 4800 | EGP | SC_Supply/Apply
Mivida BP#189 |  | RFQ-00031 | Ahmed Saleh | MEP (Electro Mechanical) | 2024-02-19 | B02 & B04 Subcontractor VO | Approved | 162600.BLD2 | Lighting Outlet For Exit | ECH | 5 | 5 | 60.75 | 303.75 | SC_Supply/Apply | كيان لاعمال الالكتروميكانيك | 162600.BLD2 | Lighting Outlet For Exit | ECH | 5 | 80 | 400 | EGP | SC_Supply/Apply
Mivida BP#189 |  | RFQ-00031 | Ahmed Saleh | MEP (Electro Mechanical) | 2024-02-19 | B02 & B04 Subcontractor VO | Approved | 162600.BLD2 | swiches outlet (one way&two way) | ECH | 35 | 35 | 60.75 | 2126.25 | SC_Supply/Apply | كيان لاعمال الالكتروميكانيك | 162600.BLD2 | swiches outlet (one way&two way) | ECH | 35 | 120 | 4200 | EGP | SC_Supply/Apply
Mivida BP#189 |  | RFQ-00031 | Ahmed Saleh | MEP (Electro Mechanical) | 2024-02-19 | B02 & B04 Subcontractor VO | Approved | 162600.BLD2 | Power Outlet for EWH | ECH | 20 | 20 | 121.5 | 2430 | SC_Supply/Apply | كيان لاعمال الالكتروميكانيك | 162600.BLD2 | Power Outlet for EWH | ECH | 20 | 130 | 2600 | EGP | SC_Supply/Apply
Mivida BP#189 |  | RFQ-00031 | Ahmed Saleh | MEP (Electro Mechanical) | 2024-02-19 | B02 & B04 Subcontractor VO | Approved | 162600.BLD2 | Power Outlet for LC | ECH | 50 | 50 | 121.5 | 6075 | SC_Supply/Apply | كيان لاعمال الالكتروميكانيك | 162600.BLD2 | Power Outlet for LC | ECH | 50 | 130 | 6500 | EGP | SC_Supply/Apply
Mivida BP#189 |  | RFQ-00031 | Ahmed Saleh | MEP (Electro Mechanical) | 2024-02-19 | B02 & B04 Subcontractor VO | Approved | 162600.BLD2 | Power Outlet for Hand Dryers | ECH | 3 | 3 | 121.5 | 364.5 | SC_Supply/Apply | كيان لاعمال الالكتروميكانيك | 162600.BLD2 | Power Outlet for Hand Dryers | ECH | 3 | 130 | 390 | EGP | SC_Supply/Apply
Mivida BP#189 |  | RFQ-00031 | Ahmed Saleh | MEP (Electro Mechanical) | 2024-02-19 | B02 & B04 Subcontractor VO | Approved | 162600.BLD2 | Power Outlet for 16A Socket. | ECH | 60 | 60 | 121.5 | 7290 | SC_Supply/Apply | كيان لاعمال الالكتروميكانيك | 162600.BLD2 | Power Outlet for 16A Socket. | ECH | 60 | 130 | 7800 | EGP | SC_Supply/Apply
Mivida BP#189 |  | RFQ-00031 | Ahmed Saleh | MEP (Electro Mechanical) | 2024-02-19 | B02 & B04 Subcontractor VO | Approved | 162600.BLD2 | Power Outlet for 16A Socket. UPS | ECH | 3 | 3 | 121.5 | 364.5 | SC_Supply/Apply | كيان لاعمال الالكتروميكانيك | 162600.BLD2 | Power Outlet for 16A Socket. UPS | ECH | 3 | 130 | 390 | EGP | SC_Supply/Apply
Mivida BP#189 |  | RFQ-00031 | Ahmed Saleh | MEP (Electro Mechanical) | 2024-02-19 | B02 & B04 Subcontractor VO | Approved | 162600.BLD2 | Power Outlet for FCU. | ECH | 5 | 5 | 121.5 | 607.5 | SC_Supply/Apply | كيان لاعمال الالكتروميكانيك | 162600.BLD2 | Power Outlet for FCU. | ECH | 5 | 130 | 650 | EGP | SC_Supply/Apply
Mivida BP#189 |  | RFQ-00031 | Ahmed Saleh | MEP (Electro Mechanical) | 2024-02-19 | B02 & B04 Subcontractor VO | Approved | 162600.BLD2 | Power Outlet for SPU. | ECH | 5 | 5 | 121.5 | 607.5 | SC_Supply/Apply | كيان لاعمال الالكتروميكانيك | 162600.BLD2 | Power Outlet for SPU. | ECH | 5 | 130 | 650 | EGP | SC_Supply/Apply
Mivida BP#189 |  | RFQ-00031 | Ahmed Saleh | MEP (Electro Mechanical) | 2024-02-19 | B02 & B04 Subcontractor VO | Approved | 162600.BLD2 | Power Outlet for Jet Fan | ECH | 5 | 5 | 121.5 | 607.5 | SC_Supply/Apply | كيان لاعمال الالكتروميكانيك | 162600.BLD2 | Power Outlet for Jet Fan | ECH | 5 | 130 | 650 | EGP | SC_Supply/Apply
Mivida BP#189 |  | RFQ-00031 | Ahmed Saleh | MEP (Electro Mechanical) | 2024-02-19 | B02 & B04 Subcontractor VO | Approved | 162600.BLD2 | Power Outlet For welding machine | ECH | 5 | 5 | 121.5 | 607.5 | SC_Supply/Apply | كيان لاعمال الالكتروميكانيك | 162600.BLD2 | Power Outlet For welding machine | ECH | 5 | 130 | 650 | EGP | SC_Supply/Apply
Mivida BP#189 |  | RFQ-00031 | Ahmed Saleh | MEP (Electro Mechanical) | 2024-02-19 | B02 & B04 Subcontractor VO | Approved | 162600.BLD2 | Power Outlet for Unswitched Spur unit | ECH | 5 | 5 | 121.5 | 607.5 | SC_Supply/Apply | كيان لاعمال الالكتروميكانيك | 162600.BLD2 | Power Outlet for Unswitched Spur unit | ECH | 5 | 130 | 650 | EGP | SC_Supply/Apply
Mivida BP#189 |  | RFQ-00031 | Ahmed Saleh | MEP (Electro Mechanical) | 2024-02-19 | B02 & B04 Subcontractor VO | Approved | 162600.BLD2 | Power Outlet for EV charging | ECH | 12 | 12 | 461.7 | 5540.4 | SC_Supply/Apply | كيان لاعمال الالكتروميكانيك | 162600.BLD2 | Power Outlet for EV charging | ECH | 12 | 200 | 2400 | EGP | SC_Supply/Apply
Mivida BP#189 |  | RFQ-00031 | Ahmed Saleh | MEP (Electro Mechanical) | 2024-02-19 | B02 & B04 Subcontractor VO | Approved | 162600.BLD2 | 2 No. Data outlet at the existing Floor box (ref. to ELEC. BOQ) | ECH | 6 | 6 | 200.25 | 1201.5 | SC_Supply/Apply | كيان لاعمال الالكتروميكانيك | 162600.BLD2 | 2 No. Data outlet at the existing Floor box (ref. to ELEC. BOQ) | ECH | 6 | 200 | 1200 | EGP | SC_Supply/Apply
Mivida BP#189 |  | RFQ-00031 | Ahmed Saleh | MEP (Electro Mechanical) | 2024-02-19 | B02 & B04 Subcontractor VO | Approved | 162600.BLD2 | Indoor Wall Mounted data outlet for camera C/w socket and face plate. | ECH | 20 | 20 | 101.25 | 2025 | SC_Supply/Apply | كيان لاعمال الالكتروميكانيك | 162600.BLD2 | Indoor Wall Mounted data outlet for camera C/w socket and face plate. | ECH | 20 | 100 | 2000 | EGP | SC_Supply/Apply
Mivida BP#189 |  | RFQ-00031 | Ahmed Saleh | MEP (Electro Mechanical) | 2024-02-19 | B02 & B04 Subcontractor VO | Approved | 162600.BLD2 | Indoor Ceiling Mounted data Outlet for indoor camera C/w socket and face plate. | ECH | 20 | 20 | 101.25 | 2025 | SC_Supply/Apply | كيان لاعمال الالكتروميكانيك | 162600.BLD2 | Indoor Ceiling Mounted data Outlet for indoor camera C/w socket and face plate. | ECH | 20 | 100 | 2000 | EGP | SC_Supply/Apply
Mivida BP#189 |  | RFQ-00031 | Ahmed Saleh | MEP (Electro Mechanical) | 2024-02-19 | B02 & B04 Subcontractor VO | Approved | 162600.BLD2 | Outdoor Wall/celling Mounted data Outlet for outdoor camera C/w socket and face plate. | ECH | 20 | 20 | 141.75 | 2835 | SC_Supply/Apply | كيان لاعمال الالكتروميكانيك | 162600.BLD2 | Outdoor Wall/celling Mounted data Outlet for outdoor camera C/w socket and face plate. | ECH | 20 | 140 | 2800 | EGP | SC_Supply/Apply
Mivida BP#189 |  | RFQ-00031 | Ahmed Saleh | MEP (Electro Mechanical) | 2024-02-19 | B02 & B04 Subcontractor VO | Approved | 162600.BLD2 | Singel Wall Mounted Data Outlet For Access Control C/w socket and face plate. | ECH | 25 | 25 | 101.25 | 2531.25 | SC_Supply/Apply | كيان لاعمال الالكتروميكانيك | 162600.BLD2 | Singel Wall Mounted Data Outlet For Access Control C/w socket and face plate. | ECH | 25 | 100 | 2500 | EGP | SC_Supply/Apply
Mivida BP#189 |  | RFQ-00031 | Ahmed Saleh | MEP (Electro Mechanical) | 2024-02-19 | B02 & B04 Subcontractor VO | Approved | 162600.BLD2 | Loud speaker outlet C/w all required accessories. | ECH | 14 | 14 | 60.75 | 850.5 | SC_Supply/Apply | كيان لاعمال الالكتروميكانيك | 162600.BLD2 | Loud speaker outlet C/w all required accessories. | ECH | 14 | 90 | 1260 | EGP | SC_Supply/Apply
Mivida BP#189 |  | RFQ-00031 | Ahmed Saleh | MEP (Electro Mechanical) | 2024-02-19 | B02 & B04 Subcontractor VO | Approved | 162600.BLD2 | Fire alarm Outlet C/w all required accessories. | ECH | 60 | 60 | 81 | 4860 | SC_Supply/Apply | كيان لاعمال الالكتروميكانيك | 162600.BLD2 | Fire alarm Outlet C/w all required accessories. | ECH | 60 | 110 | 6600 | EGP | SC_Supply/Apply
Qasr Rashwan Lot A _0207 |  | RFQ-00014 | Mostafa Shourbagi | MEP (Electro Mechanical) | 2024-02-12 | Supply of GRP Covers | Approved | 10.10 - 1. Saad Al Rouby.Saad Al Rouby-BILL NO. 1: SEWAGE NETWORK-1.2.1-b.8 | Ditto, depth to invert between 5.01 m and 5.50 m | ECH | 4 | 4 | 2679.82 | 10719.28 | MAT_Raw | فالكون مصر | 10.10 - 1. Saad Al Rouby.Saad Al Rouby-BILL NO. 1: SEWAGE NETWORK-1.2.1-b.8 | Ditto, depth to invert between 5.01 m and 5.50 m | ECH | 4 | 3578.95 | 14315.8 | EGP | MAT_Raw
Qasr Rashwan Lot A _0207 |  | RFQ-00014 | Mostafa Shourbagi | MEP (Electro Mechanical) | 2024-02-12 | Supply of GRP Covers | Approved | 13.10 - 4. Khulusi.Khulusi-BILL NO. 1: SEWAGE NETWORK-1.2.1-b.7 | Ditto, depth to invert between 4.51 m and 5.00 m | ECH | 5 | 5 | 2679.82 | 13399.1 | MAT_Raw | فالكون مصر | 13.10 - 4. Khulusi.Khulusi-BILL NO. 1: SEWAGE NETWORK-1.2.1-b.7 | Ditto, depth to invert between 4.51 m and 5.00 m | ECH | 5 | 3578.95 | 17894.75 | EGP | MAT_Raw
Qasr Rashwan Lot A _0207 |  | RFQ-00014 | Mostafa Shourbagi | MEP (Electro Mechanical) | 2024-02-12 | Supply of GRP Covers | Approved | 11.10 - 2. Murad Al Gendy.Murad Al Gendy W Al Sanahra-BILL NO. 1: SEWAGE NETWORK-1.2.1-b.8 | Ditto, depth to invert between 5.01 m and 5.50 m | ECH | 5 | 5 | 2679.82 | 13399.1 | MAT_Raw | فالكون مصر | 11.10 - 2. Murad Al Gendy.Murad Al Gendy W Al Sanahra-BILL NO. 1: SEWAGE NETWORK-1.2.1-b.8 | Ditto, depth to invert between 5.01 m and 5.50 m | ECH | 5 | 3578.95 | 17894.75 | EGP | MAT_Raw
Qasr Rashwan Lot A _0207 |  | RFQ-00014 | Mostafa Shourbagi | MEP (Electro Mechanical) | 2024-02-12 | Supply of GRP Covers | Approved | 10.10 - 1. Saad Al Rouby.Saad Al Rouby-BILL NO. 1: SEWAGE NETWORK-1.2.3-a.2 | Ditto, depth to invert between 5.01 m and 5.50 m | ECH | 7 | 7 | 2679.82 | 18758.74 | MAT_Raw | فالكون مصر | 10.10 - 1. Saad Al Rouby.Saad Al Rouby-BILL NO. 1: SEWAGE NETWORK-1.2.3-a.2 | Ditto, depth to invert between 5.01 m and 5.50 m | ECH | 7 | 3578.95 | 25052.65 | EGP | MAT_Raw
Qasr Rashwan Lot A _0207 |  | RFQ-00014 | Mostafa Shourbagi | MEP (Electro Mechanical) | 2024-02-12 | Supply of GRP Covers | Approved | 14.10 - 5. Iz. Albersly.Iz.Albersly & Iz.Alasfar-BILL NO. 1: SEWAGE NETWORK-1.2.1-b.6 | Ditto, depth to invert between 4.01 m and 4.50 m | ECH | 1 | 1 | 2679.82 | 2679.82 | MAT_Raw | فالكون مصر | 14.10 - 5. Iz. Albersly.Iz.Albersly & Iz.Alasfar-BILL NO. 1: SEWAGE NETWORK-1.2.1-b.6 | Ditto, depth to invert between 4.01 m and 4.50 m | ECH | 1 | 3578.95 | 3578.95 | EGP | MAT_Raw
Qasr Rashwan Lot A _0207 |  | RFQ-00014 | Mostafa Shourbagi | MEP (Electro Mechanical) | 2024-02-12 | Supply of GRP Covers | Approved | 11.10 - 2. Murad Al Gendy.Murad Al Gendy W Al Sanahra-BILL NO. 1: SEWAGE NETWORK-1.2.1-b.7 | Ditto, depth to invert between 4.51 m and 5.00 m | ECH | 2 | 2 | 2679.82 | 5359.64 | MAT_Raw | فالكون مصر | 11.10 - 2. Murad Al Gendy.Murad Al Gendy W Al Sanahra-BILL NO. 1: SEWAGE NETWORK-1.2.1-b.7 | Ditto, depth to invert between 4.51 m and 5.00 m | ECH | 2 | 3578.95 | 7157.9 | EGP | MAT_Raw
Qasr Rashwan Lot A _0207 |  | RFQ-00014 | Mostafa Shourbagi | MEP (Electro Mechanical) | 2024-02-12 | Supply of GRP Covers | Approved | 12.10 - 3. Manshya fanous.Mansheya Fanous-BILL NO. 1: SEWAGE NETWORK-1.2.1-b.6 | Ditto, depth to invert between 4.01 m and 4.50 m | ECH | 4 | 4 | 2679.82 | 10719.28 | MAT_Raw | فالكون مصر | 12.10 - 3. Manshya fanous.Mansheya Fanous-BILL NO. 1: SEWAGE NETWORK-1.2.1-b.6 | Ditto, depth to invert between 4.01 m and 4.50 m | ECH | 4 | 3578.95 | 14315.8 | EGP | MAT_Raw
Qasr Rashwan Lot A _0207 |  | RFQ-00014 | Mostafa Shourbagi | MEP (Electro Mechanical) | 2024-02-12 | Supply of GRP Covers | Approved | 10.11 - 1. Saad Al Rouby.Saad Al Rouby-Bill No. 2 - Forcemain-2.2-d | Inception chamber | ECH | 1 | 1 | 2679.82 | 2679.82 | MAT_Raw | فالكون مصر | 10.11 - 1. Saad Al Rouby.Saad Al Rouby-Bill No. 2 - Forcemain-2.2-d | Inception chamber | ECH | 1 | 3578.95 | 3578.95 | EGP | MAT_Raw
Qasr Rashwan Lot A _0207 |  | RFQ-00014 | Mostafa Shourbagi | MEP (Electro Mechanical) | 2024-02-12 | Supply of GRP Covers | Approved | 10.10 - 1. Saad Al Rouby.Saad Al Rouby-BILL NO. 1: SEWAGE NETWORK-1.2.2-a.6 | Ditto, depth to invert between 4.01 m and 4.50 m | ECH | 2 | 2 | 2679.82 | 5359.64 | MAT_Raw | فالكون مصر | 10.10 - 1. Saad Al Rouby.Saad Al Rouby-BILL NO. 1: SEWAGE NETWORK-1.2.2-a.6 | Ditto, depth to invert between 4.01 m and 4.50 m | ECH | 2 | 3578.95 | 7157.9 | EGP | MAT_Raw
Qasr Rashwan Lot A _0207 |  | RFQ-00014 | Mostafa Shourbagi | MEP (Electro Mechanical) | 2024-02-12 | Supply of GRP Covers | Approved | 10.11 - 1. Saad Al Rouby.Saad Al Rouby-Bill No. 2 - Forcemain-2.4.4-a | Inception chamber | ECH | 1 | 1 | 2679.82 | 2679.82 | MAT_Raw | فالكون مصر | 10.11 - 1. Saad Al Rouby.Saad Al Rouby-Bill No. 2 - Forcemain-2.4.4-a | Inception chamber | ECH | 1 | 3578.95 | 3578.95 | EGP | MAT_Raw
Qasr Rashwan Lot A _0207 |  | RFQ-00014 | Mostafa Shourbagi | MEP (Electro Mechanical) | 2024-02-12 | Supply of GRP Covers | Approved | 10.10 - 1. Saad Al Rouby.Saad Al Rouby-BILL NO. 1: SEWAGE NETWORK-1.2.2-a.5 | Ditto, depth to invert between 3.51 m and 4.00 m | ECH | 1 | 1 | 2679.82 | 2679.82 | MAT_Raw | فالكون مصر | 10.10 - 1. Saad Al Rouby.Saad Al Rouby-BILL NO. 1: SEWAGE NETWORK-1.2.2-a.5 | Ditto, depth to invert between 3.51 m and 4.00 m | ECH | 1 | 3578.95 | 3578.95 | EGP | MAT_Raw
Qasr Rashwan Lot A _0207 |  | RFQ-00014 | Mostafa Shourbagi | MEP (Electro Mechanical) | 2024-02-12 | Supply of GRP Covers | Approved | 10.10 - 1. Saad Al Rouby.Saad Al Rouby-BILL NO. 1: SEWAGE NETWORK-1.2.2-a.4 | Ditto, depth to invert between 3.01 m and 3.50 m | ECH | 3 | 3 | 2679.82 | 8039.46 | MAT_Raw | فالكون مصر | 10.10 - 1. Saad Al Rouby.Saad Al Rouby-BILL NO. 1: SEWAGE NETWORK-1.2.2-a.4 | Ditto, depth to invert between 3.01 m and 3.50 m | ECH | 3 | 3578.95 | 10736.85 | EGP | MAT_Raw
Qasr Rashwan Lot A _0207 |  | RFQ-00014 | Mostafa Shourbagi | MEP (Electro Mechanical) | 2024-02-12 | Supply of GRP Covers | Approved | 11.10 - 2. Murad Al Gendy.Murad Al Gendy W Al Sanahra-BILL NO. 1: SEWAGE NETWORK-1.2.1-b.5 | Ditto, depth to invert between 3.51 m and 4.00 m | ECH | 13 | 13 | 2679.82 | 34837.66 | MAT_Raw | فالكون مصر | 11.10 - 2. Murad Al Gendy.Murad Al Gendy W Al Sanahra-BILL NO. 1: SEWAGE NETWORK-1.2.1-b.5 | Ditto, depth to invert between 3.51 m and 4.00 m | ECH | 13 | 3578.95 | 46526.35 | EGP | MAT_Raw
Qasr Rashwan Lot A _0207 |  | RFQ-00014 | Mostafa Shourbagi | MEP (Electro Mechanical) | 2024-02-12 | Supply of GRP Covers | Approved | 14.10 - 5. Iz. Albersly.Iz.Albersly & Iz.Alasfar-BILL NO. 1: SEWAGE NETWORK-1.2.1-b.5 | Ditto, depth to invert between 3.51 m and 4.00 m | ECH | 15 | 15 | 2679.82 | 40197.3 | MAT_Raw | فالكون مصر | 14.10 - 5. Iz. Albersly.Iz.Albersly & Iz.Alasfar-BILL NO. 1: SEWAGE NETWORK-1.2.1-b.5 | Ditto, depth to invert between 3.51 m and 4.00 m | ECH | 15 | 3578.95 | 53684.25 | EGP | MAT_Raw
Qasr Rashwan Lot A _0207 |  | RFQ-00014 | Mostafa Shourbagi | MEP (Electro Mechanical) | 2024-02-12 | Supply of GRP Covers | Approved | 11.10 - 2. Murad Al Gendy.Murad Al Gendy W Al Sanahra-BILL NO. 1: SEWAGE NETWORK-1.4-a | IC 60*60 cm | ECH | 1 | 1 | 1710.53 | 1710.53 | MAT_Raw | فالكون مصر | 11.10 - 2. Murad Al Gendy.Murad Al Gendy W Al Sanahra-BILL NO. 1: SEWAGE NETWORK-1.4-a | IC 60*60 cm | ECH | 1 | 2147.37 | 2147.37 | EGP | MAT_Raw
Qasr Rashwan Lot A _0207 |  | RFQ-00014 | Mostafa Shourbagi | MEP (Electro Mechanical) | 2024-02-12 | Supply of GRP Covers | Approved | 12.10 - 3. Manshya fanous.Mansheya Fanous-BILL NO. 1: SEWAGE NETWORK-1.4-a | IC 60*60 cm | ECH | 12 | 12 | 1710.53 | 20526.36 | MAT_Raw | فالكون مصر | 12.10 - 3. Manshya fanous.Mansheya Fanous-BILL NO. 1: SEWAGE NETWORK-1.4-a | IC 60*60 cm | ECH | 12 | 2147.37 | 25768.44 | EGP | MAT_Raw
Qasr Rashwan Lot A _0207 |  | RFQ-00014 | Mostafa Shourbagi | MEP (Electro Mechanical) | 2024-02-12 | Supply of GRP Covers | Approved | 12.10 - 3. Manshya fanous.Mansheya Fanous-BILL NO. 1: SEWAGE NETWORK-1.5.1-a | HC 60*60 cm | ECH | 148 | 148 | 1710.53 | 253158.44 | MAT_Raw | فالكون مصر | 12.10 - 3. Manshya fanous.Mansheya Fanous-BILL NO. 1: SEWAGE NETWORK-1.5.1-a | HC 60*60 cm | ECH | 148 | 2147.37 | 317810.76 | EGP | MAT_Raw
Qasr Rashwan Lot A _0207 |  | RFQ-00014 | Mostafa Shourbagi | MEP (Electro Mechanical) | 2024-02-12 | Supply of GRP Covers | Approved | 10.10 - 1. Saad Al Rouby.Saad Al Rouby-BILL NO. 1: SEWAGE NETWORK-1.3-a | IC 60*60 cm | ECH | 18 | 18 | 1710.53 | 30789.54 | MAT_Raw | فالكون مصر | 10.10 - 1. Saad Al Rouby.Saad Al Rouby-BILL NO. 1: SEWAGE NETWORK-1.3-a | IC 60*60 cm | ECH | 18 | 2147.37 | 38652.66 | EGP | MAT_Raw
Qasr Rashwan Lot A _0207 |  | RFQ-00014 | Mostafa Shourbagi | MEP (Electro Mechanical) | 2024-02-12 | Supply of GRP Covers | Approved | 10.10 - 1. Saad Al Rouby.Saad Al Rouby-BILL NO. 1: SEWAGE NETWORK-1.4.1-a | HC 60*60 cm | ECH | 104 | 95 | 1710.53 | 162500.35 | MAT_Raw | فالكون مصر | 10.10 - 1. Saad Al Rouby.Saad Al Rouby-BILL NO. 1: SEWAGE NETWORK-1.4.1-a | HC 60*60 cm | ECH | 95 | 2147.37 | 204000.15 | EGP | MAT_Raw
Qasr Rashwan Lot A _0207 |  | RFQ-00014 | Mostafa Shourbagi | MEP (Electro Mechanical) | 2024-02-12 | Supply of GRP Covers | Approved | 12.10 - 3. Manshya fanous.Mansheya Fanous-BILL NO. 1: SEWAGE NETWORK-1.5.1-b | HC 60*90 cm | ECH | 74 | 74 | 2052.63 | 151894.62 | MAT_Raw | فالكون مصر | 12.10 - 3. Manshya fanous.Mansheya Fanous-BILL NO. 1: SEWAGE NETWORK-1.5.1-b | HC 60*90 cm | ECH | 74 | 3536.84 | 261726.16 | EGP | MAT_Raw
Qasr Rashwan Lot A _0207 |  | RFQ-00014 | Mostafa Shourbagi | MEP (Electro Mechanical) | 2024-02-12 | Supply of GRP Covers | Approved | 14.10 - 5. Iz. Albersly.Iz.Albersly & Iz.Alasfar-BILL NO. 1: SEWAGE NETWORK-1.3-b | IC 60*90 cm | ECH | 1 | 1 | 2052.63 | 2052.63 | MAT_Raw | فالكون مصر | 14.10 - 5. Iz. Albersly.Iz.Albersly & Iz.Alasfar-BILL NO. 1: SEWAGE NETWORK-1.3-b | IC 60*90 cm | ECH | 1 | 3536.84 | 3536.84 | EGP | MAT_Raw
Qasr Rashwan Lot A _0207 |  | RFQ-00014 | Mostafa Shourbagi | MEP (Electro Mechanical) | 2024-02-12 | Supply of GRP Covers | Approved | 10.10 - 1. Saad Al Rouby.Saad Al Rouby-BILL NO. 1: SEWAGE NETWORK-1.3-b | IC 60*90 cm | ECH | 1 | 1 | 2052.63 | 2052.63 | MAT_Raw | فالكون مصر | 10.10 - 1. Saad Al Rouby.Saad Al Rouby-BILL NO. 1: SEWAGE NETWORK-1.3-b | IC 60*90 cm | ECH | 1 | 3536.84 | 3536.84 | EGP | MAT_Raw
Qasr Rashwan Lot A _0207 |  | RFQ-00014 | Mostafa Shourbagi | MEP (Electro Mechanical) | 2024-02-12 | Supply of GRP Covers | Approved | 11.10 - 2. Murad Al Gendy.Murad Al Gendy W Al Sanahra-BILL NO. 1: SEWAGE NETWORK-1.5.1-b | HC 60*90 cm | ECH | 48 | 47 | 2052.63 | 96473.61 | MAT_Raw | فالكون مصر | 11.10 - 2. Murad Al Gendy.Murad Al Gendy W Al Sanahra-BILL NO. 1: SEWAGE NETWORK-1.5.1-b | HC 60*90 cm | ECH | 47 | 3536.84 | 166231.48 | EGP | MAT_Raw
Qasr Rashwan Lot A _0207 |  | RFQ-00014 | Mostafa Shourbagi | MEP (Electro Mechanical) | 2024-02-12 | Supply of GRP Covers | Approved | 11.10 - 2. Murad Al Gendy.Murad Al Gendy W Al Sanahra-BILL NO. 1: SEWAGE NETWORK-1.2.1-b.1 | Ditto, depth to invert between 1.51 m and 2.00 m | ECH | 442 | 442 | 92.11 | 40712.62 | MAT_Raw | فالكون مصر | 11.10 - 2. Murad Al Gendy.Murad Al Gendy W Al Sanahra-BILL NO. 1: SEWAGE NETWORK-1.2.1-b.1 | Ditto, depth to invert between 1.51 m and 2.00 m | ECH | 442 | 126.32 | 55833.44 | EGP | MAT_Raw
Qasr Rashwan Lot A _0207 |  | RFQ-00014 | Mostafa Shourbagi | MEP (Electro Mechanical) | 2024-02-12 | Supply of GRP Covers | Approved | 13.10 - 4. Khulusi.Khulusi-BILL NO. 1: SEWAGE NETWORK-1.2.1-b.4 | Ditto, depth to invert between 3.01 m and 3.50 m | ECH | 234 | 234 | 92.11 | 21553.74 | MAT_Raw | فالكون مصر | 13.10 - 4. Khulusi.Khulusi-BILL NO. 1: SEWAGE NETWORK-1.2.1-b.4 | Ditto, depth to invert between 3.01 m and 3.50 m | ECH | 234 | 126.32 | 29558.88 | EGP | MAT_Raw
Qasr Rashwan Lot A _0207 |  | RFQ-00014 | Mostafa Shourbagi | MEP (Electro Mechanical) | 2024-02-12 | Supply of GRP Covers | Approved | 10.11 - 1. Saad Al Rouby.Saad Al Rouby-Bill No. 2 - Forcemain-2.2-a | Valve chamber type (A) | ECH | 26 | 26 | 92.11 | 2394.86 | MAT_Raw | فالكون مصر | 10.11 - 1. Saad Al Rouby.Saad Al Rouby-Bill No. 2 - Forcemain-2.2-a | Valve chamber type (A) | ECH | 26 | 126.32 | 3284.32 | EGP | MAT_Raw
Qasr Rashwan Lot A _0207 |  | RFQ-00014 | Mostafa Shourbagi | MEP (Electro Mechanical) | 2024-02-12 | Supply of GRP Covers | Approved | 12.11 - 3. Manshya fanous.Mansheya Fanous-Bill No. 2 - Forcemain (Main)-2.1.4.4-d | Double Wash-out valve chamber | ECH | 39 | 39 | 92.11 | 3592.29 | MAT_Raw | فالكون مصر | 12.11 - 3. Manshya fanous.Mansheya Fanous-Bill No. 2 - Forcemain (Main)-2.1.4.4-d | Double Wash-out valve chamber | ECH | 39 | 126.32 | 4926.48 | EGP | MAT_Raw
Abo Shanab El Agamien _0195 |  | RFQ-00057 | Mostafa Ramadan | Operation | 2024-02-06 | Sewerage Network-Infrastructure | Approved | 7 - Iz. Raslan & Iz. Mokhtar Eiss | Alternative Sewer Networks in which cannot be considered as Re-location of Publice Utilites and Requires Full Transfer of Pipe lines and Chambers to avoid Potential Social damages For illegal existing Networks | MTR | 0 | 0 | 0 | 0 | SC_Apply | مكتب المجد للمقاولات العامة | 7 - Iz. Raslan & Iz. Mokhtar Eiss | Alternative Sewer Networks in which cannot be considered as Re-location of Publice Utilites and Requires Full Transfer of Pipe lines and Chambers to avoid Potential Social damages For illegal existing Networks | MTR | 0 | 50 | 0 | EGP | SC_Apply
Abo Shanab El Agamien _0195 |  | RFQ-00057 | Mostafa Ramadan | Operation | 2024-02-06 | Sewerage Network-Infrastructure | Approved | 5 - 5-Tahawi Village.5-Tahawi Village-BILL NO. 1: SEWAGE NETWORK-7-1.6-a | Concrete encasement 25cm (200mm) | ECH | 190 | 171 | 344.22 | 58861.62 | SC_Supply/Apply | مكتب المجد للمقاولات العامة | 5 - 5-Tahawi Village.5-Tahawi Village-BILL NO. 1: SEWAGE NETWORK-7-1.6-a | Concrete encasement 25cm (200mm) | ECH | 171 | 250 | 42750 | EGP | SC_Supply/Apply
Abo Shanab El Agamien _0195 |  | RFQ-00057 | Mostafa Ramadan | Operation | 2024-02-06 | Sewerage Network-Infrastructure | Approved | 9 - 9-Iz. Seror.9-Iz. Seror-BILL NO. 1: SEWAGE NETWORK-7-1.6-b | Concrete encasement 25cm (250mm) | ECH | 20 | 18 | 411.46 | 7406.28 | SC_Supply/Apply | مكتب المجد للمقاولات العامة | 9 - 9-Iz. Seror.9-Iz. Seror-BILL NO. 1: SEWAGE NETWORK-7-1.6-b | Concrete encasement 25cm (250mm) | ECH | 18 | 300 | 5400 | EGP | SC_Supply/Apply
Abo Shanab El Agamien _0195 |  | RFQ-00057 | Mostafa Ramadan | Operation | 2024-02-06 | Sewerage Network-Infrastructure | Approved | 5 - 5-Tahawi Village.5-Tahawi Village-BILL NO. 1: SEWAGE NETWORK-7-1.6-b | Concrete encasement 25cm (250mm) | ECH | 70 | 45 | 411.46 | 18515.7 | SC_Supply/Apply | مكتب المجد للمقاولات العامة | 5 - 5-Tahawi Village.5-Tahawi Village-BILL NO. 1: SEWAGE NETWORK-7-1.6-b | Concrete encasement 25cm (250mm) | ECH | 45 | 300 | 13500 | EGP | SC_Supply/Apply
Abo Shanab El Agamien _0195 |  | RFQ-00057 | Mostafa Ramadan | Operation | 2024-02-06 | Sewerage Network-Infrastructure | Approved | 5 - 5-Tahawi Village.5-Tahawi Village-BILL NO. 1: SEWAGE NETWORK-7-1.6-c | Concrete encasement 25cm (300mm) | ECH | 20 | 9 | 479.05 | 4311.45 | SC_Supply/Apply | مكتب المجد للمقاولات العامة | 5 - 5-Tahawi Village.5-Tahawi Village-BILL NO. 1: SEWAGE NETWORK-7-1.6-c | Concrete encasement 25cm (300mm) | ECH | 9 | 350 | 3150 | EGP | SC_Supply/Apply
Abo Shanab El Agamien _0195 |  | RFQ-00057 | Mostafa Ramadan | Operation | 2024-02-06 | Sewerage Network-Infrastructure | Approved | 5 - 5-Tahawi Village.5-Tahawi Village-BILL NO. 1: SEWAGE NETWORK-7-1.6-c | Concrete encasement 25cm (300mm) | ECH | 20 | 11 | 432.93 | 4762.23 | SC_Supply/Apply | مكتب المجد للمقاولات العامة | 5 - 5-Tahawi Village.5-Tahawi Village-BILL NO. 1: SEWAGE NETWORK-7-1.6-c | Concrete encasement 25cm (300mm) | ECH | 11 | 350 | 3850 | EGP | SC_Supply/Apply
Abo Shanab El Agamien _0195 |  | RFQ-00057 | Mostafa Ramadan | Operation | 2024-02-06 | Sewerage Network-Infrastructure | Approved | 2 - 2- Iz. Kariman Sednaoui.2- Iz. Kariman Sednaoui-BILL NO. 1: SEWAGE NETWORK-7-1.6-a | Concrete encasement 25cm (200mm) | ECH | 250 | 225 | 348.71 | 78459.75 | SC_Supply/Apply | مكتب المجد للمقاولات العامة | 2 - 2- Iz. Kariman Sednaoui.2- Iz. Kariman Sednaoui-BILL NO. 1: SEWAGE NETWORK-7-1.6-a | Concrete encasement 25cm (200mm) | ECH | 225 | 250 | 56250 | EGP | SC_Supply/Apply
Abo Shanab El Agamien _0195 |  | RFQ-00057 | Mostafa Ramadan | Operation | 2024-02-06 | Sewerage Network-Infrastructure | Approved | 2 - 2- Iz. Kariman Sednaoui.2- Iz. Kariman Sednaoui-BILL NO. 1: SEWAGE NETWORK-7-1.6-b | Concrete encasement 25cm (250mm) | ECH | 70 | 63 | 411.46 | 25921.98 | SC_Supply/Apply | مكتب المجد للمقاولات العامة | 2 - 2- Iz. Kariman Sednaoui.2- Iz. Kariman Sednaoui-BILL NO. 1: SEWAGE NETWORK-7-1.6-b | Concrete encasement 25cm (250mm) | ECH | 63 | 300 | 18900 | EGP | SC_Supply/Apply
Abo Shanab El Agamien _0195 |  | RFQ-00057 | Mostafa Ramadan | Operation | 2024-02-06 | Sewerage Network-Infrastructure | Approved | 2 - 2- Iz. Kariman Sednaoui.2- Iz. Kariman Sednaoui-BILL NO. 1: SEWAGE NETWORK-7-1.6-c | Concrete encasement 25cm (400mm) | ECH | 30 | 27 | 565.23 | 15261.21 | SC_Supply/Apply | مكتب المجد للمقاولات العامة | 2 - 2- Iz. Kariman Sednaoui.2- Iz. Kariman Sednaoui-BILL NO. 1: SEWAGE NETWORK-7-1.6-c | Concrete encasement 25cm (400mm) | ECH | 27 | 400 | 10800 | EGP | SC_Supply/Apply
Abo Shanab El Agamien _0195 |  | RFQ-00057 | Mostafa Ramadan | Operation | 2024-02-06 | Sewerage Network-Infrastructure | Approved | 7 - 7-Iz. Raslan & Iz. Mokhtar Eiss.7-Iz. Raslan & Iz. Mokhtar Eissa-BILL NO. 1: SEWAGE NETWORK-8-1.6-b | Concrete encasement 25cm (250mm) | ECH | 20 | 18 | 411.46 | 7406.28 | SC_Supply/Apply | مكتب المجد للمقاولات العامة | 7 - 7-Iz. Raslan & Iz. Mokhtar Eiss.7-Iz. Raslan & Iz. Mokhtar Eissa-BILL NO. 1: SEWAGE NETWORK-8-1.6-b | Concrete encasement 25cm (250mm) | ECH | 18 | 300 | 5400 | EGP | SC_Supply/Apply
Abo Shanab El Agamien _0195 |  | RFQ-00057 | Mostafa Ramadan | Operation | 2024-02-06 | Sewerage Network-Infrastructure | Approved | 4 - 4-Iz. Al Biltaji.4-Iz. Al Biltaji-BILL NO. 1: SEWAGE NETWORK-7-1.6-a | Concrete encasement 25cm (200mm) | ECH | 210 | 189 | 344.22 | 65057.58 | SC_Supply/Apply | مكتب المجد للمقاولات العامة | 4 - 4-Iz. Al Biltaji.4-Iz. Al Biltaji-BILL NO. 1: SEWAGE NETWORK-7-1.6-a | Concrete encasement 25cm (200mm) | ECH | 189 | 250 | 47250 | EGP | SC_Supply/Apply
Abo Shanab El Agamien _0195 |  | RFQ-00057 | Mostafa Ramadan | Operation | 2024-02-06 | Sewerage Network-Infrastructure | Approved | 1 - Sharaf Al Deen | Alternative Water Networks in which cannot be considered as Re-location of Publice Utilites and Requires Full Transfer of Pipe lines and Valves to water Disconnection | MTR | 0 | 0 | 0 | 0 | SC_Apply | مكتب المجد للمقاولات العامة | 1 - Sharaf Al Deen | Alternative Water Networks in which cannot be considered as Re-location of Publice Utilites and Requires Full Transfer of Pipe lines and Valves to water Disconnection | MTR | 0 | 50 | 0 | EGP | SC_Apply
Abo Shanab El Agamien _0195 |  | RFQ-00057 | Mostafa Ramadan | Operation | 2024-02-06 | Sewerage Network-Infrastructure | Approved | 2 - Kariman sednaoui | Alternative Water Networks in which cannot be considered as Re-location of Publice Utilites and Requires Full Transfer of Pipe lines and Valves to water Disconnection | MTR | 0 | 0 | 0 | 0 | SC_Apply | مكتب المجد للمقاولات العامة | 2 - Kariman sednaoui | Alternative Water Networks in which cannot be considered as Re-location of Publice Utilites and Requires Full Transfer of Pipe lines and Valves to water Disconnection | MTR | 0 | 50 | 0 | EGP | SC_Apply
Abo Shanab El Agamien _0195 |  | RFQ-00057 | Mostafa Ramadan | Operation | 2024-02-06 | Sewerage Network-Infrastructure | Approved | 3 - Junaidi Wisa Iz. Zaki Wisa | Alternative Water Networks in which cannot be considered as Re-location of Publice Utilites and Requires Full Transfer of Pipe lines and Valves to water Disconnection | MTR | 0 | 0 | 0 | 0 | SC_Apply | مكتب المجد للمقاولات العامة | 3 - Junaidi Wisa Iz. Zaki Wisa | Alternative Water Networks in which cannot be considered as Re-location of Publice Utilites and Requires Full Transfer of Pipe lines and Valves to water Disconnection | MTR | 0 | 50 | 0 | EGP | SC_Apply
Abo Shanab El Agamien _0195 |  | RFQ-00057 | Mostafa Ramadan | Operation | 2024-02-06 | Sewerage Network-Infrastructure | Approved | 7 - Iz. Raslan & Iz. Mokhtar Eiss | Alternative Water Networks in which cannot be considered as Re-location of Publice Utilites and Requires Full Transfer of Pipe lines and Valves to water Disconnection | MTR | 0 | 0 | 0 | 0 | SC_Apply | مكتب المجد للمقاولات العامة | 7 - Iz. Raslan & Iz. Mokhtar Eiss | Alternative Water Networks in which cannot be considered as Re-location of Publice Utilites and Requires Full Transfer of Pipe lines and Valves to water Disconnection | MTR | 0 | 50 | 0 | EGP | SC_Apply
Abo Shanab El Agamien _0195 |  | RFQ-00057 | Mostafa Ramadan | Operation | 2024-02-06 | Sewerage Network-Infrastructure | Approved | 8-Iz. Abd Al-Qawy Salem & Iz. Zaraby | Alternative Water Networks in which cannot be considered as Re-location of Publice Utilites and Requires Full Transfer of Pipe lines and Valves to water Disconnection | MTR | 0 | 0 | 0 | 0 | SC_Apply | مكتب المجد للمقاولات العامة | 8-Iz. Abd Al-Qawy Salem & Iz. Zaraby | Alternative Water Networks in which cannot be considered as Re-location of Publice Utilites and Requires Full Transfer of Pipe lines and Valves to water Disconnection | MTR | 0 | 50 | 0 | EGP | SC_Apply
Abo Shanab El Agamien _0195 |  | RFQ-00057 | Mostafa Ramadan | Operation | 2024-02-06 | Sewerage Network-Infrastructure | Approved | 4 - 4-Iz. Al Biltaji.4-Iz. Al Biltaji-BILL NO. 1: SEWAGE NETWORK-7-1.6-b | Concrete encasement 25cm (250mm) | ECH | 40 | 36 | 411.46 | 14812.56 | SC_Supply/Apply | مكتب المجد للمقاولات العامة | 4 - 4-Iz. Al Biltaji.4-Iz. Al Biltaji-BILL NO. 1: SEWAGE NETWORK-7-1.6-b | Concrete encasement 25cm (250mm) | ECH | 36 | 300 | 10800 | EGP | SC_Supply/Apply
Abo Shanab El Agamien _0195 |  | RFQ-00057 | Mostafa Ramadan | Operation | 2024-02-06 | Sewerage Network-Infrastructure | Approved | 1 - Sharaf Al Deen | Alternative Sewer Networks in which cannot be considered as Re-location of Publice Utilites and Requires Full Transfer of Pipe lines and Chambers to avoid Potential Social damages For illegal existing Networks | MTR | 0 | 0 | 0 | 0 | SC_Apply | مكتب المجد للمقاولات العامة | 1 - Sharaf Al Deen | Alternative Sewer Networks in which cannot be considered as Re-location of Publice Utilites and Requires Full Transfer of Pipe lines and Chambers to avoid Potential Social damages For illegal existing Networks | MTR | 0 | 50 | 0 | EGP | SC_Apply
Abo Shanab El Agamien _0195 |  | RFQ-00057 | Mostafa Ramadan | Operation | 2024-02-06 | Sewerage Network-Infrastructure | Approved | 2 - Kariman sednaoui | Alternative Sewer Networks in which cannot be considered as Re-location of Publice Utilites and Requires Full Transfer of Pipe lines and Chambers to avoid Potential Social damages For illegal existing Networks | MTR | 0 | 0 | 0 | 0 | SC_Apply | مكتب المجد للمقاولات العامة | 2 - Kariman sednaoui | Alternative Sewer Networks in which cannot be considered as Re-location of Publice Utilites and Requires Full Transfer of Pipe lines and Chambers to avoid Potential Social damages For illegal existing Networks | MTR | 0 | 50 | 0 | EGP | SC_Apply
Abo Shanab El Agamien _0195 |  | RFQ-00057 | Mostafa Ramadan | Operation | 2024-02-06 | Sewerage Network-Infrastructure | Approved | 10 - "10 - ABOU .10 - ABOU NASSAR, AL ESSAWI & ABOU SAEDA-BILL NO. 1: SEWAGE NETWORK-7-1.6-a | Concrete encasement 25cm (200mm) | ECH | 120 | 108 | 344.22 | 37175.76 | SC_Supply/Apply | مكتب المجد للمقاولات العامة | 10 - "10 - ABOU .10 - ABOU NASSAR, AL ESSAWI & ABOU SAEDA-BILL NO. 1: SEWAGE NETWORK-7-1.6-a | Concrete encasement 25cm (200mm) | ECH | 108 | 250 | 27000 | EGP | SC_Supply/Apply
Abo Shanab El Agamien _0195 |  | RFQ-00057 | Mostafa Ramadan | Operation | 2024-02-06 | Sewerage Network-Infrastructure | Approved | 10 - "10 - ABOU .10 - ABOU NASSAR, AL ESSAWI & ABOU SAEDA-BILL NO. 1: SEWAGE NETWORK-7-1.6-b | Concrete encasement 25cm (250mm) | ECH | 30 | 27 | 411.46 | 11109.42 | SC_Supply/Apply | مكتب المجد للمقاولات العامة | 10 - "10 - ABOU .10 - ABOU NASSAR, AL ESSAWI & ABOU SAEDA-BILL NO. 1: SEWAGE NETWORK-7-1.6-b | Concrete encasement 25cm (250mm) | ECH | 27 | 300 | 8100 | EGP | SC_Supply/Apply
Abo Shanab El Agamien _0195 |  | RFQ-00057 | Mostafa Ramadan | Operation | 2024-02-06 | Sewerage Network-Infrastructure | Approved | 6 - 6-Huwaydi Village.6-Huwaydi Village-BILL NO. 1: SEWAGE NETWORK-7-1.6.3-a | Concrete encasement 25cm (200mm) | ECH | 50 | 45 | 344.22 | 15489.9 | SC_Supply/Apply | مكتب المجد للمقاولات العامة | 6 - 6-Huwaydi Village.6-Huwaydi Village-BILL NO. 1: SEWAGE NETWORK-7-1.6.3-a | Concrete encasement 25cm (200mm) | ECH | 45 | 250 | 11250 | EGP | SC_Supply/Apply
Abo Shanab El Agamien _0195 |  | RFQ-00057 | Mostafa Ramadan | Operation | 2024-02-06 | Sewerage Network-Infrastructure | Approved | 6 - 6-Huwaydi Village.6-Huwaydi Village-BILL NO. 1: SEWAGE NETWORK-7-1.6.3-b | Concrete encasement 25cm (250mm) | ECH | 40 | 36 | 411.46 | 14812.56 | SC_Supply/Apply | مكتب المجد للمقاولات العامة | 6 - 6-Huwaydi Village.6-Huwaydi Village-BILL NO. 1: SEWAGE NETWORK-7-1.6.3-b | Concrete encasement 25cm (250mm) | ECH | 36 | 300 | 10800 | EGP | SC_Supply/Apply
Abo Shanab El Agamien _0195 |  | RFQ-00057 | Mostafa Ramadan | Operation | 2024-02-06 | Sewerage Network-Infrastructure | Approved | 3 - 3- Iz.Junaidi Wisa & Iz. Zaki W.3- Iz.Junaidi Wisa & Iz. Zaki Wisa-BILL NO. 1: SEWAGE NETWORK-8-1.8-b | Concrete encasement 25cm (250mm) | ECH | 20 | 18 | 411.46 | 7406.28 | SC_Supply/Apply | مكتب المجد للمقاولات العامة | 3 - 3- Iz.Junaidi Wisa & Iz. Zaki W.3- Iz.Junaidi Wisa & Iz. Zaki Wisa-BILL NO. 1: SEWAGE NETWORK-8-1.8-b | Concrete encasement 25cm (250mm) | ECH | 18 | 300 | 5400 | EGP | SC_Supply/Apply
Abo Shanab El Agamien _0195 |  | RFQ-00057 | Mostafa Ramadan | Operation | 2024-02-06 | Sewerage Network-Infrastructure | Approved | 9 - 9-Iz. Seror.9-Iz. Seror-BILL NO. 1: SEWAGE NETWORK-7-1.6-a | Concrete encasement 25cm (200mm) | ECH | 80 | 72 | 344.22 | 24783.84 | SC_Supply/Apply | مكتب المجد للمقاولات العامة | 9 - 9-Iz. Seror.9-Iz. Seror-BILL NO. 1: SEWAGE NETWORK-7-1.6-a | Concrete encasement 25cm (200mm) | ECH | 72 | 250 | 18000 | EGP | SC_Supply/Apply
Mivida BP#189 |  | RFQ-00028 | Mostafa Shourbagi | MEP (Electro Mechanical) | 2024-02-14 | Supply of Primer & thinner | Approved | 152105.Bas | تنر | ECH | 100 | 100 | 424.3 | 42430 | SC_Supply | كيماويات البناء الحديث | 152105.Bas | تنر | ECH | 100 | 858.75 | 85875 | EGP | SC_Supply
Mivida BP#189 |  | RFQ-00028 | Mostafa Shourbagi | MEP (Electro Mechanical) | 2024-02-14 | Supply of Primer & thinner | Approved | 152105.Bas | برايمر | ECH | 150 | 150 | 160.92 | 24138 | SC_Supply | كيماويات البناء الحديث | 152105.Bas | برايمر | ECH | 150 | 325.7 | 48855 | EGP | SC_Supply
Mivida BP#189 |  | RFQ-00042 | Mostafa Shourbagi | MEP (Electro Mechanical) | 2024-02-21 | Gaskets | Approved | 152105.all | Gasket - 94837 | LS | 1 | 1 | 1213 | 1213 | SC_Supply | مصر دبى للتجاره والمقاولات السيد سعد السيد وشريكه | 152105.all | Gasket - 94837 | LS | 1 | 2795.28 | 2795.28 | EGP | SC_Supply
Mivida BP#189 |  | RFQ-00045 | Mostafa Shourbagi | MEP (Electro Mechanical) | 2024-02-27 | Fixation accessories | Approved | 152105.Bas | 159 -Cable tray acc | LS | 1 | 1 | 16602.52 | 16602.52 | SC_Supply | Power Trade | 152105.Bas | 159 -Cable tray acc | LS | 1 | 116536.5 | 116536.5 | EGP | SC_Supply
Abo Shanab El Agamien _0195 |  | RFQ-00057 | Mostafa Ramadan | Operation | 2024-02-06 | Sewerage Network-Infrastructure | Approved | 4 - IZ. AL BILTAJI | Alternative Water Networks in which cannot be considered as Re-location of Publice Utilites and Requires Full Transfer of Pipe lines and Valves to water Disconnection | MTR | 0 | 0 | 0 | 0 | SC_Apply | مكتب المجد للمقاولات العامة | 4 - IZ. AL BILTAJI | Alternative Water Networks in which cannot be considered as Re-location of Publice Utilites and Requires Full Transfer of Pipe lines and Valves to water Disconnection | MTR | 0 | 50 | 0 | EGP | SC_Apply
Abo Shanab El Agamien _0195 |  | RFQ-00057 | Mostafa Ramadan | Operation | 2024-02-06 | Sewerage Network-Infrastructure | Approved | 5 - Tahawi Village | Alternative Water Networks in which cannot be considered as Re-location of Publice Utilites and Requires Full Transfer of Pipe lines and Valves to water Disconnection | MTR | 0 | 0 | 0 | 0 | SC_Apply | مكتب المجد للمقاولات العامة | 5 - Tahawi Village | Alternative Water Networks in which cannot be considered as Re-location of Publice Utilites and Requires Full Transfer of Pipe lines and Valves to water Disconnection | MTR | 0 | 50 | 0 | EGP | SC_Apply
Abo Shanab El Agamien _0195 |  | RFQ-00057 | Mostafa Ramadan | Operation | 2024-02-06 | Sewerage Network-Infrastructure | Approved | 6 - Huwaydi Village | Alternative Water Networks in which cannot be considered as Re-location of Publice Utilites and Requires Full Transfer of Pipe lines and Valves to water Disconnection | MTR | 0 | 0 | 0 | 0 | SC_Apply | مكتب المجد للمقاولات العامة | 6 - Huwaydi Village | Alternative Water Networks in which cannot be considered as Re-location of Publice Utilites and Requires Full Transfer of Pipe lines and Valves to water Disconnection | MTR | 0 | 50 | 0 | EGP | SC_Apply
Abo Shanab El Agamien _0195 |  | RFQ-00057 | Mostafa Ramadan | Operation | 2024-02-06 | Sewerage Network-Infrastructure | Approved | 8 - 8-Iz. Abd Al-Qawy Salem & Iz. Z.8-Iz. Abd Al-Qawy Salem & Iz. Zaraby-BILL NO. 1: SEWAGE NETWORK-7-1.6-a | Concrete encasement 25cm (200mm) | ECH | 190 | 108 | 344.22 | 37175.76 | SC_Supply/Apply | مكتب المجد للمقاولات العامة | 8 - 8-Iz. Abd Al-Qawy Salem & Iz. Z.8-Iz. Abd Al-Qawy Salem & Iz. Zaraby-BILL NO. 1: SEWAGE NETWORK-7-1.6-a | Concrete encasement 25cm (200mm) | ECH | 108 | 250 | 27000 | EGP | SC_Supply/Apply
Abo Shanab El Agamien _0195 |  | RFQ-00057 | Mostafa Ramadan | Operation | 2024-02-06 | Sewerage Network-Infrastructure | Approved | 8 - 8-Iz. Abd Al-Qawy Salem & Iz. Z.8-Iz. Abd Al-Qawy Salem & Iz. Zaraby-BILL NO. 1: SEWAGE NETWORK-7-1.6-b | Concrete encasement 25cm (250mm) | ECH | 70 | 63 | 411.46 | 25921.98 | SC_Supply/Apply | مكتب المجد للمقاولات العامة | 8 - 8-Iz. Abd Al-Qawy Salem & Iz. Z.8-Iz. Abd Al-Qawy Salem & Iz. Zaraby-BILL NO. 1: SEWAGE NETWORK-7-1.6-b | Concrete encasement 25cm (250mm) | ECH | 63 | 300 | 18900 | EGP | SC_Supply/Apply
Abo Shanab El Agamien _0195 |  | RFQ-00057 | Mostafa Ramadan | Operation | 2024-02-06 | Sewerage Network-Infrastructure | Approved | 8 - 8-Iz. Abd Al-Qawy Salem & Iz. Z.8-Iz. Abd Al-Qawy Salem & Iz. Zaraby-BILL NO. 1: SEWAGE NETWORK-7-1.6-c | Concrete encasement 25cm (300mm) | ECH | 10 | 9 | 479.05 | 4311.45 | SC_Supply/Apply | مكتب المجد للمقاولات العامة | 8 - 8-Iz. Abd Al-Qawy Salem & Iz. Z.8-Iz. Abd Al-Qawy Salem & Iz. Zaraby-BILL NO. 1: SEWAGE NETWORK-7-1.6-c | Concrete encasement 25cm (300mm) | ECH | 9 | 350 | 3150 | EGP | SC_Supply/Apply
Abo Shanab El Agamien _0195 |  | RFQ-00057 | Mostafa Ramadan | Operation | 2024-02-06 | Sewerage Network-Infrastructure | Approved | 8 - 8-Iz. Abd Al-Qawy Salem & Iz. Z.8-Iz. Abd Al-Qawy Salem & Iz. Zaraby-BILL NO. 1: SEWAGE NETWORK-7-1.6-c | Concrete encasement 25cm (300mm) | ECH | 10 | 9 | 432.93 | 3896.37 | SC_Supply/Apply | مكتب المجد للمقاولات العامة | 8 - 8-Iz. Abd Al-Qawy Salem & Iz. Z.8-Iz. Abd Al-Qawy Salem & Iz. Zaraby-BILL NO. 1: SEWAGE NETWORK-7-1.6-c | Concrete encasement 25cm (300mm) | ECH | 9 | 350 | 3150 | EGP | SC_Supply/Apply
Abo Shanab El Agamien _0195 |  | RFQ-00057 | Mostafa Ramadan | Operation | 2024-02-06 | Sewerage Network-Infrastructure | Approved | 8-Iz. Abd Al-Qawy Salem & Iz. Zaraby | Alternative Sewer Networks in which cannot be considered as Re-location of Publice Utilites and Requires Full Transfer of Pipe lines and Chambers to avoid Potential Social damages For illegal existing Networks | MTR | 0 | 0 | 0 | 0 | SC_Apply | مكتب المجد للمقاولات العامة | 8-Iz. Abd Al-Qawy Salem & Iz. Zaraby | Alternative Sewer Networks in which cannot be considered as Re-location of Publice Utilites and Requires Full Transfer of Pipe lines and Chambers to avoid Potential Social damages For illegal existing Networks | MTR | 0 | 50 | 0 | EGP | SC_Apply
Abo Shanab El Agamien _0195 |  | RFQ-00057 | Mostafa Ramadan | Operation | 2024-02-06 | Sewerage Network-Infrastructure | Approved | 9 - Seror | Alternative Water Networks in which cannot be considered as Re-location of Publice Utilites and Requires Full Transfer of Pipe lines and Valves to water Disconnection | MTR | 0 | 0 | 0 | 0 | SC_Apply | مكتب المجد للمقاولات العامة | 9 - Seror | Alternative Water Networks in which cannot be considered as Re-location of Publice Utilites and Requires Full Transfer of Pipe lines and Valves to water Disconnection | MTR | 0 | 50 | 0 | EGP | SC_Apply
Abo Shanab El Agamien _0195 |  | RFQ-00057 | Mostafa Ramadan | Operation | 2024-02-06 | Sewerage Network-Infrastructure | Approved | 10 - ABOU NASSAR, AL ESSAWI & ABOU SAEDA | Alternative Water Networks in which cannot be considered as Re-location of Publice Utilites and Requires Full Transfer of Pipe lines and Valves to water Disconnection | MTR | 0 | 0 | 0 | 0 | SC_Apply | مكتب المجد للمقاولات العامة | 10 - ABOU NASSAR, AL ESSAWI & ABOU SAEDA | Alternative Water Networks in which cannot be considered as Re-location of Publice Utilites and Requires Full Transfer of Pipe lines and Valves to water Disconnection | MTR | 0 | 50 | 0 | EGP | SC_Apply
Abo Shanab El Agamien _0195 |  | RFQ-00057 | Mostafa Ramadan | Operation | 2024-02-06 | Sewerage Network-Infrastructure | Approved | 3 - 3- Iz.Junaidi Wisa & Iz. Zaki W.3- Iz.Junaidi Wisa & Iz. Zaki Wisa-BILL NO. 1: SEWAGE NETWORK-8-1.8-a | Concrete encasement 25cm (200mm) | ECH | 100 | 90 | 344.22 | 30979.8 | SC_Supply/Apply | مكتب المجد للمقاولات العامة | 3 - 3- Iz.Junaidi Wisa & Iz. Zaki W.3- Iz.Junaidi Wisa & Iz. Zaki Wisa-BILL NO. 1: SEWAGE NETWORK-8-1.8-a | Concrete encasement 25cm (200mm) | ECH | 90 | 250 | 22500 | EGP | SC_Supply/Apply
Abo Shanab El Agamien _0195 |  | RFQ-00057 | Mostafa Ramadan | Operation | 2024-02-06 | Sewerage Network-Infrastructure | Approved | 9 - Seror | Alternative Sewer Networks in which cannot be considered as Re-location of Publice Utilites and Requires Full Transfer of Pipe lines and Chambers to avoid Potential Social damages For illegal existing Networks | MTR | 0 | 0 | 0 | 0 | SC_Apply | مكتب المجد للمقاولات العامة | 9 - Seror | Alternative Sewer Networks in which cannot be considered as Re-location of Publice Utilites and Requires Full Transfer of Pipe lines and Chambers to avoid Potential Social damages For illegal existing Networks | MTR | 0 | 50 | 0 | EGP | SC_Apply
Abo Shanab El Agamien _0195 |  | RFQ-00057 | Mostafa Ramadan | Operation | 2024-02-06 | Sewerage Network-Infrastructure | Approved | 10 - ABOU NASSAR, AL ESSAWI & ABOU SAEDA | Alternative Sewer Networks in which cannot be considered as Re-location of Publice Utilites and Requires Full Transfer of Pipe lines and Chambers to avoid Potential Social damages For illegal existing Networks | MTR | 0 | 0 | 0 | 0 | SC_Apply | مكتب المجد للمقاولات العامة | 10 - ABOU NASSAR, AL ESSAWI & ABOU SAEDA | Alternative Sewer Networks in which cannot be considered as Re-location of Publice Utilites and Requires Full Transfer of Pipe lines and Chambers to avoid Potential Social damages For illegal existing Networks | MTR | 0 | 50 | 0 | EGP | SC_Apply
Abo Shanab El Agamien _0195 |  | RFQ-00057 | Mostafa Ramadan | Operation | 2024-02-06 | Sewerage Network-Infrastructure | Approved | 6 - 6-Huwaydi Village.6-Huwaydi Village-BILL NO. 1: SEWAGE NETWORK-7-1.6.3-c | Concrete encasement 25cm (400mm) | ECH | 15 | 14 | 565.23 | 7913.22 | SC_Supply/Apply | مكتب المجد للمقاولات العامة | 6 - 6-Huwaydi Village.6-Huwaydi Village-BILL NO. 1: SEWAGE NETWORK-7-1.6.3-c | Concrete encasement 25cm (400mm) | ECH | 14 | 400 | 5600 | EGP | SC_Supply/Apply
Abo Shanab El Agamien _0195 |  | RFQ-00057 | Mostafa Ramadan | Operation | 2024-02-06 | Sewerage Network-Infrastructure | Approved | 10 - "10 - ABOU .10 - ABOU NASSAR, AL ESSAWI & ABOU SAEDA-BILL NO. 1: SEWAGE NETWORK-7-1.6-c | Concrete encasement 25cm (300mm) | ECH | 20 | 9 | 479.05 | 4311.45 | SC_Supply/Apply | مكتب المجد للمقاولات العامة | 10 - "10 - ABOU .10 - ABOU NASSAR, AL ESSAWI & ABOU SAEDA-BILL NO. 1: SEWAGE NETWORK-7-1.6-c | Concrete encasement 25cm (300mm) | ECH | 9 | 350 | 3150 | EGP | SC_Supply/Apply
Abo Shanab El Agamien _0195 |  | RFQ-00057 | Mostafa Ramadan | Operation | 2024-02-06 | Sewerage Network-Infrastructure | Approved | 10 - "10 - ABOU .10 - ABOU NASSAR, AL ESSAWI & ABOU SAEDA-BILL NO. 1: SEWAGE NETWORK-7-1.6-c | Concrete encasement 25cm (300mm) | ECH | 20 | 9 | 432.93 | 3896.37 | SC_Supply/Apply | مكتب المجد للمقاولات العامة | 10 - "10 - ABOU .10 - ABOU NASSAR, AL ESSAWI & ABOU SAEDA-BILL NO. 1: SEWAGE NETWORK-7-1.6-c | Concrete encasement 25cm (300mm) | ECH | 9 | 350 | 3150 | EGP | SC_Supply/Apply
Abo Shanab El Agamien _0195 |  | RFQ-00057 | Mostafa Ramadan | Operation | 2024-02-06 | Sewerage Network-Infrastructure | Approved | 1 - Sharaf Al Deen-BILL NO. 1: SEWAGE NETWORK-13-1.6-a | Concrete encasement 25cm (200mm) | ECH | 100 | 90 | 344.22 | 30979.8 | SC_Supply/Apply | مكتب المجد للمقاولات العامة | 1 - Sharaf Al Deen-BILL NO. 1: SEWAGE NETWORK-13-1.6-a | Concrete encasement 25cm (200mm) | ECH | 90 | 250 | 22500 | EGP | SC_Supply/Apply
Abo Shanab El Agamien _0195 |  | RFQ-00057 | Mostafa Ramadan | Operation | 2024-02-06 | Sewerage Network-Infrastructure | Approved | 1 - Sharaf Al Deen-BILL NO. 1: SEWAGE NETWORK-13-1.6-b | Concrete encasement 25cm (250mm) | ECH | 50 | 45 | 411.46 | 18515.7 | SC_Supply/Apply | مكتب المجد للمقاولات العامة | 1 - Sharaf Al Deen-BILL NO. 1: SEWAGE NETWORK-13-1.6-b | Concrete encasement 25cm (250mm) | ECH | 45 | 300 | 13500 | EGP | SC_Supply/Apply
Abo Shanab El Agamien _0195 |  | RFQ-00057 | Mostafa Ramadan | Operation | 2024-02-06 | Sewerage Network-Infrastructure | Approved | 10 - "10 - ABOU .10 - ABOU NASSAR, AL ESSAWI & ABOU SAEDA-BILL NO. 1: SEWAGE NETWORK-4-1.1.1-b.1 | *DN/ID 200 mm sewer dia pipes (SN 8) Depth to invert not exceeding 1.5 m | MTR | 2125 | 1896 | 206.08 | 390727.68 | SC_Supply/Apply | مكتب المجد للمقاولات العامة | 10 - "10 - ABOU .10 - ABOU NASSAR, AL ESSAWI & ABOU SAEDA-BILL NO. 1: SEWAGE NETWORK-4-1.1.1-b.1 | *DN/ID 200 mm sewer dia pipes (SN 8) Depth to invert not exceeding 1.5 m | MTR | 1896 | 330 | 625680 | EGP | SC_Supply/Apply
Abo Shanab El Agamien _0195 |  | RFQ-00057 | Mostafa Ramadan | Operation | 2024-02-06 | Sewerage Network-Infrastructure | Approved | 2 - 2- Iz. Kariman Sednaoui.2- Iz. Kariman Sednaoui-BILL NO. 1: SEWAGE NETWORK-4-1.1.1-a.1 | *DN/ID 200 mm sewer dia pipes (SN 8) Depth to invert not exceeding 1.5 m | MTR | 1700 | 1500 | 206.08 | 309120 | SC_Supply/Apply | مكتب المجد للمقاولات العامة | 2 - 2- Iz. Kariman Sednaoui.2- Iz. Kariman Sednaoui-BILL NO. 1: SEWAGE NETWORK-4-1.1.1-a.1 | *DN/ID 200 mm sewer dia pipes (SN 8) Depth to invert not exceeding 1.5 m | MTR | 1500 | 330 | 495000 | EGP | SC_Supply/Apply
Abo Shanab El Agamien _0195 |  | RFQ-00057 | Mostafa Ramadan | Operation | 2024-02-06 | Sewerage Network-Infrastructure | Approved | 4 - 4-Iz. Al Biltaji.4-Iz. Al Biltaji-BILL NO. 1: SEWAGE NETWORK-4-1.1.1-b.1 | *DN/ID 200 mm sewer dia pipes (SN 8) Depth to invert not exceeding 1.5 m | MTR | 1300 | 1000 | 206.08 | 206080 | SC_Supply/Apply | مكتب المجد للمقاولات العامة | 4 - 4-Iz. Al Biltaji.4-Iz. Al Biltaji-BILL NO. 1: SEWAGE NETWORK-4-1.1.1-b.1 | *DN/ID 200 mm sewer dia pipes (SN 8) Depth to invert not exceeding 1.5 m | MTR | 1000 | 330 | 330000 | EGP | SC_Supply/Apply
Abo Shanab El Agamien _0195 |  | RFQ-00057 | Mostafa Ramadan | Operation | 2024-02-06 | Sewerage Network-Infrastructure | Approved | 1 - Sharaf Al Deen-BILL NO. 1: SEWAGE NETWORK-9-1.1.1-b.1 | *DN/ID 200 mm sewer dia pipes (SN 8) Depth to invert not exceeding 1.5 m | MTR | 2100 | 1800 | 206.08 | 370944 | SC_Supply/Apply | مكتب المجد للمقاولات العامة | 1 - Sharaf Al Deen-BILL NO. 1: SEWAGE NETWORK-9-1.1.1-b.1 | *DN/ID 200 mm sewer dia pipes (SN 8) Depth to invert not exceeding 1.5 m | MTR | 1800 | 330 | 594000 | EGP | SC_Supply/Apply
Abo Shanab El Agamien _0195 |  | RFQ-00057 | Mostafa Ramadan | Operation | 2024-02-06 | Sewerage Network-Infrastructure | Approved | 6 - 6-Huwaydi Village.6-Huwaydi Village-BILL NO. 1: SEWAGE NETWORK-4-1.1.1-b.1 | *DN/ID 200 mm sewer dia pipes (SN 8) Depth to invert not exceeding 1.5 m | MTR | 1900 | 1600 | 206.08 | 329728 | SC_Supply/Apply | مكتب المجد للمقاولات العامة | 6 - 6-Huwaydi Village.6-Huwaydi Village-BILL NO. 1: SEWAGE NETWORK-4-1.1.1-b.1 | *DN/ID 200 mm sewer dia pipes (SN 8) Depth to invert not exceeding 1.5 m | MTR | 1600 | 330 | 528000 | EGP | SC_Supply/Apply
Abo Shanab El Agamien _0195 |  | RFQ-00057 | Mostafa Ramadan | Operation | 2024-02-06 | Sewerage Network-Infrastructure | Approved | 9 - 9-Iz. Seror.9-Iz. Seror-BILL NO. 1: SEWAGE NETWORK-4-1.1.1-b.1 | *DN/ID 200 mm sewer dia pipes (SN 8) Depth to invert not exceeding 1.5 m | MTR | 2700 | 2400 | 206.08 | 494592 | SC_Supply/Apply | مكتب المجد للمقاولات العامة | 9 - 9-Iz. Seror.9-Iz. Seror-BILL NO. 1: SEWAGE NETWORK-4-1.1.1-b.1 | *DN/ID 200 mm sewer dia pipes (SN 8) Depth to invert not exceeding 1.5 m | MTR | 2400 | 330 | 792000 | EGP | SC_Supply/Apply
Mivida BP#189 |  | RFQ-00040 | Mostafa Shourbagi | MEP (Electro Mechanical) | 2024-02-20 | Dampers | Approved | 152105.all | 160 -Curtain Blade Fire Damper Size 18" x 10" (Width x Height) With Sleeve 1.5 mm | ECH | 3 | 3 | 1113.17 | 3339.51 | SC_Supply | ZamZam | 152105.all | 160 -Curtain Blade Fire Damper Size 18" x 10" (Width x Height) With Sleeve 1.5 mm | ECH | 3 | 2776.81 | 8330.43 | EGP | SC_Supply
Mivida BP#189 |  | RFQ-00040 | Mostafa Shourbagi | MEP (Electro Mechanical) | 2024-02-20 | Dampers | Approved | 152105.all | 160 -Curtain Blade Fire Damper Size 20" x 10" (Width x Height) With Sleeve 1.5 mm | ECH | 3 | 3 | 1162.23 | 3486.69 | SC_Supply | ZamZam | 152105.all | 160 -Curtain Blade Fire Damper Size 20" x 10" (Width x Height) With Sleeve 1.5 mm | ECH | 3 | 2899.19 | 8697.57 | EGP | SC_Supply
Mivida BP#189 |  | RFQ-00040 | Mostafa Shourbagi | MEP (Electro Mechanical) | 2024-02-20 | Dampers | Approved | 152105.all | 160 -Curtain Blade Fire Damper Size 14" X 4" (Width x Height) With Sleeve 1.5 mm | ECH | 1 | 1 | 730.25 | 730.25 | SC_Supply | ZamZam | 152105.all | 160 -Curtain Blade Fire Damper Size 14" X 4" (Width x Height) With Sleeve 1.5 mm | ECH | 1 | 1821.61 | 1821.61 | EGP | SC_Supply
Mivida BP#189 |  | RFQ-00040 | Mostafa Shourbagi | MEP (Electro Mechanical) | 2024-02-20 | Dampers | Approved | 152105.all | 160 -Curtain Blade Fire Damper Size 6" x 4" (Width x Height) With Sleeve 1.5 mm | ECH | 18 | 18 | 714.18 | 12855.24 | SC_Supply | ZamZam | 152105.all | 160 -Curtain Blade Fire Damper Size 6" x 4" (Width x Height) With Sleeve 1.5 mm | ECH | 18 | 1781.54 | 32067.72 | EGP | SC_Supply
Mivida BP#189 |  | RFQ-00040 | Mostafa Shourbagi | MEP (Electro Mechanical) | 2024-02-20 | Dampers | Approved | 152105.all | 160 -Curtain Blade Fire Damper Size 8" x 6" (Width x Height) With Sleeve 1.5 mm | ECH | 4 | 4 | 714.18 | 2856.72 | SC_Supply | ZamZam | 152105.all | 160 -Curtain Blade Fire Damper Size 8" x 6" (Width x Height) With Sleeve 1.5 mm | ECH | 4 | 1781.54 | 7126.16 | EGP | SC_Supply
Mivida BP#189 |  | RFQ-00040 | Mostafa Shourbagi | MEP (Electro Mechanical) | 2024-02-20 | Dampers | Approved | 152105.all | 160 -Curtain Blade Fire Damper Size 14" X 6" (Width x Height) With Sleeve 1.5 mm | ECH | 1 | 1 | 857.89 | 857.89 | SC_Supply | ZamZam | 152105.all | 160 -Curtain Blade Fire Damper Size 14" X 6" (Width x Height) With Sleeve 1.5 mm | ECH | 1 | 2140.01 | 2140.01 | EGP | SC_Supply
Mivida BP#189 |  | RFQ-00040 | Mostafa Shourbagi | MEP (Electro Mechanical) | 2024-02-20 | Dampers | Approved | 152105.all | 160 -Curtain Blade Fire Damper Size 28" X 6" (Width x Height) With Sleeve 1.5 mm | ECH | 1 | 1 | 1084.95 | 1084.95 | SC_Supply | ZamZam | 152105.all | 160 -Curtain Blade Fire Damper Size 28" X 6" (Width x Height) With Sleeve 1.5 mm | ECH | 1 | 2706.42 | 2706.42 | EGP | SC_Supply
Mivida BP#189 |  | RFQ-00040 | Mostafa Shourbagi | MEP (Electro Mechanical) | 2024-02-20 | Dampers | Approved | 152105.all | 160 -Curtain Blade Fire Damper Size 30" x 10" (Width x Height) With Sleeve 1.5 mm | ECH | 1 | 1 | 1377.57 | 1377.57 | SC_Supply | ZamZam | 152105.all | 160 -Curtain Blade Fire Damper Size 30" x 10" (Width x Height) With Sleeve 1.5 mm | ECH | 1 | 3436.36 | 3436.36 | EGP | SC_Supply
Mivida BP#189 |  | RFQ-00040 | Mostafa Shourbagi | MEP (Electro Mechanical) | 2024-02-20 | Dampers | Approved | 152105.all | 160 -Curtain Blade Fire Damper Size 20" x 14" (Width x Height) With Sleeve 1.5 mm | ECH | 6 | 6 | 1111.87 | 6671.22 | SC_Supply | ZamZam | 152105.all | 160 -Curtain Blade Fire Damper Size 20" x 14" (Width x Height) With Sleeve 1.5 mm | ECH | 6 | 2773.56 | 16641.36 | EGP | SC_Supply
Mivida BP#189 |  | RFQ-00040 | Mostafa Shourbagi | MEP (Electro Mechanical) | 2024-02-20 | Dampers | Approved | 152105.all | 160 -Curtain Blade Fire Damper Size 16" x 14" (Width x Height) With Sleeve 1.5 mm | ECH | 1 | 1 | 1011.58 | 1011.58 | SC_Supply | ZamZam | 152105.all | 160 -Curtain Blade Fire Damper Size 16" x 14" (Width x Height) With Sleeve 1.5 mm | ECH | 1 | 2523.39 | 2523.39 | EGP | SC_Supply
Abo Shanab El Agamien _0195 |  | RFQ-00057 | Mostafa Ramadan | Operation | 2024-02-06 | Sewerage Network-Infrastructure | Approved | 3 - 3- Iz.Junaidi Wisa & Iz. Zaki W.3- Iz.Junaidi Wisa & Iz. Zaki Wisa-BILL NO. 1: SEWAGE NETWORK-4-1.1.1-b.1 | *DN/ID 200 mm sewer dia pipes (SN 8) Depth to invert not exceeding 1.5 m | MTR | 1500 | 1200 | 206.08 | 247296 | SC_Supply/Apply | مكتب المجد للمقاولات العامة | 3 - 3- Iz.Junaidi Wisa & Iz. Zaki W.3- Iz.Junaidi Wisa & Iz. Zaki Wisa-BILL NO. 1: SEWAGE NETWORK-4-1.1.1-b.1 | *DN/ID 200 mm sewer dia pipes (SN 8) Depth to invert not exceeding 1.5 m | MTR | 1200 | 330 | 396000 | EGP | SC_Supply/Apply
Abo Shanab El Agamien _0195 |  | RFQ-00057 | Mostafa Ramadan | Operation | 2024-02-06 | Sewerage Network-Infrastructure | Approved | 6 - 6-Huwaydi Village.6-Huwaydi Village-BILL NO. 1: SEWAGE NETWORK-4-1.1.1-e.1 | DN/ID 400 mm dia sewer pipes (SN 8) Ditto, depth to invert between 2.5 m and 3.50 m | MTR | 270 | 247 | 448.39 | 110752.33 | SC_Supply/Apply | مكتب المجد للمقاولات العامة | 6 - 6-Huwaydi Village.6-Huwaydi Village-BILL NO. 1: SEWAGE NETWORK-4-1.1.1-e.1 | DN/ID 400 mm dia sewer pipes (SN 8) Ditto, depth to invert between 2.5 m and 3.50 m | MTR | 247 | 850 | 209950 | EGP | SC_Supply/Apply
Abo Shanab El Agamien _0195 |  | RFQ-00057 | Mostafa Ramadan | Operation | 2024-02-06 | Sewerage Network-Infrastructure | Approved | 10 - "10 - ABOU .10 - ABOU NASSAR, AL ESSAWI & ABOU SAEDA-BILL NO. 1: SEWAGE NETWORK-4-1.1.1-e.1 | DN/ID 400 mm dia sewer pipes (SN 8) Ditto, depth to invert between 3.51 m and 4.50 m | MTR | 30 | 30 | 547.04 | 16411.2 | SC_Supply/Apply | مكتب المجد للمقاولات العامة | 10 - "10 - ABOU .10 - ABOU NASSAR, AL ESSAWI & ABOU SAEDA-BILL NO. 1: SEWAGE NETWORK-4-1.1.1-e.1 | DN/ID 400 mm dia sewer pipes (SN 8) Ditto, depth to invert between 3.51 m and 4.50 m | MTR | 30 | 1100 | 33000 | EGP | SC_Supply/Apply
Abo Shanab El Agamien _0195 |  | RFQ-00057 | Mostafa Ramadan | Operation | 2024-02-06 | Sewerage Network-Infrastructure | Approved | 5 - 5-Tahawi Village.5-Tahawi Village-BILL NO. 1: SEWAGE NETWORK-4-1.1.1-c.5 | *DN/ID 250 mm dia sewer pipes (SN 8) Ditto, depth to invert between 4.51 m and 5.50 m | MTR | 90 | 90 | 558.95 | 50305.5 | SC_Supply/Apply | مكتب المجد للمقاولات العامة | 5 - 5-Tahawi Village.5-Tahawi Village-BILL NO. 1: SEWAGE NETWORK-4-1.1.1-c.5 | *DN/ID 250 mm dia sewer pipes (SN 8) Ditto, depth to invert between 4.51 m and 5.50 m | MTR | 90 | 1000 | 90000 | EGP | SC_Supply/Apply
Abo Shanab El Agamien _0195 |  | RFQ-00057 | Mostafa Ramadan | Operation | 2024-02-06 | Sewerage Network-Infrastructure | Approved | 5 - 5-Tahawi Village.5-Tahawi Village-BILL NO. 1: SEWAGE NETWORK-4-1.1.1-c.3 | *DN/ID 250 mm dia sewer pipes (SN 8) Ditto, depth to invert between 2.51 m and 3.50 m | MTR | 450 | 450 | 385.25 | 173362.5 | SC_Supply/Apply | مكتب المجد للمقاولات العامة | 5 - 5-Tahawi Village.5-Tahawi Village-BILL NO. 1: SEWAGE NETWORK-4-1.1.1-c.3 | *DN/ID 250 mm dia sewer pipes (SN 8) Ditto, depth to invert between 2.51 m and 3.50 m | MTR | 450 | 620 | 279000 | EGP | SC_Supply/Apply
Abo Shanab El Agamien _0195 |  | RFQ-00057 | Mostafa Ramadan | Operation | 2024-02-06 | Sewerage Network-Infrastructure | Approved | 8 - 8-Iz. Abd Al-Qawy Salem & Iz. Z.8-Iz. Abd Al-Qawy Salem & Iz. Zaraby-BILL NO. 1: SEWAGE NETWORK-4-1.1.1-c.3 | *DN/ID 250 mm dia sewer pipes (SN 8) Ditto, depth to invert between 2.51 m and 3.50 m | MTR | 450 | 19 | 385.25 | 7319.75 | SC_Supply/Apply | مكتب المجد للمقاولات العامة | 8 - 8-Iz. Abd Al-Qawy Salem & Iz. Z.8-Iz. Abd Al-Qawy Salem & Iz. Zaraby-BILL NO. 1: SEWAGE NETWORK-4-1.1.1-c.3 | *DN/ID 250 mm dia sewer pipes (SN 8) Ditto, depth to invert between 2.51 m and 3.50 m | MTR | 19 | 620 | 11780 | EGP | SC_Supply/Apply
Abo Shanab El Agamien _0195 |  | RFQ-00057 | Mostafa Ramadan | Operation | 2024-02-06 | Sewerage Network-Infrastructure | Approved | 5 - 5-Tahawi Village.5-Tahawi Village-BILL NO. 1: SEWAGE NETWORK-4-1.1.1-c.2 | *DN/ID 250 mm dia sewer pipes (SN 8) Depth to invert between 1.51 m and 2.50 m | MTR | 650 | 214 | 310.9 | 66532.6 | SC_Supply/Apply | مكتب المجد للمقاولات العامة | 5 - 5-Tahawi Village.5-Tahawi Village-BILL NO. 1: SEWAGE NETWORK-4-1.1.1-c.2 | *DN/ID 250 mm dia sewer pipes (SN 8) Depth to invert between 1.51 m and 2.50 m | MTR | 214 | 500 | 107000 | EGP | SC_Supply/Apply
Abo Shanab El Agamien _0195 |  | RFQ-00057 | Mostafa Ramadan | Operation | 2024-02-06 | Sewerage Network-Infrastructure | Approved | 7 - 7-Iz. Raslan & Iz. Mokhtar Eiss.7-Iz. Raslan & Iz. Mokhtar Eissa-BILL NO. 1: SEWAGE NETWORK-4-1.1.1-c.5 | *DN/ID 250 mm dia sewer pipes (SN 8) Ditto, depth to invert between 4.51 m and 5.50 m | MTR | 15 | 7 | 558.95 | 3912.65 | SC_Supply/Apply | مكتب المجد للمقاولات العامة | 7 - 7-Iz. Raslan & Iz. Mokhtar Eiss.7-Iz. Raslan & Iz. Mokhtar Eissa-BILL NO. 1: SEWAGE NETWORK-4-1.1.1-c.5 | *DN/ID 250 mm dia sewer pipes (SN 8) Ditto, depth to invert between 4.51 m and 5.50 m | MTR | 7 | 1000 | 7000 | EGP | SC_Supply/Apply
Abo Shanab El Agamien _0195 |  | RFQ-00057 | Mostafa Ramadan | Operation | 2024-02-06 | Sewerage Network-Infrastructure | Approved | 8 - 8-Iz. Abd Al-Qawy Salem & Iz. Z.8-Iz. Abd Al-Qawy Salem & Iz. Zaraby-BILL NO. 1: SEWAGE NETWORK-4-1.1.1-d.2 | *DN/ID 300 mm dia sewer pipes (SN 8) Ditto, depth to invert between 3.51 m and 4.50 m | MTR | 530 | 450 | 461.63 | 207733.5 | SC_Supply/Apply | مكتب المجد للمقاولات العامة | 8 - 8-Iz. Abd Al-Qawy Salem & Iz. Z.8-Iz. Abd Al-Qawy Salem & Iz. Zaraby-BILL NO. 1: SEWAGE NETWORK-4-1.1.1-d.2 | *DN/ID 300 mm dia sewer pipes (SN 8) Ditto, depth to invert between 3.51 m and 4.50 m | MTR | 450 | 1000 | 450000 | EGP | SC_Supply/Apply
Abo Shanab El Agamien _0195 |  | RFQ-00057 | Mostafa Ramadan | Operation | 2024-02-06 | Sewerage Network-Infrastructure | Approved | 5 - 5-Tahawi Village.5-Tahawi Village-BILL NO. 1: SEWAGE NETWORK-4-1.1.1-d.2 | *DN/ID 300 mm dia sewer pipes (SN 8) Ditto, depth to invert between3.51 m and 4.50 m | MTR | 150 | 150 | 461.63 | 69244.5 | SC_Supply/Apply | مكتب المجد للمقاولات العامة | 5 - 5-Tahawi Village.5-Tahawi Village-BILL NO. 1: SEWAGE NETWORK-4-1.1.1-d.2 | *DN/ID 300 mm dia sewer pipes (SN 8) Ditto, depth to invert between3.51 m and 4.50 m | MTR | 150 | 1000 | 150000 | EGP | SC_Supply/Apply
Abo Shanab El Agamien _0195 |  | RFQ-00057 | Mostafa Ramadan | Operation | 2024-02-06 | Sewerage Network-Infrastructure | Approved | 5 - 5-Tahawi Village.5-Tahawi Village-BILL NO. 1: SEWAGE NETWORK-4-1.1.1-d.1 | *DN/ID 300 mm dia sewer pipes (SN 8) Ditto, depth to invert between 2.5 m and 3.50 m | MTR | 310 | 179 | 386.73 | 69224.67 | SC_Supply/Apply | مكتب المجد للمقاولات العامة | 5 - 5-Tahawi Village.5-Tahawi Village-BILL NO. 1: SEWAGE NETWORK-4-1.1.1-d.1 | *DN/ID 300 mm dia sewer pipes (SN 8) Ditto, depth to invert between 2.5 m and 3.50 m | MTR | 179 | 800 | 143200 | EGP | SC_Supply/Apply
Mivida BP#189 |  | RFQ-00040 | Mostafa Shourbagi | MEP (Electro Mechanical) | 2024-02-20 | Dampers | Approved | 152105.all | 160 -Galvanized Steel volume damper Size 250 x 100 mm (10" x 4") | ECH | 12 | 12 | 253.55 | 3042.6 | SC_Supply | ZamZam | 152105.all | 160 -Galvanized Steel volume damper Size 250 x 100 mm (10" x 4") | ECH | 12 | 632.47 | 7589.64 | EGP | SC_Supply
Mivida BP#189 |  | RFQ-00040 | Mostafa Shourbagi | MEP (Electro Mechanical) | 2024-02-20 | Dampers | Approved | 152105.all | 160 -Galvanized Steel volume damper Size 300 x 100 mm (12" x 4") | ECH | 1 | 1 | 303.04 | 303.04 | SC_Supply | ZamZam | 152105.all | 160 -Galvanized Steel volume damper Size 300 x 100 mm (12" x 4") | ECH | 1 | 755.93 | 755.93 | EGP | SC_Supply
Mivida BP#189 |  | RFQ-00040 | Mostafa Shourbagi | MEP (Electro Mechanical) | 2024-02-20 | Dampers | Approved | 152105.all | 160 -Galvanized Steel volume damper Size 300 x 150 mm (12" x 6") | ECH | 1 | 1 | 403.76 | 403.76 | SC_Supply | ZamZam | 152105.all | 160 -Galvanized Steel volume damper Size 300 x 150 mm (12" x 6") | ECH | 1 | 1007.19 | 1007.19 | EGP | SC_Supply
Mivida BP#189 |  | RFQ-00040 | Mostafa Shourbagi | MEP (Electro Mechanical) | 2024-02-20 | Dampers | Approved | 152105.all | 160 -Galvanized Steel volume damper Size 300 x 250 mm (12" x 10") | ECH | 2 | 2 | 537.48 | 1074.96 | SC_Supply | ZamZam | 152105.all | 160 -Galvanized Steel volume damper Size 300 x 250 mm (12" x 10") | ECH | 2 | 1340.75 | 2681.5 | EGP | SC_Supply
Mivida BP#189 |  | RFQ-00040 | Mostafa Shourbagi | MEP (Electro Mechanical) | 2024-02-20 | Dampers | Approved | 152105.all | 160 -Galvanized Steel volume damper Size 350 x 100 mm (14" x 4") | ECH | 2 | 2 | 340.81 | 681.62 | SC_Supply | ZamZam | 152105.all | 160 -Galvanized Steel volume damper Size 350 x 100 mm (14" x 4") | ECH | 2 | 850.16 | 1700.32 | EGP | SC_Supply
Mivida BP#189 |  | RFQ-00040 | Mostafa Shourbagi | MEP (Electro Mechanical) | 2024-02-20 | Dampers | Approved | 152105.all | 160 -Galvanized Steel volume damper Size 350 x 150 mm (14" x 6") | ECH | 1 | 1 | 441.97 | 441.97 | SC_Supply | ZamZam | 152105.all | 160 -Galvanized Steel volume damper Size 350 x 150 mm (14" x 6") | ECH | 1 | 1102.49 | 1102.49 | EGP | SC_Supply
Mivida BP#189 |  | RFQ-00040 | Mostafa Shourbagi | MEP (Electro Mechanical) | 2024-02-20 | Dampers | Approved | 152105.all | 160 -Galvanized Steel volume damper Size 350 x 250 mm (14" x 10") | ECH | 1 | 1 | 584.81 | 584.81 | SC_Supply | ZamZam | 152105.all | 160 -Galvanized Steel volume damper Size 350 x 250 mm (14" x 10") | ECH | 1 | 1458.8 | 1458.8 | EGP | SC_Supply
Mivida BP#189 |  | RFQ-00040 | Mostafa Shourbagi | MEP (Electro Mechanical) | 2024-02-20 | Dampers | Approved | 152105.all | 160 -Galvanized Steel volume damper Size 200 x 250 mm (8" x 10") | ECH | 20 | 20 | 430.25 | 8605 | SC_Supply | ZamZam | 152105.all | 160 -Galvanized Steel volume damper Size 200 x 250 mm (8" x 10") | ECH | 20 | 1073.25 | 21465 | EGP | SC_Supply
Mivida BP#189 |  | RFQ-00040 | Mostafa Shourbagi | MEP (Electro Mechanical) | 2024-02-20 | Dampers | Approved | 152105.all | 160 -Galvanized Steel volume damper Size 400 x 150 mm (16" x 6") | ECH | 10 | 10 | 477.57 | 4775.7 | SC_Supply | ZamZam | 152105.all | 160 -Galvanized Steel volume damper Size 400 x 150 mm (16" x 6") | ECH | 10 | 1191.3 | 11913 | EGP | SC_Supply
Mivida BP#189 |  | RFQ-00040 | Mostafa Shourbagi | MEP (Electro Mechanical) | 2024-02-20 | Dampers | Approved | 152105.all | 160 -Galvanized Steel volume damper Size 400 x 200 mm (16" x 8") | ECH | 3 | 3 | 556.15 | 1668.45 | SC_Supply | ZamZam | 152105.all | 160 -Galvanized Steel volume damper Size 400 x 200 mm (16" x 8") | ECH | 3 | 1387.32 | 4161.96 | EGP | SC_Supply
Mivida BP#189 |  | RFQ-00040 | Mostafa Shourbagi | MEP (Electro Mechanical) | 2024-02-20 | Dampers | Approved | 152105.all | 160 -Galvanized Steel volume damper Size 450 x 150 mm (18" x 6") | ECH | 2 | 2 | 507.96 | 1015.92 | SC_Supply | ZamZam | 152105.all | 160 -Galvanized Steel volume damper Size 450 x 150 mm (18" x 6") | ECH | 2 | 1267.11 | 2534.22 | EGP | SC_Supply
Mivida BP#189 |  | RFQ-00040 | Mostafa Shourbagi | MEP (Electro Mechanical) | 2024-02-20 | Dampers | Approved | 152105.all | 160 -Galvanized Steel volume damper Size 450 x 200 mm (18" x 8") | ECH | 1 | 1 | 593.05 | 593.05 | SC_Supply | ZamZam | 152105.all | 160 -Galvanized Steel volume damper Size 450 x 200 mm (18" x 8") | ECH | 1 | 1479.38 | 1479.38 | EGP | SC_Supply
Mivida BP#189 |  | RFQ-00040 | Mostafa Shourbagi | MEP (Electro Mechanical) | 2024-02-20 | Dampers | Approved | 152105.all | 160 -Galvanized Steel volume damper Size 500 x 150 mm (20" x 6") | ECH | 1 | 1 | 537.48 | 537.48 | SC_Supply | ZamZam | 152105.all | 160 -Galvanized Steel volume damper Size 500 x 150 mm (20" x 6") | ECH | 1 | 1340.75 | 1340.75 | EGP | SC_Supply
Mivida BP#189 |  | RFQ-00040 | Mostafa Shourbagi | MEP (Electro Mechanical) | 2024-02-20 | Dampers | Approved | 152105.all | 160 -Galvanized Steel volume damper Size 550 x 150 mm (22" x 6") | ECH | 2 | 2 | 564.83 | 1129.66 | SC_Supply | ZamZam | 152105.all | 160 -Galvanized Steel volume damper Size 550 x 150 mm (22" x 6") | ECH | 2 | 1408.98 | 2817.96 | EGP | SC_Supply
Mivida BP#189 |  | RFQ-00040 | Mostafa Shourbagi | MEP (Electro Mechanical) | 2024-02-20 | Dampers | Approved | 152105.all | 160 -Galvanized Steel volume damper Size 600 x 200 mm (24" x 8") | ECH | 1 | 1 | 707.24 | 707.24 | SC_Supply | ZamZam | 152105.all | 160 -Galvanized Steel volume damper Size 600 x 200 mm (24" x 8") | ECH | 1 | 1764.21 | 1764.21 | EGP | SC_Supply
Mivida BP#189 |  | RFQ-00040 | Mostafa Shourbagi | MEP (Electro Mechanical) | 2024-02-20 | Dampers | Approved | 152105.all | 160 -Galvanized Steel volume damper Size 700 x 150 mm (28" x 6") | ECH | 1 | 1 | 650.36 | 650.36 | SC_Supply | ZamZam | 152105.all | 160 -Galvanized Steel volume damper Size 700 x 150 mm (28" x 6") | ECH | 1 | 1622.33 | 1622.33 | EGP | SC_Supply
Mivida BP#189 |  | RFQ-00040 | Mostafa Shourbagi | MEP (Electro Mechanical) | 2024-02-20 | Dampers | Approved | 152105.all | 160 -Galvanized Steel volume damper Size 750 x 250 mm (30" x 10") | ECH | 1 | 1 | 904.34 | 904.34 | SC_Supply | ZamZam | 152105.all | 160 -Galvanized Steel volume damper Size 750 x 250 mm (30" x 10") | ECH | 1 | 2255.89 | 2255.89 | EGP | SC_Supply
Mivida BP#189 |  | RFQ-00040 | Mostafa Shourbagi | MEP (Electro Mechanical) | 2024-02-20 | Dampers | Approved | 152105.all | 160 -Galvanized Steel volume damper Size 750 x 500 mm (30" x 20") | ECH | 1 | 1 | 1398.41 | 1398.41 | SC_Supply | ZamZam | 152105.all | 160 -Galvanized Steel volume damper Size 750 x 500 mm (30" x 20") | ECH | 1 | 3488.34 | 3488.34 | EGP | SC_Supply
Katameya Creeks |  | RFQ-00024 | Peter Rafaat | MEP (Electro Mechanical) | 2024-03-17 | Supply Fire Alarm (Detectors+horn+modules) | Approved | FIREALARM 1E.Basement.1-8 | Supply and install Fire alarm bell with Strob light. | ECH | 3 | 3 | 2740 | 8220 | SC_Supply/Apply | نيبتون للمقاولات | FIREALARM 1E.Basement.1-8 | Supply and install Fire alarm bell with Strob light. | ECH | 3 | 73.54 | 220.62 | EGP | SC_Supply/Apply
Katameya Creeks |  | RFQ-00024 | Peter Rafaat | MEP (Electro Mechanical) | 2024-03-17 | Supply Fire Alarm (Detectors+horn+modules) | Approved | 7G FIREALARM.Basement.1-9 | Supply and install control module for exhaust fan. | ECH | 1 | 1 | 1080 | 1080 | SC_Supply/Apply | نيبتون للمقاولات | 7G FIREALARM.Basement.1-9 | Supply and install control module for exhaust fan. | ECH | 1 | 127.08 | 127.08 | EGP | SC_Supply/Apply
Katameya Creeks |  | RFQ-00024 | Peter Rafaat | MEP (Electro Mechanical) | 2024-03-17 | Supply Fire Alarm (Detectors+horn+modules) | Approved | 8E FIREALARM.Basement.1-9 | Supply and install control module for exhaust fan. | ECH | 1 | 1 | 1080 | 1080 | SC_Supply/Apply | نيبتون للمقاولات | 8E FIREALARM.Basement.1-9 | Supply and install control module for exhaust fan. | ECH | 1 | 127.08 | 127.08 | EGP | SC_Supply/Apply
Katameya Creeks |  | RFQ-00024 | Peter Rafaat | MEP (Electro Mechanical) | 2024-03-17 | Supply Fire Alarm (Detectors+horn+modules) | Approved | FIREALARM 11D1.Basement.1-9 | Supply and install control module for exhaust fan. | ECH | 1 | 1 | 1080 | 1080 | SC_Supply/Apply | نيبتون للمقاولات | FIREALARM 11D1.Basement.1-9 | Supply and install control module for exhaust fan. | ECH | 1 | 127.08 | 127.08 | EGP | SC_Supply/Apply
Katameya Creeks |  | RFQ-00024 | Peter Rafaat | MEP (Electro Mechanical) | 2024-03-17 | Supply Fire Alarm (Detectors+horn+modules) | Approved | 6G1 FIREALARM.Basement.1-9 | Supply and install control module for exhaust fan. | ECH | 1 | 1 | 1022 | 1022 | SC_Supply/Apply | نيبتون للمقاولات | 6G1 FIREALARM.Basement.1-9 | Supply and install control module for exhaust fan. | ECH | 1 | 127.08 | 127.08 | EGP | SC_Supply/Apply
Katameya Creeks |  | RFQ-00024 | Peter Rafaat | MEP (Electro Mechanical) | 2024-03-17 | Supply Fire Alarm (Detectors+horn+modules) | Approved | FIREALARM 12E.Basement.1-9 | Supply and install control module for exhaust fan. | ECH | 1 | 1 | 1080 | 1080 | SC_Supply/Apply | نيبتون للمقاولات | FIREALARM 12E.Basement.1-9 | Supply and install control module for exhaust fan. | ECH | 1 | 127.08 | 127.08 | EGP | SC_Supply/Apply
Katameya Creeks |  | RFQ-00024 | Peter Rafaat | MEP (Electro Mechanical) | 2024-03-17 | Supply Fire Alarm (Detectors+horn+modules) | Approved | FIREALARM 14F.Basement.1-9 | Supply and install control module for exhaust fan. | ECH | 1 | 1 | 1080 | 1080 | SC_Supply/Apply | نيبتون للمقاولات | FIREALARM 14F.Basement.1-9 | Supply and install control module for exhaust fan. | ECH | 1 | 127.08 | 127.08 | EGP | SC_Supply/Apply
Katameya Creeks |  | RFQ-00024 | Peter Rafaat | MEP (Electro Mechanical) | 2024-03-17 | Supply Fire Alarm (Detectors+horn+modules) | Approved | FIREALARM 5 E.Basement.1-9 | Supply and install control module for exhaust fan. | ECH | 1 | 1 | 1080 | 1080 | SC_Supply/Apply | نيبتون للمقاولات | FIREALARM 5 E.Basement.1-9 | Supply and install control module for exhaust fan. | ECH | 1 | 127.08 | 127.08 | EGP | SC_Supply/Apply
Katameya Creeks |  | RFQ-00024 | Peter Rafaat | MEP (Electro Mechanical) | 2024-03-17 | Supply Fire Alarm (Detectors+horn+modules) | Approved | FIREALARM 9D1.Basement.1-9 | Supply and install control module for exhaust fan. | ECH | 1 | 1 | 1080 | 1080 | SC_Supply/Apply | نيبتون للمقاولات | FIREALARM 9D1.Basement.1-9 | Supply and install control module for exhaust fan. | ECH | 1 | 127.08 | 127.08 | EGP | SC_Supply/Apply
Katameya Creeks |  | RFQ-00024 | Peter Rafaat | MEP (Electro Mechanical) | 2024-03-17 | Supply Fire Alarm (Detectors+horn+modules) | Approved | FIREALARM 21D.Basement.1-9 | Supply and install control module for exhaust fan. | ECH | 1 | 1 | 1080 | 1080 | SC_Supply/Apply | نيبتون للمقاولات | FIREALARM 21D.Basement.1-9 | Supply and install control module for exhaust fan. | ECH | 1 | 127.08 | 127.08 | EGP | SC_Supply/Apply
Katameya Creeks |  | RFQ-00024 | Peter Rafaat | MEP (Electro Mechanical) | 2024-03-17 | Supply Fire Alarm (Detectors+horn+modules) | Approved | FIREALARM20 G.Basement.1-9 | Supply and install control module for exhaust fan. | ECH | 1 | 1 | 1080 | 1080 | SC_Supply/Apply | نيبتون للمقاولات | FIREALARM20 G.Basement.1-9 | Supply and install control module for exhaust fan. | ECH | 1 | 127.08 | 127.08 | EGP | SC_Supply/Apply
Katameya Creeks |  | RFQ-00024 | Peter Rafaat | MEP (Electro Mechanical) | 2024-03-17 | Supply Fire Alarm (Detectors+horn+modules) | Approved | FIREALARM 17D.Basement.1-9 | Supply and install control module for exhaust fan. | ECH | 1 | 1 | 1080 | 1080 | SC_Supply/Apply | نيبتون للمقاولات | FIREALARM 17D.Basement.1-9 | Supply and install control module for exhaust fan. | ECH | 1 | 127.08 | 127.08 | EGP | SC_Supply/Apply
Katameya Creeks |  | RFQ-00024 | Peter Rafaat | MEP (Electro Mechanical) | 2024-03-17 | Supply Fire Alarm (Detectors+horn+modules) | Approved | FIREALARM 19D.Basement.1-9 | Supply and install control module for exhaust fan. | ECH | 1 | 1 | 1080 | 1080 | SC_Supply/Apply | نيبتون للمقاولات | FIREALARM 19D.Basement.1-9 | Supply and install control module for exhaust fan. | ECH | 1 | 127.08 | 127.08 | EGP | SC_Supply/Apply
Katameya Creeks |  | RFQ-00024 | Peter Rafaat | MEP (Electro Mechanical) | 2024-03-17 | Supply Fire Alarm (Detectors+horn+modules) | Approved | FIREALARM 10 G.Basement.1-9 | Supply and install control module for exhaust fan. | ECH | 1 | 1 | 1080 | 1080 | SC_Supply/Apply | نيبتون للمقاولات | FIREALARM 10 G.Basement.1-9 | Supply and install control module for exhaust fan. | ECH | 1 | 127.08 | 127.08 | EGP | SC_Supply/Apply
Katameya Creeks |  | RFQ-00024 | Peter Rafaat | MEP (Electro Mechanical) | 2024-03-17 | Supply Fire Alarm (Detectors+horn+modules) | Approved | FIREALARM 2D.Basement.1-9 | Supply and install control module for exhaust fan. | ECH | 1 | 1 | 1080 | 1080 | SC_Supply/Apply | نيبتون للمقاولات | FIREALARM 2D.Basement.1-9 | Supply and install control module for exhaust fan. | ECH | 1 | 127.08 | 127.08 | EGP | SC_Supply/Apply
Katameya Creeks |  | RFQ-00024 | Peter Rafaat | MEP (Electro Mechanical) | 2024-03-17 | Supply Fire Alarm (Detectors+horn+modules) | Approved | FIREALARM 22E.Basement.1-9 | Supply and install control module for exhaust fan. | ECH | 1 | 1 | 1080 | 1080 | SC_Supply/Apply | نيبتون للمقاولات | FIREALARM 22E.Basement.1-9 | Supply and install control module for exhaust fan. | ECH | 1 | 127.08 | 127.08 | EGP | SC_Supply/Apply
Katameya Creeks |  | RFQ-00024 | Peter Rafaat | MEP (Electro Mechanical) | 2024-03-17 | Supply Fire Alarm (Detectors+horn+modules) | Approved | FIREALARM 13G.Basement.1-9 | Supply and install control module for exhaust fan. | ECH | 1 | 1 | 1080 | 1080 | SC_Supply/Apply | نيبتون للمقاولات | FIREALARM 13G.Basement.1-9 | Supply and install control module for exhaust fan. | ECH | 1 | 127.08 | 127.08 | EGP | SC_Supply/Apply
Katameya Creeks |  | RFQ-00024 | Peter Rafaat | MEP (Electro Mechanical) | 2024-03-17 | Supply Fire Alarm (Detectors+horn+modules) | Approved | FIREALARM 15D.Basement.1-9 | Supply and install control module for exhaust fan. | ECH | 1 | 1 | 1080 | 1080 | SC_Supply/Apply | نيبتون للمقاولات | FIREALARM 15D.Basement.1-9 | Supply and install control module for exhaust fan. | ECH | 1 | 127.08 | 127.08 | EGP | SC_Supply/Apply
Katameya Creeks |  | RFQ-00024 | Peter Rafaat | MEP (Electro Mechanical) | 2024-03-17 | Supply Fire Alarm (Detectors+horn+modules) | Approved | FIREALARM 18 F.Basement.1-9 | Supply and install control module for exhaust fan. | ECH | 1 | 1 | 1080 | 1080 | SC_Supply/Apply | نيبتون للمقاولات | FIREALARM 18 F.Basement.1-9 | Supply and install control module for exhaust fan. | ECH | 1 | 127.08 | 127.08 | EGP | SC_Supply/Apply
Katameya Creeks |  | RFQ-00024 | Peter Rafaat | MEP (Electro Mechanical) | 2024-03-17 | Supply Fire Alarm (Detectors+horn+modules) | Approved | FIREALARM 3H.Basement.1-9 | Supply and install control module for exhaust fan. | ECH | 1 | 1 | 1080 | 1080 | SC_Supply/Apply | نيبتون للمقاولات | FIREALARM 3H.Basement.1-9 | Supply and install control module for exhaust fan. | ECH | 1 | 127.08 | 127.08 | EGP | SC_Supply/Apply
Katameya Creeks |  | RFQ-00024 | Peter Rafaat | MEP (Electro Mechanical) | 2024-03-17 | Supply Fire Alarm (Detectors+horn+modules) | Approved | FIREALARM 1E.Basement.1-9 | Supply and install control module for exhaust fan. | ECH | 1 | 1 | 1080 | 1080 | SC_Supply/Apply | نيبتون للمقاولات | FIREALARM 1E.Basement.1-9 | Supply and install control module for exhaust fan. | ECH | 1 | 127.08 | 127.08 | EGP | SC_Supply/Apply
Katameya Creeks |  | RFQ-00024 | Peter Rafaat | MEP (Electro Mechanical) | 2024-03-17 | Supply Fire Alarm (Detectors+horn+modules) | Approved | FIREALARM 16E.Basement.1-9 | Supply and install control module for exhaust fan. | ECH | 1 | 1 | 1080 | 1080 | SC_Supply/Apply | نيبتون للمقاولات | FIREALARM 16E.Basement.1-9 | Supply and install control module for exhaust fan. | ECH | 1 | 127.08 | 127.08 | EGP | SC_Supply/Apply
Katameya Creeks |  | RFQ-00024 | Peter Rafaat | MEP (Electro Mechanical) | 2024-03-17 | Supply Fire Alarm (Detectors+horn+modules) | Approved | FIREALARM 4D.Basement.1-9 | Supply and install control module for exhaust fan. | ECH | 1 | 1 | 1022 | 1022 | SC_Supply/Apply | نيبتون للمقاولات | FIREALARM 4D.Basement.1-9 | Supply and install control module for exhaust fan. | ECH | 1 | 127.08 | 127.08 | EGP | SC_Supply/Apply
Red Sea Museum-Bab El-Bunt _K0003 |  | RFQ-00011 | Marwa Mounir | Operation | 2024-03-19 | Traverse & Survey Work | Approved | 10.22 | 5**-Red Sea Muesum Surveying Equipment - Closed Traverse | LS | 1 | 1 | 6900 | 6900 | Dep_OthDep | دار الحنيان | 10.22 | 5**-Red Sea Muesum Surveying Equipment - Closed Traverse | LS | 1 | 6000 | 6000 | SAR | Dep_OthDep
Red Sea Museum-Bab El-Bunt _K0003 |  | RFQ-00011 | Marwa Mounir | Operation | 2024-03-19 | Traverse & Survey Work | Approved | 10.22 | 5**-Red Sea Muesum Surveying works internally for the building | LS | 1 | 1 | 805 | 805 | Dep_OthDep | دار الحنيان | 10.22 | 5**-Red Sea Muesum Surveying works internally for the building | LS | 1 | 700 | 700 | SAR | Dep_OthDep
Qasr Rashwan Lot A _0207 |  | RFQ-00014 | Mostafa Shourbagi | MEP (Electro Mechanical) | 2024-02-12 | Supply of GRP Covers | Approved | 10.10 - 1. Saad Al Rouby.Saad Al Rouby-BILL NO. 1: SEWAGE NETWORK-1.2.1-b.3 | Ditto, depth to invert between 2.51 m and 3.00 m | ECH | 208 | 208 | 92.11 | 19158.88 | MAT_Raw | فالكون مصر | 10.10 - 1. Saad Al Rouby.Saad Al Rouby-BILL NO. 1: SEWAGE NETWORK-1.2.1-b.3 | Ditto, depth to invert between 2.51 m and 3.00 m | ECH | 208 | 126.32 | 26274.56 | EGP | MAT_Raw
Qasr Rashwan Lot A _0207 |  | RFQ-00014 | Mostafa Shourbagi | MEP (Electro Mechanical) | 2024-02-12 | Supply of GRP Covers | Approved | 11.10 - 2. Murad Al Gendy.Murad Al Gendy W Al Sanahra-BILL NO. 1: SEWAGE NETWORK-1.2.1-b.3 | Ditto, depth to invert between 2.51 m and 3.00 m | ECH | 260 | 260 | 92.11 | 23948.6 | MAT_Raw | فالكون مصر | 11.10 - 2. Murad Al Gendy.Murad Al Gendy W Al Sanahra-BILL NO. 1: SEWAGE NETWORK-1.2.1-b.3 | Ditto, depth to invert between 2.51 m and 3.00 m | ECH | 260 | 126.32 | 32843.2 | EGP | MAT_Raw
Qasr Rashwan Lot A _0207 |  | RFQ-00014 | Mostafa Shourbagi | MEP (Electro Mechanical) | 2024-02-12 | Supply of GRP Covers | Approved | 12.10 - 3. Manshya fanous.Mansheya Fanous-BILL NO. 1: SEWAGE NETWORK-1.2.1-b.3 | Ditto, depth to invert between 2.51 m and 3.00 m | ECH | 520 | 104 | 92.11 | 9579.44 | MAT_Raw | فالكون مصر | 12.10 - 3. Manshya fanous.Mansheya Fanous-BILL NO. 1: SEWAGE NETWORK-1.2.1-b.3 | Ditto, depth to invert between 2.51 m and 3.00 m | ECH | 104 | 126.32 | 13137.28 | EGP | MAT_Raw
Red Sea Museum-Bab El-Bunt _K0003 |  | RFQ-00002 | Marwa Mounir | Operation | 2024-02-21 | Consultancy Works | Approved | 10.22 | *Indirect - Red Sea Muesum | LS | 1 | 1 | 345000 | 345000 | Ind | MCG | 10.22 | *Indirect - Red Sea Muesum | LS | 1 | 230000 | 230000 | SAR | Ind
Qasr Rashwan - Lot B _0208 |  | RFQ-00012 | Mostafa Shourbagi | MEP (Electro Mechanical) | 2024-02-12 | Supply of GRP Covers | Approved | 13.10 - Salih Shamatah-BILL NO.1: SEWAGE NETWORK-1.2.1-b.2 | Ditto, depth to invert between 2.01 m and 2.50 m | NO | 54 | 54 | 1767.54 | 95447.16 | MAT_Raw | فالكون مصر | 13.10 - Salih Shamatah-BILL NO.1: SEWAGE NETWORK-1.2.1-b.2 | Ditto, depth to invert between 2.01 m and 2.50 m | NO | 54 | 2315.79 | 125052.66 | EGP | MAT_Raw
Qasr Rashwan - Lot B _0208 |  | RFQ-00012 | Mostafa Shourbagi | MEP (Electro Mechanical) | 2024-02-12 | Supply of GRP Covers | Approved | 14.10 - Abou Hussein-BILL NO.1 : SEWAGE NETWORK-1.2.1-b.1 | Ditto, depth to invert between 1.51 m and 2.00 m | ECH | 42 | 42 | 1767.54 | 74236.68 | MAT_Raw | فالكون مصر | 14.10 - Abou Hussein-BILL NO.1 : SEWAGE NETWORK-1.2.1-b.1 | Ditto, depth to invert between 1.51 m and 2.00 m | ECH | 42 | 2315.79 | 97263.18 | EGP | MAT_Raw
Qasr Rashwan - Lot B _0208 |  | RFQ-00012 | Mostafa Shourbagi | MEP (Electro Mechanical) | 2024-02-12 | Supply of GRP Covers | Approved | 13.10 - Salih Shamatah-BILL NO.1: SEWAGE NETWORK-1.2.1-b.1 | Ditto, depth to invert between 1.51 m and 2.00 m | ECH | 100 | 100 | 1767.54 | 176754 | MAT_Raw | فالكون مصر | 13.10 - Salih Shamatah-BILL NO.1: SEWAGE NETWORK-1.2.1-b.1 | Ditto, depth to invert between 1.51 m and 2.00 m | ECH | 100 | 2315.79 | 231579 | EGP | MAT_Raw
Qasr Rashwan - Lot B _0208 |  | RFQ-00012 | Mostafa Shourbagi | MEP (Electro Mechanical) | 2024-02-12 | Supply of GRP Covers | Approved | 13.10 - Salih Shamatah-BILL NO.1: SEWAGE NETWORK-1.2.1-b.3 | Ditto, depth to invert between 2.51 m and 3.00 m | ECH | 30 | 30 | 1767.54 | 53026.2 | MAT_Raw | فالكون مصر | 13.10 - Salih Shamatah-BILL NO.1: SEWAGE NETWORK-1.2.1-b.3 | Ditto, depth to invert between 2.51 m and 3.00 m | ECH | 30 | 2315.79 | 69473.7 | EGP | MAT_Raw
Qasr Rashwan - Lot B _0208 |  | RFQ-00012 | Mostafa Shourbagi | MEP (Electro Mechanical) | 2024-02-12 | Supply of GRP Covers | Approved | 15.10 - Al Burm-BILL NO. 1: SEWAGE NETWORK-1.2.1-b.3 | Ditto, depth to invert between 2.51 m and 3.00 m | ECH | 44 | 44 | 1767.54 | 77771.76 | MAT_Raw | فالكون مصر | 15.10 - Al Burm-BILL NO. 1: SEWAGE NETWORK-1.2.1-b.3 | Ditto, depth to invert between 2.51 m and 3.00 m | ECH | 44 | 2315.79 | 101894.76 | EGP | MAT_Raw
BIOLOGICALS AND BIOSIMILARS MANUFACTURING FACILITY EIPICO 3 _0187 |  | RFQ-00122 | Mohamed Nader | Procurement | 2024-02-07 | Clean room partition | Approved | 1 - B02 (Warehouse, Packaging and QC Building)-095423-1 | 55mm Thick, cleanroom ceiling panels, of double layer color painted hot-dipping galvanized steel sheet 0.5mm thick, with PVC coating, 0.8mm thick GI frame, rock wool infill (120kg/cu.m density), with single magnesium oxide boards for reinforcement, with aluminum joint profile, code (GB-04), item include all required access panels, and all required electrical raceway, wiring devices, mechanical and HVAC required openings and sleeves.\n*For QC Sterile area, panels to be anti-vaporized hydrogen peroxide (anti-VHP).\n**Full material properties, all required accessories, hardware and any required materials to complete work are subjected to approved manufacturer by client. | SQM | 2134 | 2134 | 711.9 | 1519194.6 | SC_Supply/Apply | Line-Link Purification Technology (Shanghai) Co., | 1 - B02 (Warehouse, Packaging and QC Building)-095423-1 | 55mm Thick, cleanroom ceiling panels, of double layer color painted hot-dipping galvanized steel sheet 0.5mm thick, with PVC coating, 0.8mm thick GI frame, rock wool infill (120kg/cu.m density), with single magnesium oxide boards for reinforcement, with aluminum joint profile, code (GB-04), item include all required access panels, and all required electrical raceway, wiring devices, mechanical and HVAC required openings and sleeves.\n*For QC Sterile area, panels to be anti-vaporized hydrogen peroxide (anti-VHP).\n**Full material properties, all required accessories, hardware and any required materials to complete work are subjected to approved manufacturer by client. | SQM | 2134 | 22.8 | 48655.2 | USD | SC_Supply/Apply
BIOLOGICALS AND BIOSIMILARS MANUFACTURING FACILITY EIPICO 3 _0187 |  | RFQ-00122 | Mohamed Nader | Procurement | 2024-02-07 | Clean room partition | Approved | 1 - B02 (Warehouse, Packaging and QC Building)-055000-1 | Wall cladding, of perforated stainless steel panels (Grade 304), for pallet washing room. | SQM | 364 | 364 | 711.9 | 259131.6 | SC_Supply/Apply | Line-Link Purification Technology (Shanghai) Co., | 1 - B02 (Warehouse, Packaging and QC Building)-055000-1 | Wall cladding, of perforated stainless steel panels (Grade 304), for pallet washing room. | SQM | 364 | 22.8 | 8299.2 | USD | SC_Supply/Apply
BIOLOGICALS AND BIOSIMILARS MANUFACTURING FACILITY EIPICO 3 _0187 |  | RFQ-00122 | Mohamed Nader | Procurement | 2024-02-07 | Clean room partition | Approved | 1 - B02 (Warehouse, Packaging and QC Building)-102219-1 | 50mm Thick, cleanroom partition of double color painted hot-dipping galvanized steel sheet 0.5 mm thick, with PVC coating, 0.8 mm thickness GI (Galvanized iron) frame, with double layer magnesium board, rock wool infill (120kg/m3 density), with aluminum profile, item including hinged doors of 50mm thick door leaf with double-side electrogalvanized steel sheet, and infill with paper honeycomb and door frame of 1.5 mm double-side electrogalvanized steel sheet, and pass through boxes of double tempered glass (5mm thick each layer) with aluminum frame and stainless steel inner frame with nitrogen gas and silica infill, doors and pass through boxes to be with required fire rating as per design and as mentioned in door schedules, and includes hardware and all accessories as shown on details drawing, hardware & doors schedules, item also include all required electrical raceway, wiring devices, mechanical and HVAC required openings and sleeves.\n*For QC Sterile area, panels to be anti-vaporized hydrogen peroxide (anti-VHP).\n**Full material properties, all required accessories, hardware and any required materials to complete work are subjected to approved manufacturer by client. | SQM | 2795 | 2795 | 711.9 | 1989760.5 | SC_Supply/Apply | Line-Link Purification Technology (Shanghai) Co., | 1 - B02 (Warehouse, Packaging and QC Building)-102219-1 | 50mm Thick, cleanroom partition of double color painted hot-dipping galvanized steel sheet 0.5 mm thick, with PVC coating, 0.8 mm thickness GI (Galvanized iron) frame, with double layer magnesium board, rock wool infill (120kg/m3 density), with aluminum profile, item including hinged doors of 50mm thick door leaf with double-side electrogalvanized steel sheet, and infill with paper honeycomb and door frame of 1.5 mm double-side electrogalvanized steel sheet, and pass through boxes of double tempered glass (5mm thick each layer) with aluminum frame and stainless steel inner frame with nitrogen gas and silica infill, doors and pass through boxes to be with required fire rating as per design and as mentioned in door schedules, and includes hardware and all accessories as shown on details drawing, hardware & doors schedules, item also include all required electrical raceway, wiring devices, mechanical and HVAC required openings and sleeves.\n*For QC Sterile area, panels to be anti-vaporized hydrogen peroxide (anti-VHP).\n**Full material properties, all required accessories, hardware and any required materials to complete work are subjected to approved manufacturer by client. | SQM | 2795 | 22.8 | 63726 | USD | SC_Supply/Apply
Koumassi Flyover _CD0001 |  | RFQ-00019 | Mohamed Morsi | Operation | 2024-02-12 | Laboratoire (engineering services) | Approved | 10.10 - Famille A GÉNÉRALITÉS- 2.00 | LABORATOIRE DE CHANTIER | MTH | 21 | 18 | 660.49 | 11888.82 | Ind_Soil&ConcreteLabs | LECAT | 10.10 - Famille A GÉNÉRALITÉS- 2.00 | LABORATOIRE DE CHANTIER | MTH | 18 | 650000 | 11700000 | CFA | Ind_Soil&ConcreteLabs
Koumassi Flyover _CD0001 |  | RFQ-00019 | Mohamed Morsi | Operation | 2024-02-12 | Laboratoire (engineering services) | Approved | 10.10 - Famille A GÉNÉRALITÉS- 2.00 | LABORATOIRE DE CHANTIER | MTH | 21 | 18 | 3118.31 | 56129.58 | Ind_Soil&ConcreteLabs | LECAT | 10.10 - Famille A GÉNÉRALITÉS- 2.00 | LABORATOIRE DE CHANTIER | MTH | 18 | 1250000 | 22500000 | CFA | Ind_Soil&ConcreteLabs
Koumassi Flyover _CD0001 |  | RFQ-00019 | Mohamed Morsi | Operation | 2024-02-12 | Laboratoire (engineering services) | Approved | 10.10 - Famille A GÉNÉRALITÉS- 2.00 | LABORATOIRE DE CHANTIER | MTH | 21 | 18 | 0 | 0 | Ind_Soil&ConcreteLabs | LECAT | 10.10 - Famille A GÉNÉRALITÉS- 2.00 | LABORATOIRE DE CHANTIER | MTH | 18 | 300000 | 5400000 | CFA | Ind_Soil&ConcreteLabs
Koumassi Flyover _CD0001 |  | RFQ-00019 | Mohamed Morsi | Operation | 2024-02-12 | Laboratoire (engineering services) | Approved | 10.10 - Famille A GÉNÉRALITÉS- 2.00 | LABORATOIRE DE CHANTIER | MTH | 21 | 18 | 412.79 | 7430.22 | Ind_Soil&ConcreteLabs | LECAT | 10.10 - Famille A GÉNÉRALITÉS- 2.00 | LABORATOIRE DE CHANTIER | MTH | 18 | 300000 | 5400000 | CFA | Ind_Soil&ConcreteLabs
BIOLOGICALS AND BIOSIMILARS MANUFACTURING FACILITY EIPICO 3 _0187 |  | RFQ-00126 | Ahmed Atia | Operation | 2024-02-28 | Waste Disposal | Approved | 1 - B01(ADMIN BUILDING)-312000-1 | Excavation in all types of soil except rock soil to the Replacement level, and disposal of excavated materials outside the site as per structure drawings, specifications and to the Engineers acceptance, quantities are calculated with geometrical method. | CBM | 1595 | 500 | 71.24 | 35620 | SC_Supply/Apply | السليم للتوريدات العموميه | 1 - B01(ADMIN BUILDING)-312000-1 | Excavation in all types of soil except rock soil to the Replacement level, and disposal of excavated materials outside the site as per structure drawings, specifications and to the Engineers acceptance, quantities are calculated with geometrical method. | CBM | 500 | 45 | 22500 | EGP | SC_Supply/Apply
Qasr Rashwan - Lot B _0208 |  | RFQ-00023 | Mostafa Ashraf | MEP (Electro Mechanical) | 2024-04-15 | Power Transformer | Approved | 12.14 - Iz. Suleiman Tadrus-BILL NO. 3.3: Main Pump Station-3.3.2- | Outdoor Kiosk power transformer package 200 KVA, 11/0.4KV complete with Ring Main Unit, Bus-Bar, Breakers, Protection, Measuring, Low Voltage accumulated energy meter and all required accessories for medium voltage, as per tendered documents, and shall be supplied and erected according to the requirements of the Egyptian Electric Authority (E.E.A), the contractor shall take the approval of the (E.E.A) before supplying. | NO | 2 | 2 | 668795.05 | 1337590.1 | MAT_Raw | EGYTRAFO For Electrical Industries(S.A.E) | 12.14 - Iz. Suleiman Tadrus-BILL NO. 3.3: Main Pump Station-3.3.2- | Outdoor Kiosk power transformer package 200 KVA, 11/0.4KV complete with Ring Main Unit, Bus-Bar, Breakers, Protection, Measuring, Low Voltage accumulated energy meter and all required accessories for medium voltage, as per tendered documents, and shall be supplied and erected according to the requirements of the Egyptian Electric Authority (E.E.A), the contractor shall take the approval of the (E.E.A) before supplying. | NO | 2 | 9824 | 19648 | USD | MAT_Raw
Mabarra for Girls Orphanage Renovation _0202 |  | RFQ-00023 | Mostafa Saad | Procurement | 2024-02-27 | Theatre | Approved | 16.1 | بالعدد توريد كراسي صالة الجمهور مكون من: -الكرسي قائم على أرجل شاسية حديد علب مدهون أليكتروستتك -ظهر ثابت و قاعدة متحركة على أكس صلب مثبت بة سوستة لرد القاعدة قائمة بعد أستخدامها. -الظهر مكون من شاسية مواسيرمغطى بفوم محقون و الشاسية بة أماكن التثبيت فى شاسية المخادع و غطاء الظهر من البلاستك عالي الجودة . -الأجناب من الحديد الكمر مغطى بخشب و منجد من نفس قماش الكرسى - القاعدة مكونة من شاسية مواسير مغطى بفوم محقون وبالشاسية أماكن التثبيت فى شاسية المخادع و الغطاء من البلاستك عالي الجودة. - التنجيد من القماش أو الجلد عالي الجودة ملصوق بالفوم فى الظهر و القاعدة. | ECH | 100 | 100 | 0 | 0 | SC_Supply/Apply | Al-Osaili | 16.1 | بالعدد توريد كراسي صالة الجمهور مكون من: -الكرسي قائم على أرجل شاسية حديد علب مدهون أليكتروستتك -ظهر ثابت و قاعدة متحركة على أكس صلب مثبت بة سوستة لرد القاعدة قائمة بعد أستخدامها. -الظهر مكون من شاسية مواسيرمغطى بفوم محقون و الشاسية بة أماكن التثبيت فى شاسية المخادع و غطاء الظهر من البلاستك عالي الجودة . -الأجناب من الحديد الكمر مغطى بخشب و منجد من نفس قماش الكرسى - القاعدة مكونة من شاسية مواسير مغطى بفوم محقون وبالشاسية أماكن التثبيت فى شاسية المخادع و الغطاء من البلاستك عالي الجودة. - التنجيد من القماش أو الجلد عالي الجودة ملصوق بالفوم فى الظهر و القاعدة. | ECH | 100 | 2166 | 216600 | EGP | SC_Supply/Apply
Mabarra for Girls Orphanage Renovation _0202 |  | RFQ-00023 | Mostafa Saad | Procurement | 2024-02-27 | Theatre | Approved | 16.2 | بالمقطوعية توريد أرضية خشبة الاستيدج مقاس 6 متر و بعمق 220 سم و بأرتفاع 30 سم من الخشب الموسكى نمرة واحد تخانة العلفة 2*2 بوصة كل 50 سم في الأتجاهين مع دهان العلفة بالبتومين مع تثبيت العلفة بكانات في الحوائط والتطبيق ألواح من الخشب الموسكي تخانة 1 بوصة مع تثبيته بالمسمار و عمل التفريز الجانبى ليركب عاشق و معشوق والسعر يشمل القشط و الدهان الأرضية ثلاثة أوجة بمادة مقاومة للخدوش مع نهو العمل مما جميعه حسب أصول الصناعة. | LS | 1 | 1 | 0 | 0 | SC_Supply/Apply | Al-Osaili | 16.2 | بالمقطوعية توريد أرضية خشبة الاستيدج مقاس 6 متر و بعمق 220 سم و بأرتفاع 30 سم من الخشب الموسكى نمرة واحد تخانة العلفة 2*2 بوصة كل 50 سم في الأتجاهين مع دهان العلفة بالبتومين مع تثبيت العلفة بكانات في الحوائط والتطبيق ألواح من الخشب الموسكي تخانة 1 بوصة مع تثبيته بالمسمار و عمل التفريز الجانبى ليركب عاشق و معشوق والسعر يشمل القشط و الدهان الأرضية ثلاثة أوجة بمادة مقاومة للخدوش مع نهو العمل مما جميعه حسب أصول الصناعة. | LS | 1 | 33060 | 33060 | EGP | SC_Supply/Apply
Mabarra for Girls Orphanage Renovation _0202 |  | RFQ-00023 | Mostafa Saad | Procurement | 2024-02-27 | Theatre | Approved | 16.3 | بالمقطوعية توريد ستارة مقاس 6.5*6.5 علي الشباك الجانبي للمسرح من خامة القطيفة الثقيلة للتظليم اثناء عرض البروجكتور والستارة بها كشكشة 150 % و معلقة بريل يدوي داخل بيت الستارة | LS | 1 | 1 | 0 | 0 | SC_Supply/Apply | Al-Osaili | 16.3 | بالمقطوعية توريد ستارة مقاس 6.5*6.5 علي الشباك الجانبي للمسرح من خامة القطيفة الثقيلة للتظليم اثناء عرض البروجكتور والستارة بها كشكشة 150 % و معلقة بريل يدوي داخل بيت الستارة | LS | 1 | 7147.8 | 7147.8 | EGP | SC_Supply/Apply
Mabarra for Girls Orphanage Renovation _0202 |  | RFQ-00023 | Mostafa Saad | Procurement | 2024-02-27 | Theatre | Approved |  |  | SQM | 0 | 0 | 0 | 0 | Dep_FurnitureDep | Al-Osaili |  |  | SQM | 0 | 0 | 0 | EGP | Dep_FurnitureDep
Rabigh PP - Piling Works_K0004 |  | RFQ-00001 | Hend Ragab | Procurement | 2024-02-19 | Backfilling | Approved | 10.10.16.10 - CP-02 Platform-41 08 13 EO-0027 | supply and apply a crushed stone to platform for gas trubine from +3.50 to 3.70 | CBM | 8244.3 | 4000 | 53 | 212000 | MAT_Raw | المتر المربع | 10.10.16.10 - CP-02 Platform-41 08 13 EO-0027 | supply and apply a crushed stone to platform for gas trubine from +3.50 to 3.70 | CBM | 4000 | 38 | 152000 | SAR | MAT_Raw
Rabigh PP - Piling Works_K0004 |  | RFQ-00001 | Hend Ragab | Procurement | 2024-02-19 | Backfilling | Approved | 10.10.16.10 - CP-02 Platform-41 08 13 EO-0027 | supply and apply a crushed stone to platform for gas trubine from +3.50 to 3.70 | CBM | 19236.7 | 10000 | 53 | 530000 | MAT_Raw | المتر المربع | 10.10.16.10 - CP-02 Platform-41 08 13 EO-0027 | supply and apply a crushed stone to platform for gas trubine from +3.50 to 3.70 | CBM | 10000 | 40 | 400000 | SAR | MAT_Raw
Mivida BP#189 |  | RFQ-00039 | Mostafa Shourbagi | MEP (Electro Mechanical) | 2024-02-20 | UPVC Pipes & Fittings | Approved | 152105.all | 94902 -طبه تسليك صرف ابيض قطر 1.5" ( 48 مم ) | ECH | 40 | 40 | 15.21 | 608.4 | SC_Supply | Roxy | 152105.all | 94902 -طبه تسليك صرف ابيض قطر 1.5" ( 48 مم ) | ECH | 40 | 31.98 | 1279.2 | EGP | SC_Supply
Mivida BP#189 |  | RFQ-00039 | Mostafa Shourbagi | MEP (Electro Mechanical) | 2024-02-20 | UPVC Pipes & Fittings | Approved | 152105.all | 94902 -مشترك صرف ابيض 45 درجه قطر 1" ( 33.4 مم ) | ECH | 40 | 40 | 8.82 | 352.8 | SC_Supply | Roxy | 152105.all | 94902 -مشترك صرف ابيض 45 درجه قطر 1" ( 33.4 مم ) | ECH | 40 | 18.55 | 742 | EGP | SC_Supply
Mivida BP#189 |  | RFQ-00039 | Mostafa Shourbagi | MEP (Electro Mechanical) | 2024-02-20 | UPVC Pipes & Fittings | Approved | 152105.all | 94902 -مواسير صرف ابيض قطر 1" ( 33.4 مم ) | LM | 120 | 120 | 27.97 | 3356.4 | SC_Supply | Roxy | 152105.all | 94902 -مواسير صرف ابيض قطر 1" ( 33.4 مم ) | LM | 120 | 58.81 | 7057.2 | EGP | SC_Supply
Rabigh PP - Piling Works_K0004 |  | RFQ-00002 | Mohamed Amr | Procurement | 2024-02-21 | Concrete works | Approved | 10.10.13 - CP-02 Pile-main scope NEW-31 63 23 BPL-0004 | Forming; assembling; placing; constructing; of cast In-situ concrete bored piles; 800mm nominal diameter; total bored length16m; total concreted length 18m; using concrete grade C35/45 (Cylinder / Cube) as per ASTM C150; Type I—ordinary portland cement; temporary casing. | CBM | 11500 | 11500 | 310 | 3565000 | RC | Saudi Ready Mix | 10.10.13 - CP-02 Pile-main scope NEW-31 63 23 BPL-0004 | Forming; assembling; placing; constructing; of cast In-situ concrete bored piles; 800mm nominal diameter; total bored length16m; total concreted length 18m; using concrete grade C35/45 (Cylinder / Cube) as per ASTM C150; Type I—ordinary portland cement; temporary casing. | CBM | 11500 | 295 | 3392500 | SAR | RC
Abo Shanab El Agamien _0195 |  | RFQ-00059 | Purchasing Engineers | Purchasing | 2024-02-19 | Wood For Construction | Approved | All | plywood timber 4*1 lingth 5 | CBM | 3 | 3 | 12500 | 37500 | OTH | مؤسسة عباد الرحمن لتجارة الاخشاب اسامة ب | All | plywood timber 4*1 lingth 5 | CBM | 3 | 18000 | 54000 | EGP | OTH
Katameya Creeks |  | RFQ-00035 | Mostafa Ashraf | MEP (Electro Mechanical) | 2024-04-16 | Lighting Fixture Type C3 | Approved | SERVICE 4D.Basement.9.3 | Type C3 | ECH | 174 | 164 | 655 | 107420 | SC_Supply/Apply | TAWAKOL ENTERPRISES LTD | SERVICE 4D.Basement.9.3 | Type C3 | ECH | 164 | 35.25 | 5781 | USD | SC_Supply/Apply
Abo Shanab El Agamien _0195 |  | RFQ-00059 | Purchasing Engineers | Purchasing | 2024-02-19 | Wood For Construction | Approved | All | plywood timber 4*1 lingth 4.5 | CBM | 3 | 3 | 12500 | 37500 | OTH | مؤسسة عباد الرحمن لتجارة الاخشاب اسامة ب | All | plywood timber 4*1 lingth 4.5 | CBM | 3 | 18000 | 54000 | EGP | OTH
Mivida BP#189 |  | RFQ-00030 | Mostafa Shourbagi | MEP (Electro Mechanical) | 2024-02-14 | Supply of Water Heaters - Olympic Brand | Approved | 152205.Bas | Electric water heater (80 lit.) vertical type | ECH | 4 | 4 | 936.52 | 3746.08 | SC_Supply | الكترولكس مصر | 152205.Bas | Electric water heater (80 lit.) vertical type | ECH | 4 | 4279.92 | 17119.68 | EGP | SC_Supply
Katameya Creeks |  | RFQ-00036 | Youssef Abd El Kream | MEP (Electro Mechanical) | 2024-04-20 | Hose Reel | Approved | All | وحدة هوزريل طراز حديث بخرطوم ١ " - أثنين طبقه تيله بطول بافاريا ينتهي بقاذف ١ UL&FM ٣٠ م بمحبس ١٫٥ " بالمخفض " بافاريا ، شمال خارج الحائط | ECH | 63 | 63 | 2157 | 135891 | SC_Supply/Apply | Bavaria Alarm | All | وحدة هوزريل طراز حديث بخرطوم ١ " - أثنين طبقه تيله بطول بافاريا ينتهي بقاذف ١ UL&FM ٣٠ م بمحبس ١٫٥ " بالمخفض " بافاريا ، شمال خارج الحائط | ECH | 63 | 8602 | 541926 | EGP | SC_Supply/Apply
ORA ZED-Ph 2-Pkgs A&D | 151 | RFQ-00080 | Mostafa Shourbagi | MEP (Electro Mechanical) | 2024-10-28 | Air Ducts | Approved | HVAC | Galvanized sheet metal ducts: Supply and manufacturing only of rectangular galvanized sheet metal ducts according to the required specifications and SMACNA. 1. Thickness: according to SMACNA. 2. Material: Galvanized sheet metals 275 g/m². | KGR | 155000 | 50000 | 108.38 | 5419000 | MAT_Raw | ZamZam | HVAC | Galvanized sheet metal ducts: Supply and manufacturing only of rectangular galvanized sheet metal ducts according to the required specifications and SMACNA. 1. Thickness: according to SMACNA. 2. Material: Galvanized sheet metals 275 g/m². | KGR | 50000 | 65.55 | 3277500 | EGP | MAT_Raw
Mivida BP#189 |  | RFQ-00030 | Mostafa Shourbagi | MEP (Electro Mechanical) | 2024-02-14 | Supply of Water Heaters - Olympic Brand | Approved | 152205.Bas | Electric water heater (30 lit.) vertical type | ECH | 7 | 7 | 808.42 | 5658.94 | SC_Supply | الكترولكس مصر | 152205.Bas | Electric water heater (30 lit.) vertical type | ECH | 7 | 3694.51 | 25861.57 | EGP | SC_Supply
Abo Shanab El Agamien _0195 |  | RFQ-00057 | Mostafa Ramadan | Operation | 2024-02-06 | Sewerage Network-Infrastructure | Approved | 6 - 6-Huwaydi Village.6-Huwaydi Village-BILL NO. 1: SEWAGE NETWORK-4-1.1.1-c.1 | *DN/ID 250 mm dia sewer pipes (SN 8) Depth to invert not exceeding 1.5 m | MTR | 50 | 50 | 241.53 | 12076.5 | SC_Supply/Apply | مكتب المجد للمقاولات العامة | 6 - 6-Huwaydi Village.6-Huwaydi Village-BILL NO. 1: SEWAGE NETWORK-4-1.1.1-c.1 | *DN/ID 250 mm dia sewer pipes (SN 8) Depth to invert not exceeding 1.5 m | MTR | 50 | 380 | 19000 | EGP | SC_Supply/Apply
Abo Shanab El Agamien _0195 |  | RFQ-00057 | Mostafa Ramadan | Operation | 2024-02-06 | Sewerage Network-Infrastructure | Approved | 2 - 2- Iz. Kariman Sednaoui.2- Iz. Kariman Sednaoui-BILL NO. 1: SEWAGE NETWORK-4-1.1.1-b.4 | *DN/ID 250 mm dia sewer pipes (SN 8) Ditto, depth to invert between 3.51 m and 4.50 m | MTR | 150 | 131 | 485 | 63535 | SC_Supply/Apply | مكتب المجد للمقاولات العامة | 2 - 2- Iz. Kariman Sednaoui.2- Iz. Kariman Sednaoui-BILL NO. 1: SEWAGE NETWORK-4-1.1.1-b.4 | *DN/ID 250 mm dia sewer pipes (SN 8) Ditto, depth to invert between 3.51 m and 4.50 m | MTR | 131 | 820 | 107420 | EGP | SC_Supply/Apply
Abo Shanab El Agamien _0195 |  | RFQ-00057 | Mostafa Ramadan | Operation | 2024-02-06 | Sewerage Network-Infrastructure | Approved | 4 - 4-Iz. Al Biltaji.4-Iz. Al Biltaji-BILL NO. 1: SEWAGE NETWORK-4-1.1.1-c.2 | *DN/ID 250 mm dia sewer pipes (SN 8) Depth to invert between 1.51 m and 2.50 m | MTR | 800 | 800 | 310.53 | 248424 | SC_Supply/Apply | مكتب المجد للمقاولات العامة | 4 - 4-Iz. Al Biltaji.4-Iz. Al Biltaji-BILL NO. 1: SEWAGE NETWORK-4-1.1.1-c.2 | *DN/ID 250 mm dia sewer pipes (SN 8) Depth to invert between 1.51 m and 2.50 m | MTR | 800 | 500 | 400000 | EGP | SC_Supply/Apply
Abo Shanab El Agamien _0195 |  | RFQ-00057 | Mostafa Ramadan | Operation | 2024-02-06 | Sewerage Network-Infrastructure | Approved | 10 - "10 - ABOU .10 - ABOU NASSAR, AL ESSAWI & ABOU SAEDA-BILL NO. 1: SEWAGE NETWORK-4-1.1.1-f.1 | *DN/ID 500 mm dia sewer pipes (SN 8) Ditto, depth to invert between 3.51 m and 4.50 m | MTR | 145 | 120 | 819.1 | 98292 | SC_Supply/Apply | مكتب المجد للمقاولات العامة | 10 - "10 - ABOU .10 - ABOU NASSAR, AL ESSAWI & ABOU SAEDA-BILL NO. 1: SEWAGE NETWORK-4-1.1.1-f.1 | *DN/ID 500 mm dia sewer pipes (SN 8) Ditto, depth to invert between 3.51 m and 4.50 m | MTR | 120 | 1250 | 150000 | EGP | SC_Supply/Apply
Abo Shanab El Agamien _0195 |  | RFQ-00057 | Mostafa Ramadan | Operation | 2024-02-06 | Sewerage Network-Infrastructure | Approved | 9 - 9-Iz. Seror.9-Iz. Seror-BILL NO. 1: SEWAGE NETWORK-4-1.1.1-c.4 | *DN/ID 250 mm dia sewer pipes (SN 8) Ditto, depth to invert between 3.51 m and 4.50 m | MTR | 430 | 330 | 485 | 160050 | SC_Supply/Apply | مكتب المجد للمقاولات العامة | 9 - 9-Iz. Seror.9-Iz. Seror-BILL NO. 1: SEWAGE NETWORK-4-1.1.1-c.4 | *DN/ID 250 mm dia sewer pipes (SN 8) Ditto, depth to invert between 3.51 m and 4.50 m | MTR | 330 | 820 | 270600 | EGP | SC_Supply/Apply
Abo Shanab El Agamien _0195 |  | RFQ-00057 | Mostafa Ramadan | Operation | 2024-02-06 | Sewerage Network-Infrastructure | Approved | 4 - 4-Iz. Al Biltaji.4-Iz. Al Biltaji-BILL NO. 1: SEWAGE NETWORK-4-1.1.1-a.1 | *DN/ID 150 mm dia sewer pipes (SN 4) Depth to invert not exceeding 1.2 m | MTR | 150 | 100 | 157.43 | 15743 | SC_Supply/Apply | مكتب المجد للمقاولات العامة | 4 - 4-Iz. Al Biltaji.4-Iz. Al Biltaji-BILL NO. 1: SEWAGE NETWORK-4-1.1.1-a.1 | *DN/ID 150 mm dia sewer pipes (SN 4) Depth to invert not exceeding 1.2 m | MTR | 100 | 200 | 20000 | EGP | SC_Supply/Apply
Abo Shanab El Agamien _0195 |  | RFQ-00057 | Mostafa Ramadan | Operation | 2024-02-06 | Sewerage Network-Infrastructure | Approved | 10 - "10 - ABOU .10 - ABOU NASSAR, AL ESSAWI & ABOU SAEDA-BILL NO. 1: SEWAGE NETWORK-4-1.1.1-c.2 | *DN/ID 250 mm dia sewer pipes (SN 8) Ditto, depth to invert between 2.51 m and 3.50 m | MTR | 415 | 415 | 385.53 | 159994.95 | SC_Supply/Apply | مكتب المجد للمقاولات العامة | 10 - "10 - ABOU .10 - ABOU NASSAR, AL ESSAWI & ABOU SAEDA-BILL NO. 1: SEWAGE NETWORK-4-1.1.1-c.2 | *DN/ID 250 mm dia sewer pipes (SN 8) Ditto, depth to invert between 2.51 m and 3.50 m | MTR | 415 | 620 | 257300 | EGP | SC_Supply/Apply
Abo Shanab El Agamien _0195 |  | RFQ-00057 | Mostafa Ramadan | Operation | 2024-02-06 | Sewerage Network-Infrastructure | Approved | 6 - 6-Huwaydi Village.6-Huwaydi Village-BILL NO. 1: SEWAGE NETWORK-4-1.1.1-b.3 | *DN/ID 200 mm sewer dia pipes (SN 8) Ditto, depth to invert between 2.51 m and 3.50 m | MTR | 100 | 60 | 329.08 | 19744.8 | SC_Supply/Apply | مكتب المجد للمقاولات العامة | 6 - 6-Huwaydi Village.6-Huwaydi Village-BILL NO. 1: SEWAGE NETWORK-4-1.1.1-b.3 | *DN/ID 200 mm sewer dia pipes (SN 8) Ditto, depth to invert between 2.51 m and 3.50 m | MTR | 60 | 580 | 34800 | EGP | SC_Supply/Apply
Abo Shanab El Agamien _0195 |  | RFQ-00057 | Mostafa Ramadan | Operation | 2024-02-06 | Sewerage Network-Infrastructure | Approved | 1 - Sharaf Al Deen-BILL NO. 1: SEWAGE NETWORK-9-1.1.1-b.2 | *DN/ID 200 mm sewer dia pipes (SN 8) Ditto, depth to invert between 1.51 m and 2.50 m | MTR | 800 | 729 | 258.08 | 188140.32 | SC_Supply/Apply | مكتب المجد للمقاولات العامة | 1 - Sharaf Al Deen-BILL NO. 1: SEWAGE NETWORK-9-1.1.1-b.2 | *DN/ID 200 mm sewer dia pipes (SN 8) Ditto, depth to invert between 1.51 m and 2.50 m | MTR | 729 | 420 | 306180 | EGP | SC_Supply/Apply
Abo Shanab El Agamien _0195 |  | RFQ-00057 | Mostafa Ramadan | Operation | 2024-02-06 | Sewerage Network-Infrastructure | Approved | 1 - Sharaf Al Deen-BILL NO. 1: SEWAGE NETWORK-9-1.1.1-b.3 | *DN/ID 200 mm sewer dia pipes (SN 8) Ditto, depth to invert between 2.51 m and 3.50 m | MTR | 100 | 60 | 329.08 | 19744.8 | SC_Supply/Apply | مكتب المجد للمقاولات العامة | 1 - Sharaf Al Deen-BILL NO. 1: SEWAGE NETWORK-9-1.1.1-b.3 | *DN/ID 200 mm sewer dia pipes (SN 8) Ditto, depth to invert between 2.51 m and 3.50 m | MTR | 60 | 580 | 34800 | EGP | SC_Supply/Apply
Abo Shanab El Agamien _0195 |  | RFQ-00057 | Mostafa Ramadan | Operation | 2024-02-06 | Sewerage Network-Infrastructure | Approved | 1 - Sharaf Al Deen-BILL NO. 1: SEWAGE NETWORK-9-1.1.1-c.3 | *DN/ID 250 mm dia sewer pipes (SN 8) Ditto, depth to invert between 2.51 m and 3.50 m | MTR | 300 | 300 | 385.53 | 115659 | SC_Supply/Apply | مكتب المجد للمقاولات العامة | 1 - Sharaf Al Deen-BILL NO. 1: SEWAGE NETWORK-9-1.1.1-c.3 | *DN/ID 250 mm dia sewer pipes (SN 8) Ditto, depth to invert between 2.51 m and 3.50 m | MTR | 300 | 620 | 186000 | EGP | SC_Supply/Apply
Abo Shanab El Agamien _0195 |  | RFQ-00057 | Mostafa Ramadan | Operation | 2024-02-06 | Sewerage Network-Infrastructure | Approved | 10 - "10 - ABOU .10 - ABOU NASSAR, AL ESSAWI & ABOU SAEDA-BILL NO. 1: SEWAGE NETWORK-4-1.1.1-b.2 | *DN/ID 200 mm sewer dia pipes (SN 8) Ditto, depth to invert between 1.51 m and 2.50 m | MTR | 2440 | 2290 | 258.08 | 591003.2 | SC_Supply/Apply | مكتب المجد للمقاولات العامة | 10 - "10 - ABOU .10 - ABOU NASSAR, AL ESSAWI & ABOU SAEDA-BILL NO. 1: SEWAGE NETWORK-4-1.1.1-b.2 | *DN/ID 200 mm sewer dia pipes (SN 8) Ditto, depth to invert between 1.51 m and 2.50 m | MTR | 2290 | 420 | 961800 | EGP | SC_Supply/Apply
Abo Shanab El Agamien _0195 |  | RFQ-00057 | Mostafa Ramadan | Operation | 2024-02-06 | Sewerage Network-Infrastructure | Approved | 2 - 2- Iz. Kariman Sednaoui.2- Iz. Kariman Sednaoui-BILL NO. 1: SEWAGE NETWORK-4-1.1.1-b.1 | *DN/ID 250 mm dia sewer pipes (SN 8) Depth to invert not exceeding 1.5 m | MTR | 100 | 100 | 241.53 | 24153 | SC_Supply/Apply | مكتب المجد للمقاولات العامة | 2 - 2- Iz. Kariman Sednaoui.2- Iz. Kariman Sednaoui-BILL NO. 1: SEWAGE NETWORK-4-1.1.1-b.1 | *DN/ID 250 mm dia sewer pipes (SN 8) Depth to invert not exceeding 1.5 m | MTR | 100 | 380 | 38000 | EGP | SC_Supply/Apply
Abo Shanab El Agamien _0195 |  | RFQ-00057 | Mostafa Ramadan | Operation | 2024-02-06 | Sewerage Network-Infrastructure | Approved | 3 - 3- Iz.Junaidi Wisa & Iz. Zaki W.3- Iz.Junaidi Wisa & Iz. Zaki Wisa-BILL NO. 1: SEWAGE NETWORK-4-1.1.1-c.2 | *DN/ID 250 mm dia sewer pipes (SN 8) Depth to invert between 1.51 m and 2.50 m | MTR | 50 | 50 | 310.53 | 15526.5 | SC_Supply/Apply | مكتب المجد للمقاولات العامة | 3 - 3- Iz.Junaidi Wisa & Iz. Zaki W.3- Iz.Junaidi Wisa & Iz. Zaki Wisa-BILL NO. 1: SEWAGE NETWORK-4-1.1.1-c.2 | *DN/ID 250 mm dia sewer pipes (SN 8) Depth to invert between 1.51 m and 2.50 m | MTR | 50 | 500 | 25000 | EGP | SC_Supply/Apply
Abo Shanab El Agamien _0195 |  | RFQ-00057 | Mostafa Ramadan | Operation | 2024-02-06 | Sewerage Network-Infrastructure | Approved | 4 - 4-Iz. Al Biltaji.4-Iz. Al Biltaji-BILL NO. 1: SEWAGE NETWORK-4-1.1.1-b.2 | *DN/ID 200 mm sewer dia pipes (SN 8) Ditto, depth to invert between 1.51 m and 2.50 m | MTR | 850 | 700 | 258.08 | 180656 | SC_Supply/Apply | مكتب المجد للمقاولات العامة | 4 - 4-Iz. Al Biltaji.4-Iz. Al Biltaji-BILL NO. 1: SEWAGE NETWORK-4-1.1.1-b.2 | *DN/ID 200 mm sewer dia pipes (SN 8) Ditto, depth to invert between 1.51 m and 2.50 m | MTR | 700 | 420 | 294000 | EGP | SC_Supply/Apply
Abo Shanab El Agamien _0195 |  | RFQ-00057 | Mostafa Ramadan | Operation | 2024-02-06 | Sewerage Network-Infrastructure | Approved | 3 - 3- Iz.Junaidi Wisa & Iz. Zaki W.3- Iz.Junaidi Wisa & Iz. Zaki Wisa-BILL NO. 1: SEWAGE NETWORK-4-1.1.1-b.5 | *DN/ID 200 mm sewer dia pipes (SN 8) Ditto, depth to invert between 4.51 m and 5.50 m | MTR | 90 | 63 | 441 | 27783 | SC_Supply/Apply | مكتب المجد للمقاولات العامة | 3 - 3- Iz.Junaidi Wisa & Iz. Zaki W.3- Iz.Junaidi Wisa & Iz. Zaki Wisa-BILL NO. 1: SEWAGE NETWORK-4-1.1.1-b.5 | *DN/ID 200 mm sewer dia pipes (SN 8) Ditto, depth to invert between 4.51 m and 5.50 m | MTR | 63 | 835 | 52605 | EGP | SC_Supply/Apply
Abo Shanab El Agamien _0195 |  | RFQ-00057 | Mostafa Ramadan | Operation | 2024-02-06 | Sewerage Network-Infrastructure | Approved | 10 - "10 - ABOU .10 - ABOU NASSAR, AL ESSAWI & ABOU SAEDA-BILL NO. 1: SEWAGE NETWORK-4-1.1.1-b.5 | *DN/ID 200 mm sewer dia pipes (SN 8) Ditto, depth to invert between 4.51 m and 5.50 m | MTR | 125 | 50 | 441 | 22050 | SC_Supply/Apply | مكتب المجد للمقاولات العامة | 10 - "10 - ABOU .10 - ABOU NASSAR, AL ESSAWI & ABOU SAEDA-BILL NO. 1: SEWAGE NETWORK-4-1.1.1-b.5 | *DN/ID 200 mm sewer dia pipes (SN 8) Ditto, depth to invert between 4.51 m and 5.50 m | MTR | 50 | 835 | 41750 | EGP | SC_Supply/Apply
Abo Shanab El Agamien _0195 |  | RFQ-00057 | Mostafa Ramadan | Operation | 2024-02-06 | Sewerage Network-Infrastructure | Approved | 10 - "10 - ABOU .10 - ABOU NASSAR, AL ESSAWI & ABOU SAEDA-BILL NO. 1: SEWAGE NETWORK-4-1.1.1-e.1 | DN/ID 400 mm dia sewer pipes (SN 8) Ditto, depth to invert between 3.51 m and 4.50 m | MTR | 30 | 27 | 547.39 | 14779.53 | SC_Supply/Apply | مكتب المجد للمقاولات العامة | 10 - "10 - ABOU .10 - ABOU NASSAR, AL ESSAWI & ABOU SAEDA-BILL NO. 1: SEWAGE NETWORK-4-1.1.1-e.1 | DN/ID 400 mm dia sewer pipes (SN 8) Ditto, depth to invert between 3.51 m and 4.50 m | MTR | 27 | 1100 | 29700 | EGP | SC_Supply/Apply
Abo Shanab El Agamien _0195 |  | RFQ-00057 | Mostafa Ramadan | Operation | 2024-02-06 | Sewerage Network-Infrastructure | Approved | 10 - "10 - ABOU .10 - ABOU NASSAR, AL ESSAWI & ABOU SAEDA-BILL NO. 1: SEWAGE NETWORK-4-1.1.1-b.3 | *DN/ID 200 mm sewer dia pipes (SN 8) Ditto, depth to invert between 2.51 m and 3.50 m | MTR | 235 | 213 | 329.08 | 70094.04 | SC_Supply/Apply | مكتب المجد للمقاولات العامة | 10 - "10 - ABOU .10 - ABOU NASSAR, AL ESSAWI & ABOU SAEDA-BILL NO. 1: SEWAGE NETWORK-4-1.1.1-b.3 | *DN/ID 200 mm sewer dia pipes (SN 8) Ditto, depth to invert between 2.51 m and 3.50 m | MTR | 213 | 580 | 123540 | EGP | SC_Supply/Apply
Abo Shanab El Agamien _0195 |  | RFQ-00057 | Mostafa Ramadan | Operation | 2024-02-06 | Sewerage Network-Infrastructure | Approved | 10 - "10 - ABOU .10 - ABOU NASSAR, AL ESSAWI & ABOU SAEDA-BILL NO. 1: SEWAGE NETWORK-4-1.1.1-d.4 | *DN/ID 300 mm dia sewer pipes (SN 8) Ditto, depth to invert between 4.51 m and 5.50 m | MTR | 340 | 321 | 551.5 | 177031.5 | SC_Supply/Apply | مكتب المجد للمقاولات العامة | 10 - "10 - ABOU .10 - ABOU NASSAR, AL ESSAWI & ABOU SAEDA-BILL NO. 1: SEWAGE NETWORK-4-1.1.1-d.4 | *DN/ID 300 mm dia sewer pipes (SN 8) Ditto, depth to invert between 4.51 m and 5.50 m | MTR | 321 | 1200 | 385200 | EGP | SC_Supply/Apply
Abo Shanab El Agamien _0195 |  | RFQ-00057 | Mostafa Ramadan | Operation | 2024-02-06 | Sewerage Network-Infrastructure | Approved | 3 - 3- Iz.Junaidi Wisa & Iz. Zaki W.3- Iz.Junaidi Wisa & Iz. Zaki Wisa-BILL NO. 1: SEWAGE NETWORK-4-1.1.1-c.1 | *DN/ID 250 mm dia sewer pipes (SN 8) Depth to invert not exceeding 1.5 m | MTR | 50 | 50 | 241.53 | 12076.5 | SC_Supply/Apply | مكتب المجد للمقاولات العامة | 3 - 3- Iz.Junaidi Wisa & Iz. Zaki W.3- Iz.Junaidi Wisa & Iz. Zaki Wisa-BILL NO. 1: SEWAGE NETWORK-4-1.1.1-c.1 | *DN/ID 250 mm dia sewer pipes (SN 8) Depth to invert not exceeding 1.5 m | MTR | 50 | 380 | 19000 | EGP | SC_Supply/Apply
Abo Shanab El Agamien _0195 |  | RFQ-00057 | Mostafa Ramadan | Operation | 2024-02-06 | Sewerage Network-Infrastructure | Approved | 9 - 9-Iz. Seror.9-Iz. Seror-BILL NO. 1: SEWAGE NETWORK-4-1.1.1-c.1 | *DN/ID 250 mm dia sewer pipes (SN 8) Depth to invert not exceeding 1.5 m | MTR | 300 | 271 | 241.53 | 65454.63 | SC_Supply/Apply | مكتب المجد للمقاولات العامة | 9 - 9-Iz. Seror.9-Iz. Seror-BILL NO. 1: SEWAGE NETWORK-4-1.1.1-c.1 | *DN/ID 250 mm dia sewer pipes (SN 8) Depth to invert not exceeding 1.5 m | MTR | 271 | 380 | 102980 | EGP | SC_Supply/Apply
Abo Shanab El Agamien _0195 |  | RFQ-00057 | Mostafa Ramadan | Operation | 2024-02-06 | Sewerage Network-Infrastructure | Approved | 6 - 6-Huwaydi Village.6-Huwaydi Village-BILL NO. 1: SEWAGE NETWORK-4-1.1.1-e.3 | DN/ID 400 mm dia sewer pipes (SN 8) Ditto, depth to invert between 4.51 m and 5.50 m | MTR | 125 | 125 | 674.47 | 84308.75 | SC_Supply/Apply | مكتب المجد للمقاولات العامة | 6 - 6-Huwaydi Village.6-Huwaydi Village-BILL NO. 1: SEWAGE NETWORK-4-1.1.1-e.3 | DN/ID 400 mm dia sewer pipes (SN 8) Ditto, depth to invert between 4.51 m and 5.50 m | MTR | 125 | 1300 | 162500 | EGP | SC_Supply/Apply
Qasr Rashwan - Lot B _0208 |  | RFQ-00012 | Mostafa Shourbagi | MEP (Electro Mechanical) | 2024-02-12 | Supply of GRP Covers | Approved | 12.10 - Suleiman Tadrus-BILL NO.1: SEWAGE NETWORK-1.2.1-b.3 | Ditto, depth to invert between 2.51 m and 3.00 m | ECH | 76 | 76 | 1767.54 | 134333.04 | MAT_Raw | فالكون مصر | 12.10 - Suleiman Tadrus-BILL NO.1: SEWAGE NETWORK-1.2.1-b.3 | Ditto, depth to invert between 2.51 m and 3.00 m | ECH | 76 | 2315.79 | 176000.04 | EGP | MAT_Raw
Qasr Rashwan - Lot B _0208 |  | RFQ-00012 | Mostafa Shourbagi | MEP (Electro Mechanical) | 2024-02-12 | Supply of GRP Covers | Approved | 10.10 - Abd Al Azeem Al Sofy -BILL NO.1: SEWAGE NETWORK-1.2.1-b.3 | Ditto, depth to invert between 2.51 m and 3.00 m | ECH | 28 | 28 | 1767.54 | 49491.12 | MAT_Raw | فالكون مصر | 10.10 - Abd Al Azeem Al Sofy -BILL NO.1: SEWAGE NETWORK-1.2.1-b.3 | Ditto, depth to invert between 2.51 m and 3.00 m | ECH | 28 | 2315.79 | 64842.12 | EGP | MAT_Raw
Qasr Rashwan - Lot B _0208 |  | RFQ-00012 | Mostafa Shourbagi | MEP (Electro Mechanical) | 2024-02-12 | Supply of GRP Covers | Approved | 15.10 - Al Burm-BILL NO. 1: SEWAGE NETWORK-1.2.1-a.1 | Depth to invert not exceeding 1.5 m | NO | 185 | 185 | 1767.54 | 326994.9 | MAT_Raw | فالكون مصر | 15.10 - Al Burm-BILL NO. 1: SEWAGE NETWORK-1.2.1-a.1 | Depth to invert not exceeding 1.5 m | NO | 185 | 2315.79 | 428421.15 | EGP | MAT_Raw
Qasr Rashwan - Lot B _0208 |  | RFQ-00012 | Mostafa Shourbagi | MEP (Electro Mechanical) | 2024-02-12 | Supply of GRP Covers | Approved | 10.10 - Abd Al Azeem Al Sofy -BILL NO.1: SEWAGE NETWORK-1.2.1-b.2 | Ditto, depth to invert between 2.01 m and 2.50 m | NO | 40 | 40 | 1767.54 | 70701.6 | MAT_Raw | فالكون مصر | 10.10 - Abd Al Azeem Al Sofy -BILL NO.1: SEWAGE NETWORK-1.2.1-b.2 | Ditto, depth to invert between 2.01 m and 2.50 m | NO | 40 | 2315.79 | 92631.6 | EGP | MAT_Raw
Qasr Rashwan - Lot B _0208 |  | RFQ-00012 | Mostafa Shourbagi | MEP (Electro Mechanical) | 2024-02-12 | Supply of GRP Covers | Approved | 10.10 - Abd Al Azeem Al Sofy -BILL NO.1: SEWAGE NETWORK-1.2.1-b.4 | Ditto, depth to invert between 3.01 m and 3.50 m | ECH | 17 | 17 | 1767.54 | 30048.18 | MAT_Raw | فالكون مصر | 10.10 - Abd Al Azeem Al Sofy -BILL NO.1: SEWAGE NETWORK-1.2.1-b.4 | Ditto, depth to invert between 3.01 m and 3.50 m | ECH | 17 | 2315.79 | 39368.43 | EGP | MAT_Raw
Qasr Rashwan - Lot B _0208 |  | RFQ-00012 | Mostafa Shourbagi | MEP (Electro Mechanical) | 2024-02-12 | Supply of GRP Covers | Approved | 12.10 - Suleiman Tadrus-BILL NO.1: SEWAGE NETWORK-1.2.1-b.4 | Ditto, depth to invert between 3.01 m and 3.50 m | ECH | 59 | 59 | 1767.54 | 104284.86 | MAT_Raw | فالكون مصر | 12.10 - Suleiman Tadrus-BILL NO.1: SEWAGE NETWORK-1.2.1-b.4 | Ditto, depth to invert between 3.01 m and 3.50 m | ECH | 59 | 2315.79 | 136631.61 | EGP | MAT_Raw
Qasr Rashwan - Lot B _0208 |  | RFQ-00012 | Mostafa Shourbagi | MEP (Electro Mechanical) | 2024-02-12 | Supply of GRP Covers | Approved | 13.10 - Salih Shamatah-BILL NO.1: SEWAGE NETWORK-1.2.1-b.4 | Ditto, depth to invert between 3.01 m and 3.50 m | ECH | 23 | 23 | 1767.54 | 40653.42 | MAT_Raw | فالكون مصر | 13.10 - Salih Shamatah-BILL NO.1: SEWAGE NETWORK-1.2.1-b.4 | Ditto, depth to invert between 3.01 m and 3.50 m | ECH | 23 | 2315.79 | 53263.17 | EGP | MAT_Raw
Qasr Rashwan - Lot B _0208 |  | RFQ-00012 | Mostafa Shourbagi | MEP (Electro Mechanical) | 2024-02-12 | Supply of GRP Covers | Approved | 11.10 - Abd Al Rahman Ibrahim-BILL NO.1: SEWAGE NETWORK-1.2.1-b.2 | Ditto, depth to invert between 2.01 m and 2.50 m | NO | 138 | 138 | 1767.54 | 243920.52 | MAT_Raw | فالكون مصر | 11.10 - Abd Al Rahman Ibrahim-BILL NO.1: SEWAGE NETWORK-1.2.1-b.2 | Ditto, depth to invert between 2.01 m and 2.50 m | NO | 138 | 2315.79 | 319579.02 | EGP | MAT_Raw
Qasr Rashwan - Lot B _0208 |  | RFQ-00012 | Mostafa Shourbagi | MEP (Electro Mechanical) | 2024-02-12 | Supply of GRP Covers | Approved | 12.10 - Suleiman Tadrus-BILL NO.1: SEWAGE NETWORK-1.2.1-b.2 | Ditto, depth to invert between 2.01 m and 2.50 m | NO | 167 | 167 | 1767.54 | 295179.18 | MAT_Raw | فالكون مصر | 12.10 - Suleiman Tadrus-BILL NO.1: SEWAGE NETWORK-1.2.1-b.2 | Ditto, depth to invert between 2.01 m and 2.50 m | NO | 167 | 2315.79 | 386736.93 | EGP | MAT_Raw
Qasr Rashwan - Lot B _0208 |  | RFQ-00012 | Mostafa Shourbagi | MEP (Electro Mechanical) | 2024-02-12 | Supply of GRP Covers | Approved | 15.10 - Al Burm-BILL NO. 1: SEWAGE NETWORK-1.2.1-b.2 | Ditto, depth to invert between 2.01 m and 2.50 m | NO | 57 | 57 | 1767.54 | 100749.78 | MAT_Raw | فالكون مصر | 15.10 - Al Burm-BILL NO. 1: SEWAGE NETWORK-1.2.1-b.2 | Ditto, depth to invert between 2.01 m and 2.50 m | NO | 57 | 2315.79 | 132000.03 | EGP | MAT_Raw
Qasr Rashwan - Lot B _0208 |  | RFQ-00012 | Mostafa Shourbagi | MEP (Electro Mechanical) | 2024-02-12 | Supply of GRP Covers | Approved | 15.10 - Al Burm-BILL NO. 1: SEWAGE NETWORK-1.2.1-b.4 | Ditto, depth to invert between 3.01 m and 3.50 m | ECH | 19 | 19 | 1767.54 | 33583.26 | MAT_Raw | فالكون مصر | 15.10 - Al Burm-BILL NO. 1: SEWAGE NETWORK-1.2.1-b.4 | Ditto, depth to invert between 3.01 m and 3.50 m | ECH | 19 | 2315.79 | 44000.01 | EGP | MAT_Raw
Qasr Rashwan - Lot B _0208 |  | RFQ-00012 | Mostafa Shourbagi | MEP (Electro Mechanical) | 2024-02-12 | Supply of GRP Covers | Approved | 11.10 - Abd Al Rahman Ibrahim-BILL NO.1: SEWAGE NETWORK-1.2.1-b.4 | Ditto, depth to invert between 3.01 m and 3.50 m | ECH | 45 | 45 | 1767.54 | 79539.3 | MAT_Raw | فالكون مصر | 11.10 - Abd Al Rahman Ibrahim-BILL NO.1: SEWAGE NETWORK-1.2.1-b.4 | Ditto, depth to invert between 3.01 m and 3.50 m | ECH | 45 | 2315.79 | 104210.55 | EGP | MAT_Raw
Qasr Rashwan - Lot B _0208 |  | RFQ-00012 | Mostafa Shourbagi | MEP (Electro Mechanical) | 2024-02-12 | Supply of GRP Covers | Approved | 12.10 - Suleiman Tadrus-BILL NO.1: SEWAGE NETWORK-1.2.1-a.1 | Depth to invert not exceeding 1.5 m | NO | 355 | 355 | 1767.54 | 627476.7 | MAT_Raw | فالكون مصر | 12.10 - Suleiman Tadrus-BILL NO.1: SEWAGE NETWORK-1.2.1-a.1 | Depth to invert not exceeding 1.5 m | NO | 355 | 2315.79 | 822105.45 | EGP | MAT_Raw
Mivida BP#189 |  | RFQ-00065 | Mostafa Shourbagi | MEP (Electro Mechanical) | 2024-04-15 | Trays & Trunk & Fittings | Approved | 162600.POs | 92501-Cable trays | LS | 1 | 1 | 656265.6 | 656265.6 | SC_Supply | El Sewedy Trading | 162600.POs | 92501-Cable trays | LS | 1 | 4035554.17 | 4035554.17 | EGP | SC_Supply
Rabigh CCPP-Civil _K0006 |  | RFQ-00004 | Mohamed Amr | Procurement | 2024-04-22 | Civil Scope | Approved | 11.11 - Baseline BOQ- Power Block+Balance of Plant-03 21 00 WL-0004 | installing; high tensile; uncoated; deformed rebars; Grade 60 as per ASTM Standard A615 A/M; to columns; nominal diameter (Var)mm. | TON | 270.33 | 270.33 | 1100 | 297363 | SC_Apply | شركة نوروسكو العربية للمقاولات شخص واحد | 11.11 - Baseline BOQ- Power Block+Balance of Plant-03 21 00 WL-0004 | installing; high tensile; uncoated; deformed rebars; Grade 60 as per ASTM Standard A615 A/M; to columns; nominal diameter (Var)mm. | TON | 270.33 | 500 | 135165 | SAR | SC_Apply
Rabigh CCPP-Civil _K0006 |  | RFQ-00004 | Mohamed Amr | Procurement | 2024-04-22 | Civil Scope | Approved | 11.11 - Baseline BOQ- Power Block+Balance of Plant-03 21 00 WL-0004 | installing; high tensile; uncoated; deformed rebars; Grade 60 as per ASTM Standard A615 A/M; to foundations; nominal diameter (Var)mm. | TON | 844.75 | 844.75 | 1100 | 929225 | SC_Apply | شركة نوروسكو العربية للمقاولات شخص واحد | 11.11 - Baseline BOQ- Power Block+Balance of Plant-03 21 00 WL-0004 | installing; high tensile; uncoated; deformed rebars; Grade 60 as per ASTM Standard A615 A/M; to foundations; nominal diameter (Var)mm. | TON | 844.75 | 500 | 422375 | SAR | SC_Apply
Rabigh CCPP-Civil _K0006 |  | RFQ-00004 | Mohamed Amr | Procurement | 2024-04-22 | Civil Scope | Approved | 11.11 - Baseline BOQ- Power Block+Balance of Plant-03 21 00 WL-0004 | installing; high tensile; uncoated; deformed rebars; Grade 60 as per ASTM Standard A615 A/M; to slabs; nominal diameter (Var)mm. | TON | 112.63 | 112.63 | 1100 | 123893 | SC_Apply | شركة نوروسكو العربية للمقاولات شخص واحد | 11.11 - Baseline BOQ- Power Block+Balance of Plant-03 21 00 WL-0004 | installing; high tensile; uncoated; deformed rebars; Grade 60 as per ASTM Standard A615 A/M; to slabs; nominal diameter (Var)mm. | TON | 112.63 | 500 | 56315 | SAR | SC_Apply
Rabigh CCPP-Civil _K0006 |  | RFQ-00004 | Mohamed Amr | Procurement | 2024-04-22 | Civil Scope | Approved | 11.11 - Baseline BOQ- Power Block+Balance of Plant-03 21 00 WL-0004 | installing; high tensile; uncoated; deformed rebars; Grade 60 as per ASTM Standard A615 A/M; to turbine foundation; nominal diameter (Var)mm | TON | 844.75 | 844.75 | 1100 | 929225 | SC_Apply | شركة نوروسكو العربية للمقاولات شخص واحد | 11.11 - Baseline BOQ- Power Block+Balance of Plant-03 21 00 WL-0004 | installing; high tensile; uncoated; deformed rebars; Grade 60 as per ASTM Standard A615 A/M; to turbine foundation; nominal diameter (Var)mm | TON | 844.75 | 500 | 422375 | SAR | SC_Apply
Rabigh CCPP-Civil _K0006 |  | RFQ-00004 | Mohamed Amr | Procurement | 2024-04-22 | Civil Scope | Approved | 11.11 - Baseline BOQ- Power Block+Balance of Plant-03 21 00 WL-0004 | installing; high tensile; uncoated; deformed rebars; Grade 60 as per ASTM Standard A615 A/M; to walls; nominal diameter (Var)mm. | TON | 180.22 | 180.22 | 1100 | 198242 | SC_Apply | شركة نوروسكو العربية للمقاولات شخص واحد | 11.11 - Baseline BOQ- Power Block+Balance of Plant-03 21 00 WL-0004 | installing; high tensile; uncoated; deformed rebars; Grade 60 as per ASTM Standard A615 A/M; to walls; nominal diameter (Var)mm. | TON | 180.22 | 500 | 90110 | SAR | SC_Apply
Rabigh CCPP-Civil _K0006 |  | RFQ-00004 | Mohamed Amr | Procurement | 2024-04-22 | Civil Scope | Approved | 11.11 - Baseline BOQ- Power Block+Balance of Plant-03 31 00 FND-0014 | placing; reinforced in-situ concrete; for vertical element; columns; height (var.); grade C28/35 (Cylinder / Cube) after 28 days; as per ASTM; cement content not less than 350 kg/m3; cement Type I—ordinary portland cement as per ASTM C150 | CBM | 1781.1 | 1781.1 | 20.13 | 35853.54 | SC_Apply | شركة نوروسكو العربية للمقاولات شخص واحد | 11.11 - Baseline BOQ- Power Block+Balance of Plant-03 31 00 FND-0014 | placing; reinforced in-situ concrete; for vertical element; columns; height (var.); grade C28/35 (Cylinder / Cube) after 28 days; as per ASTM; cement content not less than 350 kg/m3; cement Type I—ordinary portland cement as per ASTM C150 | CBM | 1781.1 | 0 | 0 | SAR | SC_Apply
Rabigh CCPP-Civil _K0006 |  | RFQ-00004 | Mohamed Amr | Procurement | 2024-04-22 | Civil Scope | Approved | 11.11 - Baseline BOQ- Power Block+Balance of Plant-03 31 00 FND-0014 | placing; reinforced in-situ concrete; for horizontal element; foundations; thk(VAR); poured on blinding bed; grade C32/40 (Cylinder / Cube) after 28 days; as per ASTM Standard; cement content not less than 350 kg/m3; cement Type II—moderate sulfate resistant as per ASTM C150.. | CBM | 5565.95 | 5565.95 | 20.13 | 112042.57 | SC_Apply | شركة نوروسكو العربية للمقاولات شخص واحد | 11.11 - Baseline BOQ- Power Block+Balance of Plant-03 31 00 FND-0014 | placing; reinforced in-situ concrete; for horizontal element; foundations; thk(VAR); poured on blinding bed; grade C32/40 (Cylinder / Cube) after 28 days; as per ASTM Standard; cement content not less than 350 kg/m3; cement Type II—moderate sulfate resistant as per ASTM C150.. | CBM | 5565.95 | 0 | 0 | SAR | SC_Apply
Rabigh CCPP-Civil _K0006 |  | RFQ-00004 | Mohamed Amr | Procurement | 2024-04-22 | Civil Scope | Approved | 11.11 - Baseline BOQ- Power Block+Balance of Plant-03 31 00 FND-0014 | placing; reinforced in-situ concrete; for horizontal element; slabs; thk(Var.); Poured at height; grade C28/35 (Cylinder / Cube) after 28 days; as per ASTM; cement content not less than 350 kg/m3; cement Type I—ordinary portland cement as per ASTM C150. | CBM | 742.14 | 742.14 | 20.13 | 14939.28 | SC_Apply | شركة نوروسكو العربية للمقاولات شخص واحد | 11.11 - Baseline BOQ- Power Block+Balance of Plant-03 31 00 FND-0014 | placing; reinforced in-situ concrete; for horizontal element; slabs; thk(Var.); Poured at height; grade C28/35 (Cylinder / Cube) after 28 days; as per ASTM; cement content not less than 350 kg/m3; cement Type I—ordinary portland cement as per ASTM C150. | CBM | 742.14 | 0 | 0 | SAR | SC_Apply
Rabigh CCPP-Civil _K0006 |  | RFQ-00004 | Mohamed Amr | Procurement | 2024-04-22 | Civil Scope | Approved | 11.11 - Baseline BOQ- Power Block+Balance of Plant-03 31 00 FND-0014 | placing; reinforced in-situ concrete; for horizontal element; turbine foundation; thk > 1000 mm; poured on blinding bed; grade C35/45 (Cylinder / Cube) after 28 days; as per ASTM; cement content not less than 350 kg/m3; cement Type II—moderate sulfate resistant as per ASTM C150. | CBM | 5565.95 | 5565.95 | 20.13 | 112042.57 | SC_Apply | شركة نوروسكو العربية للمقاولات شخص واحد | 11.11 - Baseline BOQ- Power Block+Balance of Plant-03 31 00 FND-0014 | placing; reinforced in-situ concrete; for horizontal element; turbine foundation; thk > 1000 mm; poured on blinding bed; grade C35/45 (Cylinder / Cube) after 28 days; as per ASTM; cement content not less than 350 kg/m3; cement Type II—moderate sulfate resistant as per ASTM C150. | CBM | 5565.95 | 0 | 0 | SAR | SC_Apply
Rabigh CCPP-Civil _K0006 |  | RFQ-00004 | Mohamed Amr | Procurement | 2024-04-22 | Civil Scope | Approved | 11.11 - Baseline BOQ- Power Block+Balance of Plant-03 31 00 FND-0014 | placing; reinforced in-situ concrete; for vertical element; walls; height (Var); grade C32/40 (Cylinder / Cube) after 28 days; as per ASTM; cement content not less than 350 kg/m3; cement Type I—ordinary portland cement as per ASTM C150. | CBM | 1187.38 | 1187.38 | 20.13 | 23901.96 | SC_Apply | شركة نوروسكو العربية للمقاولات شخص واحد | 11.11 - Baseline BOQ- Power Block+Balance of Plant-03 31 00 FND-0014 | placing; reinforced in-situ concrete; for vertical element; walls; height (Var); grade C32/40 (Cylinder / Cube) after 28 days; as per ASTM; cement content not less than 350 kg/m3; cement Type I—ordinary portland cement as per ASTM C150. | CBM | 1187.38 | 0 | 0 | SAR | SC_Apply
Rabigh CCPP-Civil _K0006 |  | RFQ-00004 | Mohamed Amr | Procurement | 2024-04-22 | Civil Scope | Approved | 11.11 - Baseline BOQ- Power Block+Balance of Plant-03 31 00 COL-0014 | forming; removing; temporary formwork; to sides; reinforced in-situ concrete; columns; finish class F2 as per ACI; propping height (Var.) | CBM | 2600.54 | 2600.54 | 308 | 800966.32 | SC_Apply | شركة نوروسكو العربية للمقاولات شخص واحد | 11.11 - Baseline BOQ- Power Block+Balance of Plant-03 31 00 COL-0014 | forming; removing; temporary formwork; to sides; reinforced in-situ concrete; columns; finish class F2 as per ACI; propping height (Var.) | CBM | 2600.54 | 225 | 585121.5 | SAR | SC_Apply
Rabigh CCPP-Civil _K0006 |  | RFQ-00004 | Mohamed Amr | Procurement | 2024-04-22 | Civil Scope | Approved | 11.11 - Baseline BOQ- Power Block+Balance of Plant-03 31 00 FND-0014 | forming; removing; temporary formwork; to sides; reinforced in-situ concrete; foundations; finish class F2 as per ACI. | CBM | 12916.47 | 12916.47 | 174 | 2247465.78 | SC_Apply | شركة نوروسكو العربية للمقاولات شخص واحد | 11.11 - Baseline BOQ- Power Block+Balance of Plant-03 31 00 FND-0014 | forming; removing; temporary formwork; to sides; reinforced in-situ concrete; foundations; finish class F2 as per ACI. | CBM | 12916.47 | 225 | 2906205.75 | SAR | SC_Apply
Rabigh CCPP-Civil _K0006 |  | RFQ-00004 | Mohamed Amr | Procurement | 2024-04-22 | Civil Scope | Approved | 11.11 - Baseline BOQ- Power Block+Balance of Plant-03 31 00 SLB-0007 | forming; removing; temporary formwork; to soffits; reinforced in-situ concrete; slabs; finish class F2 as per ACI; propping height (Var.) | CBM | 1804.77 | 1804.77 | 356.81 | 643959.98 | SC_Apply | شركة نوروسكو العربية للمقاولات شخص واحد | 11.11 - Baseline BOQ- Power Block+Balance of Plant-03 31 00 SLB-0007 | forming; removing; temporary formwork; to soffits; reinforced in-situ concrete; slabs; finish class F2 as per ACI; propping height (Var.) | CBM | 1804.77 | 225 | 406073.25 | SAR | SC_Apply
Rabigh CCPP-Civil _K0006 |  | RFQ-00004 | Mohamed Amr | Procurement | 2024-04-22 | Civil Scope | Approved | 11.11 - Baseline BOQ- Power Block+Balance of Plant-03 31 00 TFD-0008 | forming; removing; temporary formwork; to sides; reinforced in-situ concrete; turbine foundations; finish class F2 as per ACI | CBM | 5756.39 | 5756.39 | 208.95 | 1202797.69 | SC_Apply | شركة نوروسكو العربية للمقاولات شخص واحد | 11.11 - Baseline BOQ- Power Block+Balance of Plant-03 31 00 TFD-0008 | forming; removing; temporary formwork; to sides; reinforced in-situ concrete; turbine foundations; finish class F2 as per ACI | CBM | 5756.39 | 225 | 1295187.75 | SAR | SC_Apply
Rabigh CCPP-Civil _K0006 |  | RFQ-00004 | Mohamed Amr | Procurement | 2024-04-22 | Civil Scope | Approved | 11.11 - Baseline BOQ- Power Block+Balance of Plant-03 31 00 WL-0024 | forming; removing; temporary formwork; to sides; reinforced in-situ concrete; walls; finish class F2 as per ACI; propping height (Var.) | CBM | 2234.11 | 2234.11 | 275.96 | 616525 | SC_Apply | شركة نوروسكو العربية للمقاولات شخص واحد | 11.11 - Baseline BOQ- Power Block+Balance of Plant-03 31 00 WL-0024 | forming; removing; temporary formwork; to sides; reinforced in-situ concrete; walls; finish class F2 as per ACI; propping height (Var.) | CBM | 2234.11 | 225 | 502674.75 | SAR | SC_Apply
Mivida BP#189 |  | RFQ-00068 | Mostafa Shourbagi | MEP (Electro Mechanical) | 2024-04-18 | Wooden Support | Approved | 152105.all | 96382-HVAC fittings | LS | 1 | 1 | 16115 | 16115 | SC_Supply | Al Nour | 152105.all | 96382-HVAC fittings | LS | 1 | 52231.95 | 52231.95 | EGP | SC_Supply
Abo Shanab El Agamien _0195 |  | RFQ-00057 | Mostafa Ramadan | Operation | 2024-02-06 | Sewerage Network-Infrastructure | Approved | 4 - 4-Iz. Al Biltaji.4-Iz. Al Biltaji-BILL NO. 1: SEWAGE NETWORK-4-1.1.1-d.1 | *DN/ID 300 mm dia sewer pipes (SN 8) Ditto, depth to invert between 1.51 m and 2.50 m | MTR | 50 | 50 | 311.5 | 15575 | SC_Supply/Apply | مكتب المجد للمقاولات العامة | 4 - 4-Iz. Al Biltaji.4-Iz. Al Biltaji-BILL NO. 1: SEWAGE NETWORK-4-1.1.1-d.1 | *DN/ID 300 mm dia sewer pipes (SN 8) Ditto, depth to invert between 1.51 m and 2.50 m | MTR | 50 | 700 | 35000 | EGP | SC_Supply/Apply
Abo Shanab El Agamien _0195 |  | RFQ-00057 | Mostafa Ramadan | Operation | 2024-02-06 | Sewerage Network-Infrastructure | Approved | 6 - 6-Huwaydi Village.6-Huwaydi Village-BILL NO. 1: SEWAGE NETWORK-4-1.1.1-e.2 | DN/ID 400 mm dia sewer pipes (SN 8) Ditto, depth to invert between 3.51 m and 4.50 m | MTR | 250 | 220 | 547.39 | 120425.8 | SC_Supply/Apply | مكتب المجد للمقاولات العامة | 6 - 6-Huwaydi Village.6-Huwaydi Village-BILL NO. 1: SEWAGE NETWORK-4-1.1.1-e.2 | DN/ID 400 mm dia sewer pipes (SN 8) Ditto, depth to invert between 3.51 m and 4.50 m | MTR | 220 | 1100 | 242000 | EGP | SC_Supply/Apply
Abo Shanab El Agamien _0195 |  | RFQ-00057 | Mostafa Ramadan | Operation | 2024-02-06 | Sewerage Network-Infrastructure | Approved | 4 - 4-Iz. Al Biltaji.4-Iz. Al Biltaji-BILL NO. 1: SEWAGE NETWORK-4-1.1.1-c.1 | *DN/ID 250 mm dia sewer pipes (SN 8) Depth to invert not exceeding 1.5 m | MTR | 200 | 200 | 241.53 | 48306 | SC_Supply/Apply | مكتب المجد للمقاولات العامة | 4 - 4-Iz. Al Biltaji.4-Iz. Al Biltaji-BILL NO. 1: SEWAGE NETWORK-4-1.1.1-c.1 | *DN/ID 250 mm dia sewer pipes (SN 8) Depth to invert not exceeding 1.5 m | MTR | 200 | 380 | 76000 | EGP | SC_Supply/Apply
Abo Shanab El Agamien _0195 |  | RFQ-00057 | Mostafa Ramadan | Operation | 2024-02-06 | Sewerage Network-Infrastructure | Approved | 10 - "10 - ABOU .10 - ABOU NASSAR, AL ESSAWI & ABOU SAEDA-BILL NO. 1: SEWAGE NETWORK-4-1.1.1-a.1 | *DN/ID 150 mm dia sewer pipes (SN 4) Depth to invert not exceeding 1.2 m | MTR | 215 | 200 | 157.43 | 31486 | SC_Supply/Apply | مكتب المجد للمقاولات العامة | 10 - "10 - ABOU .10 - ABOU NASSAR, AL ESSAWI & ABOU SAEDA-BILL NO. 1: SEWAGE NETWORK-4-1.1.1-a.1 | *DN/ID 150 mm dia sewer pipes (SN 4) Depth to invert not exceeding 1.2 m | MTR | 200 | 200 | 40000 | EGP | SC_Supply/Apply
Abo Shanab El Agamien _0195 |  | RFQ-00057 | Mostafa Ramadan | Operation | 2024-02-06 | Sewerage Network-Infrastructure | Approved | 6 - 6-Huwaydi Village.6-Huwaydi Village-BILL NO. 1: SEWAGE NETWORK-4-1.1.1-a.1 | *DN/ID 150 mm dia sewer pipes (SN 4) Depth to invert not exceeding 1.2 m | MTR | 350 | 220 | 157.43 | 34634.6 | SC_Supply/Apply | مكتب المجد للمقاولات العامة | 6 - 6-Huwaydi Village.6-Huwaydi Village-BILL NO. 1: SEWAGE NETWORK-4-1.1.1-a.1 | *DN/ID 150 mm dia sewer pipes (SN 4) Depth to invert not exceeding 1.2 m | MTR | 220 | 200 | 44000 | EGP | SC_Supply/Apply
Abo Shanab El Agamien _0195 |  | RFQ-00057 | Mostafa Ramadan | Operation | 2024-02-06 | Sewerage Network-Infrastructure | Approved | 1 - Sharaf Al Deen-BILL NO. 1: SEWAGE NETWORK-9-1.1.1-c.2 | *DN/ID 250 mm dia sewer pipes (SN 8) Depth to invert between 1.51 m and 2.50 m | MTR | 650 | 650 | 310.53 | 201844.5 | SC_Supply/Apply | مكتب المجد للمقاولات العامة | 1 - Sharaf Al Deen-BILL NO. 1: SEWAGE NETWORK-9-1.1.1-c.2 | *DN/ID 250 mm dia sewer pipes (SN 8) Depth to invert between 1.51 m and 2.50 m | MTR | 650 | 500 | 325000 | EGP | SC_Supply/Apply
Abo Shanab El Agamien _0195 |  | RFQ-00057 | Mostafa Ramadan | Operation | 2024-02-06 | Sewerage Network-Infrastructure | Approved | 9 - 9-Iz. Seror.9-Iz. Seror-BILL NO. 1: SEWAGE NETWORK-4-1.1.1-c.5 | *DN/ID 250 mm dia sewer pipes (SN 8) Ditto, depth to invert between 4.51 m and 5.50 m | MTR | 5 | 5 | 559 | 2795 | SC_Supply/Apply | مكتب المجد للمقاولات العامة | 9 - 9-Iz. Seror.9-Iz. Seror-BILL NO. 1: SEWAGE NETWORK-4-1.1.1-c.5 | *DN/ID 250 mm dia sewer pipes (SN 8) Ditto, depth to invert between 4.51 m and 5.50 m | MTR | 5 | 1000 | 5000 | EGP | SC_Supply/Apply
Abo Shanab El Agamien _0195 |  | RFQ-00057 | Mostafa Ramadan | Operation | 2024-02-06 | Sewerage Network-Infrastructure | Approved | 1 - Sharaf Al Deen-BILL NO. 1: SEWAGE NETWORK-9-1.1.1-e.2 | *DN/ID 500 mm dia sewer pipes (SN 8) Ditto, depth to invert between 3.51 m and 4.50 m | MTR | 15 | 13 | 819.1 | 10648.3 | SC_Supply/Apply | مكتب المجد للمقاولات العامة | 1 - Sharaf Al Deen-BILL NO. 1: SEWAGE NETWORK-9-1.1.1-e.2 | *DN/ID 500 mm dia sewer pipes (SN 8) Ditto, depth to invert between 3.51 m and 4.50 m | MTR | 13 | 1250 | 16250 | EGP | SC_Supply/Apply
Abo Shanab El Agamien _0195 |  | RFQ-00057 | Mostafa Ramadan | Operation | 2024-02-06 | Sewerage Network-Infrastructure | Approved | 1 - Sharaf Al Deen-BILL NO. 1: SEWAGE NETWORK-9-1.1.1-c.1 | *DN/ID 250 mm dia sewer pipes (SN 8) Depth to invert not exceeding 1.5 m | MTR | 300 | 270 | 241.53 | 65213.1 | SC_Supply/Apply | مكتب المجد للمقاولات العامة | 1 - Sharaf Al Deen-BILL NO. 1: SEWAGE NETWORK-9-1.1.1-c.1 | *DN/ID 250 mm dia sewer pipes (SN 8) Depth to invert not exceeding 1.5 m | MTR | 270 | 380 | 102600 | EGP | SC_Supply/Apply
Abo Shanab El Agamien _0195 |  | RFQ-00057 | Mostafa Ramadan | Operation | 2024-02-06 | Sewerage Network-Infrastructure | Approved | 10 - "10 - ABOU .10 - ABOU NASSAR, AL ESSAWI & ABOU SAEDA-BILL NO. 1: SEWAGE NETWORK-4-1.1.1-b.4 | *DN/ID 200 mm sewer dia pipes (SN 8) Ditto, depth to invert between 3.51 m and 4.50 m | MTR | 60 | 20 | 377.08 | 7541.6 | SC_Supply/Apply | مكتب المجد للمقاولات العامة | 10 - "10 - ABOU .10 - ABOU NASSAR, AL ESSAWI & ABOU SAEDA-BILL NO. 1: SEWAGE NETWORK-4-1.1.1-b.4 | *DN/ID 200 mm sewer dia pipes (SN 8) Ditto, depth to invert between 3.51 m and 4.50 m | MTR | 20 | 720 | 14400 | EGP | SC_Supply/Apply
Abo Shanab El Agamien _0195 |  | RFQ-00057 | Mostafa Ramadan | Operation | 2024-02-06 | Sewerage Network-Infrastructure | Approved | 2 - 2- Iz. Kariman Sednaoui.2- Iz. Kariman Sednaoui-BILL NO. 1: SEWAGE NETWORK-4-1.1.1-c.1 | DN/ID 400 mm dia sewer pipes (SN 8) Ditto, depth to invert between 1.51 m and 2.50 m | MTR | 185 | 84 | 383.39 | 32204.76 | SC_Supply/Apply | مكتب المجد للمقاولات العامة | 2 - 2- Iz. Kariman Sednaoui.2- Iz. Kariman Sednaoui-BILL NO. 1: SEWAGE NETWORK-4-1.1.1-c.1 | DN/ID 400 mm dia sewer pipes (SN 8) Ditto, depth to invert between 1.51 m and 2.50 m | MTR | 84 | 680 | 57120 | EGP | SC_Supply/Apply
Abo Shanab El Agamien _0195 |  | RFQ-00057 | Mostafa Ramadan | Operation | 2024-02-06 | Sewerage Network-Infrastructure | Approved | 9 - 9-Iz. Seror.9-Iz. Seror-BILL NO. 1: SEWAGE NETWORK-4-1.1.1-c.2 | *DN/ID 250 mm dia sewer pipes (SN 8) Depth to invert between 1.51 m and 2.50 m | MTR | 450 | 450 | 310.53 | 139738.5 | SC_Supply/Apply | مكتب المجد للمقاولات العامة | 9 - 9-Iz. Seror.9-Iz. Seror-BILL NO. 1: SEWAGE NETWORK-4-1.1.1-c.2 | *DN/ID 250 mm dia sewer pipes (SN 8) Depth to invert between 1.51 m and 2.50 m | MTR | 450 | 500 | 225000 | EGP | SC_Supply/Apply
Abo Shanab El Agamien _0195 |  | RFQ-00057 | Mostafa Ramadan | Operation | 2024-02-06 | Sewerage Network-Infrastructure | Approved | 3 - 3- Iz.Junaidi Wisa & Iz. Zaki W.3- Iz.Junaidi Wisa & Iz. Zaki Wisa-BILL NO. 1: SEWAGE NETWORK-4-1.1.1-c.3 | *DN/ID 250 mm dia sewer pipes (SN 8) Ditto, depth to invert between 2.51 m and 3.50 m | MTR | 650 | 650 | 385.53 | 250594.5 | SC_Supply/Apply | مكتب المجد للمقاولات العامة | 3 - 3- Iz.Junaidi Wisa & Iz. Zaki W.3- Iz.Junaidi Wisa & Iz. Zaki Wisa-BILL NO. 1: SEWAGE NETWORK-4-1.1.1-c.3 | *DN/ID 250 mm dia sewer pipes (SN 8) Ditto, depth to invert between 2.51 m and 3.50 m | MTR | 650 | 620 | 403000 | EGP | SC_Supply/Apply
Abo Shanab El Agamien _0195 |  | RFQ-00057 | Mostafa Ramadan | Operation | 2024-02-06 | Sewerage Network-Infrastructure | Approved | 3 - 3- Iz.Junaidi Wisa & Iz. Zaki W.3- Iz.Junaidi Wisa & Iz. Zaki Wisa-BILL NO. 1: SEWAGE NETWORK-4-1.1.1-b.2 | *DN/ID 200 mm sewer dia pipes (SN 8) Ditto, depth to invert between 1.51 m and 2.50 m | MTR | 1150 | 1000 | 258.08 | 258080 | SC_Supply/Apply | مكتب المجد للمقاولات العامة | 3 - 3- Iz.Junaidi Wisa & Iz. Zaki W.3- Iz.Junaidi Wisa & Iz. Zaki Wisa-BILL NO. 1: SEWAGE NETWORK-4-1.1.1-b.2 | *DN/ID 200 mm sewer dia pipes (SN 8) Ditto, depth to invert between 1.51 m and 2.50 m | MTR | 1000 | 420 | 420000 | EGP | SC_Supply/Apply
Abo Shanab El Agamien _0195 |  | RFQ-00057 | Mostafa Ramadan | Operation | 2024-02-06 | Sewerage Network-Infrastructure | Approved | 2 - 2- Iz. Kariman Sednaoui.2- Iz. Kariman Sednaoui-BILL NO. 1: SEWAGE NETWORK-4-1.1.1-b.2 | *DN/ID 250 mm dia sewer pipes (SN 8) Depth to invert between 1.51 m and 2.50 m | MTR | 550 | 550 | 310.53 | 170791.5 | SC_Supply/Apply | مكتب المجد للمقاولات العامة | 2 - 2- Iz. Kariman Sednaoui.2- Iz. Kariman Sednaoui-BILL NO. 1: SEWAGE NETWORK-4-1.1.1-b.2 | *DN/ID 250 mm dia sewer pipes (SN 8) Depth to invert between 1.51 m and 2.50 m | MTR | 550 | 500 | 275000 | EGP | SC_Supply/Apply
Abo Shanab El Agamien _0195 |  | RFQ-00057 | Mostafa Ramadan | Operation | 2024-02-06 | Sewerage Network-Infrastructure | Approved | 1 - Sharaf Al Deen-BILL NO. 1: SEWAGE NETWORK-9-1.1.1-e.1 | *DN/ID 500 mm dia sewer pipes (SN 8) Ditto, depth to invert between 2.51 m and 3.50 m | MTR | 110 | 0 | 628.1 | 0.63 | SC_Supply/Apply | مكتب المجد للمقاولات العامة | 1 - Sharaf Al Deen-BILL NO. 1: SEWAGE NETWORK-9-1.1.1-e.1 | *DN/ID 500 mm dia sewer pipes (SN 8) Ditto, depth to invert between 2.51 m and 3.50 m | MTR | 0 | 900 | 0 | EGP | SC_Supply/Apply
Abo Shanab El Agamien _0195 |  | RFQ-00057 | Mostafa Ramadan | Operation | 2024-02-06 | Sewerage Network-Infrastructure | Approved | 2 - 2- Iz. Kariman Sednaoui.2- Iz. Kariman Sednaoui-BILL NO. 1: SEWAGE NETWORK-4-1.1.1-a.2 | *DN/ID 200 mm sewer dia pipes (SN 8) Ditto, depth to invert between 1.51 m and 2.50 m | MTR | 800 | 650 | 258.08 | 167752 | SC_Supply/Apply | مكتب المجد للمقاولات العامة | 2 - 2- Iz. Kariman Sednaoui.2- Iz. Kariman Sednaoui-BILL NO. 1: SEWAGE NETWORK-4-1.1.1-a.2 | *DN/ID 200 mm sewer dia pipes (SN 8) Ditto, depth to invert between 1.51 m and 2.50 m | MTR | 650 | 420 | 273000 | EGP | SC_Supply/Apply
Abo Shanab El Agamien _0195 |  | RFQ-00057 | Mostafa Ramadan | Operation | 2024-02-06 | Sewerage Network-Infrastructure | Approved | 9 - 9-Iz. Seror.9-Iz. Seror-BILL NO. 1: SEWAGE NETWORK-4-1.1.1-c.3 | *DN/ID 250 mm dia sewer pipes (SN 8) Ditto, depth to invert between 2.51 m and 3.50 m | MTR | 850 | 850 | 385.53 | 327700.5 | SC_Supply/Apply | مكتب المجد للمقاولات العامة | 9 - 9-Iz. Seror.9-Iz. Seror-BILL NO. 1: SEWAGE NETWORK-4-1.1.1-c.3 | *DN/ID 250 mm dia sewer pipes (SN 8) Ditto, depth to invert between 2.51 m and 3.50 m | MTR | 850 | 620 | 527000 | EGP | SC_Supply/Apply
Abo Shanab El Agamien _0195 |  | RFQ-00057 | Mostafa Ramadan | Operation | 2024-02-06 | Sewerage Network-Infrastructure | Approved | 3 - 3- Iz.Junaidi Wisa & Iz. Zaki W.3- Iz.Junaidi Wisa & Iz. Zaki Wisa-BILL NO. 1: SEWAGE NETWORK-4-1.1.1-a.1 | *DN/ID 150 mm dia sewer pipes (SN 4) Depth to invert not exceeding 1.2 m | MTR | 300 | 200 | 157.43 | 31486 | SC_Supply/Apply | مكتب المجد للمقاولات العامة | 3 - 3- Iz.Junaidi Wisa & Iz. Zaki W.3- Iz.Junaidi Wisa & Iz. Zaki Wisa-BILL NO. 1: SEWAGE NETWORK-4-1.1.1-a.1 | *DN/ID 150 mm dia sewer pipes (SN 4) Depth to invert not exceeding 1.2 m | MTR | 200 | 200 | 40000 | EGP | SC_Supply/Apply
Abo Shanab El Agamien _0195 |  | RFQ-00057 | Mostafa Ramadan | Operation | 2024-02-06 | Sewerage Network-Infrastructure | Approved | 6 - 6-Huwaydi Village.6-Huwaydi Village-BILL NO. 1: SEWAGE NETWORK-4-1.1.1-b.2 | *DN/ID 200 mm sewer dia pipes (SN 8) Ditto, depth to invert between 1.51 m and 2.50 m | MTR | 1100 | 950 | 258.08 | 245176 | SC_Supply/Apply | مكتب المجد للمقاولات العامة | 6 - 6-Huwaydi Village.6-Huwaydi Village-BILL NO. 1: SEWAGE NETWORK-4-1.1.1-b.2 | *DN/ID 200 mm sewer dia pipes (SN 8) Ditto, depth to invert between 1.51 m and 2.50 m | MTR | 950 | 420 | 399000 | EGP | SC_Supply/Apply
Abo Shanab El Agamien _0195 |  | RFQ-00057 | Mostafa Ramadan | Operation | 2024-02-06 | Sewerage Network-Infrastructure | Approved | 3 - 3- Iz.Junaidi Wisa & Iz. Zaki W.3- Iz.Junaidi Wisa & Iz. Zaki Wisa-BILL NO. 1: SEWAGE NETWORK-4-1.1.1-b.4 | *DN/ID 200 mm sewer dia pipes (SN 8) Ditto, depth to invert between 3.51 m and 4.50 m | MTR | 315 | 31 | 377.08 | 11689.48 | SC_Supply/Apply | مكتب المجد للمقاولات العامة | 3 - 3- Iz.Junaidi Wisa & Iz. Zaki W.3- Iz.Junaidi Wisa & Iz. Zaki Wisa-BILL NO. 1: SEWAGE NETWORK-4-1.1.1-b.4 | *DN/ID 200 mm sewer dia pipes (SN 8) Ditto, depth to invert between 3.51 m and 4.50 m | MTR | 31 | 720 | 22320 | EGP | SC_Supply/Apply
Abo Shanab El Agamien _0195 |  | RFQ-00057 | Mostafa Ramadan | Operation | 2024-02-06 | Sewerage Network-Infrastructure | Approved | 3 - 3- Iz.Junaidi Wisa & Iz. Zaki W.3- Iz.Junaidi Wisa & Iz. Zaki Wisa-BILL NO. 1: SEWAGE NETWORK-4-1.1.1-b.3 | *DN/ID 200 mm sewer dia pipes (SN 8) Ditto, depth to invert between 2.51 m and 3.50 m | MTR | 300 | 270 | 329.08 | 88851.6 | SC_Supply/Apply | مكتب المجد للمقاولات العامة | 3 - 3- Iz.Junaidi Wisa & Iz. Zaki W.3- Iz.Junaidi Wisa & Iz. Zaki Wisa-BILL NO. 1: SEWAGE NETWORK-4-1.1.1-b.3 | *DN/ID 200 mm sewer dia pipes (SN 8) Ditto, depth to invert between 2.51 m and 3.50 m | MTR | 270 | 580 | 156600 | EGP | SC_Supply/Apply
Abo Shanab El Agamien _0195 |  | RFQ-00057 | Mostafa Ramadan | Operation | 2024-02-06 | Sewerage Network-Infrastructure | Approved | 9 - 9-Iz. Seror.9-Iz. Seror-BILL NO. 1: SEWAGE NETWORK-4-1.1.1-a.1 | *DN/ID 150 mm dia sewer pipes (SN 4) Depth to invert not exceeding 1.2 m | MTR | 550 | 400 | 157.43 | 62972 | SC_Supply/Apply | مكتب المجد للمقاولات العامة | 9 - 9-Iz. Seror.9-Iz. Seror-BILL NO. 1: SEWAGE NETWORK-4-1.1.1-a.1 | *DN/ID 150 mm dia sewer pipes (SN 4) Depth to invert not exceeding 1.2 m | MTR | 400 | 200 | 80000 | EGP | SC_Supply/Apply
Qasr Rashwan - Lot B _0208 |  | RFQ-00012 | Mostafa Shourbagi | MEP (Electro Mechanical) | 2024-02-12 | Supply of GRP Covers | Approved | 15.10 - Al Burm-BILL NO. 1: SEWAGE NETWORK-1.2.1-b.1 | Ditto, depth to invert between 1.51 m and 2.00 m | ECH | 72 | 72 | 1767.54 | 127262.88 | MAT_Raw | فالكون مصر | 15.10 - Al Burm-BILL NO. 1: SEWAGE NETWORK-1.2.1-b.1 | Ditto, depth to invert between 1.51 m and 2.00 m | ECH | 72 | 2315.79 | 166736.88 | EGP | MAT_Raw
Qasr Rashwan - Lot B _0208 |  | RFQ-00012 | Mostafa Shourbagi | MEP (Electro Mechanical) | 2024-02-12 | Supply of GRP Covers | Approved | 14.10 - Abou Hussein-BILL NO.1 : SEWAGE NETWORK-1.2.1-b.4 | Ditto, depth to invert between 3.01 m and 3.50 m | ECH | 22 | 22 | 1767.54 | 38885.88 | MAT_Raw | فالكون مصر | 14.10 - Abou Hussein-BILL NO.1 : SEWAGE NETWORK-1.2.1-b.4 | Ditto, depth to invert between 3.01 m and 3.50 m | ECH | 22 | 2315.79 | 50947.38 | EGP | MAT_Raw
Qasr Rashwan - Lot B _0208 |  | RFQ-00012 | Mostafa Shourbagi | MEP (Electro Mechanical) | 2024-02-12 | Supply of GRP Covers | Approved | 14.10 - Abou Hussein-BILL NO.1 : SEWAGE NETWORK-1.2.1-b.2 | Ditto, depth to invert between 2.01 m and 2.50 m | NO | 21 | 21 | 1767.54 | 37118.34 | MAT_Raw | فالكون مصر | 14.10 - Abou Hussein-BILL NO.1 : SEWAGE NETWORK-1.2.1-b.2 | Ditto, depth to invert between 2.01 m and 2.50 m | NO | 21 | 2315.79 | 48631.59 | EGP | MAT_Raw
Qasr Rashwan - Lot B _0208 |  | RFQ-00012 | Mostafa Shourbagi | MEP (Electro Mechanical) | 2024-02-12 | Supply of GRP Covers | Approved | 14.10 - Abou Hussein-BILL NO.1 : SEWAGE NETWORK-1.2.1-a.1 | Depth to invert not exceeding 1.5 m | NO | 102 | 42 | 1767.54 | 74236.68 | MAT_Raw | فالكون مصر | 14.10 - Abou Hussein-BILL NO.1 : SEWAGE NETWORK-1.2.1-a.1 | Depth to invert not exceeding 1.5 m | NO | 42 | 2315.79 | 97263.18 | EGP | MAT_Raw
Qasr Rashwan - Lot B _0208 |  | RFQ-00012 | Mostafa Shourbagi | MEP (Electro Mechanical) | 2024-02-12 | Supply of GRP Covers | Approved | 12.11 - Suleiman Tadrus-Bill No.2: Force Main Pipeline-2.4.2 rate-d | Double Wash-out valve chamber | ECH | 1 | 1 | 5359.65 | 5359.65 | MAT_Raw | فالكون مصر | 12.11 - Suleiman Tadrus-Bill No.2: Force Main Pipeline-2.4.2 rate-d | Double Wash-out valve chamber | ECH | 1 | 7157.9 | 7157.9 | EGP | MAT_Raw
Qasr Rashwan - Lot B _0208 |  | RFQ-00012 | Mostafa Shourbagi | MEP (Electro Mechanical) | 2024-02-12 | Supply of GRP Covers | Approved | 11.11 - Abd Al Rahman Ibrahim-Bill No.2: Force Main Pipeline-2.2-a | Valve chamber type (A) | ECH | 1 | 1 | 5359.65 | 5359.65 | MAT_Raw | فالكون مصر | 11.11 - Abd Al Rahman Ibrahim-Bill No.2: Force Main Pipeline-2.2-a | Valve chamber type (A) | ECH | 1 | 7157.9 | 7157.9 | EGP | MAT_Raw
Qasr Rashwan - Lot B _0208 |  | RFQ-00012 | Mostafa Shourbagi | MEP (Electro Mechanical) | 2024-02-12 | Supply of GRP Covers | Approved | 14.11 - Abou Hussein-BILL NO.2 : Force Main Pipeline-2.2-b | Wash-out valve chamber | ECH | 1 | 1 | 5359.65 | 5359.65 | MAT_Raw | فالكون مصر | 14.11 - Abou Hussein-BILL NO.2 : Force Main Pipeline-2.2-b | Wash-out valve chamber | ECH | 1 | 7157.9 | 7157.9 | EGP | MAT_Raw
Qasr Rashwan - Lot B _0208 |  | RFQ-00012 | Mostafa Shourbagi | MEP (Electro Mechanical) | 2024-02-12 | Supply of GRP Covers | Approved | 15.10 - Al Burm-BILL NO. 1: SEWAGE NETWORK-1.5.1-a | Inlet chamber on500mm diameter sewage pipe line | ECH | 1 | 1 | 5359.65 | 5359.65 | MAT_Raw | فالكون مصر | 15.10 - Al Burm-BILL NO. 1: SEWAGE NETWORK-1.5.1-a | Inlet chamber on500mm diameter sewage pipe line | ECH | 1 | 7157.9 | 7157.9 | EGP | MAT_Raw
Qasr Rashwan - Lot B _0208 |  | RFQ-00012 | Mostafa Shourbagi | MEP (Electro Mechanical) | 2024-02-12 | Supply of GRP Covers | Approved | 10.11 - Abd Al Azeem Al Sofy -Bill No.2: Force Main Pipeline-2.4.4-e | Double Gate valve chamber | ECH | 1 | 1 | 5359.65 | 5359.65 | MAT_Raw | فالكون مصر | 10.11 - Abd Al Azeem Al Sofy -Bill No.2: Force Main Pipeline-2.4.4-e | Double Gate valve chamber | ECH | 1 | 7157.9 | 7157.9 | EGP | MAT_Raw
Qasr Rashwan - Lot B _0208 |  | RFQ-00012 | Mostafa Shourbagi | MEP (Electro Mechanical) | 2024-02-12 | Supply of GRP Covers | Approved | 11.11 - Abd Al Rahman Ibrahim-Bill No.2: Force Main Pipeline-2.4.3-b | Wash-out valve chamber | ECH | 2 | 2 | 5359.65 | 10719.3 | MAT_Raw | فالكون مصر | 11.11 - Abd Al Rahman Ibrahim-Bill No.2: Force Main Pipeline-2.4.3-b | Wash-out valve chamber | ECH | 2 | 7157.9 | 14315.8 | EGP | MAT_Raw
Qasr Rashwan - Lot B _0208 |  | RFQ-00012 | Mostafa Shourbagi | MEP (Electro Mechanical) | 2024-02-12 | Supply of GRP Covers | Approved | 13.11 - Salih Shamatah-Bill No.2: Force Main Pipeline-2.2-d | Slow down chamber | ECH | 1 | 1 | 5359.65 | 5359.65 | MAT_Raw | فالكون مصر | 13.11 - Salih Shamatah-Bill No.2: Force Main Pipeline-2.2-d | Slow down chamber | ECH | 1 | 7157.9 | 7157.9 | EGP | MAT_Raw
Qasr Rashwan - Lot B _0208 |  | RFQ-00012 | Mostafa Shourbagi | MEP (Electro Mechanical) | 2024-02-12 | Supply of GRP Covers | Approved | 13.11 - Salih Shamatah-Bill No.2: Force Main Pipeline-2.2-e | Flowmeter chamber | ECH | 1 | 1 | 5359.65 | 5359.65 | MAT_Raw | فالكون مصر | 13.11 - Salih Shamatah-Bill No.2: Force Main Pipeline-2.2-e | Flowmeter chamber | ECH | 1 | 7157.9 | 7157.9 | EGP | MAT_Raw
Qasr Rashwan - Lot B _0208 |  | RFQ-00012 | Mostafa Shourbagi | MEP (Electro Mechanical) | 2024-02-12 | Supply of GRP Covers | Approved | 12.10 - Suleiman Tadrus-BILL NO.1: SEWAGE NETWORK-1.3-a. | Tank with external Dimensions (3.35*2.3*5.85) m | ECH | 1 | 1 | 5359.65 | 5359.65 | MAT_Raw | فالكون مصر | 12.10 - Suleiman Tadrus-BILL NO.1: SEWAGE NETWORK-1.3-a. | Tank with external Dimensions (3.35*2.3*5.85) m | ECH | 1 | 7157.9 | 7157.9 | EGP | MAT_Raw
Qasr Rashwan - Lot B _0208 |  | RFQ-00012 | Mostafa Shourbagi | MEP (Electro Mechanical) | 2024-02-12 | Supply of GRP Covers | Approved | 10.11 - Abd Al Azeem Al Sofy -Bill No.2: Force Main Pipeline-2.2-a | Valve chamber type (A) | ECH | 1 | 1 | 5359.65 | 5359.65 | MAT_Raw | فالكون مصر | 10.11 - Abd Al Azeem Al Sofy -Bill No.2: Force Main Pipeline-2.2-a | Valve chamber type (A) | ECH | 1 | 7157.9 | 7157.9 | EGP | MAT_Raw
Qasr Rashwan - Lot B _0208 |  | RFQ-00012 | Mostafa Shourbagi | MEP (Electro Mechanical) | 2024-02-12 | Supply of GRP Covers | Approved | 10.11 - Abd Al Azeem Al Sofy -Bill No.2: Force Main Pipeline-2.2-b | Double Wash-out valve chamber | ECH | 1 | 1 | 5359.65 | 5359.65 | MAT_Raw | فالكون مصر | 10.11 - Abd Al Azeem Al Sofy -Bill No.2: Force Main Pipeline-2.2-b | Double Wash-out valve chamber | ECH | 1 | 7157.9 | 7157.9 | EGP | MAT_Raw
Qasr Rashwan - Lot B _0208 |  | RFQ-00012 | Mostafa Shourbagi | MEP (Electro Mechanical) | 2024-02-12 | Supply of GRP Covers | Approved | 12.11 - Suleiman Tadrus-Bill No.2: Force Main Pipeline-2.2-d | Double Air Release valve chamber | ECH | 2 | 2 | 5359.65 | 10719.3 | MAT_Raw | فالكون مصر | 12.11 - Suleiman Tadrus-Bill No.2: Force Main Pipeline-2.2-d | Double Air Release valve chamber | ECH | 2 | 7157.9 | 14315.8 | EGP | MAT_Raw
Qasr Rashwan - Lot B _0208 |  | RFQ-00012 | Mostafa Shourbagi | MEP (Electro Mechanical) | 2024-02-12 | Supply of GRP Covers | Approved | 12.11 - Suleiman Tadrus-Bill No.2: Force Main Pipeline-2.2-a | Valve chamber type (A) | ECH | 1 | 1 | 5359.65 | 5359.65 | MAT_Raw | فالكون مصر | 12.11 - Suleiman Tadrus-Bill No.2: Force Main Pipeline-2.2-a | Valve chamber type (A) | ECH | 1 | 7157.9 | 7157.9 | EGP | MAT_Raw
Qasr Rashwan - Lot B _0208 |  | RFQ-00012 | Mostafa Shourbagi | MEP (Electro Mechanical) | 2024-02-12 | Supply of GRP Covers | Approved | 12.11 - Suleiman Tadrus-Bill No.2: Force Main Pipeline-2.4.2 rate-b | Wash-out valve chamber | ECH | 1 | 1 | 5359.65 | 5359.65 | MAT_Raw | فالكون مصر | 12.11 - Suleiman Tadrus-Bill No.2: Force Main Pipeline-2.4.2 rate-b | Wash-out valve chamber | ECH | 1 | 7157.9 | 7157.9 | EGP | MAT_Raw
Qasr Rashwan - Lot B _0208 |  | RFQ-00012 | Mostafa Shourbagi | MEP (Electro Mechanical) | 2024-02-12 | Supply of GRP Covers | Approved | 11.11 - Abd Al Rahman Ibrahim-Bill No.2: Force Main Pipeline-2.4.3-d | Double Wash-out valve chamber | ECH | 2 | 2 | 5359.65 | 10719.3 | MAT_Raw | فالكون مصر | 11.11 - Abd Al Rahman Ibrahim-Bill No.2: Force Main Pipeline-2.4.3-d | Double Wash-out valve chamber | ECH | 2 | 7157.9 | 14315.8 | EGP | MAT_Raw
Qasr Rashwan - Lot B _0208 |  | RFQ-00012 | Mostafa Shourbagi | MEP (Electro Mechanical) | 2024-02-12 | Supply of GRP Covers | Approved | 12.11 - Suleiman Tadrus-Bill No.2: Force Main Pipeline-2.4.2 rate-c | Double Inception chamber | ECH | 1 | 1 | 5359.65 | 5359.65 | MAT_Raw | فالكون مصر | 12.11 - Suleiman Tadrus-Bill No.2: Force Main Pipeline-2.4.2 rate-c | Double Inception chamber | ECH | 1 | 7157.9 | 7157.9 | EGP | MAT_Raw
Qasr Rashwan - Lot B _0208 |  | RFQ-00012 | Mostafa Shourbagi | MEP (Electro Mechanical) | 2024-02-12 | Supply of GRP Covers | Approved | 14.11 - Abou Hussein-BILL NO.2 : Force Main Pipeline-2.2-a | Valve chamber type (A) | ECH | 1 | 1 | 5359.65 | 5359.65 | MAT_Raw | فالكون مصر | 14.11 - Abou Hussein-BILL NO.2 : Force Main Pipeline-2.2-a | Valve chamber type (A) | ECH | 1 | 7157.9 | 7157.9 | EGP | MAT_Raw
Qasr Rashwan - Lot B _0208 |  | RFQ-00012 | Mostafa Shourbagi | MEP (Electro Mechanical) | 2024-02-12 | Supply of GRP Covers | Approved | 11.11 - Abd Al Rahman Ibrahim-Bill No.2: Force Main Pipeline-2.2-d | Double Slowdown chamber | ECH | 1 | 1 | 5359.65 | 5359.65 | MAT_Raw | فالكون مصر | 11.11 - Abd Al Rahman Ibrahim-Bill No.2: Force Main Pipeline-2.2-d | Double Slowdown chamber | ECH | 1 | 7157.9 | 7157.9 | EGP | MAT_Raw
Qasr Rashwan - Lot B _0208 |  | RFQ-00012 | Mostafa Shourbagi | MEP (Electro Mechanical) | 2024-02-12 | Supply of GRP Covers | Approved | 10.11 - Abd Al Azeem Al Sofy -Bill No.2: Force Main Pipeline-2.2-d | Double air release valve chamber | ECH | 1 | 1 | 5359.65 | 5359.65 | MAT_Raw | فالكون مصر | 10.11 - Abd Al Azeem Al Sofy -Bill No.2: Force Main Pipeline-2.2-d | Double air release valve chamber | ECH | 1 | 7157.9 | 7157.9 | EGP | MAT_Raw
Qasr Rashwan - Lot B _0208 |  | RFQ-00012 | Mostafa Shourbagi | MEP (Electro Mechanical) | 2024-02-12 | Supply of GRP Covers | Approved | 12.10 - Suleiman Tadrus-BILL NO.1: SEWAGE NETWORK-1.6.1-a | Inlet chamber on 500mm diameter sewage pipe line | ECH | 1 | 1 | 5359.65 | 5359.65 | MAT_Raw | فالكون مصر | 12.10 - Suleiman Tadrus-BILL NO.1: SEWAGE NETWORK-1.6.1-a | Inlet chamber on 500mm diameter sewage pipe line | ECH | 1 | 7157.9 | 7157.9 | EGP | MAT_Raw
Qasr Rashwan - Lot B _0208 |  | RFQ-00012 | Mostafa Shourbagi | MEP (Electro Mechanical) | 2024-02-12 | Supply of GRP Covers | Approved | 11.10 - Abd Al Rahman Ibrahim-BILL NO.1: SEWAGE NETWORK-1.2.1-b.6 | Ditto, depth to invert between 4.01 m and 4.50 m | ECH | 24 | 24 | 2679.82 | 64315.68 | MAT_Raw | فالكون مصر | 11.10 - Abd Al Rahman Ibrahim-BILL NO.1: SEWAGE NETWORK-1.2.1-b.6 | Ditto, depth to invert between 4.01 m and 4.50 m | ECH | 24 | 3578.95 | 85894.8 | EGP | MAT_Raw
Qasr Rashwan - Lot B _0208 |  | RFQ-00012 | Mostafa Shourbagi | MEP (Electro Mechanical) | 2024-02-12 | Supply of GRP Covers | Approved | 10.10 - Abd Al Azeem Al Sofy -BILL NO.1: SEWAGE NETWORK-1.2.1-b.6 | Ditto, depth to invert between 4.01 m and 4.5 m | ECH | 10 | 10 | 2679.82 | 26798.2 | MAT_Raw | فالكون مصر | 10.10 - Abd Al Azeem Al Sofy -BILL NO.1: SEWAGE NETWORK-1.2.1-b.6 | Ditto, depth to invert between 4.01 m and 4.5 m | ECH | 10 | 3578.95 | 35789.5 | EGP | MAT_Raw
Qasr Rashwan - Lot B _0208 |  | RFQ-00012 | Mostafa Shourbagi | MEP (Electro Mechanical) | 2024-02-12 | Supply of GRP Covers | Approved | 15.10 - Al Burm-BILL NO. 1: SEWAGE NETWORK-1.2.1-b.8 | Ditto, depth to invert between 5.51 m and 6.00 m | ECH | 15 | 15 | 2679.82 | 40197.3 | MAT_Raw | فالكون مصر | 15.10 - Al Burm-BILL NO. 1: SEWAGE NETWORK-1.2.1-b.8 | Ditto, depth to invert between 5.51 m and 6.00 m | ECH | 15 | 3578.95 | 53684.25 | EGP | MAT_Raw
Qasr Rashwan - Lot B _0208 |  | RFQ-00012 | Mostafa Shourbagi | MEP (Electro Mechanical) | 2024-02-12 | Supply of GRP Covers | Approved | 13.10 - Salih Shamatah-BILL NO.1: SEWAGE NETWORK-1.2.1-b.5 | Ditto, depth to invert between 3.51 m and 4.00 m | ECH | 5 | 5 | 2679.82 | 13399.1 | MAT_Raw | فالكون مصر | 13.10 - Salih Shamatah-BILL NO.1: SEWAGE NETWORK-1.2.1-b.5 | Ditto, depth to invert between 3.51 m and 4.00 m | ECH | 5 | 3578.95 | 17894.75 | EGP | MAT_Raw
Red Sea Museum-Bab El-Bunt _K0003 |  | RFQ-00013 | Rola Yasser | Procurement | 2024-04-21 | Gypsum Board Work | Approved | 10.17.11 - 095113-P5-G | To ceilings, Ref. C08 | SQM | 406 | 406 | 1369.46 | 556000.76 | SC_Supply/Apply | Must Group | 10.17.11 - 095113-P5-G | To ceilings, Ref. C08 | SQM | 406 | 480 | 194880 | SAR | SC_Supply/Apply
Red Sea Museum-Bab El-Bunt _K0003 |  | RFQ-00013 | Rola Yasser | Procurement | 2024-04-21 | Gypsum Board Work | Approved | 10.17.11 - 092900-P2-A | Suspended ceiling | SQM | 113 | 113 | 150 | 16950 | SC_Supply/Apply | Must Group | 10.17.11 - 092900-P2-A | Suspended ceiling | SQM | 113 | 115 | 12995 | SAR | SC_Supply/Apply
Red Sea Museum-Bab El-Bunt _K0003 |  | RFQ-00013 | Rola Yasser | Procurement | 2024-04-21 | Gypsum Board Work | Approved | 10.17.11 - 092900-P2-B | Bulkhead, 160mm high | SQM | 4 | 4 | 150 | 600 | SC_Supply/Apply | Must Group | 10.17.11 - 092900-P2-B | Bulkhead, 160mm high | SQM | 4 | 85 | 340 | SAR | SC_Supply/Apply
Red Sea Museum-Bab El-Bunt _K0003 |  | RFQ-00013 | Rola Yasser | Procurement | 2024-04-21 | Gypsum Board Work | Approved | 10.17.11 - 092900-P2-C | Suspended ceiling, moisture resistant, in wet areas | SQM | 34 | 34 | 200 | 6800 | SC_Supply/Apply | Must Group | 10.17.11 - 092900-P2-C | Suspended ceiling, moisture resistant, in wet areas | SQM | 34 | 115 | 3910 | SAR | SC_Supply/Apply
Red Sea Museum-Bab El-Bunt _K0003 |  | RFQ-00013 | Rola Yasser | Procurement | 2024-04-21 | Gypsum Board Work | Approved | 10.17.11 - 092900-P2-D | Ref. P02-04, 100mm thick | SQM | 152 | 152 | 168.9 | 25672.8 | SC_Supply/Apply | Must Group | 10.17.11 - 092900-P2-D | Ref. P02-04, 100mm thick | SQM | 152 | 115 | 17480 | SAR | SC_Supply/Apply
Red Sea Museum-Bab El-Bunt _K0003 |  | RFQ-00013 | Rola Yasser | Procurement | 2024-04-21 | Gypsum Board Work | Approved | 10.17.11 - 092900-P2-E | Ref. P02-03, 122mm thick | SQM | 19 | 19 | 192.9 | 3665.1 | SC_Supply/Apply | Must Group | 10.17.11 - 092900-P2-E | Ref. P02-03, 122mm thick | SQM | 19 | 120 | 2280 | SAR | SC_Supply/Apply
Red Sea Museum-Bab El-Bunt _K0003 |  | RFQ-00013 | Rola Yasser | Procurement | 2024-04-21 | Gypsum Board Work | Approved | 10.17.11 - 092900-P2-F | Ref. P03-02, 74mm thick | SQM | 37 | 37 | 168.9 | 6249.3 | SC_Supply/Apply | Must Group | 10.17.11 - 092900-P2-F | Ref. P03-02, 74mm thick | SQM | 37 | 100 | 3700 | SAR | SC_Supply/Apply
Red Sea Museum-Bab El-Bunt _K0003 |  | RFQ-00013 | Rola Yasser | Procurement | 2024-04-21 | Gypsum Board Work | Approved | 10.17.11 - 092900-P3-A | Ref. P03-01, 120mm thick | SQM | 342 | 342 | 210 | 71820 | SC_Supply/Apply | Must Group | 10.17.11 - 092900-P3-A | Ref. P03-01, 120mm thick | SQM | 342 | 120 | 41040 | SAR | SC_Supply/Apply
Katameya Creeks |  | RFQ-00024 | Peter Rafaat | MEP (Electro Mechanical) | 2024-03-17 | Supply Fire Alarm (Detectors+horn+modules) | Approved | FIREALARM 19D.Basement.1-5 | Supply and install Intelligent addressable optical smoke detector | ECH | 27 | 27 | 1045 | 28215 | SC_Supply/Apply | نيبتون للمقاولات | FIREALARM 19D.Basement.1-5 | Supply and install Intelligent addressable optical smoke detector | ECH | 27 | 34.76 | 938.52 | EGP | SC_Supply/Apply
Katameya Creeks |  | RFQ-00024 | Peter Rafaat | MEP (Electro Mechanical) | 2024-03-17 | Supply Fire Alarm (Detectors+horn+modules) | Approved | FIREALARM 10 G.Basement.1-5 | Supply and install Intelligent addressable optical smoke detector | ECH | 29 | 29 | 1045 | 30305 | SC_Supply/Apply | نيبتون للمقاولات | FIREALARM 10 G.Basement.1-5 | Supply and install Intelligent addressable optical smoke detector | ECH | 29 | 34.76 | 1008.04 | EGP | SC_Supply/Apply
Katameya Creeks |  | RFQ-00024 | Peter Rafaat | MEP (Electro Mechanical) | 2024-03-17 | Supply Fire Alarm (Detectors+horn+modules) | Approved | FIREALARM 11D1.Basement.1-5 | Supply and install Intelligent addressable optical smoke detector | ECH | 28 | 28 | 1045 | 29260 | SC_Supply/Apply | نيبتون للمقاولات | FIREALARM 11D1.Basement.1-5 | Supply and install Intelligent addressable optical smoke detector | ECH | 28 | 34.76 | 973.28 | EGP | SC_Supply/Apply
Katameya Creeks |  | RFQ-00024 | Peter Rafaat | MEP (Electro Mechanical) | 2024-03-17 | Supply Fire Alarm (Detectors+horn+modules) | Approved | 8E FIREALARM.Basement.1-5 | Supply and install Intelligent addressable optical smoke detector | ECH | 26 | 26 | 1045 | 27170 | SC_Supply/Apply | نيبتون للمقاولات | 8E FIREALARM.Basement.1-5 | Supply and install Intelligent addressable optical smoke detector | ECH | 26 | 34.76 | 903.76 | EGP | SC_Supply/Apply
Katameya Creeks |  | RFQ-00024 | Peter Rafaat | MEP (Electro Mechanical) | 2024-03-17 | Supply Fire Alarm (Detectors+horn+modules) | Approved | FIREALARM20 G.Basement.1-5 | Supply and install Intelligent addressable optical smoke detector | ECH | 26 | 26 | 1045 | 27170 | SC_Supply/Apply | نيبتون للمقاولات | FIREALARM20 G.Basement.1-5 | Supply and install Intelligent addressable optical smoke detector | ECH | 26 | 34.76 | 903.76 | EGP | SC_Supply/Apply
Katameya Creeks |  | RFQ-00024 | Peter Rafaat | MEP (Electro Mechanical) | 2024-03-17 | Supply Fire Alarm (Detectors+horn+modules) | Approved | FIREALARM 21D.Basement.1-5 | Supply and install Intelligent addressable optical smoke detector | ECH | 33 | 33 | 1045 | 34485 | SC_Supply/Apply | نيبتون للمقاولات | FIREALARM 21D.Basement.1-5 | Supply and install Intelligent addressable optical smoke detector | ECH | 33 | 34.76 | 1147.08 | EGP | SC_Supply/Apply
Katameya Creeks |  | RFQ-00024 | Peter Rafaat | MEP (Electro Mechanical) | 2024-03-17 | Supply Fire Alarm (Detectors+horn+modules) | Approved | FIREALARM 3H.Basement.1-5 | Supply and install Intelligent addressable optical smoke detector | ECH | 25 | 25 | 1045 | 26125 | SC_Supply/Apply | نيبتون للمقاولات | FIREALARM 3H.Basement.1-5 | Supply and install Intelligent addressable optical smoke detector | ECH | 25 | 34.76 | 869 | EGP | SC_Supply/Apply
Katameya Creeks |  | RFQ-00024 | Peter Rafaat | MEP (Electro Mechanical) | 2024-03-17 | Supply Fire Alarm (Detectors+horn+modules) | Approved | FIREALARM 14F.Basement.1-5 | Supply and install Intelligent addressable optical smoke detector | ECH | 18 | 18 | 1045 | 18810 | SC_Supply/Apply | نيبتون للمقاولات | FIREALARM 14F.Basement.1-5 | Supply and install Intelligent addressable optical smoke detector | ECH | 18 | 34.76 | 625.68 | EGP | SC_Supply/Apply
Katameya Creeks |  | RFQ-00024 | Peter Rafaat | MEP (Electro Mechanical) | 2024-03-17 | Supply Fire Alarm (Detectors+horn+modules) | Approved | FIREALARM 16E.Basement.1-5 | Supply and install Intelligent addressable optical smoke detector | ECH | 21 | 21 | 1045 | 21945 | SC_Supply/Apply | نيبتون للمقاولات | FIREALARM 16E.Basement.1-5 | Supply and install Intelligent addressable optical smoke detector | ECH | 21 | 34.76 | 729.96 | EGP | SC_Supply/Apply
Katameya Creeks |  | RFQ-00024 | Peter Rafaat | MEP (Electro Mechanical) | 2024-03-17 | Supply Fire Alarm (Detectors+horn+modules) | Approved | FIREALARM 5 E.Basement.1-5 | Supply and install Intelligent addressable optical smoke detector | ECH | 21 | 21 | 1045 | 21945 | SC_Supply/Apply | نيبتون للمقاولات | FIREALARM 5 E.Basement.1-5 | Supply and install Intelligent addressable optical smoke detector | ECH | 21 | 34.76 | 729.96 | EGP | SC_Supply/Apply
Katameya Creeks |  | RFQ-00024 | Peter Rafaat | MEP (Electro Mechanical) | 2024-03-17 | Supply Fire Alarm (Detectors+horn+modules) | Approved | FIREALARM 9D1.Basement.1-5 | Supply and install Intelligent addressable optical smoke detector | ECH | 32 | 32 | 1045 | 33440 | SC_Supply/Apply | نيبتون للمقاولات | FIREALARM 9D1.Basement.1-5 | Supply and install Intelligent addressable optical smoke detector | ECH | 32 | 34.76 | 1112.32 | EGP | SC_Supply/Apply
Katameya Creeks |  | RFQ-00024 | Peter Rafaat | MEP (Electro Mechanical) | 2024-03-17 | Supply Fire Alarm (Detectors+horn+modules) | Approved | FIREALARM 18 F.Basement.1-5 | Supply and install Intelligent addressable optical smoke detector | ECH | 21 | 21 | 1045 | 21945 | SC_Supply/Apply | نيبتون للمقاولات | FIREALARM 18 F.Basement.1-5 | Supply and install Intelligent addressable optical smoke detector | ECH | 21 | 34.76 | 729.96 | EGP | SC_Supply/Apply
Katameya Creeks |  | RFQ-00024 | Peter Rafaat | MEP (Electro Mechanical) | 2024-03-17 | Supply Fire Alarm (Detectors+horn+modules) | Approved | FIREALARM 1E.Basement.1-5 | Supply and install Intelligent addressable optical smoke detector | ECH | 28 | 28 | 1045 | 29260 | SC_Supply/Apply | نيبتون للمقاولات | FIREALARM 1E.Basement.1-5 | Supply and install Intelligent addressable optical smoke detector | ECH | 28 | 34.76 | 973.28 | EGP | SC_Supply/Apply
Katameya Creeks |  | RFQ-00024 | Peter Rafaat | MEP (Electro Mechanical) | 2024-03-17 | Supply Fire Alarm (Detectors+horn+modules) | Approved | FIREALARM 17D.Basement.1-5 | Supply and install Intelligent addressable optical smoke detector | ECH | 25 | 25 | 1045 | 26125 | SC_Supply/Apply | نيبتون للمقاولات | FIREALARM 17D.Basement.1-5 | Supply and install Intelligent addressable optical smoke detector | ECH | 25 | 34.76 | 869 | EGP | SC_Supply/Apply
Katameya Creeks |  | RFQ-00024 | Peter Rafaat | MEP (Electro Mechanical) | 2024-03-17 | Supply Fire Alarm (Detectors+horn+modules) | Approved | FIREALARM 12E.Basement.1-5 | Supply and install Intelligent addressable optical smoke detector | ECH | 27 | 27 | 1045 | 28215 | SC_Supply/Apply | نيبتون للمقاولات | FIREALARM 12E.Basement.1-5 | Supply and install Intelligent addressable optical smoke detector | ECH | 27 | 34.76 | 938.52 | EGP | SC_Supply/Apply
Katameya Creeks |  | RFQ-00024 | Peter Rafaat | MEP (Electro Mechanical) | 2024-03-17 | Supply Fire Alarm (Detectors+horn+modules) | Approved | 7G FIREALARM.Basement.1-5 | Supply and install Intelligent addressable optical smoke detector | ECH | 26 | 26 | 1045 | 27170 | SC_Supply/Apply | نيبتون للمقاولات | 7G FIREALARM.Basement.1-5 | Supply and install Intelligent addressable optical smoke detector | ECH | 26 | 34.76 | 903.76 | EGP | SC_Supply/Apply
Katameya Creeks |  | RFQ-00024 | Peter Rafaat | MEP (Electro Mechanical) | 2024-03-17 | Supply Fire Alarm (Detectors+horn+modules) | Approved | FIREALARM 13G.Basement.1-5 | Supply and install Intelligent addressable optical smoke detector | ECH | 28 | 28 | 1045 | 29260 | SC_Supply/Apply | نيبتون للمقاولات | FIREALARM 13G.Basement.1-5 | Supply and install Intelligent addressable optical smoke detector | ECH | 28 | 34.76 | 973.28 | EGP | SC_Supply/Apply
Katameya Creeks |  | RFQ-00024 | Peter Rafaat | MEP (Electro Mechanical) | 2024-03-17 | Supply Fire Alarm (Detectors+horn+modules) | Approved | FIREALARM 2D.Basement.1-5 | Supply and install Intelligent addressable optical smoke detector | ECH | 32 | 32 | 1045 | 33440 | SC_Supply/Apply | نيبتون للمقاولات | FIREALARM 2D.Basement.1-5 | Supply and install Intelligent addressable optical smoke detector | ECH | 32 | 34.76 | 1112.32 | EGP | SC_Supply/Apply
Katameya Creeks |  | RFQ-00024 | Peter Rafaat | MEP (Electro Mechanical) | 2024-03-17 | Supply Fire Alarm (Detectors+horn+modules) | Approved | 6G1 FIREALARM.Basement.1-5 | Supply and install Intelligent addressable optical smoke detector | ECH | 28 | 28 | 987 | 27636 | SC_Supply/Apply | نيبتون للمقاولات | 6G1 FIREALARM.Basement.1-5 | Supply and install Intelligent addressable optical smoke detector | ECH | 28 | 34.76 | 973.28 | EGP | SC_Supply/Apply
Katameya Creeks |  | RFQ-00024 | Peter Rafaat | MEP (Electro Mechanical) | 2024-03-17 | Supply Fire Alarm (Detectors+horn+modules) | Approved | FIREALARM 22E.Basement.1-5 | Supply and install Intelligent addressable optical smoke detector | ECH | 25 | 25 | 1045 | 26125 | SC_Supply/Apply | نيبتون للمقاولات | FIREALARM 22E.Basement.1-5 | Supply and install Intelligent addressable optical smoke detector | ECH | 25 | 34.76 | 869 | EGP | SC_Supply/Apply
Katameya Creeks |  | RFQ-00024 | Peter Rafaat | MEP (Electro Mechanical) | 2024-03-17 | Supply Fire Alarm (Detectors+horn+modules) | Approved | FIREALARM 12E.Basement.1-4 | Supply and install Intelligent addressable manual alarm station. | ECH | 4 | 4 | 1364 | 5456 | SC_Supply/Apply | نيبتون للمقاولات | FIREALARM 12E.Basement.1-4 | Supply and install Intelligent addressable manual alarm station. | ECH | 4 | 74.88 | 299.52 | EGP | SC_Supply/Apply
Katameya Creeks |  | RFQ-00024 | Peter Rafaat | MEP (Electro Mechanical) | 2024-03-17 | Supply Fire Alarm (Detectors+horn+modules) | Approved | FIREALARM 5 E.Basement.1-4 | Supply and install Intelligent addressable manual alarm station. | ECH | 3 | 3 | 1364 | 4092 | SC_Supply/Apply | نيبتون للمقاولات | FIREALARM 5 E.Basement.1-4 | Supply and install Intelligent addressable manual alarm station. | ECH | 3 | 74.88 | 224.64 | EGP | SC_Supply/Apply
Katameya Creeks |  | RFQ-00024 | Peter Rafaat | MEP (Electro Mechanical) | 2024-03-17 | Supply Fire Alarm (Detectors+horn+modules) | Approved | 6G1 FIREALARM.Basement.1-4 | Supply and install Intelligent addressable manual alarm station. | ECH | 3 | 3 | 1364 | 4092 | SC_Supply/Apply | نيبتون للمقاولات | 6G1 FIREALARM.Basement.1-4 | Supply and install Intelligent addressable manual alarm station. | ECH | 3 | 74.88 | 224.64 | EGP | SC_Supply/Apply
Katameya Creeks |  | RFQ-00024 | Peter Rafaat | MEP (Electro Mechanical) | 2024-03-17 | Supply Fire Alarm (Detectors+horn+modules) | Approved | FIREALARM 10 G.Basement.1-4 | Supply and install Intelligent addressable manual alarm station. | ECH | 3 | 3 | 1364 | 4092 | SC_Supply/Apply | نيبتون للمقاولات | FIREALARM 10 G.Basement.1-4 | Supply and install Intelligent addressable manual alarm station. | ECH | 3 | 74.88 | 224.64 | EGP | SC_Supply/Apply
Katameya Creeks |  | RFQ-00024 | Peter Rafaat | MEP (Electro Mechanical) | 2024-03-17 | Supply Fire Alarm (Detectors+horn+modules) | Approved | FIREALARM 11D1.Basement.1-4 | Supply and install Intelligent addressable manual alarm station. | ECH | 3 | 3 | 1328 | 3984 | SC_Supply/Apply | نيبتون للمقاولات | FIREALARM 11D1.Basement.1-4 | Supply and install Intelligent addressable manual alarm station. | ECH | 3 | 74.88 | 224.64 | EGP | SC_Supply/Apply
Katameya Creeks |  | RFQ-00024 | Peter Rafaat | MEP (Electro Mechanical) | 2024-03-17 | Supply Fire Alarm (Detectors+horn+modules) | Approved | FIREALARM20 G.Basement.1-4 | Supply and install Intelligent addressable manual alarm station. | ECH | 4 | 4 | 1364 | 5456 | SC_Supply/Apply | نيبتون للمقاولات | FIREALARM20 G.Basement.1-4 | Supply and install Intelligent addressable manual alarm station. | ECH | 4 | 74.88 | 299.52 | EGP | SC_Supply/Apply
Katameya Creeks |  | RFQ-00024 | Peter Rafaat | MEP (Electro Mechanical) | 2024-03-17 | Supply Fire Alarm (Detectors+horn+modules) | Approved | FIREALARM 21D.Basement.1-4 | Supply and install Intelligent addressable manual alarm station. | ECH | 4 | 4 | 1364 | 5456 | SC_Supply/Apply | نيبتون للمقاولات | FIREALARM 21D.Basement.1-4 | Supply and install Intelligent addressable manual alarm station. | ECH | 4 | 74.88 | 299.52 | EGP | SC_Supply/Apply
Katameya Creeks |  | RFQ-00024 | Peter Rafaat | MEP (Electro Mechanical) | 2024-03-17 | Supply Fire Alarm (Detectors+horn+modules) | Approved | FIREALARM 2D.Basement.1-4 | Supply and install Intelligent addressable manual alarm station. | ECH | 4 | 4 | 1364 | 5456 | SC_Supply/Apply | نيبتون للمقاولات | FIREALARM 2D.Basement.1-4 | Supply and install Intelligent addressable manual alarm station. | ECH | 4 | 74.88 | 299.52 | EGP | SC_Supply/Apply
Katameya Creeks |  | RFQ-00024 | Peter Rafaat | MEP (Electro Mechanical) | 2024-03-17 | Supply Fire Alarm (Detectors+horn+modules) | Approved | FIREALARM 3H.Basement.1-4 | Supply and install Intelligent addressable manual alarm station. | ECH | 5 | 5 | 1364 | 6820 | SC_Supply/Apply | نيبتون للمقاولات | FIREALARM 3H.Basement.1-4 | Supply and install Intelligent addressable manual alarm station. | ECH | 5 | 74.88 | 374.4 | EGP | SC_Supply/Apply
Katameya Creeks |  | RFQ-00024 | Peter Rafaat | MEP (Electro Mechanical) | 2024-03-17 | Supply Fire Alarm (Detectors+horn+modules) | Approved | FIREALARM 14F.Basement.1-4 | Supply and install Intelligent addressable manual alarm station. | ECH | 4 | 4 | 1364 | 5456 | SC_Supply/Apply | نيبتون للمقاولات | FIREALARM 14F.Basement.1-4 | Supply and install Intelligent addressable manual alarm station. | ECH | 4 | 74.88 | 299.52 | EGP | SC_Supply/Apply
Katameya Creeks |  | RFQ-00024 | Peter Rafaat | MEP (Electro Mechanical) | 2024-03-17 | Supply Fire Alarm (Detectors+horn+modules) | Approved | FIREALARM 9D1.Basement.1-4 | Supply and install Intelligent addressable manual alarm station. | ECH | 4 | 4 | 1364 | 5456 | SC_Supply/Apply | نيبتون للمقاولات | FIREALARM 9D1.Basement.1-4 | Supply and install Intelligent addressable manual alarm station. | ECH | 4 | 74.88 | 299.52 | EGP | SC_Supply/Apply
Katameya Creeks |  | RFQ-00024 | Peter Rafaat | MEP (Electro Mechanical) | 2024-03-17 | Supply Fire Alarm (Detectors+horn+modules) | Approved | FIREALARM 18 F.Basement.1-4 | Supply and install Intelligent addressable manual alarm station. | ECH | 3 | 3 | 1364 | 4092 | SC_Supply/Apply | نيبتون للمقاولات | FIREALARM 18 F.Basement.1-4 | Supply and install Intelligent addressable manual alarm station. | ECH | 3 | 74.88 | 224.64 | EGP | SC_Supply/Apply
Katameya Creeks |  | RFQ-00024 | Peter Rafaat | MEP (Electro Mechanical) | 2024-03-17 | Supply Fire Alarm (Detectors+horn+modules) | Approved | FIREALARM 1E.Basement.1-4 | Supply and install Intelligent addressable manual alarm station. | ECH | 3 | 3 | 1364 | 4092 | SC_Supply/Apply | نيبتون للمقاولات | FIREALARM 1E.Basement.1-4 | Supply and install Intelligent addressable manual alarm station. | ECH | 3 | 74.88 | 224.64 | EGP | SC_Supply/Apply
Katameya Creeks |  | RFQ-00024 | Peter Rafaat | MEP (Electro Mechanical) | 2024-03-17 | Supply Fire Alarm (Detectors+horn+modules) | Approved | FIREALARM 3H.Basement.1-4 | Supply and install Intelligent addressable manual alarm station. | ECH | 5 | 5 | 1364 | 6820 | SC_Supply/Apply | نيبتون للمقاولات | FIREALARM 3H.Basement.1-4 | Supply and install Intelligent addressable manual alarm station. | ECH | 5 | 74.88 | 374.4 | EGP | SC_Supply/Apply
Katameya Creeks |  | RFQ-00024 | Peter Rafaat | MEP (Electro Mechanical) | 2024-03-17 | Supply Fire Alarm (Detectors+horn+modules) | Approved | 8E FIREALARM.Basement.1-10 | Supply and install monitor module for fire fighting switches. | ECH | 2 | 2 | 1030 | 2060 | SC_Supply/Apply | نيبتون للمقاولات | 8E FIREALARM.Basement.1-10 | Supply and install monitor module for fire fighting switches. | ECH | 2 | 41.45 | 82.9 | EGP | SC_Supply/Apply
Abo Shanab El Agamien _0195 |  | RFQ-00057 | Mostafa Ramadan | Operation | 2024-02-06 | Sewerage Network-Infrastructure | Approved | 9 - 9-Iz. Seror.9-Iz. Seror-BILL NO. 1: SEWAGE NETWORK-4-1.1.1-b.2 | *DN/ID 200 mm sewer dia pipes (SN 8) Ditto, depth to invert between 1.51 m and 2.50 m | MTR | 900 | 750 | 258.08 | 193560 | SC_Supply/Apply | مكتب المجد للمقاولات العامة | 9 - 9-Iz. Seror.9-Iz. Seror-BILL NO. 1: SEWAGE NETWORK-4-1.1.1-b.2 | *DN/ID 200 mm sewer dia pipes (SN 8) Ditto, depth to invert between 1.51 m and 2.50 m | MTR | 750 | 420 | 315000 | EGP | SC_Supply/Apply
Abo Shanab El Agamien _0195 |  | RFQ-00057 | Mostafa Ramadan | Operation | 2024-02-06 | Sewerage Network-Infrastructure | Approved | 4 - 4-Iz. Al Biltaji.4-Iz. Al Biltaji-BILL NO. 1: SEWAGE NETWORK-4-1.1.1-c.3 | *DN/ID 250 mm dia sewer pipes (SN 8) Ditto, depth to invert between 2.51 m and 3.50 m | MTR | 300 | 300 | 385.53 | 115659 | SC_Supply/Apply | مكتب المجد للمقاولات العامة | 4 - 4-Iz. Al Biltaji.4-Iz. Al Biltaji-BILL NO. 1: SEWAGE NETWORK-4-1.1.1-c.3 | *DN/ID 250 mm dia sewer pipes (SN 8) Ditto, depth to invert between 2.51 m and 3.50 m | MTR | 300 | 620 | 186000 | EGP | SC_Supply/Apply
Abo Shanab El Agamien _0195 |  | RFQ-00057 | Mostafa Ramadan | Operation | 2024-02-06 | Sewerage Network-Infrastructure | Approved | 6 - 6-Huwaydi Village.6-Huwaydi Village-BILL NO. 1: SEWAGE NETWORK-4-1.1.1-d.1 | *DN/ID 300 mm dia sewer pipes (SN 8) Depth to invert between 3.51 m and 4.50 m | MTR | 25 | 25 | 461.5 | 11537.5 | SC_Supply/Apply | مكتب المجد للمقاولات العامة | 6 - 6-Huwaydi Village.6-Huwaydi Village-BILL NO. 1: SEWAGE NETWORK-4-1.1.1-d.1 | *DN/ID 300 mm dia sewer pipes (SN 8) Depth to invert between 3.51 m and 4.50 m | MTR | 25 | 1000 | 25000 | EGP | SC_Supply/Apply
Abo Shanab El Agamien _0195 |  | RFQ-00057 | Mostafa Ramadan | Operation | 2024-02-06 | Sewerage Network-Infrastructure | Approved | 10 - "10 - ABOU .10 - ABOU NASSAR, AL ESSAWI & ABOU SAEDA-BILL NO. 1: SEWAGE NETWORK-4-1.1.1-e.2 | DN/ID 400 mm dia sewer pipes (SN 8) Ditto, depth to invert between 4.51 m and 5.50 m | MTR | 45 | 25 | 674.47 | 16861.75 | SC_Supply/Apply | مكتب المجد للمقاولات العامة | 10 - "10 - ABOU .10 - ABOU NASSAR, AL ESSAWI & ABOU SAEDA-BILL NO. 1: SEWAGE NETWORK-4-1.1.1-e.2 | DN/ID 400 mm dia sewer pipes (SN 8) Ditto, depth to invert between 4.51 m and 5.50 m | MTR | 25 | 1300 | 32500 | EGP | SC_Supply/Apply
Abo Shanab El Agamien _0195 |  | RFQ-00057 | Mostafa Ramadan | Operation | 2024-02-06 | Sewerage Network-Infrastructure | Approved | 9 - 9-Iz. Seror.9-Iz. Seror-BILL NO. 1: SEWAGE NETWORK-4-1.1.1-b.3 | *DN/ID 200 mm sewer dia pipes (SN 8) Ditto, depth to invert between 2.51 m and 3.50 m | MTR | 150 | 120 | 329.08 | 39489.6 | SC_Supply/Apply | مكتب المجد للمقاولات العامة | 9 - 9-Iz. Seror.9-Iz. Seror-BILL NO. 1: SEWAGE NETWORK-4-1.1.1-b.3 | *DN/ID 200 mm sewer dia pipes (SN 8) Ditto, depth to invert between 2.51 m and 3.50 m | MTR | 120 | 580 | 69600 | EGP | SC_Supply/Apply
Abo Shanab El Agamien _0195 |  | RFQ-00057 | Mostafa Ramadan | Operation | 2024-02-06 | Sewerage Network-Infrastructure | Approved | 1 - Sharaf Al Deen-BILL NO. 1: SEWAGE NETWORK-9-1.1.1-a.1 | *DN/ID 150 mm dia sewer pipes (SN 4) Depth to invert not exceeding 1.2 m | MTR | 400 | 300 | 157.43 | 47229 | SC_Supply/Apply | مكتب المجد للمقاولات العامة | 1 - Sharaf Al Deen-BILL NO. 1: SEWAGE NETWORK-9-1.1.1-a.1 | *DN/ID 150 mm dia sewer pipes (SN 4) Depth to invert not exceeding 1.2 m | MTR | 300 | 200 | 60000 | EGP | SC_Supply/Apply
Abo Shanab El Agamien _0195 |  | RFQ-00057 | Mostafa Ramadan | Operation | 2024-02-06 | Sewerage Network-Infrastructure | Approved | 2 - 2- Iz. Kariman Sednaoui.2- Iz. Kariman Sednaoui-BILL NO. 1: SEWAGE NETWORK-4-1.1.1-a.3 | *DN/ID 200 mm sewer dia pipes (SN 8) Ditto, depth to invert between 2.51 m and 3.50 m | MTR | 350 | 310 | 329.08 | 102014.8 | SC_Supply/Apply | مكتب المجد للمقاولات العامة | 2 - 2- Iz. Kariman Sednaoui.2- Iz. Kariman Sednaoui-BILL NO. 1: SEWAGE NETWORK-4-1.1.1-a.3 | *DN/ID 200 mm sewer dia pipes (SN 8) Ditto, depth to invert between 2.51 m and 3.50 m | MTR | 310 | 580 | 179800 | EGP | SC_Supply/Apply
Abo Shanab El Agamien _0195 |  | RFQ-00057 | Mostafa Ramadan | Operation | 2024-02-06 | Sewerage Network-Infrastructure | Approved | 10 - "10 - ABOU .10 - ABOU NASSAR, AL ESSAWI & ABOU SAEDA-BILL NO. 1: SEWAGE NETWORK-4-1.1.1-c.1 | *DN/ID 250 mm dia sewer pipes (SN 8) Depth to invert between 1.51 m and 2.50 m | MTR | 345 | 345 | 310.53 | 107132.85 | SC_Supply/Apply | مكتب المجد للمقاولات العامة | 10 - "10 - ABOU .10 - ABOU NASSAR, AL ESSAWI & ABOU SAEDA-BILL NO. 1: SEWAGE NETWORK-4-1.1.1-c.1 | *DN/ID 250 mm dia sewer pipes (SN 8) Depth to invert between 1.51 m and 2.50 m | MTR | 345 | 500 | 172500 | EGP | SC_Supply/Apply
Abo Shanab El Agamien _0195 |  | RFQ-00057 | Mostafa Ramadan | Operation | 2024-02-06 | Sewerage Network-Infrastructure | Approved | 10 - "10 - ABOU .10 - ABOU NASSAR, AL ESSAWI & ABOU SAEDA-BILL NO. 1: SEWAGE NETWORK-4-1.1.1-d.3 | *DN/ID 300 mm dia sewer pipes (SN 8) Ditto, depth to invert between 3.51 m and 4.50 m | MTR | 365 | 365 | 461.5 | 168447.5 | SC_Supply/Apply | مكتب المجد للمقاولات العامة | 10 - "10 - ABOU .10 - ABOU NASSAR, AL ESSAWI & ABOU SAEDA-BILL NO. 1: SEWAGE NETWORK-4-1.1.1-d.3 | *DN/ID 300 mm dia sewer pipes (SN 8) Ditto, depth to invert between 3.51 m and 4.50 m | MTR | 365 | 1000 | 365000 | EGP | SC_Supply/Apply
Abo Shanab El Agamien _0195 |  | RFQ-00057 | Mostafa Ramadan | Operation | 2024-02-06 | Sewerage Network-Infrastructure | Approved | 1 - Sharaf Al Deen-BILL NO. 1: SEWAGE NETWORK-9-1.1.1-d.1 | *DN/ID 300 mm dia sewer pipes (SN 8) Depth to invert between 2.51 m and 3.50 m | MTR | 195 | 195 | 386.5 | 75367.5 | SC_Supply/Apply | مكتب المجد للمقاولات العامة | 1 - Sharaf Al Deen-BILL NO. 1: SEWAGE NETWORK-9-1.1.1-d.1 | *DN/ID 300 mm dia sewer pipes (SN 8) Depth to invert between 2.51 m and 3.50 m | MTR | 195 | 800 | 156000 | EGP | SC_Supply/Apply
Abo Shanab El Agamien _0195 |  | RFQ-00057 | Mostafa Ramadan | Operation | 2024-02-06 | Sewerage Network-Infrastructure | Approved | 2 - 2- Iz. Kariman Sednaoui.2- Iz. Kariman Sednaoui-BILL NO. 1: SEWAGE NETWORK-4-1.1.1-c.2 | DN/ID 400 mm dia sewer pipes (SN 8) Ditto, depth to invert between 2.51 m and 3.50 m | MTR | 305 | 255 | 448.39 | 114339.45 | SC_Supply/Apply | مكتب المجد للمقاولات العامة | 2 - 2- Iz. Kariman Sednaoui.2- Iz. Kariman Sednaoui-BILL NO. 1: SEWAGE NETWORK-4-1.1.1-c.2 | DN/ID 400 mm dia sewer pipes (SN 8) Ditto, depth to invert between 2.51 m and 3.50 m | MTR | 255 | 850 | 216750 | EGP | SC_Supply/Apply
Abo Shanab El Agamien _0195 |  | RFQ-00057 | Mostafa Ramadan | Operation | 2024-02-06 | Sewerage Network-Infrastructure | Approved | 2 - 2- Iz. Kariman Sednaoui.2- Iz. Kariman Sednaoui-BILL NO. 1: SEWAGE NETWORK-4-1.1.1-c.3 | DN/ID 400 mm dia sewer pipes (SN 8) Ditto, depth to invert between 3.51 m and 4.50 m | MTR | 150 | 120 | 547.39 | 65686.8 | SC_Supply/Apply | مكتب المجد للمقاولات العامة | 2 - 2- Iz. Kariman Sednaoui.2- Iz. Kariman Sednaoui-BILL NO. 1: SEWAGE NETWORK-4-1.1.1-c.3 | DN/ID 400 mm dia sewer pipes (SN 8) Ditto, depth to invert between 3.51 m and 4.50 m | MTR | 120 | 1100 | 132000 | EGP | SC_Supply/Apply
Abo Shanab El Agamien _0195 |  | RFQ-00057 | Mostafa Ramadan | Operation | 2024-02-06 | Sewerage Network-Infrastructure | Approved | 1 - Sharaf Al Deen-BILL NO. 1: SEWAGE NETWORK-9-1.1.1-d.2 | *DN/ID 300 mm dia sewer pipes (SN 8) Ditto, depth to invert between 3.51 m and 4.50 m | MTR | 50 | 50 | 461.5 | 23075 | SC_Supply/Apply | مكتب المجد للمقاولات العامة | 1 - Sharaf Al Deen-BILL NO. 1: SEWAGE NETWORK-9-1.1.1-d.2 | *DN/ID 300 mm dia sewer pipes (SN 8) Ditto, depth to invert between 3.51 m and 4.50 m | MTR | 50 | 1000 | 50000 | EGP | SC_Supply/Apply
Abo Shanab El Agamien _0195 |  | RFQ-00057 | Mostafa Ramadan | Operation | 2024-02-06 | Sewerage Network-Infrastructure | Approved | 10 - "10 - ABOU .10 - ABOU NASSAR, AL ESSAWI & ABOU SAEDA-BILL NO. 1: SEWAGE NETWORK-4-1.1.1-f.2 | *DN/ID 500 mm dia sewer pipes (SN 8) Ditto, depth to invert between 4.51 m and 5.50 m | MTR | 95 | 38 | 849.1 | 32265.8 | SC_Supply/Apply | مكتب المجد للمقاولات العامة | 10 - "10 - ABOU .10 - ABOU NASSAR, AL ESSAWI & ABOU SAEDA-BILL NO. 1: SEWAGE NETWORK-4-1.1.1-f.2 | *DN/ID 500 mm dia sewer pipes (SN 8) Ditto, depth to invert between 4.51 m and 5.50 m | MTR | 38 | 1500 | 57000 | EGP | SC_Supply/Apply
Abo Shanab El Agamien _0195 |  | RFQ-00057 | Mostafa Ramadan | Operation | 2024-02-06 | Sewerage Network-Infrastructure | Approved | 3 - 3- Iz.Junaidi Wisa & Iz. Zaki W.3- Iz.Junaidi Wisa & Iz. Zaki Wisa-BILL NO. 1: SEWAGE NETWORK-4-1.1.1-c.4 | *DN/ID 250 mm dia sewer pipes (SN 8) Ditto, depth to invert between 3.51 m and 4.50 m | MTR | 345 | 275 | 485 | 133375 | SC_Supply/Apply | مكتب المجد للمقاولات العامة | 3 - 3- Iz.Junaidi Wisa & Iz. Zaki W.3- Iz.Junaidi Wisa & Iz. Zaki Wisa-BILL NO. 1: SEWAGE NETWORK-4-1.1.1-c.4 | *DN/ID 250 mm dia sewer pipes (SN 8) Ditto, depth to invert between 3.51 m and 4.50 m | MTR | 275 | 820 | 225500 | EGP | SC_Supply/Apply
Abo Shanab El Agamien _0195 |  | RFQ-00057 | Mostafa Ramadan | Operation | 2024-02-06 | Sewerage Network-Infrastructure | Approved | 10 - "10 - ABOU .10 - ABOU NASSAR, AL ESSAWI & ABOU SAEDA-BILL NO. 1: SEWAGE NETWORK-4-1.1.1-d.1 | *DN/ID 300 mm dia sewer pipes (SN 8) Depth to invert between 1.51 m and 2.50 m | MTR | 165 | 154 | 311.5 | 47971 | SC_Supply/Apply | مكتب المجد للمقاولات العامة | 10 - "10 - ABOU .10 - ABOU NASSAR, AL ESSAWI & ABOU SAEDA-BILL NO. 1: SEWAGE NETWORK-4-1.1.1-d.1 | *DN/ID 300 mm dia sewer pipes (SN 8) Depth to invert between 1.51 m and 2.50 m | MTR | 154 | 700 | 107800 | EGP | SC_Supply/Apply
Abo Shanab El Agamien _0195 |  | RFQ-00057 | Mostafa Ramadan | Operation | 2024-02-06 | Sewerage Network-Infrastructure | Approved | 10 - "10 - ABOU .10 - ABOU NASSAR, AL ESSAWI & ABOU SAEDA-BILL NO. 1: SEWAGE NETWORK-4-1.1.1-c.3 | *DN/ID 250 mm dia sewer pipes (SN 8) Ditto, depth to invert between 3.51 m and 4.50 m | MTR | 70 | 50 | 485 | 24250 | SC_Supply/Apply | مكتب المجد للمقاولات العامة | 10 - "10 - ABOU .10 - ABOU NASSAR, AL ESSAWI & ABOU SAEDA-BILL NO. 1: SEWAGE NETWORK-4-1.1.1-c.3 | *DN/ID 250 mm dia sewer pipes (SN 8) Ditto, depth to invert between 3.51 m and 4.50 m | MTR | 50 | 820 | 41000 | EGP | SC_Supply/Apply
Abo Shanab El Agamien _0195 |  | RFQ-00057 | Mostafa Ramadan | Operation | 2024-02-06 | Sewerage Network-Infrastructure | Approved | 6 - 6-Huwaydi Village.6-Huwaydi Village-BILL NO. 1: SEWAGE NETWORK-4-1.1.1-c.2 | *DN/ID 250 mm dia sewer pipes (SN 8) Depth to invert between 1.51 m and 2.50 m | MTR | 450 | 450 | 310.53 | 139738.5 | SC_Supply/Apply | مكتب المجد للمقاولات العامة | 6 - 6-Huwaydi Village.6-Huwaydi Village-BILL NO. 1: SEWAGE NETWORK-4-1.1.1-c.2 | *DN/ID 250 mm dia sewer pipes (SN 8) Depth to invert between 1.51 m and 2.50 m | MTR | 450 | 500 | 225000 | EGP | SC_Supply/Apply
Abo Shanab El Agamien _0195 |  | RFQ-00057 | Mostafa Ramadan | Operation | 2024-02-06 | Sewerage Network-Infrastructure | Approved | 6 - 6-Huwaydi Village.6-Huwaydi Village-BILL NO. 1: SEWAGE NETWORK-4-1.1.1-c.3 | *DN/ID 250 mm dia sewer pipes (SN 8) Ditto, depth to invert between 2.51 m and 3.50 m | MTR | 550 | 550 | 385.53 | 212041.5 | SC_Supply/Apply | مكتب المجد للمقاولات العامة | 6 - 6-Huwaydi Village.6-Huwaydi Village-BILL NO. 1: SEWAGE NETWORK-4-1.1.1-c.3 | *DN/ID 250 mm dia sewer pipes (SN 8) Ditto, depth to invert between 2.51 m and 3.50 m | MTR | 550 | 620 | 341000 | EGP | SC_Supply/Apply
Abo Shanab El Agamien _0195 |  | RFQ-00057 | Mostafa Ramadan | Operation | 2024-02-06 | Sewerage Network-Infrastructure | Approved | 4 - 4-Iz. Al Biltaji.4-Iz. Al Biltaji-BILL NO. 1: SEWAGE NETWORK-4-1.1.1-d.2 | *DN/ID 300 mm dia sewer pipes (SN 8) Ditto, depth to invert between 2.51 m and 3.50 m | MTR | 600 | 600 | 386.5 | 231900 | SC_Supply/Apply | مكتب المجد للمقاولات العامة | 4 - 4-Iz. Al Biltaji.4-Iz. Al Biltaji-BILL NO. 1: SEWAGE NETWORK-4-1.1.1-d.2 | *DN/ID 300 mm dia sewer pipes (SN 8) Ditto, depth to invert between 2.51 m and 3.50 m | MTR | 600 | 800 | 480000 | EGP | SC_Supply/Apply
Abo Shanab El Agamien _0195 |  | RFQ-00057 | Mostafa Ramadan | Operation | 2024-02-06 | Sewerage Network-Infrastructure | Approved | 6 - 6-Huwaydi Village.6-Huwaydi Village-BILL NO. 1: SEWAGE NETWORK-4-1.1.1-c.4 | *DN/ID 250 mm dia sewer pipes (SN 8) Ditto, depth to invert between 3.51 m and 4.50 m | MTR | 80 | 50 | 485 | 24250 | SC_Supply/Apply | مكتب المجد للمقاولات العامة | 6 - 6-Huwaydi Village.6-Huwaydi Village-BILL NO. 1: SEWAGE NETWORK-4-1.1.1-c.4 | *DN/ID 250 mm dia sewer pipes (SN 8) Ditto, depth to invert between 3.51 m and 4.50 m | MTR | 50 | 820 | 41000 | EGP | SC_Supply/Apply
Abo Shanab El Agamien _0195 |  | RFQ-00057 | Mostafa Ramadan | Operation | 2024-02-06 | Sewerage Network-Infrastructure | Approved | 2 - 2- Iz. Kariman Sednaoui.2- Iz. Kariman Sednaoui-BILL NO. 1: SEWAGE NETWORK-4-1.1.1-b.3 | *DN/ID 250 mm dia sewer pipes (SN 8) Ditto, depth to invert between 2.51 m and 3.50 m | MTR | 550 | 550 | 385.53 | 212041.5 | SC_Supply/Apply | مكتب المجد للمقاولات العامة | 2 - 2- Iz. Kariman Sednaoui.2- Iz. Kariman Sednaoui-BILL NO. 1: SEWAGE NETWORK-4-1.1.1-b.3 | *DN/ID 250 mm dia sewer pipes (SN 8) Ditto, depth to invert between 2.51 m and 3.50 m | MTR | 550 | 620 | 341000 | EGP | SC_Supply/Apply
Abo Shanab El Agamien _0195 |  | RFQ-00057 | Mostafa Ramadan | Operation | 2024-02-06 | Sewerage Network-Infrastructure | Approved | 4 - 4-Iz. Al Biltaji.4-Iz. Al Biltaji-BILL NO. 1: SEWAGE NETWORK-4-1.1.1-d.3 | *DN/ID 300 mm dia sewer pipes (SN 8) Ditto, depth to invert between 3.51 m and 4.50 m | MTR | 55 | 55 | 461.5 | 25382.5 | SC_Supply/Apply | مكتب المجد للمقاولات العامة | 4 - 4-Iz. Al Biltaji.4-Iz. Al Biltaji-BILL NO. 1: SEWAGE NETWORK-4-1.1.1-d.3 | *DN/ID 300 mm dia sewer pipes (SN 8) Ditto, depth to invert between 3.51 m and 4.50 m | MTR | 55 | 1000 | 55000 | EGP | SC_Supply/Apply
Qasr Rashwan - Lot B _0208 |  | RFQ-00012 | Mostafa Shourbagi | MEP (Electro Mechanical) | 2024-02-12 | Supply of GRP Covers | Approved | 14.10 - Abou Hussein-BILL NO.1 : SEWAGE NETWORK-1.2.1-b.7 | Ditto, depth to invert between 4.51 m and 5.00 m | ECH | 1 | 1 | 2679.82 | 2679.82 | MAT_Raw | فالكون مصر | 14.10 - Abou Hussein-BILL NO.1 : SEWAGE NETWORK-1.2.1-b.7 | Ditto, depth to invert between 4.51 m and 5.00 m | ECH | 1 | 3578.95 | 3578.95 | EGP | MAT_Raw
Qasr Rashwan - Lot B _0208 |  | RFQ-00012 | Mostafa Shourbagi | MEP (Electro Mechanical) | 2024-02-12 | Supply of GRP Covers | Approved | 10.10 - Abd Al Azeem Al Sofy -BILL NO.1: SEWAGE NETWORK-1.2.2-a.2 | Ditto, depth to invert between 2.51 m and 3.00 m | ECH | 5 | 5 | 2679.82 | 13399.1 | MAT_Raw | فالكون مصر | 10.10 - Abd Al Azeem Al Sofy -BILL NO.1: SEWAGE NETWORK-1.2.2-a.2 | Ditto, depth to invert between 2.51 m and 3.00 m | ECH | 5 | 3578.95 | 17894.75 | EGP | MAT_Raw
Qasr Rashwan - Lot B _0208 |  | RFQ-00012 | Mostafa Shourbagi | MEP (Electro Mechanical) | 2024-02-12 | Supply of GRP Covers | Approved | 15.10 - Al Burm-BILL NO. 1: SEWAGE NETWORK-1.2.1-b.7 | Ditto, depth to invert between 4.51 m and 5.00 m | ECH | 5 | 5 | 2679.82 | 13399.1 | MAT_Raw | فالكون مصر | 15.10 - Al Burm-BILL NO. 1: SEWAGE NETWORK-1.2.1-b.7 | Ditto, depth to invert between 4.51 m and 5.00 m | ECH | 5 | 3578.95 | 17894.75 | EGP | MAT_Raw
Qasr Rashwan - Lot B _0208 |  | RFQ-00012 | Mostafa Shourbagi | MEP (Electro Mechanical) | 2024-02-12 | Supply of GRP Covers | Approved | 10.10 - Abd Al Azeem Al Sofy -BILL NO.1: SEWAGE NETWORK-1.2.1-b.5 | Ditto, depth to invert between 3.51 m and 4.00 m | ECH | 4 | 4 | 2679.82 | 10719.28 | MAT_Raw | فالكون مصر | 10.10 - Abd Al Azeem Al Sofy -BILL NO.1: SEWAGE NETWORK-1.2.1-b.5 | Ditto, depth to invert between 3.51 m and 4.00 m | ECH | 4 | 3578.95 | 14315.8 | EGP | MAT_Raw
Qasr Rashwan - Lot B _0208 |  | RFQ-00012 | Mostafa Shourbagi | MEP (Electro Mechanical) | 2024-02-12 | Supply of GRP Covers | Approved | 11.10 - Abd Al Rahman Ibrahim-BILL NO.1: SEWAGE NETWORK-1.2.1-b.5 | Ditto, depth to invert between 3.51 m and 4.00 m | ECH | 44 | 44 | 2679.82 | 117912.08 | MAT_Raw | فالكون مصر | 11.10 - Abd Al Rahman Ibrahim-BILL NO.1: SEWAGE NETWORK-1.2.1-b.5 | Ditto, depth to invert between 3.51 m and 4.00 m | ECH | 44 | 3578.95 | 157473.8 | EGP | MAT_Raw
Qasr Rashwan - Lot B _0208 |  | RFQ-00012 | Mostafa Shourbagi | MEP (Electro Mechanical) | 2024-02-12 | Supply of GRP Covers | Approved | 10.10 - Abd Al Azeem Al Sofy -BILL NO.1: SEWAGE NETWORK-1.2.2-a.3 | Ditto, depth to invert between 3.51 m and 4.00 m | ECH | 5 | 5 | 2679.82 | 13399.1 | MAT_Raw | فالكون مصر | 10.10 - Abd Al Azeem Al Sofy -BILL NO.1: SEWAGE NETWORK-1.2.2-a.3 | Ditto, depth to invert between 3.51 m and 4.00 m | ECH | 5 | 3578.95 | 17894.75 | EGP | MAT_Raw
Qasr Rashwan - Lot B _0208 |  | RFQ-00012 | Mostafa Shourbagi | MEP (Electro Mechanical) | 2024-02-12 | Supply of GRP Covers | Approved | 15.10 - Al Burm-BILL NO. 1: SEWAGE NETWORK-1.2.1-b.5 | Ditto, depth to invert between 3.51 m and 4.00 m | ECH | 1 | 1 | 2679.82 | 2679.82 | MAT_Raw | فالكون مصر | 15.10 - Al Burm-BILL NO. 1: SEWAGE NETWORK-1.2.1-b.5 | Ditto, depth to invert between 3.51 m and 4.00 m | ECH | 1 | 3578.95 | 3578.95 | EGP | MAT_Raw
Qasr Rashwan - Lot B _0208 |  | RFQ-00012 | Mostafa Shourbagi | MEP (Electro Mechanical) | 2024-02-12 | Supply of GRP Covers | Approved | 15.10 - Al Burm-BILL NO. 1: SEWAGE NETWORK-1.2.1-b.9 | Ditto, depth to invert between 6.01 m and 6.50 m | ECH | 3 | 3 | 2679.82 | 8039.46 | MAT_Raw | فالكون مصر | 15.10 - Al Burm-BILL NO. 1: SEWAGE NETWORK-1.2.1-b.9 | Ditto, depth to invert between 6.01 m and 6.50 m | ECH | 3 | 3578.95 | 10736.85 | EGP | MAT_Raw
Qasr Rashwan - Lot B _0208 |  | RFQ-00012 | Mostafa Shourbagi | MEP (Electro Mechanical) | 2024-02-12 | Supply of GRP Covers | Approved | 12.10 - Suleiman Tadrus-BILL NO.1: SEWAGE NETWORK-1.2.1-b.9 | Ditto, depth to invert between 5.51 m and 6.00 m | ECH | 2 | 2 | 2679.82 | 5359.64 | MAT_Raw | فالكون مصر | 12.10 - Suleiman Tadrus-BILL NO.1: SEWAGE NETWORK-1.2.1-b.9 | Ditto, depth to invert between 5.51 m and 6.00 m | ECH | 2 | 3578.95 | 7157.9 | EGP | MAT_Raw
Qasr Rashwan - Lot B _0208 |  | RFQ-00012 | Mostafa Shourbagi | MEP (Electro Mechanical) | 2024-02-12 | Supply of GRP Covers | Approved | 11.11 - Abd Al Rahman Ibrahim-Bill No.2: Force Main Pipeline-2.4.3-a | Inception chamber | ECH | 2 | 2 | 2679.82 | 5359.64 | MAT_Raw | فالكون مصر | 11.11 - Abd Al Rahman Ibrahim-Bill No.2: Force Main Pipeline-2.4.3-a | Inception chamber | ECH | 2 | 3578.95 | 7157.9 | EGP | MAT_Raw
Qasr Rashwan - Lot B _0208 |  | RFQ-00012 | Mostafa Shourbagi | MEP (Electro Mechanical) | 2024-02-12 | Supply of GRP Covers | Approved | 12.11 - Suleiman Tadrus-Bill No.2: Force Main Pipeline-2.4.2 rate-a | Inception chamber | ECH | 1 | 1 | 2679.82 | 2679.82 | MAT_Raw | فالكون مصر | 12.11 - Suleiman Tadrus-Bill No.2: Force Main Pipeline-2.4.2 rate-a | Inception chamber | ECH | 1 | 3578.95 | 3578.95 | EGP | MAT_Raw
Qasr Rashwan - Lot B _0208 |  | RFQ-00012 | Mostafa Shourbagi | MEP (Electro Mechanical) | 2024-02-12 | Supply of GRP Covers | Approved | 12.10 - Suleiman Tadrus-BILL NO.1: SEWAGE NETWORK-1.2.1-b.5 | Ditto, depth to invert between 3.51 m and 4.00 m | ECH | 34 | 34 | 2679.82 | 91113.88 | MAT_Raw | فالكون مصر | 12.10 - Suleiman Tadrus-BILL NO.1: SEWAGE NETWORK-1.2.1-b.5 | Ditto, depth to invert between 3.51 m and 4.00 m | ECH | 34 | 3578.95 | 121684.3 | EGP | MAT_Raw
Qasr Rashwan - Lot B _0208 |  | RFQ-00012 | Mostafa Shourbagi | MEP (Electro Mechanical) | 2024-02-12 | Supply of GRP Covers | Approved | 12.10 - Suleiman Tadrus-BILL NO.1: SEWAGE NETWORK-1.2.1-b.10 | Ditto, depth to invert between 6.01 m and 6.50 m | ECH | 5 | 5 | 2679.82 | 13399.1 | MAT_Raw | فالكون مصر | 12.10 - Suleiman Tadrus-BILL NO.1: SEWAGE NETWORK-1.2.1-b.10 | Ditto, depth to invert between 6.01 m and 6.50 m | ECH | 5 | 3578.95 | 17894.75 | EGP | MAT_Raw
Qasr Rashwan - Lot B _0208 |  | RFQ-00012 | Mostafa Shourbagi | MEP (Electro Mechanical) | 2024-02-12 | Supply of GRP Covers | Approved | 14.10 - Abou Hussein-BILL NO.1 : SEWAGE NETWORK-1.2.1-b.6 | Ditto, depth to invert between 4.01 m and 4.50 m | ECH | 2 | 2 | 2679.82 | 5359.64 | MAT_Raw | فالكون مصر | 14.10 - Abou Hussein-BILL NO.1 : SEWAGE NETWORK-1.2.1-b.6 | Ditto, depth to invert between 4.01 m and 4.50 m | ECH | 2 | 3578.95 | 7157.9 | EGP | MAT_Raw
Qasr Rashwan - Lot B _0208 |  | RFQ-00012 | Mostafa Shourbagi | MEP (Electro Mechanical) | 2024-02-12 | Supply of GRP Covers | Approved | 11.10 - Abd Al Rahman Ibrahim-BILL NO.1: SEWAGE NETWORK-1.2.1-b.7 | Ditto, depth to invert between 4.51 m and 5.00 m | ECH | 31 | 21 | 2679.82 | 56276.22 | MAT_Raw | فالكون مصر | 11.10 - Abd Al Rahman Ibrahim-BILL NO.1: SEWAGE NETWORK-1.2.1-b.7 | Ditto, depth to invert between 4.51 m and 5.00 m | ECH | 21 | 3578.95 | 75157.95 | EGP | MAT_Raw
Qasr Rashwan - Lot B _0208 |  | RFQ-00012 | Mostafa Shourbagi | MEP (Electro Mechanical) | 2024-02-12 | Supply of GRP Covers | Approved | 13.10 - Salih Shamatah-BILL NO.1: SEWAGE NETWORK-1.4.1-a | HC 60*60 cm | ECH | 74 | 74 | 1710.53 | 126579.22 | MAT_Raw | فالكون مصر | 13.10 - Salih Shamatah-BILL NO.1: SEWAGE NETWORK-1.4.1-a | HC 60*60 cm | ECH | 74 | 2147.37 | 158905.38 | EGP | MAT_Raw
Qasr Rashwan - Lot B _0208 |  | RFQ-00012 | Mostafa Shourbagi | MEP (Electro Mechanical) | 2024-02-12 | Supply of GRP Covers | Approved | 15.10 - Al Burm-BILL NO. 1: SEWAGE NETWORK-1.3-a | IC 60*60 cm | ECH | 24 | 24 | 1710.53 | 41052.72 | MAT_Raw | فالكون مصر | 15.10 - Al Burm-BILL NO. 1: SEWAGE NETWORK-1.3-a | IC 60*60 cm | ECH | 24 | 2147.37 | 51536.88 | EGP | MAT_Raw
Qasr Rashwan - Lot B _0208 |  | RFQ-00012 | Mostafa Shourbagi | MEP (Electro Mechanical) | 2024-02-12 | Supply of GRP Covers | Approved | 15.10 - Al Burm-BILL NO. 1: SEWAGE NETWORK-1.4-a | HC 60*60 cm | ECH | 96 | 96 | 1710.53 | 164210.88 | MAT_Raw | فالكون مصر | 15.10 - Al Burm-BILL NO. 1: SEWAGE NETWORK-1.4-a | HC 60*60 cm | ECH | 96 | 2147.37 | 206147.52 | EGP | MAT_Raw
Qasr Rashwan - Lot B _0208 |  | RFQ-00012 | Mostafa Shourbagi | MEP (Electro Mechanical) | 2024-02-12 | Supply of GRP Covers | Approved | 10.10 - Abd Al Azeem Al Sofy -BILL NO.1: SEWAGE NETWORK-1.5-a | HC 60*60 cm | ECH | 150 | 150 | 1710.53 | 256579.5 | MAT_Raw | فالكون مصر | 10.10 - Abd Al Azeem Al Sofy -BILL NO.1: SEWAGE NETWORK-1.5-a | HC 60*60 cm | ECH | 150 | 2147.37 | 322105.5 | EGP | MAT_Raw
Qasr Rashwan - Lot B _0208 |  | RFQ-00012 | Mostafa Shourbagi | MEP (Electro Mechanical) | 2024-02-12 | Supply of GRP Covers | Approved | 11.10 - Abd Al Rahman Ibrahim-BILL NO.1: SEWAGE NETWORK-1.3.1-a | IC 60*60 cm | ECH | 90 | 90 | 1710.53 | 153947.7 | MAT_Raw | فالكون مصر | 11.10 - Abd Al Rahman Ibrahim-BILL NO.1: SEWAGE NETWORK-1.3.1-a | IC 60*60 cm | ECH | 90 | 2147.37 | 193263.3 | EGP | MAT_Raw
Qasr Rashwan - Lot B _0208 |  | RFQ-00012 | Mostafa Shourbagi | MEP (Electro Mechanical) | 2024-02-12 | Supply of GRP Covers | Approved | 14.10 - Abou Hussein-BILL NO.1 : SEWAGE NETWORK-1.4.1-a | HC 60*60 cm | ECH | 66 | 66 | 1710.53 | 112894.98 | MAT_Raw | فالكون مصر | 14.10 - Abou Hussein-BILL NO.1 : SEWAGE NETWORK-1.4.1-a | HC 60*60 cm | ECH | 66 | 2147.37 | 141726.42 | EGP | MAT_Raw
Qasr Rashwan - Lot B _0208 |  | RFQ-00012 | Mostafa Shourbagi | MEP (Electro Mechanical) | 2024-02-12 | Supply of GRP Covers | Approved | 11.10 - Abd Al Rahman Ibrahim-BILL NO.1: SEWAGE NETWORK-1.4.1-a | HC 60*60 cm | ECH | 374 | 114 | 1710.53 | 195000.42 | MAT_Raw | فالكون مصر | 11.10 - Abd Al Rahman Ibrahim-BILL NO.1: SEWAGE NETWORK-1.4.1-a | HC 60*60 cm | ECH | 114 | 2147.37 | 244800.18 | EGP | MAT_Raw
Qasr Rashwan - Lot B _0208 |  | RFQ-00012 | Mostafa Shourbagi | MEP (Electro Mechanical) | 2024-02-12 | Supply of GRP Covers | Approved | 13.10 - Salih Shamatah-BILL NO.1: SEWAGE NETWORK-1.3-b | IC 60*90 cm | ECH | 1 | 1 | 2052.63 | 2052.63 | MAT_Raw | فالكون مصر | 13.10 - Salih Shamatah-BILL NO.1: SEWAGE NETWORK-1.3-b | IC 60*90 cm | ECH | 1 | 3536.84 | 3536.84 | EGP | MAT_Raw
Qasr Rashwan - Lot B _0208 |  | RFQ-00012 | Mostafa Shourbagi | MEP (Electro Mechanical) | 2024-02-12 | Supply of GRP Covers | Approved | 12.10 - Suleiman Tadrus-BILL NO.1: SEWAGE NETWORK-1.5-b | HC 60*90 cm | ECH | 131 | 131 | 2052.63 | 268894.53 | MAT_Raw | فالكون مصر | 12.10 - Suleiman Tadrus-BILL NO.1: SEWAGE NETWORK-1.5-b | HC 60*90 cm | ECH | 131 | 3536.84 | 463326.04 | EGP | MAT_Raw
Qasr Rashwan - Lot B _0208 |  | RFQ-00012 | Mostafa Shourbagi | MEP (Electro Mechanical) | 2024-02-12 | Supply of GRP Covers | Approved | 11.10 - Abd Al Rahman Ibrahim-BILL NO.1: SEWAGE NETWORK-1.4.1-b | HC 60*90 cm | ECH | 187 | 131 | 2052.63 | 268894.53 | MAT_Raw | فالكون مصر | 11.10 - Abd Al Rahman Ibrahim-BILL NO.1: SEWAGE NETWORK-1.4.1-b | HC 60*90 cm | ECH | 131 | 3536.84 | 463326.04 | EGP | MAT_Raw
Qasr Rashwan - Lot B _0208 |  | RFQ-00012 | Mostafa Shourbagi | MEP (Electro Mechanical) | 2024-02-12 | Supply of GRP Covers | Approved | 10.10 - Abd Al Azeem Al Sofy -BILL NO.1: SEWAGE NETWORK-1.2.1-b.6 | Ditto, depth to invert between 4.01 m and 4.5 m | ECH | 156 | 156 | 92.11 | 14369.16 | MAT_Raw | فالكون مصر | 10.10 - Abd Al Azeem Al Sofy -BILL NO.1: SEWAGE NETWORK-1.2.1-b.6 | Ditto, depth to invert between 4.01 m and 4.5 m | ECH | 156 | 126.32 | 19705.92 | EGP | MAT_Raw
Qasr Rashwan - Lot B _0208 |  | RFQ-00012 | Mostafa Shourbagi | MEP (Electro Mechanical) | 2024-02-12 | Supply of GRP Covers | Approved | 15.10 - Al Burm-BILL NO. 1: SEWAGE NETWORK-1.2.1-b.8 | Ditto, depth to invert between 5.51 m and 6.00 m | ECH | 312 | 312 | 92.11 | 28738.32 | MAT_Raw | فالكون مصر | 15.10 - Al Burm-BILL NO. 1: SEWAGE NETWORK-1.2.1-b.8 | Ditto, depth to invert between 5.51 m and 6.00 m | ECH | 312 | 126.32 | 39411.84 | EGP | MAT_Raw
Qasr Rashwan - Lot B _0208 |  | RFQ-00012 | Mostafa Shourbagi | MEP (Electro Mechanical) | 2024-02-12 | Supply of GRP Covers | Approved | 13.10 - Salih Shamatah-BILL NO.1: SEWAGE NETWORK-1.2.1-b.1 | Ditto, depth to invert between 1.51 m and 2.00 m | ECH | 650 | 650 | 92.11 | 59871.5 | MAT_Raw | فالكون مصر | 13.10 - Salih Shamatah-BILL NO.1: SEWAGE NETWORK-1.2.1-b.1 | Ditto, depth to invert between 1.51 m and 2.00 m | ECH | 650 | 126.32 | 82108 | EGP | MAT_Raw
BIOLOGICALS AND BIOSIMILARS MANUFACTURING FACILITY EIPICO 3 _0187 |  | RFQ-00131 | Mahmoud Nasr | MEP (Electro Mechanical) | 2024-03-06 | Stainless Steel Pipes and Valves | Approved | 10.4 - Process-Compressed Air System -2.1.2.1 | Do=75 mm for network | ECH | 4 | 4 | 17598.9 | 70395.6 | SC_Supply/Apply | اكواتك للتوريدات | 10.4 - Process-Compressed Air System -2.1.2.1 | Do=75 mm for network | ECH | 4 | 9575 | 38300 | EGP | SC_Supply/Apply
BIOLOGICALS AND BIOSIMILARS MANUFACTURING FACILITY EIPICO 3 _0187 |  | RFQ-00131 | Mahmoud Nasr | MEP (Electro Mechanical) | 2024-03-06 | Stainless Steel Pipes and Valves | Approved | 10.4 - Process-Compressed Air System -2.3.1.1 | Do=40 mm | ECH | 21 | 21 | 1771.35 | 37198.35 | SC_Supply/Apply | اكواتك للتوريدات | 10.4 - Process-Compressed Air System -2.3.1.1 | Do=40 mm | ECH | 21 | 11250 | 236250 | EGP | SC_Supply/Apply
BIOLOGICALS AND BIOSIMILARS MANUFACTURING FACILITY EIPICO 3 _0187 |  | RFQ-00131 | Mahmoud Nasr | MEP (Electro Mechanical) | 2024-03-06 | Stainless Steel Pipes and Valves | Approved | 10.4 - Process-Compressed Air System -1.1.1.1 | Do=15 mm | ECH | 30 | 30 | 526.28 | 15788.4 | SC_Supply/Apply | اكواتك للتوريدات | 10.4 - Process-Compressed Air System -1.1.1.1 | Do=15 mm | ECH | 30 | 1425 | 42750 | EGP | SC_Supply/Apply
BIOLOGICALS AND BIOSIMILARS MANUFACTURING FACILITY EIPICO 3 _0187 |  | RFQ-00131 | Mahmoud Nasr | MEP (Electro Mechanical) | 2024-03-06 | Stainless Steel Pipes and Valves | Approved | 10.4 - Process-Compressed Air System -1.2.1.1 | Do=40 mm | ECH | 230 | 180 | 1555.42 | 279975.6 | SC_Supply/Apply | اكواتك للتوريدات | 10.4 - Process-Compressed Air System -1.2.1.1 | Do=40 mm | ECH | 180 | 2700 | 486000 | EGP | SC_Supply/Apply
BIOLOGICALS AND BIOSIMILARS MANUFACTURING FACILITY EIPICO 3 _0187 |  | RFQ-00131 | Mahmoud Nasr | MEP (Electro Mechanical) | 2024-03-06 | Stainless Steel Pipes and Valves | Approved | 10.4 - Process-Compressed Air System -1.3.1.1 | Do=75 mm | ECH | 288 | 240 | 3054.79 | 733149.6 | SC_Supply/Apply | اكواتك للتوريدات | 10.4 - Process-Compressed Air System -1.3.1.1 | Do=75 mm | ECH | 240 | 6950 | 1668000 | EGP | SC_Supply/Apply
BIOLOGICALS AND BIOSIMILARS MANUFACTURING FACILITY EIPICO 3 _0187 |  | RFQ-00131 | Mahmoud Nasr | MEP (Electro Mechanical) | 2024-03-06 | Stainless Steel Pipes and Valves | Approved | 10.4 - Process-Compressed Air System -2.1.1.1 | Do=40 mm | ECH | 42 | 42 | 3723.6 | 156391.2 | SC_Supply/Apply | اكواتك للتوريدات | 10.4 - Process-Compressed Air System -2.1.1.1 | Do=40 mm | ECH | 42 | 2750 | 115500 | EGP | SC_Supply/Apply
Hosh Eissa Hospital _0201 |  | RFQ-00020 | Nouran Moataz | Operation | 2024-03-06 | Sand Supply and apply | Approved | 12 | توريد وتشغيل رمال لزوم اعمال الردم داخل وخارج المبنى ويتم الحساب هندسيا | CBM | 4500 | 4500 | 185 | 832500 | MAT_Raw | طايل للمقاولات العامه والتوريدات العموميه | 12 | توريد وتشغيل رمال لزوم اعمال الردم داخل وخارج المبنى ويتم الحساب هندسيا | CBM | 4500 | 180 | 810000 | EGP | MAT_Raw
Hosh Eissa Hospital _0201 |  | RFQ-00020 | Nouran Moataz | Operation | 2024-03-06 | Sand Supply and apply | Approved | 12 | توريد رمال لزوم اعمال التشطيبات المختلفة | CBM | 7500 | 7500 | 120 | 900000 | MAT_Raw | طايل للمقاولات العامه والتوريدات العموميه | 12 | توريد رمال لزوم اعمال التشطيبات المختلفة | CBM | 7500 | 160 | 1200000 | EGP | MAT_Raw
Katameya Creeks |  | RFQ-00022 | Mohamed Amr | Procurement | 2024-03-07 | Stainless Steel elevator door cladding | Approved | All Buildings | Gold Stainless Steel Elevator Door Cladding Supply & install Elevator Door Cladding as the following: - 0.6 mm stainless steel sheets Grade 304 with laser cutting to be formed as per required cladding for outer door structure. - 0.6 mm stainless steel sheets Grade 304 with laser cutting to be formed as per required cladding for outer frame structure. - All stainless-steel sheets to be PVD gold color coated as per approved sample. Dimension 1000*22200 mm | ECH | 140 | 140 | 19200 | 2688000 | SC_Supply/Apply | Cladex Industries | All Buildings | Gold Stainless Steel Elevator Door Cladding Supply & install Elevator Door Cladding as the following: - 0.6 mm stainless steel sheets Grade 304 with laser cutting to be formed as per required cladding for outer door structure. - 0.6 mm stainless steel sheets Grade 304 with laser cutting to be formed as per required cladding for outer frame structure. - All stainless-steel sheets to be PVD gold color coated as per approved sample. Dimension 1000*22200 mm | ECH | 140 | 16900 | 2366000 | EGP | SC_Supply/Apply
Katameya Creeks |  | RFQ-00022 | Mohamed Amr | Procurement | 2024-03-07 | Stainless Steel elevator door cladding | Approved | All Buildings | Gold Stainless Steel Elevator outer frame Cladding Supply & install Elevator outer frame Cladding as the following: - 1.25 mm stainless steel sheets Grade 304 with laser cutting to be formed as per required cladding for outer frame. - Stainless sheets to be fixed on the wall with 20 mm PVC sheet. - 1.25 mm stainless steel sheets Grade 304 with laser cutting to be formed as per required cladding for upper door frame with 10x10 mm SHS Steel tube to be as required effect. - All stainless-steel sheets to be PVD gold color coated as per approved sample. Dimension 1000*22200 mm | ECH | 82 | 82 | 36100 | 2960200 | SC_Supply/Apply | Cladex Industries | All Buildings | Gold Stainless Steel Elevator outer frame Cladding Supply & install Elevator outer frame Cladding as the following: - 1.25 mm stainless steel sheets Grade 304 with laser cutting to be formed as per required cladding for outer frame. - Stainless sheets to be fixed on the wall with 20 mm PVC sheet. - 1.25 mm stainless steel sheets Grade 304 with laser cutting to be formed as per required cladding for upper door frame with 10x10 mm SHS Steel tube to be as required effect. - All stainless-steel sheets to be PVD gold color coated as per approved sample. Dimension 1000*22200 mm | ECH | 82 | 31700 | 2599400 | EGP | SC_Supply/Apply
BIOLOGICALS AND BIOSIMILARS MANUFACTURING FACILITY EIPICO 3 _0187 |  | RFQ-00134 | Youssef Abd El Kream | MEP (Electro Mechanical) | 2024-03-16 | Fire Alarm Cables | Approved | [MESC-UIE-KSA] F2012 (Red) Fire Resistant Cable Twisted Shielded LSOH IEC331-BS6387 Cat (C,W,Z) 950C 300-500V Size: 2CX1.5mm2 | [MESC-UIE-KSA] F2012 (Red) Fire Resistant Cable Twisted Shielded LSOH IEC331-BS6387 Cat (C,W,Z) 950C 300-500V Size: 2CX1.5mm2 | MTR | 6000 | 3000 | 80.68 | 242040 | SC_Supply/Apply | الشحنه الكهربائيه للكابلات المتخصصه | [MESC-UIE-KSA] F2012 (Red) Fire Resistant Cable Twisted Shielded LSOH IEC331-BS6387 Cat (C,W,Z) 950C 300-500V Size: 2CX1.5mm2 | [MESC-UIE-KSA] F2012 (Red) Fire Resistant Cable Twisted Shielded LSOH IEC331-BS6387 Cat (C,W,Z) 950C 300-500V Size: 2CX1.5mm2 | MTR | 3000 | 65.78 | 197340 | EGP | SC_Supply/Apply
Katameya Creeks |  | RFQ-00029 | Youssef Abd El Kream | MEP (Electro Mechanical) | 2024-03-24 | Pipe Clamps | Approved | All | افيز 75مم | ECH | 1000 | 1000 | 26.77 | 26770 | SC_Supply/Apply | Al Nour | All | افيز 75مم | ECH | 1000 | 46.97 | 46970 | EGP | SC_Supply/Apply
Katameya Creeks |  | RFQ-00029 | Youssef Abd El Kream | MEP (Electro Mechanical) | 2024-03-24 | Pipe Clamps | Approved | All | افيز 40 مم | ECH | 200 | 200 | 17.49 | 3498 | SC_Supply/Apply | Al Nour | All | افيز 40 مم | ECH | 200 | 30.69 | 6138 | EGP | SC_Supply/Apply
Katameya Creeks |  | RFQ-00030 | Youssef Abd El Kream | MEP (Electro Mechanical) | 2024-03-24 | Grills | Approved | All | Exhaust Grill 10''X10'' - 250 CFM - Double deflection with V.D | ECH | 201 | 201 | 302.67 | 60836.67 | SC_Supply | ZamZam | All | Exhaust Grill 10''X10'' - 250 CFM - Double deflection with V.D | ECH | 201 | 972 | 195372 | EGP | SC_Supply
Katameya Creeks |  | RFQ-00030 | Youssef Abd El Kream | MEP (Electro Mechanical) | 2024-03-24 | Grills | Approved | All | Exhaust Grill 28''X8'' - 430 CFM - Double deflection with V.D | ECH | 323 | 323 | 533.52 | 172326.96 | SC_Supply | ZamZam | All | Exhaust Grill 28''X8'' - 430 CFM - Double deflection with V.D | ECH | 323 | 1725 | 557175 | EGP | SC_Supply
Katameya Creeks |  | RFQ-00030 | Youssef Abd El Kream | MEP (Electro Mechanical) | 2024-03-24 | Grills | Approved | All | Exhaust Grill 20''X6'' - 250 CFM - Double deflection with V.D | ECH | 28 | 28 | 0 | 0 | SC_Supply | ZamZam | All | Exhaust Grill 20''X6'' - 250 CFM - Double deflection with V.D | ECH | 28 | 1134 | 31752 | EGP | SC_Supply
Katameya Creeks |  | RFQ-00030 | Youssef Abd El Kream | MEP (Electro Mechanical) | 2024-03-24 | Grills | Approved | All | Exhaust Grill 4''X4'' - 50 CFM | ECH | 18 | 18 | 0 | 0 | SC_Supply | ZamZam | All | Exhaust Grill 4''X4'' - 50 CFM | ECH | 18 | 347 | 6246 | EGP | SC_Supply
Katameya Creeks |  | RFQ-00032 | Youssef Abd El Kream | MEP (Electro Mechanical) | 2024-03-26 | PPR Pipe & UPVC Fittings | Approved | All | جلبه UPVC مقاس 50 مم رمادى بجوان | ECH | 500 | 500 | 0 | 0 | SC_Supply | El Maadawy | All | جلبه UPVC مقاس 50 مم رمادى بجوان | ECH | 500 | 19.19 | 9595 | EGP | SC_Supply
Katameya Creeks |  | RFQ-00032 | Youssef Abd El Kream | MEP (Electro Mechanical) | 2024-03-26 | PPR Pipe & UPVC Fittings | Approved | All | جلبه UPVC مقاس 75 مم رمادى بجوان | ECH | 150 | 150 | 0 | 0 | SC_Supply | El Maadawy | All | جلبه UPVC مقاس 75 مم رمادى بجوان | ECH | 150 | 32.24 | 4836 | EGP | SC_Supply
Katameya Creeks |  | RFQ-00032 | Youssef Abd El Kream | MEP (Electro Mechanical) | 2024-03-26 | PPR Pipe & UPVC Fittings | Approved | All | كوع 45 درجه لصق UPVC مقاس 32 مم ضغط رمادى | ECH | 150 | 150 | 0 | 0 | SC_Supply | El Maadawy | All | كوع 45 درجه لصق UPVC مقاس 32 مم ضغط رمادى | ECH | 150 | 18.18 | 2727 | EGP | SC_Supply
Katameya Creeks |  | RFQ-00032 | Youssef Abd El Kream | MEP (Electro Mechanical) | 2024-03-26 | PPR Pipe & UPVC Fittings | Approved | All | كوع 45 درجه UPVC مقاس 50 مم رمادى بجوان | ECH | 150 | 150 | 0 | 0 | SC_Supply | El Maadawy | All | كوع 45 درجه UPVC مقاس 50 مم رمادى بجوان | ECH | 150 | 20.73 | 3109.5 | EGP | SC_Supply
Katameya Creeks |  | RFQ-00032 | Youssef Abd El Kream | MEP (Electro Mechanical) | 2024-03-26 | PPR Pipe & UPVC Fittings | Approved | All | مسلوب 50 / 32 مم | ECH | 150 | 150 | 0 | 0 | SC_Supply | El Maadawy | All | مسلوب 50 / 32 مم | ECH | 150 | 31.2 | 4680 | EGP | SC_Supply
Katameya Creeks |  | RFQ-00032 | Youssef Abd El Kream | MEP (Electro Mechanical) | 2024-03-26 | PPR Pipe & UPVC Fittings | Approved | All | مواسير PPR قطر 40 مم للمياه البارده و الساخنه | LM | 240 | 240 | 11.7 | 2808 | SC_Supply | El Maadawy | All | مواسير PPR قطر 40 مم للمياه البارده و الساخنه | LM | 240 | 121.93 | 29263.2 | EGP | SC_Supply
Qasr Rashwan Lot A _0207 |  | RFQ-00028 | Mostafa Ashraf | MEP (Electro Mechanical) | 2024-04-15 | Power Transformer | Approved | 11.14 - Murad Al Gendy W Al Sanahra-Main Pump Station NO. 3.3-3.3.2- | power transformer package 500 KVA, 11/0.4KV | NO | 2 | 2 | 1000572.3 | 2001144.6 | MAT_Misc | EGYTRAFO For Electrical Industries(S.A.E) | 11.14 - Murad Al Gendy W Al Sanahra-Main Pump Station NO. 3.3-3.3.2- | power transformer package 500 KVA, 11/0.4KV | NO | 2 | 18214 | 36428 | USD | MAT_Misc
Qasr Rashwan Lot A _0207 |  | RFQ-00028 | Mostafa Ashraf | MEP (Electro Mechanical) | 2024-04-15 | Power Transformer | Approved | 10.15 - Saad Al Rouby-Main Pump Station NO. 3.3-3.3.2- | power transformer package 800 KVA, 11/0.4KV | NO | 2 | 2 | 1230231.59 | 2460463.18 | MAT_Misc | EGYTRAFO For Electrical Industries(S.A.E) | 10.15 - Saad Al Rouby-Main Pump Station NO. 3.3-3.3.2- | power transformer package 800 KVA, 11/0.4KV | NO | 2 | 24920 | 49840 | USD | MAT_Misc
Qasr Rashwan Lot A _0207 |  | RFQ-00028 | Mostafa Ashraf | MEP (Electro Mechanical) | 2024-04-15 | Power Transformer | Approved | 12.15 - Mansheya Fanous-Main Pump Station NO. 3.3-3.3.2- | Outdoor Kiosk power transformer package 300 KVA, 11/0.4KV | NO | 2 | 2 | 707464.66 | 1414929.32 | MAT_Misc | EGYTRAFO For Electrical Industries(S.A.E) | 12.15 - Mansheya Fanous-Main Pump Station NO. 3.3-3.3.2- | Outdoor Kiosk power transformer package 300 KVA, 11/0.4KV | NO | 2 | 11606 | 23212 | USD | MAT_Misc
Qasr Rashwan Lot A _0207 |  | RFQ-00028 | Mostafa Ashraf | MEP (Electro Mechanical) | 2024-04-15 | Power Transformer | Approved | 13.14 - Khulusi-Main Pump Station NO. 3.3-3.3.2- | power transformer package 100 KVA, 11/0.4KV | NO | 2 | 2 | 491278.76 | 982557.52 | MAT_Misc | EGYTRAFO For Electrical Industries(S.A.E) | 13.14 - Khulusi-Main Pump Station NO. 3.3-3.3.2- | power transformer package 100 KVA, 11/0.4KV | NO | 2 | 6129 | 12258 | USD | MAT_Misc
Qasr Rashwan Lot A _0207 |  | RFQ-00028 | Mostafa Ashraf | MEP (Electro Mechanical) | 2024-04-15 | Power Transformer | Approved | 12.31 - Mansheya Fanous-SEC. Pump Station NO. 10.3-10.3.2- | power transformer package 50 KVA, 11/0.4KV | NO | 2 | 2 | 432292.14 | 864584.28 | MAT_Misc | EGYTRAFO For Electrical Industries(S.A.E) | 12.31 - Mansheya Fanous-SEC. Pump Station NO. 10.3-10.3.2- | power transformer package 50 KVA, 11/0.4KV | NO | 2 | 5000 | 10000 | USD | MAT_Misc
Qasr Rashwan Lot A _0207 |  | RFQ-00028 | Mostafa Ashraf | MEP (Electro Mechanical) | 2024-04-15 | Power Transformer | Approved | 14.14 - Albersly & Iz.Alasfar-Main Pump Station NO. 3.3-3.3.2- | power transformer package 50 KVA, 11/0.4KV | NO | 2 | 2 | 432292.14 | 864584.28 | SC_Apply | EGYTRAFO For Electrical Industries(S.A.E) | 14.14 - Albersly & Iz.Alasfar-Main Pump Station NO. 3.3-3.3.2- | power transformer package 50 KVA, 11/0.4KV | NO | 2 | 5000 | 10000 | USD | SC_Apply
Qasr Rashwan - Lot B _0208 |  | RFQ-00023 | Mostafa Ashraf | MEP (Electro Mechanical) | 2024-04-15 | Power Transformer | Approved | 10.14 - Abd Al Azeem Al Sofy-BILL NO. 3.3: Main Pump Station-3.3.2- | Outdoor Kiosk power transformer package 500 KVA, 11/0.4KV complete with Ring Main Unit, Bus-Bar, Breakers, Protection, Measuring, Low Voltage accumulated energy meter and all required accessories for medium voltage, as per tendered documents, and shall be supplied and erected according to the requirements of the Egyptian Electric Authority (E.E.A), the contractor shall take the approval of the (E.E.A) before supplying. | NO | 2 | 2 | 1041073.6 | 2082147.2 | MAT_Raw | EGYTRAFO For Electrical Industries(S.A.E) | 10.14 - Abd Al Azeem Al Sofy-BILL NO. 3.3: Main Pump Station-3.3.2- | Outdoor Kiosk power transformer package 500 KVA, 11/0.4KV complete with Ring Main Unit, Bus-Bar, Breakers, Protection, Measuring, Low Voltage accumulated energy meter and all required accessories for medium voltage, as per tendered documents, and shall be supplied and erected according to the requirements of the Egyptian Electric Authority (E.E.A), the contractor shall take the approval of the (E.E.A) before supplying. | NO | 2 | 18214 | 36428 | USD | MAT_Raw
Qasr Rashwan - Lot B _0208 |  | RFQ-00023 | Mostafa Ashraf | MEP (Electro Mechanical) | 2024-04-15 | Power Transformer | Approved | 13.14 - Iz.Salih Shamatah-BILL NO. 3.3: Main Pump Station-3.3.2- | Outdoor Kiosk power transformer package 100 KVA, 11/0.4KV complete with Ring Main Unit, Bus-Bar, Breakers, Protection, Measuring, Low Voltage accumulated energy meter and all required accessories for medium voltage, as per tendered documents, and shall be supplied and erected according to the requirements of the Egyptian Electric Authority (E.E.A), the contractor shall take the approval of the (E.E.A) before supplying. | NO | 2 | 2 | 511042.7 | 1022085.4 | MAT_Raw | EGYTRAFO For Electrical Industries(S.A.E) | 13.14 - Iz.Salih Shamatah-BILL NO. 3.3: Main Pump Station-3.3.2- | Outdoor Kiosk power transformer package 100 KVA, 11/0.4KV complete with Ring Main Unit, Bus-Bar, Breakers, Protection, Measuring, Low Voltage accumulated energy meter and all required accessories for medium voltage, as per tendered documents, and shall be supplied and erected according to the requirements of the Egyptian Electric Authority (E.E.A), the contractor shall take the approval of the (E.E.A) before supplying. | NO | 2 | 6129 | 12258 | USD | MAT_Raw
Qasr Rashwan - Lot B _0208 |  | RFQ-00023 | Mostafa Ashraf | MEP (Electro Mechanical) | 2024-04-15 | Power Transformer | Approved | 14.14 - Iz. Abou Hussein-BILL NO. 3.3: Main Pump Station-3.3.2- | Outdoor Kiosk power transformer package 160KVA, 11/0.4KV complete with Ring Main Unit, Bus-Bar, Breakers, Protection, Measuring, Low Voltage accumulated energy meter and all required accessories for medium voltage, as per tendered documents, and shall be supplied and erected according to the requirements of the Egyptian Electric Authority (E.E.A), the contractor shall take the approval of the (E.E.A) before supplying. | NO | 2 | 2 | 621461.4 | 1242922.8 | MAT_Raw | EGYTRAFO For Electrical Industries(S.A.E) | 14.14 - Iz. Abou Hussein-BILL NO. 3.3: Main Pump Station-3.3.2- | Outdoor Kiosk power transformer package 160KVA, 11/0.4KV complete with Ring Main Unit, Bus-Bar, Breakers, Protection, Measuring, Low Voltage accumulated energy meter and all required accessories for medium voltage, as per tendered documents, and shall be supplied and erected according to the requirements of the Egyptian Electric Authority (E.E.A), the contractor shall take the approval of the (E.E.A) before supplying. | NO | 2 | 9252 | 18504 | USD | MAT_Raw
Abo Shanab El Agamien _0195 |  | RFQ-00057 | Mostafa Ramadan | Operation | 2024-02-06 | Sewerage Network-Infrastructure | Approved | 10 - "10 - ABOU .10 - ABOU NASSAR, AL ESSAWI & ABOU SAEDA-BILL NO. 1: SEWAGE NETWORK-4-1.1.1-d.2 | *DN/ID 300 mm dia sewer pipes (SN 8) Ditto, depth to invert between 2.51 m and 3.50 m | MTR | 375 | 375 | 386.5 | 144937.5 | SC_Supply/Apply | مكتب المجد للمقاولات العامة | 10 - "10 - ABOU .10 - ABOU NASSAR, AL ESSAWI & ABOU SAEDA-BILL NO. 1: SEWAGE NETWORK-4-1.1.1-d.2 | *DN/ID 300 mm dia sewer pipes (SN 8) Ditto, depth to invert between 2.51 m and 3.50 m | MTR | 375 | 800 | 300000 | EGP | SC_Supply/Apply
Abo Shanab El Agamien _0195 |  | RFQ-00057 | Mostafa Ramadan | Operation | 2024-02-06 | Sewerage Network-Infrastructure | Approved | 7 - 7-Iz. Raslan & Iz. Mokhtar Eiss.7-Iz. Raslan & Iz. Mokhtar Eissa-BILL NO. 1: SEWAGE NETWORK-6-1.3-a | IC 60*60 cm | ECH | 4 | 4 | 2968.52 | 11874.08 | OTH | مكتب المجد للمقاولات العامة | 7 - 7-Iz. Raslan & Iz. Mokhtar Eiss.7-Iz. Raslan & Iz. Mokhtar Eissa-BILL NO. 1: SEWAGE NETWORK-6-1.3-a | IC 60*60 cm | ECH | 4 | 2500 | 10000 | EGP | OTH
Abo Shanab El Agamien _0195 |  | RFQ-00057 | Mostafa Ramadan | Operation | 2024-02-06 | Sewerage Network-Infrastructure | Approved | 5 - 5-Tahawi Village.5-Tahawi Village-BILL NO. 1: SEWAGE NETWORK-5-1.2-b.3 | *Manholes with internal diameter of 1200mm Ditto, depth to invert between 2.51 m and 3.00 m | ECH | 12 | 9 | 10539.79 | 94858.11 | SC_Supply/Apply | مكتب المجد للمقاولات العامة | 5 - 5-Tahawi Village.5-Tahawi Village-BILL NO. 1: SEWAGE NETWORK-5-1.2-b.3 | *Manholes with internal diameter of 1200mm Ditto, depth to invert between 2.51 m and 3.00 m | ECH | 9 | 14836 | 133524 | EGP | SC_Supply/Apply
Abo Shanab El Agamien _0195 |  | RFQ-00057 | Mostafa Ramadan | Operation | 2024-02-06 | Sewerage Network-Infrastructure | Approved | 6 - 6-Huwaydi Village.6-Huwaydi Village-BILL NO. 1: SEWAGE NETWORK-5-1.3-a | IC 60*60 cm | ECH | 14 | 10 | 2968.52 | 29685.2 | OTH | مكتب المجد للمقاولات العامة | 6 - 6-Huwaydi Village.6-Huwaydi Village-BILL NO. 1: SEWAGE NETWORK-5-1.3-a | IC 60*60 cm | ECH | 10 | 2500 | 25000 | EGP | OTH
Abo Shanab El Agamien _0195 |  | RFQ-00057 | Mostafa Ramadan | Operation | 2024-02-06 | Sewerage Network-Infrastructure | Approved | 6 - 6-Huwaydi Village.6-Huwaydi Village-BILL NO. 1: SEWAGE NETWORK-5-1.2-b.8 | *Manholes with internal diameter of 1200mm Ditto, depth to invert between 5.01 m and 5.50 m | ECH | 3 | 3 | 18087.99 | 54263.97 | SC_Supply/Apply | مكتب المجد للمقاولات العامة | 6 - 6-Huwaydi Village.6-Huwaydi Village-BILL NO. 1: SEWAGE NETWORK-5-1.2-b.8 | *Manholes with internal diameter of 1200mm Ditto, depth to invert between 5.01 m and 5.50 m | ECH | 3 | 28530 | 85590 | EGP | SC_Supply/Apply
Abo Shanab El Agamien _0195 |  | RFQ-00057 | Mostafa Ramadan | Operation | 2024-02-06 | Sewerage Network-Infrastructure | Approved | 7 - 7-Iz. Raslan & Iz. Mokhtar Eiss.7-Iz. Raslan & Iz. Mokhtar Eissa-BILL NO. 1: SEWAGE NETWORK-6-1.4.1-b | HC 60*90 cm | ECH | 20 | 20 | 3556.84 | 71136.8 | OTH | مكتب المجد للمقاولات العامة | 7 - 7-Iz. Raslan & Iz. Mokhtar Eiss.7-Iz. Raslan & Iz. Mokhtar Eissa-BILL NO. 1: SEWAGE NETWORK-6-1.4.1-b | HC 60*90 cm | ECH | 20 | 3500 | 70000 | EGP | OTH
Abo Shanab El Agamien _0195 |  | RFQ-00057 | Mostafa Ramadan | Operation | 2024-02-06 | Sewerage Network-Infrastructure | Approved | 5 - 5-Tahawi Village.5-Tahawi Village-BILL NO. 1: SEWAGE NETWORK-5-1.3-b | IC 60*90 cm | ECH | 1 | 1 | 3556.84 | 3556.84 | OTH | مكتب المجد للمقاولات العامة | 5 - 5-Tahawi Village.5-Tahawi Village-BILL NO. 1: SEWAGE NETWORK-5-1.3-b | IC 60*90 cm | ECH | 1 | 3000 | 3000 | EGP | OTH
Abo Shanab El Agamien _0195 |  | RFQ-00057 | Mostafa Ramadan | Operation | 2024-02-06 | Sewerage Network-Infrastructure | Approved | 1 - Sharaf Al Deen-BILL NO. 1: SEWAGE NETWORK-11-1.3-a | IC 60*60 cm | ECH | 10 | 10 | 2968.52 | 29685.2 | OTH | مكتب المجد للمقاولات العامة | 1 - Sharaf Al Deen-BILL NO. 1: SEWAGE NETWORK-11-1.3-a | IC 60*60 cm | ECH | 10 | 2500 | 25000 | EGP | OTH
Abo Shanab El Agamien _0195 |  | RFQ-00057 | Mostafa Ramadan | Operation | 2024-02-06 | Sewerage Network-Infrastructure | Approved | 2 - 2- Iz. Kariman Sednaoui.2- Iz. Kariman Sednaoui-BILL NO. 1: SEWAGE NETWORK-5-1.2-b.1 | *Manholes with internal diameter of 1200mm Ditto, depth to invert between 1.51 m and 2.00 m | NO | 27 | 25 | 7777.61 | 194440.25 | SC_Supply/Apply | مكتب المجد للمقاولات العامة | 2 - 2- Iz. Kariman Sednaoui.2- Iz. Kariman Sednaoui-BILL NO. 1: SEWAGE NETWORK-5-1.2-b.1 | *Manholes with internal diameter of 1200mm Ditto, depth to invert between 1.51 m and 2.00 m | NO | 25 | 10039 | 250975 | EGP | SC_Supply/Apply
Abo Shanab El Agamien _0195 |  | RFQ-00057 | Mostafa Ramadan | Operation | 2024-02-06 | Sewerage Network-Infrastructure | Approved | 5 - 5-Tahawi Village.5-Tahawi Village-BILL NO. 1: SEWAGE NETWORK-5-1.2-b.4 | *Manholes with internal diameter of 1200mm Ditto, depth to invert between 3.01 m and 3.50 m | ECH | 18 | 15 | 11831.63 | 177474.45 | SC_Supply/Apply | مكتب المجد للمقاولات العامة | 5 - 5-Tahawi Village.5-Tahawi Village-BILL NO. 1: SEWAGE NETWORK-5-1.2-b.4 | *Manholes with internal diameter of 1200mm Ditto, depth to invert between 3.01 m and 3.50 m | ECH | 15 | 16921 | 253815 | EGP | SC_Supply/Apply
Abo Shanab El Agamien _0195 |  | RFQ-00057 | Mostafa Ramadan | Operation | 2024-02-06 | Sewerage Network-Infrastructure | Approved | 2 - 2- Iz. Kariman Sednaoui.2- Iz. Kariman Sednaoui-BILL NO. 1: SEWAGE NETWORK-5-1.2-b.6 | *Manholes with internal diameter of 1200mm Ditto, depth to invert between 4.01 m and 4.5 m | NO | 4 | 4 | 15349.12 | 61396.48 | SC_Supply/Apply | مكتب المجد للمقاولات العامة | 2 - 2- Iz. Kariman Sednaoui.2- Iz. Kariman Sednaoui-BILL NO. 1: SEWAGE NETWORK-5-1.2-b.6 | *Manholes with internal diameter of 1200mm Ditto, depth to invert between 4.01 m and 4.5 m | NO | 4 | 22736 | 90944 | EGP | SC_Supply/Apply
Abo Shanab El Agamien _0195 |  | RFQ-00057 | Mostafa Ramadan | Operation | 2024-02-06 | Sewerage Network-Infrastructure | Approved | 7 - 7-Iz. Raslan & Iz. Mokhtar Eiss.7-Iz. Raslan & Iz. Mokhtar Eissa-BILL NO. 1: SEWAGE NETWORK-6-1.3-b | IC 60*90 cm | ECH | 1 | 1 | 3556.84 | 3556.84 | OTH | مكتب المجد للمقاولات العامة | 7 - 7-Iz. Raslan & Iz. Mokhtar Eiss.7-Iz. Raslan & Iz. Mokhtar Eissa-BILL NO. 1: SEWAGE NETWORK-6-1.3-b | IC 60*90 cm | ECH | 1 | 3000 | 3000 | EGP | OTH
Abo Shanab El Agamien _0195 |  | RFQ-00057 | Mostafa Ramadan | Operation | 2024-02-06 | Sewerage Network-Infrastructure | Approved | 6 - 6-Huwaydi Village.6-Huwaydi Village-BILL NO. 1: SEWAGE NETWORK-5-1.3-b | IC 60*90 cm | ECH | 1 | 1 | 3556.84 | 3556.84 | OTH | مكتب المجد للمقاولات العامة | 6 - 6-Huwaydi Village.6-Huwaydi Village-BILL NO. 1: SEWAGE NETWORK-5-1.3-b | IC 60*90 cm | ECH | 1 | 3000 | 3000 | EGP | OTH
Abo Shanab El Agamien _0195 |  | RFQ-00057 | Mostafa Ramadan | Operation | 2024-02-06 | Sewerage Network-Infrastructure | Approved | 9 - 9-Iz. Seror.9-Iz. Seror-BILL NO. 1: SEWAGE NETWORK-5-1.2-b.2 | *Manholes with internal diameter of 1200mm Ditto, depth to invert between 2.01 m and 2.50 m | NO | 13 | 8 | 8920.57 | 71364.56 | SC_Supply/Apply | مكتب المجد للمقاولات العامة | 9 - 9-Iz. Seror.9-Iz. Seror-BILL NO. 1: SEWAGE NETWORK-5-1.2-b.2 | *Manholes with internal diameter of 1200mm Ditto, depth to invert between 2.01 m and 2.50 m | NO | 8 | 12020 | 96160 | EGP | SC_Supply/Apply
Abo Shanab El Agamien _0195 |  | RFQ-00057 | Mostafa Ramadan | Operation | 2024-02-06 | Sewerage Network-Infrastructure | Approved | 5 - 5-Tahawi Village.5-Tahawi Village-BILL NO. 1: SEWAGE NETWORK-5-1.2-a.1 | *Manholes with internal diameter of 1000mm Depth to invert not exceeding 1.5 m | NO | 150 | 120 | 6532.1 | 783852 | SC_Supply/Apply | مكتب المجد للمقاولات العامة | 5 - 5-Tahawi Village.5-Tahawi Village-BILL NO. 1: SEWAGE NETWORK-5-1.2-a.1 | *Manholes with internal diameter of 1000mm Depth to invert not exceeding 1.5 m | NO | 120 | 8144 | 977280 | EGP | SC_Supply/Apply
Abo Shanab El Agamien _0195 |  | RFQ-00057 | Mostafa Ramadan | Operation | 2024-02-06 | Sewerage Network-Infrastructure | Approved | 4 - 4-Iz. Al Biltaji.4-Iz. Al Biltaji-BILL NO. 1: SEWAGE NETWORK-5-1.4-b | HC 60*90 cm | ECH | 32 | 32 | 3556.84 | 113818.88 | OTH | مكتب المجد للمقاولات العامة | 4 - 4-Iz. Al Biltaji.4-Iz. Al Biltaji-BILL NO. 1: SEWAGE NETWORK-5-1.4-b | HC 60*90 cm | ECH | 32 | 3500 | 112000 | EGP | OTH
Abo Shanab El Agamien _0195 |  | RFQ-00057 | Mostafa Ramadan | Operation | 2024-02-06 | Sewerage Network-Infrastructure | Approved | 8 - 8-Iz. Abd Al-Qawy Salem & Iz. Z.8-Iz. Abd Al-Qawy Salem & Iz. Zaraby-BILL NO. 1: SEWAGE NETWORK-5-1.3-a | IC 60*60 cm | ECH | 10 | 10 | 2968.52 | 29685.2 | OTH | مكتب المجد للمقاولات العامة | 8 - 8-Iz. Abd Al-Qawy Salem & Iz. Z.8-Iz. Abd Al-Qawy Salem & Iz. Zaraby-BILL NO. 1: SEWAGE NETWORK-5-1.3-a | IC 60*60 cm | ECH | 10 | 2500 | 25000 | EGP | OTH
Abo Shanab El Agamien _0195 |  | RFQ-00057 | Mostafa Ramadan | Operation | 2024-02-06 | Sewerage Network-Infrastructure | Approved | 8 - 8-Iz. Abd Al-Qawy Salem & Iz. Z.8-Iz. Abd Al-Qawy Salem & Iz. Zaraby-BILL NO. 1: SEWAGE NETWORK-5-1.4.1-b | HC 60*90 cm | ECH | 17 | 17 | 3556.84 | 60466.28 | OTH | مكتب المجد للمقاولات العامة | 8 - 8-Iz. Abd Al-Qawy Salem & Iz. Z.8-Iz. Abd Al-Qawy Salem & Iz. Zaraby-BILL NO. 1: SEWAGE NETWORK-5-1.4.1-b | HC 60*90 cm | ECH | 17 | 3500 | 59500 | EGP | OTH
Abo Shanab El Agamien _0195 |  | RFQ-00057 | Mostafa Ramadan | Operation | 2024-02-06 | Sewerage Network-Infrastructure | Approved | 8 - 8-Iz. Abd Al-Qawy Salem & Iz. Z.8-Iz. Abd Al-Qawy Salem & Iz. Zaraby-BILL NO. 1: SEWAGE NETWORK-5-1.2-b.3 | *Manholes with internal diameter of 1200mm Ditto, depth to invert between 2.51 m and 3.00 m | ECH | 17 | 14 | 10539.79 | 147557.06 | SC_Supply/Apply | مكتب المجد للمقاولات العامة | 8 - 8-Iz. Abd Al-Qawy Salem & Iz. Z.8-Iz. Abd Al-Qawy Salem & Iz. Zaraby-BILL NO. 1: SEWAGE NETWORK-5-1.2-b.3 | *Manholes with internal diameter of 1200mm Ditto, depth to invert between 2.51 m and 3.00 m | ECH | 14 | 14836 | 207704 | EGP | SC_Supply/Apply
Abo Shanab El Agamien _0195 |  | RFQ-00057 | Mostafa Ramadan | Operation | 2024-02-06 | Sewerage Network-Infrastructure | Approved | 4 - 4-Iz. Al Biltaji.4-Iz. Al Biltaji-BILL NO. 1: SEWAGE NETWORK-5-1.2-b.2 | *Manholes with internal diameter of 1200mm Ditto, depth to invert between 2.01 m and 2.50 m | NO | 18 | 10 | 8920.57 | 89205.7 | SC_Supply/Apply | مكتب المجد للمقاولات العامة | 4 - 4-Iz. Al Biltaji.4-Iz. Al Biltaji-BILL NO. 1: SEWAGE NETWORK-5-1.2-b.2 | *Manholes with internal diameter of 1200mm Ditto, depth to invert between 2.01 m and 2.50 m | NO | 10 | 12020 | 120200 | EGP | SC_Supply/Apply
Abo Shanab El Agamien _0195 |  | RFQ-00057 | Mostafa Ramadan | Operation | 2024-02-06 | Sewerage Network-Infrastructure | Approved | 8 - 8-Iz. Abd Al-Qawy Salem & Iz. Z.8-Iz. Abd Al-Qawy Salem & Iz. Zaraby-BILL NO. 1: SEWAGE NETWORK-5-1.2-b.7 | *Manholes with internal diameter of 1200mm Ditto, depth to invert between 4.51 m and 5.00 m | ECH | 1 | 1 | 16718.55 | 16718.55 | SC_Supply/Apply | مكتب المجد للمقاولات العامة | 8 - 8-Iz. Abd Al-Qawy Salem & Iz. Z.8-Iz. Abd Al-Qawy Salem & Iz. Zaraby-BILL NO. 1: SEWAGE NETWORK-5-1.2-b.7 | *Manholes with internal diameter of 1200mm Ditto, depth to invert between 4.51 m and 5.00 m | ECH | 1 | 25477 | 25477 | EGP | SC_Supply/Apply
Abo Shanab El Agamien _0195 |  | RFQ-00057 | Mostafa Ramadan | Operation | 2024-02-06 | Sewerage Network-Infrastructure | Approved | 3 - 3- Iz.Junaidi Wisa & Iz. Zaki W.3- Iz.Junaidi Wisa & Iz. Zaki Wisa-BILL NO. 1: SEWAGE NETWORK-6-1.4-b | IC 60*90 cm | ECH | 1 | 1 | 3556.84 | 3556.84 | OTH | مكتب المجد للمقاولات العامة | 3 - 3- Iz.Junaidi Wisa & Iz. Zaki W.3- Iz.Junaidi Wisa & Iz. Zaki Wisa-BILL NO. 1: SEWAGE NETWORK-6-1.4-b | IC 60*90 cm | ECH | 1 | 3000 | 3000 | EGP | OTH
Abo Shanab El Agamien _0195 |  | RFQ-00057 | Mostafa Ramadan | Operation | 2024-02-06 | Sewerage Network-Infrastructure | Approved | 6 - 6-Huwaydi Village.6-Huwaydi Village-BILL NO. 1: SEWAGE NETWORK-6-1.4-b | HC 60*90 cm | ECH | 50 | 50 | 3556.84 | 177842 | OTH | مكتب المجد للمقاولات العامة | 6 - 6-Huwaydi Village.6-Huwaydi Village-BILL NO. 1: SEWAGE NETWORK-6-1.4-b | HC 60*90 cm | ECH | 50 | 3500 | 175000 | EGP | OTH
Qasr Rashwan - Lot B _0208 |  | RFQ-00012 | Mostafa Shourbagi | MEP (Electro Mechanical) | 2024-02-12 | Supply of GRP Covers | Approved | 11.10 - Abd Al Rahman Ibrahim-BILL NO.1: SEWAGE NETWORK-1.2.1-b.9 | Ditto, depth to invert between 5.51 m and 6.00 m | ECH | 208 | 208 | 92.11 | 19158.88 | MAT_Raw | فالكون مصر | 11.10 - Abd Al Rahman Ibrahim-BILL NO.1: SEWAGE NETWORK-1.2.1-b.9 | Ditto, depth to invert between 5.51 m and 6.00 m | ECH | 208 | 126.32 | 26274.56 | EGP | MAT_Raw
Qasr Rashwan - Lot B _0208 |  | RFQ-00012 | Mostafa Shourbagi | MEP (Electro Mechanical) | 2024-02-12 | Supply of GRP Covers | Approved | 10.10 - Abd Al Azeem Al Sofy -BILL NO.1: SEWAGE NETWORK-1.2.2-a.2 | Ditto, depth to invert between 2.51 m and 3.00 m | ECH | 52 | 52 | 92.11 | 4789.72 | MAT_Raw | فالكون مصر | 10.10 - Abd Al Azeem Al Sofy -BILL NO.1: SEWAGE NETWORK-1.2.2-a.2 | Ditto, depth to invert between 2.51 m and 3.00 m | ECH | 52 | 126.32 | 6568.64 | EGP | MAT_Raw
Qasr Rashwan - Lot B _0208 |  | RFQ-00012 | Mostafa Shourbagi | MEP (Electro Mechanical) | 2024-02-12 | Supply of GRP Covers | Approved | 12.10 - Suleiman Tadrus-BILL NO.1: SEWAGE NETWORK-1.2.1-b.8 | Ditto, depth to invert between 5.01 m and 5.50 m | ECH | 195 | 195 | 92.11 | 17961.45 | MAT_Raw | فالكون مصر | 12.10 - Suleiman Tadrus-BILL NO.1: SEWAGE NETWORK-1.2.1-b.8 | Ditto, depth to invert between 5.01 m and 5.50 m | ECH | 195 | 126.32 | 24632.4 | EGP | MAT_Raw
Qasr Rashwan - Lot B _0208 |  | RFQ-00012 | Mostafa Shourbagi | MEP (Electro Mechanical) | 2024-02-12 | Supply of GRP Covers | Approved | 15.10 - Al Burm-BILL NO. 1: SEWAGE NETWORK-1.2.1-b.1 | Ditto, depth to invert between 1.51 m and 2.00 m | ECH | 468 | 468 | 92.11 | 43107.48 | MAT_Raw | فالكون مصر | 15.10 - Al Burm-BILL NO. 1: SEWAGE NETWORK-1.2.1-b.1 | Ditto, depth to invert between 1.51 m and 2.00 m | ECH | 468 | 126.32 | 59117.76 | EGP | MAT_Raw
Qasr Rashwan - Lot B _0208 |  | RFQ-00012 | Mostafa Shourbagi | MEP (Electro Mechanical) | 2024-02-12 | Supply of GRP Covers | Approved | 15.10 - Al Burm-BILL NO. 1: SEWAGE NETWORK-1.2.1-b.7 | Ditto, depth to invert between 4.51 m and 5.00 m | ECH | 91 | 91 | 92.11 | 8382.01 | MAT_Raw | فالكون مصر | 15.10 - Al Burm-BILL NO. 1: SEWAGE NETWORK-1.2.1-b.7 | Ditto, depth to invert between 4.51 m and 5.00 m | ECH | 91 | 126.32 | 11495.12 | EGP | MAT_Raw
Qasr Rashwan - Lot B _0208 |  | RFQ-00012 | Mostafa Shourbagi | MEP (Electro Mechanical) | 2024-02-12 | Supply of GRP Covers | Approved | 10.10 - Abd Al Azeem Al Sofy -BILL NO.1: SEWAGE NETWORK-1.2.1-b.1 | Ditto, depth to invert between 1.51 m and 2.00 m | ECH | 468 | 439 | 92.11 | 40436.29 | MAT_Raw | فالكون مصر | 10.10 - Abd Al Azeem Al Sofy -BILL NO.1: SEWAGE NETWORK-1.2.1-b.1 | Ditto, depth to invert between 1.51 m and 2.00 m | ECH | 439 | 126.32 | 55454.48 | EGP | MAT_Raw
Mivida BP#189 |  | RFQ-00025 | Mostafa Shourbagi | MEP (Electro Mechanical) | 2024-02-14 | Supply of Steel Angels | Approved | 152105.Bas | زاوية حديد 5 * 5 * 5 مم مجلفنة | LM | 1500 | 1500 | 28.14 | 42210 | SC_Supply | رواد ستيل للتجارة والتوريدات | 152105.Bas | زاوية حديد 5 * 5 * 5 مم مجلفنة | LM | 1500 | 297.49 | 446235 | EGP | SC_Supply
Mivida BP#189 |  | RFQ-00025 | Mostafa Shourbagi | MEP (Electro Mechanical) | 2024-02-14 | Supply of Steel Angels | Approved | 152105.Bas | زاوية حديد 4 * 4 * 4 مم مجلفنة | LM | 3600 | 3600 | 18.76 | 67536 | SC_Supply | رواد ستيل للتجارة والتوريدات | 152105.Bas | زاوية حديد 4 * 4 * 4 مم مجلفنة | LM | 3600 | 198.33 | 713988 | EGP | SC_Supply
Mivida BP#189 |  | RFQ-00025 | Mostafa Shourbagi | MEP (Electro Mechanical) | 2024-02-14 | Supply of Steel Angels | Approved | 152105.Bas | زاوية حديد 5 * 5 * 5 مم مجلفنة | LM | 1500 | 1500 | 28.14 | 42210 | SC_Supply | رواد ستيل للتجارة والتوريدات | 152105.Bas | زاوية حديد 5 * 5 * 5 مم مجلفنة | LM | 1500 | 297.49 | 446235 | EGP | SC_Supply
Mivida BP#189 |  | RFQ-00025 | Mostafa Shourbagi | MEP (Electro Mechanical) | 2024-02-14 | Supply of Steel Angels | Approved | 152105.Bas | زاوية حديد 4 * 4 * 4 مم مجلفنة | LM | 300 | 300 | 18.76 | 5628 | SC_Supply | رواد ستيل للتجارة والتوريدات | 152105.Bas | زاوية حديد 4 * 4 * 4 مم مجلفنة | LM | 300 | 198.33 | 59499 | EGP | SC_Supply
Mivida BP#189 |  | RFQ-00025 | Mostafa Shourbagi | MEP (Electro Mechanical) | 2024-02-14 | Supply of Steel Angels | Approved | 152105.Bas | زاوية حديد 3 سم* 3 سم * سمك 3 مم مجلفنة | LM | 60 | 60 | 13.87 | 832.2 | SC_Supply | رواد ستيل للتجارة والتوريدات | 152105.Bas | زاوية حديد 3 سم* 3 سم * سمك 3 مم مجلفنة | LM | 60 | 146.66 | 8799.6 | EGP | SC_Supply
Qasr Rashwan Lot A _0207 |  | RFQ-00018 | Ahmed Hedaya | MEP (Electro Mechanical) | 2024-03-11 | Supply Submersible Pump Set | Approved | 12.16 - 3. Manshya fanous.Mansheya Fanous-Bill. - Mansheya Fanous Pump Station (Main)-3.4.1 | Submersible Pump 30 L/s, 20 m head coupled with Electric Motor complete with (mating bend, guide rails, coupling, submersible cable, all protection items….etc) and all accessories required for a good working condition, as per Contract Documents. | ECH | 4 | 4 | 671406.03 | 2685624.12 | MAT_Raw | الهندسيه للتوريدات والاستشارات ميلاد المنشاوى وشر | 12.16 - 3. Manshya fanous.Mansheya Fanous-Bill. - Mansheya Fanous Pump Station (Main)-3.4.1 | Submersible Pump 30 L/s, 20 m head coupled with Electric Motor complete with (mating bend, guide rails, coupling, submersible cable, all protection items….etc) and all accessories required for a good working condition, as per Contract Documents. | ECH | 4 | 16623.64 | 66494.56 | EUR | MAT_Raw
Qasr Rashwan Lot A _0207 |  | RFQ-00018 | Ahmed Hedaya | MEP (Electro Mechanical) | 2024-03-11 | Supply Submersible Pump Set | Approved | 13.15 - 4. Khulusi.Khulusi-Bill - Khulusi Pump Station-3.4.1 | Submersible Pump 15 L/s, 11 m head coupled with Electric Motor complete with (mating bend, guide rails, coupling, submersible cable, all protection items….etc) and all accessories required for a good working condition, as per Contract Documents. | ECH | 4 | 4 | 214380.71 | 857522.84 | MAT_Raw | الهندسيه للتوريدات والاستشارات ميلاد المنشاوى وشر | 13.15 - 4. Khulusi.Khulusi-Bill - Khulusi Pump Station-3.4.1 | Submersible Pump 15 L/s, 11 m head coupled with Electric Motor complete with (mating bend, guide rails, coupling, submersible cable, all protection items….etc) and all accessories required for a good working condition, as per Contract Documents. | ECH | 4 | 8456.06 | 33824.24 | EUR | MAT_Raw
Qasr Rashwan Lot A _0207 |  | RFQ-00018 | Ahmed Hedaya | MEP (Electro Mechanical) | 2024-03-11 | Supply Submersible Pump Set | Approved | 12.32 - 3. Manshya fanous.Mansheya Fanous-Bill No.3.4 - Mansheya Fanous Pump Station (Secondary)-10.4.1 | Submersible Pump 12 L/s, 9 m head coupled with Electric Motor complete with (mating bend, guide rails, coupling, submersible cable, all protection items….etc) and all accessories required for a good working condition, as per Contract Documents. | ECH | 2 | 2 | 222608.89 | 445217.78 | MAT_Raw | الهندسيه للتوريدات والاستشارات ميلاد المنشاوى وشر | 12.32 - 3. Manshya fanous.Mansheya Fanous-Bill No.3.4 - Mansheya Fanous Pump Station (Secondary)-10.4.1 | Submersible Pump 12 L/s, 9 m head coupled with Electric Motor complete with (mating bend, guide rails, coupling, submersible cable, all protection items….etc) and all accessories required for a good working condition, as per Contract Documents. | ECH | 2 | 8907.97 | 17815.94 | EUR | MAT_Raw
Qasr Rashwan Lot A _0207 |  | RFQ-00018 | Ahmed Hedaya | MEP (Electro Mechanical) | 2024-03-11 | Supply Submersible Pump Set | Approved | 14.15 - 5. Iz. Albersly.Iz.Albersly & Iz.Alasfar-Bill - Iz.Albersly & Iz.Alasfar Pump Station-3.4.1 | Submersible Pump 10 L/s, 10 m head coupled with Electric Motor complete with (mating bend, guide rails, coupling, submersible cable, all protection items….etc) and all accessories required for a good working condition, as per Contract Documents. | ECH | 2 | 2 | 227464.38 | 454928.76 | MAT_Raw | الهندسيه للتوريدات والاستشارات ميلاد المنشاوى وشر | 14.15 - 5. Iz. Albersly.Iz.Albersly & Iz.Alasfar-Bill - Iz.Albersly & Iz.Alasfar Pump Station-3.4.1 | Submersible Pump 10 L/s, 10 m head coupled with Electric Motor complete with (mating bend, guide rails, coupling, submersible cable, all protection items….etc) and all accessories required for a good working condition, as per Contract Documents. | ECH | 2 | 8907.97 | 17815.94 | EUR | MAT_Raw
Qasr Rashwan Lot A _0207 |  | RFQ-00018 | Ahmed Hedaya | MEP (Electro Mechanical) | 2024-03-11 | Supply Submersible Pump Set | Approved | 11.15 - 2. Murad Al Gendy.Murad Al Gendy W Al Sanahra-Bill No.3.4 - Murad Al Gendy W Al Sanahra Pump Station (Mechanical works)-3.4.1 | Submersible Pump 55 L/s, 20 m head coupled with Electric Motor complete with (mating bend, guide rails, coupling, submersible cable, all protection items….etc) and all accessories required for a good working condition, as per Contract Documents. | ECH | 4 | 4 | 744488.83 | 2977955.32 | MAT_Raw | الهندسيه للتوريدات والاستشارات ميلاد المنشاوى وشر | 11.15 - 2. Murad Al Gendy.Murad Al Gendy W Al Sanahra-Bill No.3.4 - Murad Al Gendy W Al Sanahra Pump Station (Mechanical works)-3.4.1 | Submersible Pump 55 L/s, 20 m head coupled with Electric Motor complete with (mating bend, guide rails, coupling, submersible cable, all protection items….etc) and all accessories required for a good working condition, as per Contract Documents. | ECH | 4 | 16623.64 | 66494.56 | EUR | MAT_Raw
Qasr Rashwan Lot A _0207 |  | RFQ-00018 | Ahmed Hedaya | MEP (Electro Mechanical) | 2024-03-11 | Supply Submersible Pump Set | Approved | 10.16 - 1. Saad Al Rouby.Saad Al Rouby-Bill No.3.4 - Saad Al Rouby Pump Station (Mechanical works)-3.4.1 | Submersible Pump 60 L/s, 21 m head coupled with Electric Motor complete with (mating bend, guide rails, coupling, submersible cable, all protection items….etc) and all accessories required for a good working condition, as per Contract Documents. | ECH | 4 | 4 | 745040.08 | 2980160.32 | MAT_Raw | الهندسيه للتوريدات والاستشارات ميلاد المنشاوى وشر | 10.16 - 1. Saad Al Rouby.Saad Al Rouby-Bill No.3.4 - Saad Al Rouby Pump Station (Mechanical works)-3.4.1 | Submersible Pump 60 L/s, 21 m head coupled with Electric Motor complete with (mating bend, guide rails, coupling, submersible cable, all protection items….etc) and all accessories required for a good working condition, as per Contract Documents. | ECH | 4 | 16623.64 | 66494.56 | EUR | MAT_Raw
Qasr Rashwan - Lot B _0208 |  | RFQ-00019 | Mostafa Ashraf | MEP (Electro Mechanical) | 2024-03-14 | Diesel Generators | Approved | 14.14 - Iz. Abou Hussein-BILL NO. 3.3: Main Pump Station-3.3.15- | Prime Power Diesel Generator 65KVA (at least) (Canopy Type - Under Shed) complete with outgoing circuit breaker (MCCB) and fully equipped with all accessories as per Contract Documents and complete with all accessories required for erection and good working conditions. | NO | 1 | 1 | 1474147 | 1474147 | SC_Supply/Apply | RICH UNI (TEKSAN) | 14.14 - Iz. Abou Hussein-BILL NO. 3.3: Main Pump Station-3.3.15- | Prime Power Diesel Generator 65KVA (at least) (Canopy Type - Under Shed) complete with outgoing circuit breaker (MCCB) and fully equipped with all accessories as per Contract Documents and complete with all accessories required for erection and good working conditions. | NO | 1 | 28000 | 28000 | EUR | SC_Supply/Apply
Qasr Rashwan - Lot B _0208 |  | RFQ-00019 | Mostafa Ashraf | MEP (Electro Mechanical) | 2024-03-14 | Diesel Generators | Approved | 12.14 - Iz. Suleiman Tadrus-BILL NO. 3.3: Main Pump Station-3.3.15- | Prime Power Diesel Generator 100 KVA (at least) (Canopy Type - Under Shed) complete with outgoing circuit breaker (MCCB) and fully equipped with all accessories as per Contract Documents and complete with all accessories required for erection and good working conditions. | NO | 1 | 1 | 1657827 | 1657827 | SC_Supply/Apply | RICH UNI (TEKSAN) | 12.14 - Iz. Suleiman Tadrus-BILL NO. 3.3: Main Pump Station-3.3.15- | Prime Power Diesel Generator 100 KVA (at least) (Canopy Type - Under Shed) complete with outgoing circuit breaker (MCCB) and fully equipped with all accessories as per Contract Documents and complete with all accessories required for erection and good working conditions. | NO | 1 | 37000 | 37000 | EUR | SC_Supply/Apply
Abo Shanab El Agamien _0195 |  | RFQ-00057 | Mostafa Ramadan | Operation | 2024-02-06 | Sewerage Network-Infrastructure | Approved | 7 - 7-Iz. Raslan & Iz. Mokhtar Eiss.7-Iz. Raslan & Iz. Mokhtar Eissa-BILL NO. 1: SEWAGE NETWORK-5-1.2-a.1 | *Manholes with internal diameter of 1000mm Depth to invert not exceeding 1.5 m | NO | 45 | 15 | 6532.1 | 97981.5 | SC_Supply/Apply | مكتب المجد للمقاولات العامة | 7 - 7-Iz. Raslan & Iz. Mokhtar Eiss.7-Iz. Raslan & Iz. Mokhtar Eissa-BILL NO. 1: SEWAGE NETWORK-5-1.2-a.1 | *Manholes with internal diameter of 1000mm Depth to invert not exceeding 1.5 m | NO | 15 | 8144 | 122160 | EGP | SC_Supply/Apply
Abo Shanab El Agamien _0195 |  | RFQ-00057 | Mostafa Ramadan | Operation | 2024-02-06 | Sewerage Network-Infrastructure | Approved | 8 - 8-Iz. Abd Al-Qawy Salem & Iz. Z.8-Iz. Abd Al-Qawy Salem & Iz. Zaraby-BILL NO. 1: SEWAGE NETWORK-5-1.2-b.4 | *Manholes with internal diameter of 1200mm Ditto, depth to invert between 3.01 m and 3.50 m | ECH | 6 | 5 | 11831.63 | 59158.15 | SC_Supply/Apply | مكتب المجد للمقاولات العامة | 8 - 8-Iz. Abd Al-Qawy Salem & Iz. Z.8-Iz. Abd Al-Qawy Salem & Iz. Zaraby-BILL NO. 1: SEWAGE NETWORK-5-1.2-b.4 | *Manholes with internal diameter of 1200mm Ditto, depth to invert between 3.01 m and 3.50 m | ECH | 5 | 16921 | 84605 | EGP | SC_Supply/Apply
Abo Shanab El Agamien _0195 |  | RFQ-00057 | Mostafa Ramadan | Operation | 2024-02-06 | Sewerage Network-Infrastructure | Approved | 10 - "10 - ABOU .10 - ABOU NASSAR, AL ESSAWI & ABOU SAEDA-BILL NO. 1: SEWAGE NETWORK-6-1.4-b | HC 60*90 cm | ECH | 45 | 45 | 3556.84 | 160057.8 | OTH | مكتب المجد للمقاولات العامة | 10 - "10 - ABOU .10 - ABOU NASSAR, AL ESSAWI & ABOU SAEDA-BILL NO. 1: SEWAGE NETWORK-6-1.4-b | HC 60*90 cm | ECH | 45 | 3500 | 157500 | EGP | OTH
Abo Shanab El Agamien _0195 |  | RFQ-00057 | Mostafa Ramadan | Operation | 2024-02-06 | Sewerage Network-Infrastructure | Approved | 7 - 7-Iz. Raslan & Iz. Mokhtar Eiss.7-Iz. Raslan & Iz. Mokhtar Eissa-BILL NO. 1: SEWAGE NETWORK-5-1.2-b.3 | *Manholes with internal diameter of 1200mm Ditto, depth to invert between 2.51 m and 3.00 m | ECH | 15 | 12 | 10539.79 | 126477.48 | SC_Supply/Apply | مكتب المجد للمقاولات العامة | 7 - 7-Iz. Raslan & Iz. Mokhtar Eiss.7-Iz. Raslan & Iz. Mokhtar Eissa-BILL NO. 1: SEWAGE NETWORK-5-1.2-b.3 | *Manholes with internal diameter of 1200mm Ditto, depth to invert between 2.51 m and 3.00 m | ECH | 12 | 14836 | 178032 | EGP | SC_Supply/Apply
Abo Shanab El Agamien _0195 |  | RFQ-00057 | Mostafa Ramadan | Operation | 2024-02-06 | Sewerage Network-Infrastructure | Approved | 10 - "10 - ABOU .10 - ABOU NASSAR, AL ESSAWI & ABOU SAEDA-BILL NO. 1: SEWAGE NETWORK-5-1.2-b.6 | *Manholes with internal diameter of 1200mm Ditto, depth to invert between 4.01 m and 4.5 m | NO | 19 | 11 | 15349.12 | 168840.32 | SC_Supply/Apply | مكتب المجد للمقاولات العامة | 10 - "10 - ABOU .10 - ABOU NASSAR, AL ESSAWI & ABOU SAEDA-BILL NO. 1: SEWAGE NETWORK-5-1.2-b.6 | *Manholes with internal diameter of 1200mm Ditto, depth to invert between 4.01 m and 4.5 m | NO | 11 | 22736 | 250096 | EGP | SC_Supply/Apply
Abo Shanab El Agamien _0195 |  | RFQ-00057 | Mostafa Ramadan | Operation | 2024-02-06 | Sewerage Network-Infrastructure | Approved | 5 - 5-Tahawi Village.5-Tahawi Village-BILL NO. 1: SEWAGE NETWORK-5-1.2-b.1 | *Manholes with internal diameter of 1200mm Ditto, depth to invert between 1.51 m and 2.00 m | NO | 65 | 50 | 7777.61 | 388880.5 | SC_Supply/Apply | مكتب المجد للمقاولات العامة | 5 - 5-Tahawi Village.5-Tahawi Village-BILL NO. 1: SEWAGE NETWORK-5-1.2-b.1 | *Manholes with internal diameter of 1200mm Ditto, depth to invert between 1.51 m and 2.00 m | NO | 50 | 10039 | 501950 | EGP | SC_Supply/Apply
Abo Shanab El Agamien _0195 |  | RFQ-00057 | Mostafa Ramadan | Operation | 2024-02-06 | Sewerage Network-Infrastructure | Approved | 8 - 8-Iz. Abd Al-Qawy Salem & Iz. Z.8-Iz. Abd Al-Qawy Salem & Iz. Zaraby-BILL NO. 1: SEWAGE NETWORK-5-1.2-b.1 | *Manholes with internal diameter of 1200mm Ditto, depth to invert between 1.51 m and 2.00 m | NO | 45 | 30 | 7777.61 | 233328.3 | SC_Supply/Apply | مكتب المجد للمقاولات العامة | 8 - 8-Iz. Abd Al-Qawy Salem & Iz. Z.8-Iz. Abd Al-Qawy Salem & Iz. Zaraby-BILL NO. 1: SEWAGE NETWORK-5-1.2-b.1 | *Manholes with internal diameter of 1200mm Ditto, depth to invert between 1.51 m and 2.00 m | NO | 30 | 10039 | 301170 | EGP | SC_Supply/Apply
Abo Shanab El Agamien _0195 |  | RFQ-00057 | Mostafa Ramadan | Operation | 2024-02-06 | Sewerage Network-Infrastructure | Approved | 6 - 6-Huwaydi Village.6-Huwaydi Village-BILL NO. 1: SEWAGE NETWORK-5-1.2-b.1 | *Manholes with internal diameter of 1200mm Ditto, depth to invert between 1.51 m and 2.00 m | NO | 42 | 32 | 7777.61 | 248883.52 | SC_Supply/Apply | مكتب المجد للمقاولات العامة | 6 - 6-Huwaydi Village.6-Huwaydi Village-BILL NO. 1: SEWAGE NETWORK-5-1.2-b.1 | *Manholes with internal diameter of 1200mm Ditto, depth to invert between 1.51 m and 2.00 m | NO | 32 | 10039 | 321248 | EGP | SC_Supply/Apply
Abo Shanab El Agamien _0195 |  | RFQ-00057 | Mostafa Ramadan | Operation | 2024-02-06 | Sewerage Network-Infrastructure | Approved | 9 - 9-Iz. Seror.9-Iz. Seror-BILL NO. 1: SEWAGE NETWORK-5-1.2-b.4 | *Manholes with internal diameter of 1200mm Ditto, depth to invert between 3.01 m and 3.50 m | ECH | 23 | 20 | 11831.63 | 236632.6 | SC_Supply/Apply | مكتب المجد للمقاولات العامة | 9 - 9-Iz. Seror.9-Iz. Seror-BILL NO. 1: SEWAGE NETWORK-5-1.2-b.4 | *Manholes with internal diameter of 1200mm Ditto, depth to invert between 3.01 m and 3.50 m | ECH | 20 | 16921 | 338420 | EGP | SC_Supply/Apply
Abo Shanab El Agamien _0195 |  | RFQ-00057 | Mostafa Ramadan | Operation | 2024-02-06 | Sewerage Network-Infrastructure | Approved | 2 - 2- Iz. Kariman Sednaoui.2- Iz. Kariman Sednaoui-BILL NO. 1: SEWAGE NETWORK-5-1.3-b | IC 60*90 cm | ECH | 1 | 1 | 3556.84 | 3556.84 | OTH | مكتب المجد للمقاولات العامة | 2 - 2- Iz. Kariman Sednaoui.2- Iz. Kariman Sednaoui-BILL NO. 1: SEWAGE NETWORK-5-1.3-b | IC 60*90 cm | ECH | 1 | 3000 | 3000 | EGP | OTH
Abo Shanab El Agamien _0195 |  | RFQ-00057 | Mostafa Ramadan | Operation | 2024-02-06 | Sewerage Network-Infrastructure | Approved | 1 - Sharaf Al Deen-BILL NO. 1: SEWAGE NETWORK-11-1.4.1-b | HC 60*90 cm | ECH | 40 | 40 | 3556.84 | 142273.6 | OTH | مكتب المجد للمقاولات العامة | 1 - Sharaf Al Deen-BILL NO. 1: SEWAGE NETWORK-11-1.4.1-b | HC 60*90 cm | ECH | 40 | 3500 | 140000 | EGP | OTH
Abo Shanab El Agamien _0195 |  | RFQ-00057 | Mostafa Ramadan | Operation | 2024-02-06 | Sewerage Network-Infrastructure | Approved | 9 - 9-Iz. Seror.9-Iz. Seror-BILL NO. 1: SEWAGE NETWORK-5-1.2-b.1 | *Manholes with internal diameter of 1200mm Ditto, depth to invert between 1.51 m and 2.00 m | NO | 50 | 35 | 7777.61 | 272216.35 | SC_Supply/Apply | مكتب المجد للمقاولات العامة | 9 - 9-Iz. Seror.9-Iz. Seror-BILL NO. 1: SEWAGE NETWORK-5-1.2-b.1 | *Manholes with internal diameter of 1200mm Ditto, depth to invert between 1.51 m and 2.00 m | NO | 35 | 10039 | 351365 | EGP | SC_Supply/Apply
Abo Shanab El Agamien _0195 |  | RFQ-00057 | Mostafa Ramadan | Operation | 2024-02-06 | Sewerage Network-Infrastructure | Approved | 9 - 9-Iz. Seror.9-Iz. Seror-BILL NO. 1: SEWAGE NETWORK-5-1.2-a.1 | *Manholes with internal diameter of 1000mm Depth to invert not exceeding 1.5 m | NO | 145 | 115 | 6532.1 | 751191.5 | SC_Supply/Apply | مكتب المجد للمقاولات العامة | 9 - 9-Iz. Seror.9-Iz. Seror-BILL NO. 1: SEWAGE NETWORK-5-1.2-a.1 | *Manholes with internal diameter of 1000mm Depth to invert not exceeding 1.5 m | NO | 115 | 8144 | 936560 | EGP | SC_Supply/Apply
Abo Shanab El Agamien _0195 |  | RFQ-00057 | Mostafa Ramadan | Operation | 2024-02-06 | Sewerage Network-Infrastructure | Approved | 4 - 4-Iz. Al Biltaji.4-Iz. Al Biltaji-BILL NO. 1: SEWAGE NETWORK-5-1.3-b | IC 60*90 cm | ECH | 1 | 1 | 3556.84 | 3556.84 | OTH | مكتب المجد للمقاولات العامة | 4 - 4-Iz. Al Biltaji.4-Iz. Al Biltaji-BILL NO. 1: SEWAGE NETWORK-5-1.3-b | IC 60*90 cm | ECH | 1 | 3000 | 3000 | EGP | OTH
Abo Shanab El Agamien _0195 |  | RFQ-00057 | Mostafa Ramadan | Operation | 2024-02-06 | Sewerage Network-Infrastructure | Approved | 5 - 5-Tahawi Village.5-Tahawi Village-BILL NO. 1: SEWAGE NETWORK-5-1.2-b.2 | *Manholes with internal diameter of 1200mm Ditto, depth to invert between 2.01 m and 2.50 m | NO | 24 | 14 | 8920.57 | 124887.98 | SC_Supply/Apply | مكتب المجد للمقاولات العامة | 5 - 5-Tahawi Village.5-Tahawi Village-BILL NO. 1: SEWAGE NETWORK-5-1.2-b.2 | *Manholes with internal diameter of 1200mm Ditto, depth to invert between 2.01 m and 2.50 m | NO | 14 | 12020 | 168280 | EGP | SC_Supply/Apply
Abo Shanab El Agamien _0195 |  | RFQ-00057 | Mostafa Ramadan | Operation | 2024-02-06 | Sewerage Network-Infrastructure | Approved | 10 - "10 - ABOU .10 - ABOU NASSAR, AL ESSAWI & ABOU SAEDA-BILL NO. 1: SEWAGE NETWORK-5-1.2-b.4 | *Manholes with internal diameter of 1200mm Ditto, depth to invert between 3.01 m and 3.50 m | ECH | 18 | 15 | 11831.63 | 177474.45 | SC_Supply/Apply | مكتب المجد للمقاولات العامة | 10 - "10 - ABOU .10 - ABOU NASSAR, AL ESSAWI & ABOU SAEDA-BILL NO. 1: SEWAGE NETWORK-5-1.2-b.4 | *Manholes with internal diameter of 1200mm Ditto, depth to invert between 3.01 m and 3.50 m | ECH | 15 | 16921 | 253815 | EGP | SC_Supply/Apply
Abo Shanab El Agamien _0195 |  | RFQ-00057 | Mostafa Ramadan | Operation | 2024-02-06 | Sewerage Network-Infrastructure | Approved | 10 - "10 - ABOU .10 - ABOU NASSAR, AL ESSAWI & ABOU SAEDA-BILL NO. 1: SEWAGE NETWORK-6-1.4-a | HC 60*60 cm | ECH | 90 | 90 | 2968.52 | 267166.8 | OTH | مكتب المجد للمقاولات العامة | 10 - "10 - ABOU .10 - ABOU NASSAR, AL ESSAWI & ABOU SAEDA-BILL NO. 1: SEWAGE NETWORK-6-1.4-a | HC 60*60 cm | ECH | 90 | 3000 | 270000 | EGP | OTH
Abo Shanab El Agamien _0195 |  | RFQ-00057 | Mostafa Ramadan | Operation | 2024-02-06 | Sewerage Network-Infrastructure | Approved | 2 - 2- Iz. Kariman Sednaoui.2- Iz. Kariman Sednaoui-BILL NO. 1: SEWAGE NETWORK-5-1.2-b.4 | *Manholes with internal diameter of 1200mm Ditto, depth to invert between 3.01 m and 3.50 m | ECH | 31 | 28 | 11831.63 | 331285.64 | SC_Supply/Apply | مكتب المجد للمقاولات العامة | 2 - 2- Iz. Kariman Sednaoui.2- Iz. Kariman Sednaoui-BILL NO. 1: SEWAGE NETWORK-5-1.2-b.4 | *Manholes with internal diameter of 1200mm Ditto, depth to invert between 3.01 m and 3.50 m | ECH | 28 | 16921 | 473788 | EGP | SC_Supply/Apply
Abo Shanab El Agamien _0195 |  | RFQ-00057 | Mostafa Ramadan | Operation | 2024-02-06 | Sewerage Network-Infrastructure | Approved | 1 - Sharaf Al Deen-BILL NO. 1: SEWAGE NETWORK-10-1.2.1-b.4 | *Manholes with internal diameter of 1200mm Ditto, depth to invert between 3.01 m and 3.50 m | ECH | 17 | 14 | 11831.63 | 165642.82 | SC_Supply/Apply | مكتب المجد للمقاولات العامة | 1 - Sharaf Al Deen-BILL NO. 1: SEWAGE NETWORK-10-1.2.1-b.4 | *Manholes with internal diameter of 1200mm Ditto, depth to invert between 3.01 m and 3.50 m | ECH | 14 | 16921 | 236894 | EGP | SC_Supply/Apply
Abo Shanab El Agamien _0195 |  | RFQ-00057 | Mostafa Ramadan | Operation | 2024-02-06 | Sewerage Network-Infrastructure | Approved | 1 - Sharaf Al Deen-BILL NO. 1: SEWAGE NETWORK-10-1.2.1-b.2 | *Manholes with internal diameter of 1200mm Ditto, depth to invert between 2.01 m and 2.50 m | NO | 14 | 14 | 8920.57 | 124887.98 | SC_Supply/Apply | مكتب المجد للمقاولات العامة | 1 - Sharaf Al Deen-BILL NO. 1: SEWAGE NETWORK-10-1.2.1-b.2 | *Manholes with internal diameter of 1200mm Ditto, depth to invert between 2.01 m and 2.50 m | NO | 14 | 12020 | 168280 | EGP | SC_Supply/Apply
Qasr Rashwan - Lot B _0208 |  | RFQ-00023 | Mostafa Ashraf | MEP (Electro Mechanical) | 2024-04-15 | Power Transformer | Approved | 15.14 - Iz. Al Burm-BILL NO. 3.3: Main Pump Station-3.3.2- | Outdoor Kiosk power transformer package 300KVA, 11/0.4KV complete with Ring Main Unit, Bus-Bar, Breakers, Protection, Measuring, Low Voltage accumulated energy meter and all required accessories for medium voltage, as per tendered documents, and shall be supplied and erected according to the requirements of the Egyptian Electric Authority (E.E.A), the contractor shall take the approval of the (E.E.A) before supplying. | NO | 2 | 2 | 736050.7 | 1472101.4 | MAT_Raw | EGYTRAFO For Electrical Industries(S.A.E) | 15.14 - Iz. Al Burm-BILL NO. 3.3: Main Pump Station-3.3.2- | Outdoor Kiosk power transformer package 300KVA, 11/0.4KV complete with Ring Main Unit, Bus-Bar, Breakers, Protection, Measuring, Low Voltage accumulated energy meter and all required accessories for medium voltage, as per tendered documents, and shall be supplied and erected according to the requirements of the Egyptian Electric Authority (E.E.A), the contractor shall take the approval of the (E.E.A) before supplying. | NO | 2 | 11606 | 23212 | USD | MAT_Raw
Mivida BP#189 |  | RFQ-00037 | Mostafa Shourbagi | MEP (Electro Mechanical) | 2024-02-20 | Pipe Clamps | Approved | 152105.all | 94393 -pipe clamp size 1.25" | ECH | 700 | 700 | 11.83 | 8281 | SC_Supply | Al Nour | 152105.all | 94393 -pipe clamp size 1.25" | ECH | 700 | 42.07 | 29449 | EGP | SC_Supply
Mivida BP#189 |  | RFQ-00035 | Mostafa Shourbagi | MEP (Electro Mechanical) | 2024-02-20 | HDPE Fittings | Approved | 152105.all | 94589 -HDPE-PE100-SDR17-PN10 Concentric reducer 110 / 75 mm | ECH | 5 | 5 | 12.85 | 64.25 | SC_Supply | Hebeish | 152105.all | 94589 -HDPE-PE100-SDR17-PN10 Concentric reducer 110 / 75 mm | ECH | 5 | 281.58 | 1407.9 | EGP | SC_Supply
Mivida BP#189 |  | RFQ-00035 | Mostafa Shourbagi | MEP (Electro Mechanical) | 2024-02-20 | HDPE Fittings | Approved | 152105.all | 94589 -كوع 90 درجه HDPE مقاس 160 مم ضغط 16 بار | ECH | 15 | 15 | 124.66 | 1869.9 | SC_Supply | Hebeish | 152105.all | 94589 -كوع 90 درجه HDPE مقاس 160 مم ضغط 16 بار | ECH | 15 | 2732.58 | 40988.7 | EGP | SC_Supply
Mivida BP#189 |  | RFQ-00035 | Mostafa Shourbagi | MEP (Electro Mechanical) | 2024-02-20 | HDPE Fittings | Approved | 152105.all | 94589 -كوع 45 درجه HDPE مقاس 110 مم ضغط 10 بار | ECH | 72 | 72 | 53.05 | 3819.6 | SC_Supply | Hebeish | 152105.all | 94589 -كوع 45 درجه HDPE مقاس 110 مم ضغط 10 بار | ECH | 72 | 1162.8 | 83721.6 | EGP | SC_Supply
Mivida BP#189 |  | RFQ-00035 | Mostafa Shourbagi | MEP (Electro Mechanical) | 2024-02-20 | HDPE Fittings | Approved | 152105.all | 94589 -مشترك HDPE مقاس 110-200 مم ضغط 16 بار | ECH | 2 | 2 | 460.16 | 920.32 | SC_Supply | Hebeish | 152105.all | 94589 -مشترك HDPE مقاس 110-200 مم ضغط 16 بار | ECH | 2 | 10086.72 | 20173.44 | EGP | SC_Supply
Mivida BP#189 |  | RFQ-00035 | Mostafa Shourbagi | MEP (Electro Mechanical) | 2024-02-20 | HDPE Fittings | Approved | 152105.all | 94589 -HDPE Tee Y 45 Deeg - DN 110 mm - SDR 17 ( PN10 ) | ECH | 45 | 45 | 203.87 | 9174.15 | SC_Supply | Hebeish | 152105.all | 94589 -HDPE Tee Y 45 Deeg - DN 110 mm - SDR 17 ( PN10 ) | ECH | 45 | 4468.8 | 201096 | EGP | SC_Supply
Mivida BP#189 |  | RFQ-00035 | Mostafa Shourbagi | MEP (Electro Mechanical) | 2024-02-20 | HDPE Fittings | Approved | 152105.all | 94589 -HDPE – Y Tee 45Degree - DN 75 mm - SDR 17 (PN10 ) | ECH | 9 | 9 | 92.21 | 829.89 | SC_Supply | Hebeish | 152105.all | 94589 -HDPE – Y Tee 45Degree - DN 75 mm - SDR 17 (PN10 ) | ECH | 9 | 2021.22 | 18190.98 | EGP | SC_Supply
Mivida BP#189 |  | RFQ-00035 | Mostafa Shourbagi | MEP (Electro Mechanical) | 2024-02-20 | HDPE Fittings | Approved | 152105.all | 94589 -HDPE-PE100-SDR17-PN10 Reduced Y Tee 110 * 75 mm (Equal Tee OD 110 mm + Concentric Reducer OD 110 * 75 mm ) | ECH | 4 | 4 | 212.66 | 850.64 | SC_Supply | Hebeish | 152105.all | 94589 -HDPE-PE100-SDR17-PN10 Reduced Y Tee 110 * 75 mm (Equal Tee OD 110 mm + Concentric Reducer OD 110 * 75 mm ) | ECH | 4 | 4661.46 | 18645.84 | EGP | SC_Supply
Mivida BP#189 |  | RFQ-00035 | Mostafa Shourbagi | MEP (Electro Mechanical) | 2024-02-20 | HDPE Fittings | Approved | 152105.all | 94589 -مشترك HDPE مقاس 110 مم ضغط 10 بار | ECH | 2 | 2 | 62.62 | 125.24 | SC_Supply | Hebeish | 152105.all | 94589 -مشترك HDPE مقاس 110 مم ضغط 10 بار | ECH | 2 | 1372.56 | 2745.12 | EGP | SC_Supply
Mivida BP#189 |  | RFQ-00035 | Mostafa Shourbagi | MEP (Electro Mechanical) | 2024-02-20 | HDPE Fittings | Approved | 152105.all | 94589 -HDPE-PE100-SDR11-PN16 Concentric reducer 200 / 90 mm | ECH | 2 | 2 | 87.11 | 174.22 | SC_Supply | Hebeish | 152105.all | 94589 -HDPE-PE100-SDR11-PN16 Concentric reducer 200 / 90 mm | ECH | 2 | 1909.5 | 3819 | EGP | SC_Supply
Mivida BP#189 |  | RFQ-00035 | Mostafa Shourbagi | MEP (Electro Mechanical) | 2024-02-20 | HDPE Fittings | Approved | 152105.all | 94589 -كوع 90 درجه HDPE مقاس 200 مم ضغط 16 بار | ECH | 4 | 4 | 197.37 | 789.48 | SC_Supply | Hebeish | 152105.all | 94589 -كوع 90 درجه HDPE مقاس 200 مم ضغط 16 بار | ECH | 4 | 4326.3 | 17305.2 | EGP | SC_Supply
Mivida BP#189 |  | RFQ-00035 | Mostafa Shourbagi | MEP (Electro Mechanical) | 2024-02-20 | HDPE Fittings | Approved | 152105.all | 94589 -مشترك HDPE مقاس 200 مم ضغط 16 بار | ECH | 4 | 4 | 391.31 | 1565.24 | SC_Supply | Hebeish | 152105.all | 94589 -مشترك HDPE مقاس 200 مم ضغط 16 بار | ECH | 4 | 8577.36 | 34309.44 | EGP | SC_Supply
Qasr Rashwan - Lot B _0208 |  | RFQ-00023 | Mostafa Ashraf | MEP (Electro Mechanical) | 2024-04-15 | Power Transformer | Approved | 11.14 - Abd Al Rahman Ibrahim-BILL NO. 3.3: Main Pump Station-3.3.2- | Outdoor Kiosk power transformer package 315 KVA, 11/0.4KV complete with Ring Main Unit, Bus-Bar, Breakers, Protection, Measuring, Low Voltage accumulated energy meter and all required accessories for medium voltage, as per tendered documents, and shall be supplied and erected according to the requirements of the Egyptian Electric Authority (E.E.A), the contractor shall take the approval of the (E.E.A) before supplying. | NO | 2 | 2 | 769609.75 | 1539219.5 | MAT_Raw | EGYTRAFO For Electrical Industries(S.A.E) | 11.14 - Abd Al Rahman Ibrahim-BILL NO. 3.3: Main Pump Station-3.3.2- | Outdoor Kiosk power transformer package 315 KVA, 11/0.4KV complete with Ring Main Unit, Bus-Bar, Breakers, Protection, Measuring, Low Voltage accumulated energy meter and all required accessories for medium voltage, as per tendered documents, and shall be supplied and erected according to the requirements of the Egyptian Electric Authority (E.E.A), the contractor shall take the approval of the (E.E.A) before supplying. | NO | 2 | 11606 | 23212 | USD | MAT_Raw
Qasr Rashwan - Lot B _0208 |  | RFQ-00019 | Mostafa Ashraf | MEP (Electro Mechanical) | 2024-03-14 | Diesel Generators | Approved | 13.14 - Iz.Salih Shamatah-BILL NO. 3.3: Main Pump Station-3.3.15- | Prime Power Diesel Generator 60KVA (at least) (Canopy Type - Under Shed) complete with outgoing circuit breaker (MCCB) and fully equipped with all accessories as per Contract Documents and complete with all accessories required for erection and good working conditions. | NO | 1 | 1 | 1474147 | 1474147 | SC_Supply/Apply | RICH UNI (TEKSAN) | 13.14 - Iz.Salih Shamatah-BILL NO. 3.3: Main Pump Station-3.3.15- | Prime Power Diesel Generator 60KVA (at least) (Canopy Type - Under Shed) complete with outgoing circuit breaker (MCCB) and fully equipped with all accessories as per Contract Documents and complete with all accessories required for erection and good working conditions. | NO | 1 | 28000 | 28000 | EUR | SC_Supply/Apply
Qasr Rashwan - Lot B _0208 |  | RFQ-00019 | Mostafa Ashraf | MEP (Electro Mechanical) | 2024-03-14 | Diesel Generators | Approved | 10.14 - Abd Al Azeem Al Sofy-BILL NO. 3.3: Main Pump Station-3.3.15- | Prime Power Diesel Generator 250 KVA (at least) (Canopy Type - Under Shed) complete with outgoing circuit breaker (MCCB) and fully equipped with all accessories as per Contract Documents and complete with all accessories required for erection and good working conditions. | NO | 1 | 1 | 3410728 | 3410728 | SC_Supply/Apply | RICH UNI (TEKSAN) | 10.14 - Abd Al Azeem Al Sofy-BILL NO. 3.3: Main Pump Station-3.3.15- | Prime Power Diesel Generator 250 KVA (at least) (Canopy Type - Under Shed) complete with outgoing circuit breaker (MCCB) and fully equipped with all accessories as per Contract Documents and complete with all accessories required for erection and good working conditions. | NO | 1 | 66000 | 66000 | EUR | SC_Supply/Apply
Qasr Rashwan - Lot B _0208 |  | RFQ-00019 | Mostafa Ashraf | MEP (Electro Mechanical) | 2024-03-14 | Diesel Generators | Approved | 11.14 - Abd Al Rahman Ibrahim-BILL NO. 3.3: Main Pump Station-3.3.15- | Prime Power Diesel Generator 170 KVA (at least) (Canopy Type - Under Shed) complete with outgoing circuit breaker (MCCB) and fully equipped with all accessories as per Contract Documents and complete with all accessories required for erection and good working conditions. | NO | 1 | 1 | 2415579 | 2415579 | SC_Supply/Apply | RICH UNI (TEKSAN) | 11.14 - Abd Al Rahman Ibrahim-BILL NO. 3.3: Main Pump Station-3.3.15- | Prime Power Diesel Generator 170 KVA (at least) (Canopy Type - Under Shed) complete with outgoing circuit breaker (MCCB) and fully equipped with all accessories as per Contract Documents and complete with all accessories required for erection and good working conditions. | NO | 1 | 56000 | 56000 | EUR | SC_Supply/Apply
Qasr Rashwan - Lot B _0208 |  | RFQ-00019 | Mostafa Ashraf | MEP (Electro Mechanical) | 2024-03-14 | Diesel Generators | Approved | 15.14 - Iz. Al Burm-BILL NO. 3.3: Main Pump Station-3.3.15- | Prime Power Diesel Generator 140KVA (at least) (Canopy Type - Under Shed) complete with outgoing circuit breaker (MCCB) and fully equipped with all accessories as per Contract Documents and complete with all accessories required for erection and good working conditions. | NO | 1 | 1 | 2153846 | 2153846 | SC_Supply/Apply | RICH UNI (TEKSAN) | 15.14 - Iz. Al Burm-BILL NO. 3.3: Main Pump Station-3.3.15- | Prime Power Diesel Generator 140KVA (at least) (Canopy Type - Under Shed) complete with outgoing circuit breaker (MCCB) and fully equipped with all accessories as per Contract Documents and complete with all accessories required for erection and good working conditions. | NO | 1 | 46000 | 46000 | EUR | SC_Supply/Apply
Qasr Rashwan - Lot B _0208 |  | RFQ-00019 | Mostafa Ashraf | MEP (Electro Mechanical) | 2024-03-14 | Diesel Generators | Approved | 12.14 - Iz. Suleiman Tadrus-BILL NO. 3.3: Main Pump Station-3.3.20- | Supply and Delivery spare parts of the following equipment as per tendered documents: - Pump unit. - Main Low-Tension Switchboard. - Generator unit. | LS | 1 | 1 | 129328.57 | 129328.57 | MAT_Raw | RICH UNI (TEKSAN) | 12.14 - Iz. Suleiman Tadrus-BILL NO. 3.3: Main Pump Station-3.3.20- | Supply and Delivery spare parts of the following equipment as per tendered documents: - Pump unit. - Main Low-Tension Switchboard. - Generator unit. | LS | 1 | 587 | 587 | EUR | MAT_Raw
Qasr Rashwan - Lot B _0208 |  | RFQ-00019 | Mostafa Ashraf | MEP (Electro Mechanical) | 2024-03-14 | Diesel Generators | Approved | 10.14 - Abd Al Azeem Al Sofy-BILL NO. 3.3: Main Pump Station-3.3.20- | Supply and Delivery spare parts of the following equipment as per tendered documents: - Pump unit. - Main Low-Tension Switchboard. - Generator unit. | LS | 1 | 1 | 242522.38 | 242522.38 | MAT_Raw | RICH UNI (TEKSAN) | 10.14 - Abd Al Azeem Al Sofy-BILL NO. 3.3: Main Pump Station-3.3.20- | Supply and Delivery spare parts of the following equipment as per tendered documents: - Pump unit. - Main Low-Tension Switchboard. - Generator unit. | LS | 1 | 115 | 115 | EUR | MAT_Raw
Qasr Rashwan - Lot B _0208 |  | RFQ-00019 | Mostafa Ashraf | MEP (Electro Mechanical) | 2024-03-14 | Diesel Generators | Approved | 14.14 - Iz. Abou Hussein-BILL NO. 3.3: Main Pump Station-3.3.20- | Supply and Delivery spare parts of the following equipment as per tendered documents: - Pump unit. - Main Low-Tension Switchboard. - Generator unit. | LS | 1 | 1 | 112142.51 | 112142.51 | MAT_Raw | RICH UNI (TEKSAN) | 14.14 - Iz. Abou Hussein-BILL NO. 3.3: Main Pump Station-3.3.20- | Supply and Delivery spare parts of the following equipment as per tendered documents: - Pump unit. - Main Low-Tension Switchboard. - Generator unit. | LS | 1 | 455 | 455 | EUR | MAT_Raw
Qasr Rashwan - Lot B _0208 |  | RFQ-00019 | Mostafa Ashraf | MEP (Electro Mechanical) | 2024-03-14 | Diesel Generators | Approved | 11.14 - Abd Al Rahman Ibrahim-BILL NO. 3.3: Main Pump Station-3.3.20- | Supply and Delivery spare parts of the following equipment as per tendered documents: - Pump unit. - Main Low-Tension Switchboard. - Generator unit. | LS | 1 | 1 | 155263.91 | 155263.91 | MAT_Raw | RICH UNI (TEKSAN) | 11.14 - Abd Al Rahman Ibrahim-BILL NO. 3.3: Main Pump Station-3.3.20- | Supply and Delivery spare parts of the following equipment as per tendered documents: - Pump unit. - Main Low-Tension Switchboard. - Generator unit. | LS | 1 | 922 | 922 | EUR | MAT_Raw
Qasr Rashwan - Lot B _0208 |  | RFQ-00019 | Mostafa Ashraf | MEP (Electro Mechanical) | 2024-03-14 | Diesel Generators | Approved | 15.14 - Iz. Al Burm-BILL NO. 3.3: Main Pump Station-3.3.20- | Supply and Delivery spare parts of the following equipment as per tendered documents: - Pump unit. - Main Low-Tension Switchboard. - Generator unit. | LS | 1 | 1 | 142411.91 | 142411.91 | MAT_Raw | RICH UNI (TEKSAN) | 15.14 - Iz. Al Burm-BILL NO. 3.3: Main Pump Station-3.3.20- | Supply and Delivery spare parts of the following equipment as per tendered documents: - Pump unit. - Main Low-Tension Switchboard. - Generator unit. | LS | 1 | 777 | 777 | EUR | MAT_Raw
Qasr Rashwan - Lot B _0208 |  | RFQ-00019 | Mostafa Ashraf | MEP (Electro Mechanical) | 2024-03-14 | Diesel Generators | Approved | 13.14 - Iz.Salih Shamatah-BILL NO. 3.3: Main Pump Station-3.3.20- | Supply and Delivery spare parts of the following equipment as per tendered documents: - Pump unit. - Main Low-Tension Switchboard. - Generator unit. | LS | 1 | 1 | 93393.28 | 93393.28 | MAT_Raw | RICH UNI (TEKSAN) | 13.14 - Iz.Salih Shamatah-BILL NO. 3.3: Main Pump Station-3.3.20- | Supply and Delivery spare parts of the following equipment as per tendered documents: - Pump unit. - Main Low-Tension Switchboard. - Generator unit. | LS | 1 | 445 | 445 | EUR | MAT_Raw
Qasr Rashwan Lot A _0207 |  | RFQ-00020 | Mostafa Ashraf | MEP (Electro Mechanical) | 2024-03-14 | Supply of Generators | Approved | 13.14 - Khulusi-Main Pump Station NO. 3.3-42066- | Prime Power Diesel Generator 50 KVA (at least) (Canopy Type - Under Shed) complete with outgoing circuit breaker (MCCB) and fully equipped with all accessories as per Contract Documents and complete with all accessories required for erection and good working conditions. | NO | 1 | 1 | 1279626 | 1279626 | SC_Apply | RICH UNI (TEKSAN) | 13.14 - Khulusi-Main Pump Station NO. 3.3-42066- | Prime Power Diesel Generator 50 KVA (at least) (Canopy Type - Under Shed) complete with outgoing circuit breaker (MCCB) and fully equipped with all accessories as per Contract Documents and complete with all accessories required for erection and good working conditions. | NO | 1 | 26000 | 26000 | EUR | SC_Apply
Qasr Rashwan Lot A _0207 |  | RFQ-00020 | Mostafa Ashraf | MEP (Electro Mechanical) | 2024-03-14 | Supply of Generators | Approved | 10.15 - Saad Al Rouby-Main Pump Station NO. 3.3-3.3.15- | Prime Power Diesel Generator 175 KVA (at least) (Canopy Type - Under Shed) complete with outgoing circuit breaker (MCCB) and fully equipped with all accessories as per Contract Documents and complete with all accessories required for erection and good working conditions. | NO | 1 | 1 | 2355190 | 2355190 | SC_Apply | RICH UNI (TEKSAN) | 10.15 - Saad Al Rouby-Main Pump Station NO. 3.3-3.3.15- | Prime Power Diesel Generator 175 KVA (at least) (Canopy Type - Under Shed) complete with outgoing circuit breaker (MCCB) and fully equipped with all accessories as per Contract Documents and complete with all accessories required for erection and good working conditions. | NO | 1 | 52000 | 52000 | EUR | SC_Apply
Qasr Rashwan Lot A _0207 |  | RFQ-00020 | Mostafa Ashraf | MEP (Electro Mechanical) | 2024-03-14 | Supply of Generators | Approved | 11.14 - Murad Al Gendy W Al Sanahra-Main Pump Station NO. 3.3-42066- | Prime Power Diesel Generator 175 KVA (at least) (Canopy Type - Under Shed) complete with outgoing circuit breaker (MCCB) and fully equipped with all accessories as per Contract Documents and complete with all accessories required for erection and good working conditions. | NO | 1 | 1 | 2355190 | 2355190 | SC_Apply | RICH UNI (TEKSAN) | 11.14 - Murad Al Gendy W Al Sanahra-Main Pump Station NO. 3.3-42066- | Prime Power Diesel Generator 175 KVA (at least) (Canopy Type - Under Shed) complete with outgoing circuit breaker (MCCB) and fully equipped with all accessories as per Contract Documents and complete with all accessories required for erection and good working conditions. | NO | 1 | 52000 | 52000 | EUR | SC_Apply
Qasr Rashwan Lot A _0207 |  | RFQ-00020 | Mostafa Ashraf | MEP (Electro Mechanical) | 2024-03-14 | Supply of Generators | Approved | 14.14 - Albersly & Iz.Alasfar-Main Pump Station NO. 3.3-3.3.15- | Prime Power Diesel Generator 45 KVA (at least) (Canopy Type - Under Shed) complete with outgoing circuit breaker (MCCB) and fully equipped with all accessories as per Contract Documents and complete with all accessories required for erection and good working conditions. | NO | 1 | 1 | 1279626 | 1279626 | MAT_Raw | RICH UNI (TEKSAN) | 14.14 - Albersly & Iz.Alasfar-Main Pump Station NO. 3.3-3.3.15- | Prime Power Diesel Generator 45 KVA (at least) (Canopy Type - Under Shed) complete with outgoing circuit breaker (MCCB) and fully equipped with all accessories as per Contract Documents and complete with all accessories required for erection and good working conditions. | NO | 1 | 26000 | 26000 | EUR | MAT_Raw
Qasr Rashwan Lot A _0207 |  | RFQ-00020 | Mostafa Ashraf | MEP (Electro Mechanical) | 2024-03-14 | Supply of Generators | Approved | 12.31 - Mansheya Fanous-SEC. Pump Station NO. 10.3-10.3.15- | Prime Power Diesel Generator 45 KVA (at least) (Canopy Type - Under Shed) complete with outgoing circuit breaker (MCCB) and fully equipped with all accessories as per Contract Documents and complete with all accessories required for erection and good working conditions. | NO | 1 | 1 | 1279626 | 1279626 | SC_Apply | RICH UNI (TEKSAN) | 12.31 - Mansheya Fanous-SEC. Pump Station NO. 10.3-10.3.15- | Prime Power Diesel Generator 45 KVA (at least) (Canopy Type - Under Shed) complete with outgoing circuit breaker (MCCB) and fully equipped with all accessories as per Contract Documents and complete with all accessories required for erection and good working conditions. | NO | 1 | 26000 | 26000 | EUR | SC_Apply
Qasr Rashwan Lot A _0207 |  | RFQ-00020 | Mostafa Ashraf | MEP (Electro Mechanical) | 2024-03-14 | Supply of Generators | Approved | 12.15 - Mansheya Fanous-Main Pump Station NO. 3.3-3.3.15- | Prime Power Diesel Generator 110 KVA (at least) (Canopy Type - Under Shed) complete with outgoing circuit breaker (MCCB) and fully equipped with all accessories as per Contract Documents and complete with all accessories required for erection and good working conditions. | NO | 1 | 1 | 1916202 | 1916202 | SC_Apply | RICH UNI (TEKSAN) | 12.15 - Mansheya Fanous-Main Pump Station NO. 3.3-3.3.15- | Prime Power Diesel Generator 110 KVA (at least) (Canopy Type - Under Shed) complete with outgoing circuit breaker (MCCB) and fully equipped with all accessories as per Contract Documents and complete with all accessories required for erection and good working conditions. | NO | 1 | 37000 | 37000 | EUR | SC_Apply
Katameya Creeks |  | RFQ-00024 | Peter Rafaat | MEP (Electro Mechanical) | 2024-03-17 | Supply Fire Alarm (Detectors+horn+modules) | Approved | FIREALARM 11D1.Basement.1-10 | Supply and install monitor module for fire fighting switches. | ECH | 2 | 2 | 1030 | 2060 | SC_Supply/Apply | نيبتون للمقاولات | FIREALARM 11D1.Basement.1-10 | Supply and install monitor module for fire fighting switches. | ECH | 2 | 41.45 | 82.9 | EGP | SC_Supply/Apply
Katameya Creeks |  | RFQ-00024 | Peter Rafaat | MEP (Electro Mechanical) | 2024-03-17 | Supply Fire Alarm (Detectors+horn+modules) | Approved | FIREALARM 18 F.Basement.1-10 | Supply and install monitor module for fire fighting switches. | ECH | 2 | 2 | 1030 | 2060 | SC_Supply/Apply | نيبتون للمقاولات | FIREALARM 18 F.Basement.1-10 | Supply and install monitor module for fire fighting switches. | ECH | 2 | 41.45 | 82.9 | EGP | SC_Supply/Apply
Katameya Creeks |  | RFQ-00024 | Peter Rafaat | MEP (Electro Mechanical) | 2024-03-17 | Supply Fire Alarm (Detectors+horn+modules) | Approved | 7G FIREALARM.Basement.1-10 | Supply and install monitor module for fire fighting switches. | ECH | 2 | 2 | 0 | 0 | SC_Supply/Apply | نيبتون للمقاولات | 7G FIREALARM.Basement.1-10 | Supply and install monitor module for fire fighting switches. | ECH | 2 | 41.45 | 82.9 | EGP | SC_Supply/Apply
Katameya Creeks |  | RFQ-00024 | Peter Rafaat | MEP (Electro Mechanical) | 2024-03-17 | Supply Fire Alarm (Detectors+horn+modules) | Approved | FIREALARM 9D1.Basement.1-10 | Supply and install monitor module for fire fighting switches. | ECH | 2 | 2 | 1030 | 2060 | SC_Supply/Apply | نيبتون للمقاولات | FIREALARM 9D1.Basement.1-10 | Supply and install monitor module for fire fighting switches. | ECH | 2 | 41.45 | 82.9 | EGP | SC_Supply/Apply
Katameya Creeks |  | RFQ-00024 | Peter Rafaat | MEP (Electro Mechanical) | 2024-03-17 | Supply Fire Alarm (Detectors+horn+modules) | Approved | FIREALARM 12E.Basement.1-10 | Supply and install monitor module for fire fighting switches. | ECH | 2 | 2 | 1030 | 2060 | SC_Supply/Apply | نيبتون للمقاولات | FIREALARM 12E.Basement.1-10 | Supply and install monitor module for fire fighting switches. | ECH | 2 | 41.45 | 82.9 | EGP | SC_Supply/Apply
Katameya Creeks |  | RFQ-00024 | Peter Rafaat | MEP (Electro Mechanical) | 2024-03-17 | Supply Fire Alarm (Detectors+horn+modules) | Approved | 6G1 FIREALARM.Basement.1-10 | Supply and install monitor module for fire fighting switches. | ECH | 2 | 2 | 972 | 1944 | SC_Supply/Apply | نيبتون للمقاولات | 6G1 FIREALARM.Basement.1-10 | Supply and install monitor module for fire fighting switches. | ECH | 2 | 41.45 | 82.9 | EGP | SC_Supply/Apply
Katameya Creeks |  | RFQ-00024 | Peter Rafaat | MEP (Electro Mechanical) | 2024-03-17 | Supply Fire Alarm (Detectors+horn+modules) | Approved | FIREALARM 14F.Basement.1-10 | Supply and install monitor module for fire fighting switches. | ECH | 2 | 2 | 1030 | 2060 | SC_Supply/Apply | نيبتون للمقاولات | FIREALARM 14F.Basement.1-10 | Supply and install monitor module for fire fighting switches. | ECH | 2 | 41.45 | 82.9 | EGP | SC_Supply/Apply
Katameya Creeks |  | RFQ-00024 | Peter Rafaat | MEP (Electro Mechanical) | 2024-03-17 | Supply Fire Alarm (Detectors+horn+modules) | Approved | FIREALARM 5 E.Basement.1-10 | Supply and install monitor module for fire fighting switches. | ECH | 2 | 2 | 1030 | 2060 | SC_Supply/Apply | نيبتون للمقاولات | FIREALARM 5 E.Basement.1-10 | Supply and install monitor module for fire fighting switches. | ECH | 2 | 41.45 | 82.9 | EGP | SC_Supply/Apply
Katameya Creeks |  | RFQ-00024 | Peter Rafaat | MEP (Electro Mechanical) | 2024-03-17 | Supply Fire Alarm (Detectors+horn+modules) | Approved | FIREALARM 22E.Basement.1-10 | Supply and install monitor module for fire fighting switches. | ECH | 2 | 2 | 1030 | 2060 | SC_Supply/Apply | نيبتون للمقاولات | FIREALARM 22E.Basement.1-10 | Supply and install monitor module for fire fighting switches. | ECH | 2 | 41.45 | 82.9 | EGP | SC_Supply/Apply
Katameya Creeks |  | RFQ-00024 | Peter Rafaat | MEP (Electro Mechanical) | 2024-03-17 | Supply Fire Alarm (Detectors+horn+modules) | Approved | FIREALARM20 G.Basement.1-10 | Supply and install monitor module for fire fighting switches. | ECH | 2 | 2 | 1030 | 2060 | SC_Supply/Apply | نيبتون للمقاولات | FIREALARM20 G.Basement.1-10 | Supply and install monitor module for fire fighting switches. | ECH | 2 | 41.45 | 82.9 | EGP | SC_Supply/Apply
Katameya Creeks |  | RFQ-00024 | Peter Rafaat | MEP (Electro Mechanical) | 2024-03-17 | Supply Fire Alarm (Detectors+horn+modules) | Approved | FIREALARM 17D.Basement.1-10 | Supply and install monitor module for fire fighting switches. | ECH | 2 | 2 | 1030 | 2060 | SC_Supply/Apply | نيبتون للمقاولات | FIREALARM 17D.Basement.1-10 | Supply and install monitor module for fire fighting switches. | ECH | 2 | 41.45 | 82.9 | EGP | SC_Supply/Apply
Katameya Creeks |  | RFQ-00024 | Peter Rafaat | MEP (Electro Mechanical) | 2024-03-17 | Supply Fire Alarm (Detectors+horn+modules) | Approved | FIREALARM 19D.Basement.1-10 | Supply and install monitor module for fire fighting switches. | ECH | 2 | 2 | 1030 | 2060 | SC_Supply/Apply | نيبتون للمقاولات | FIREALARM 19D.Basement.1-10 | Supply and install monitor module for fire fighting switches. | ECH | 2 | 41.45 | 82.9 | EGP | SC_Supply/Apply
Katameya Creeks |  | RFQ-00024 | Peter Rafaat | MEP (Electro Mechanical) | 2024-03-17 | Supply Fire Alarm (Detectors+horn+modules) | Approved | FIREALARM 10 G.Basement.1-10 | Supply and install monitor module for fire fighting switches. | ECH | 2 | 2 | 1030 | 2060 | SC_Supply/Apply | نيبتون للمقاولات | FIREALARM 10 G.Basement.1-10 | Supply and install monitor module for fire fighting switches. | ECH | 2 | 41.45 | 82.9 | EGP | SC_Supply/Apply
Katameya Creeks |  | RFQ-00024 | Peter Rafaat | MEP (Electro Mechanical) | 2024-03-17 | Supply Fire Alarm (Detectors+horn+modules) | Approved | FIREALARM 2D.Basement.1-10 | Supply and install monitor module for fire fighting switches. | ECH | 2 | 2 | 1030 | 2060 | SC_Supply/Apply | نيبتون للمقاولات | FIREALARM 2D.Basement.1-10 | Supply and install monitor module for fire fighting switches. | ECH | 2 | 41.45 | 82.9 | EGP | SC_Supply/Apply
Katameya Creeks |  | RFQ-00024 | Peter Rafaat | MEP (Electro Mechanical) | 2024-03-17 | Supply Fire Alarm (Detectors+horn+modules) | Approved | FIREALARM 21D.Basement.1-10 | Supply and install monitor module for fire fighting switches. | ECH | 2 | 2 | 1030 | 2060 | SC_Supply/Apply | نيبتون للمقاولات | FIREALARM 21D.Basement.1-10 | Supply and install monitor module for fire fighting switches. | ECH | 2 | 41.45 | 82.9 | EGP | SC_Supply/Apply
Katameya Creeks |  | RFQ-00024 | Peter Rafaat | MEP (Electro Mechanical) | 2024-03-17 | Supply Fire Alarm (Detectors+horn+modules) | Approved | FIREALARM 13G.Basement.1-10 | Supply and install monitor module for fire fighting switches. | ECH | 2 | 2 | 1030 | 2060 | SC_Supply/Apply | نيبتون للمقاولات | FIREALARM 13G.Basement.1-10 | Supply and install monitor module for fire fighting switches. | ECH | 2 | 41.45 | 82.9 | EGP | SC_Supply/Apply
Katameya Creeks |  | RFQ-00024 | Peter Rafaat | MEP (Electro Mechanical) | 2024-03-17 | Supply Fire Alarm (Detectors+horn+modules) | Approved | FIREALARM 15D.Basement.1-10 | Supply and install monitor module for fire fighting switches. | ECH | 2 | 2 | 1030 | 2060 | SC_Supply/Apply | نيبتون للمقاولات | FIREALARM 15D.Basement.1-10 | Supply and install monitor module for fire fighting switches. | ECH | 2 | 41.45 | 82.9 | EGP | SC_Supply/Apply
Katameya Creeks |  | RFQ-00024 | Peter Rafaat | MEP (Electro Mechanical) | 2024-03-17 | Supply Fire Alarm (Detectors+horn+modules) | Approved | FIREALARM 4D.Basement.1-10 | Supply and install monitor module for fire fighting switches. | ECH | 2 | 2 | 1030 | 2060 | SC_Supply/Apply | نيبتون للمقاولات | FIREALARM 4D.Basement.1-10 | Supply and install monitor module for fire fighting switches. | ECH | 2 | 41.45 | 82.9 | EGP | SC_Supply/Apply
Katameya Creeks |  | RFQ-00024 | Peter Rafaat | MEP (Electro Mechanical) | 2024-03-17 | Supply Fire Alarm (Detectors+horn+modules) | Approved | FIREALARM 3H.Basement.1-10 | Supply and install monitor module for fire fighting switches. | ECH | 2 | 2 | 1030 | 2060 | SC_Supply/Apply | نيبتون للمقاولات | FIREALARM 3H.Basement.1-10 | Supply and install monitor module for fire fighting switches. | ECH | 2 | 41.45 | 82.9 | EGP | SC_Supply/Apply
Katameya Creeks |  | RFQ-00024 | Peter Rafaat | MEP (Electro Mechanical) | 2024-03-17 | Supply Fire Alarm (Detectors+horn+modules) | Approved | FIREALARM 21D.Basement.1-8 | Supply and install Fire alarm bell with Strobe light. | ECH | 4 | 4 | 2740 | 10960 | SC_Supply/Apply | نيبتون للمقاولات | FIREALARM 21D.Basement.1-8 | Supply and install Fire alarm bell with Strobe light. | ECH | 4 | 73.54 | 294.16 | EGP | SC_Supply/Apply
Katameya Creeks |  | RFQ-00024 | Peter Rafaat | MEP (Electro Mechanical) | 2024-03-17 | Supply Fire Alarm (Detectors+horn+modules) | Approved | 6G1 FIREALARM.Basement.1-8 | Supply and install Fire alarm bell with Strob light. | ECH | 3 | 3 | 2740 | 8220 | SC_Supply/Apply | نيبتون للمقاولات | 6G1 FIREALARM.Basement.1-8 | Supply and install Fire alarm bell with Strob light. | ECH | 3 | 73.54 | 220.62 | EGP | SC_Supply/Apply
Katameya Creeks |  | RFQ-00024 | Peter Rafaat | MEP (Electro Mechanical) | 2024-03-17 | Supply Fire Alarm (Detectors+horn+modules) | Approved | FIREALARM 11D1.Basement.1-8 | Supply and install Fire alarm bell with Strobe light. | ECH | 3 | 3 | 2740 | 8220 | SC_Supply/Apply | نيبتون للمقاولات | FIREALARM 11D1.Basement.1-8 | Supply and install Fire alarm bell with Strobe light. | ECH | 3 | 73.54 | 220.62 | EGP | SC_Supply/Apply
Katameya Creeks |  | RFQ-00024 | Peter Rafaat | MEP (Electro Mechanical) | 2024-03-17 | Supply Fire Alarm (Detectors+horn+modules) | Approved | 8E FIREALARM.Basement.1-8 | Supply and install Fire alarm bell with Strobe light. | ECH | 4 | 4 | 2740 | 10960 | SC_Supply/Apply | نيبتون للمقاولات | 8E FIREALARM.Basement.1-8 | Supply and install Fire alarm bell with Strobe light. | ECH | 4 | 73.54 | 294.16 | EGP | SC_Supply/Apply
Katameya Creeks |  | RFQ-00024 | Peter Rafaat | MEP (Electro Mechanical) | 2024-03-17 | Supply Fire Alarm (Detectors+horn+modules) | Approved | FIREALARM 9D1.Basement.1-8 | Supply and install Fire alarm bell with Strobe light. | ECH | 4 | 4 | 2740 | 10960 | SC_Supply/Apply | نيبتون للمقاولات | FIREALARM 9D1.Basement.1-8 | Supply and install Fire alarm bell with Strobe light. | ECH | 4 | 73.54 | 294.16 | EGP | SC_Supply/Apply
Katameya Creeks |  | RFQ-00024 | Peter Rafaat | MEP (Electro Mechanical) | 2024-03-17 | Supply Fire Alarm (Detectors+horn+modules) | Approved | FIREALARM 14F.Basement.1-8 | Supply and install Fire alarm bell with Strobe light. | ECH | 4 | 4 | 2740 | 10960 | SC_Supply/Apply | نيبتون للمقاولات | FIREALARM 14F.Basement.1-8 | Supply and install Fire alarm bell with Strobe light. | ECH | 4 | 73.54 | 294.16 | EGP | SC_Supply/Apply
Katameya Creeks |  | RFQ-00024 | Peter Rafaat | MEP (Electro Mechanical) | 2024-03-17 | Supply Fire Alarm (Detectors+horn+modules) | Approved | FIREALARM 5 E.Basement.1-8 | Supply and install Fire alarm bell with Strobe light. | ECH | 3 | 3 | 2740 | 8220 | SC_Supply/Apply | نيبتون للمقاولات | FIREALARM 5 E.Basement.1-8 | Supply and install Fire alarm bell with Strobe light. | ECH | 3 | 73.54 | 220.62 | EGP | SC_Supply/Apply
Katameya Creeks |  | RFQ-00024 | Peter Rafaat | MEP (Electro Mechanical) | 2024-03-17 | Supply Fire Alarm (Detectors+horn+modules) | Approved | FIREALARM20 G.Basement.1-8 | Supply and install Fire alarm bell with Strobe light. | ECH | 4 | 4 | 2740 | 10960 | SC_Supply/Apply | نيبتون للمقاولات | FIREALARM20 G.Basement.1-8 | Supply and install Fire alarm bell with Strobe light. | ECH | 4 | 73.54 | 294.16 | EGP | SC_Supply/Apply
Katameya Creeks |  | RFQ-00024 | Peter Rafaat | MEP (Electro Mechanical) | 2024-03-17 | Supply Fire Alarm (Detectors+horn+modules) | Approved | FIREALARM 10 G.Basement.1-8 | Supply and install Fire alarm bell with Strobe light. | ECH | 3 | 3 | 2740 | 8220 | SC_Supply/Apply | نيبتون للمقاولات | FIREALARM 10 G.Basement.1-8 | Supply and install Fire alarm bell with Strobe light. | ECH | 3 | 73.54 | 220.62 | EGP | SC_Supply/Apply
Katameya Creeks |  | RFQ-00024 | Peter Rafaat | MEP (Electro Mechanical) | 2024-03-17 | Supply Fire Alarm (Detectors+horn+modules) | Approved | FIREALARM 22E.Basement.1-8 | Supply and install Fire alarm bell with Strobe light. | ECH | 5 | 5 | 2740 | 13700 | SC_Supply/Apply | نيبتون للمقاولات | FIREALARM 22E.Basement.1-8 | Supply and install Fire alarm bell with Strobe light. | ECH | 5 | 73.54 | 367.7 | EGP | SC_Supply/Apply
Katameya Creeks |  | RFQ-00024 | Peter Rafaat | MEP (Electro Mechanical) | 2024-03-17 | Supply Fire Alarm (Detectors+horn+modules) | Approved | FIREALARM 15D.Basement.1-8 | Supply and install Fire alarm bell with Strobe light. | ECH | 4 | 4 | 2740 | 10960 | SC_Supply/Apply | نيبتون للمقاولات | FIREALARM 15D.Basement.1-8 | Supply and install Fire alarm bell with Strobe light. | ECH | 4 | 73.54 | 294.16 | EGP | SC_Supply/Apply
Katameya Creeks |  | RFQ-00024 | Peter Rafaat | MEP (Electro Mechanical) | 2024-03-17 | Supply Fire Alarm (Detectors+horn+modules) | Approved | FIREALARM 13G.Basement.1-8 | Supply and install Fire alarm bell with Strobe light. | ECH | 6 | 6 | 2740 | 16440 | SC_Supply/Apply | نيبتون للمقاولات | FIREALARM 13G.Basement.1-8 | Supply and install Fire alarm bell with Strobe light. | ECH | 6 | 73.54 | 441.24 | EGP | SC_Supply/Apply
Katameya Creeks |  | RFQ-00024 | Peter Rafaat | MEP (Electro Mechanical) | 2024-03-17 | Supply Fire Alarm (Detectors+horn+modules) | Approved | FIREALARM 17D.Basement.1-8 | Supply and install Fire alarm bell with Strobe light. | ECH | 5 | 5 | 2740 | 13700 | SC_Supply/Apply | نيبتون للمقاولات | FIREALARM 17D.Basement.1-8 | Supply and install Fire alarm bell with Strobe light. | ECH | 5 | 73.54 | 367.7 | EGP | SC_Supply/Apply
Katameya Creeks |  | RFQ-00024 | Peter Rafaat | MEP (Electro Mechanical) | 2024-03-17 | Supply Fire Alarm (Detectors+horn+modules) | Approved | FIREALARM 12E.Basement.1-8 | Supply and install Fire alarm bell with Strobe light. | ECH | 4 | 4 | 2740 | 10960 | SC_Supply/Apply | نيبتون للمقاولات | FIREALARM 12E.Basement.1-8 | Supply and install Fire alarm bell with Strobe light. | ECH | 4 | 73.54 | 294.16 | EGP | SC_Supply/Apply
Katameya Creeks |  | RFQ-00024 | Peter Rafaat | MEP (Electro Mechanical) | 2024-03-17 | Supply Fire Alarm (Detectors+horn+modules) | Approved | FIREALARM 18 F.Basement.1-8 | Supply and install Fire alarm bell with Strobe light. | ECH | 3 | 3 | 2740 | 8220 | SC_Supply/Apply | نيبتون للمقاولات | FIREALARM 18 F.Basement.1-8 | Supply and install Fire alarm bell with Strobe light. | ECH | 3 | 73.54 | 220.62 | EGP | SC_Supply/Apply
Katameya Creeks |  | RFQ-00024 | Peter Rafaat | MEP (Electro Mechanical) | 2024-03-17 | Supply Fire Alarm (Detectors+horn+modules) | Approved | FIREALARM 3H.Basement.1-8 | Supply and install Fire alarm bell with Strobe light. | ECH | 5 | 5 | 2740 | 13700 | SC_Supply/Apply | نيبتون للمقاولات | FIREALARM 3H.Basement.1-8 | Supply and install Fire alarm bell with Strobe light. | ECH | 5 | 73.54 | 367.7 | EGP | SC_Supply/Apply
Katameya Creeks |  | RFQ-00024 | Peter Rafaat | MEP (Electro Mechanical) | 2024-03-17 | Supply Fire Alarm (Detectors+horn+modules) | Approved | FIREALARM 4D.Basement.1-8 | Supply and install Fire alarm bell with Strobe light. | ECH | 5 | 5 | 2740 | 13700 | SC_Supply/Apply | نيبتون للمقاولات | FIREALARM 4D.Basement.1-8 | Supply and install Fire alarm bell with Strobe light. | ECH | 5 | 73.54 | 367.7 | EGP | SC_Supply/Apply
Katameya Creeks |  | RFQ-00024 | Peter Rafaat | MEP (Electro Mechanical) | 2024-03-17 | Supply Fire Alarm (Detectors+horn+modules) | Approved | FIREALARM 2D.Basement.1-8 | Supply and install Fire alarm bell with Strobe light. | ECH | 4 | 4 | 2740 | 10960 | SC_Supply/Apply | نيبتون للمقاولات | FIREALARM 2D.Basement.1-8 | Supply and install Fire alarm bell with Strobe light. | ECH | 4 | 73.54 | 294.16 | EGP | SC_Supply/Apply
Katameya Creeks |  | RFQ-00024 | Peter Rafaat | MEP (Electro Mechanical) | 2024-03-17 | Supply Fire Alarm (Detectors+horn+modules) | Approved | 7G FIREALARM.Basement.1-8 | Supply and install Fire alarm bell with Strobe light. | ECH | 4 | 4 | 2740 | 10960 | SC_Supply/Apply | نيبتون للمقاولات | 7G FIREALARM.Basement.1-8 | Supply and install Fire alarm bell with Strobe light. | ECH | 4 | 73.54 | 294.16 | EGP | SC_Supply/Apply
Katameya Creeks |  | RFQ-00024 | Peter Rafaat | MEP (Electro Mechanical) | 2024-03-17 | Supply Fire Alarm (Detectors+horn+modules) | Approved | FIREALARM 19D.Basement.1-8 | Supply and install Fire alarm bell with Strobe light. | ECH | 6 | 4 | 2740 | 10960 | SC_Supply/Apply | نيبتون للمقاولات | FIREALARM 19D.Basement.1-8 | Supply and install Fire alarm bell with Strobe light. | ECH | 4 | 73.54 | 294.16 | EGP | SC_Supply/Apply
Katameya Creeks |  | RFQ-00024 | Peter Rafaat | MEP (Electro Mechanical) | 2024-03-17 | Supply Fire Alarm (Detectors+horn+modules) | Approved | FIREALARM 16E.Basement.1-8 | Supply and install Fire alarm bell with Strobe light. | ECH | 4 | 4 | 2740 | 10960 | SC_Supply/Apply | نيبتون للمقاولات | FIREALARM 16E.Basement.1-8 | Supply and install Fire alarm bell with Strobe light. | ECH | 4 | 73.54 | 294.16 | EGP | SC_Supply/Apply
Sohag HSR Station _0210 |  | RFQ-00007 | Mohamed Morsi | Operation | 2024-02-05 | Backfilling | Approved | 3.2.05 | Backfill soil between and above foundation level with well graded sand as per specified in project specs. measured from the foundation level by layers not more than 250 mm for each layer thickness. The price includes the compaction till not less than 95% as compaction percentage from modified proctor test and all requested tests as per geotechnical report, project specifications and the Egyptian code of practice of soil mechanics. | CBM | 76000 | 1200 | 190.48 | 228576 | SC_Supply/Apply | الريان للتشييد و البناء و المقاولات العامه خلف عبد | 3.2.05 | Backfill soil between and above foundation level with well graded sand as per specified in project specs. measured from the foundation level by layers not more than 250 mm for each layer thickness. The price includes the compaction till not less than 95% as compaction percentage from modified proctor test and all requested tests as per geotechnical report, project specifications and the Egyptian code of practice of soil mechanics. | CBM | 1200 | 185 | 222000 | EGP | SC_Supply/Apply
Katameya Creeks |  | RFQ-00013 | Purchasing Engineers | Purchasing | 2024-02-11 | plywood | Approved | Plywood for Landscape | Plywood for Landscape | ECH | 300 | 300 | 513 | 153900 | MAT_Wood | مؤسسة عباد الرحمن لتجارة الاخشاب اسامة ب | Plywood for Landscape | Plywood for Landscape | ECH | 300 | 1250 | 375000 | EGP | MAT_Wood
Hosh Eissa Hospital _0201 |  | RFQ-00019 | Nouran Moataz | Operation | 2024-03-06 | BIM works | Approved | 11 | Mechanical HVAC (Ventilation and cooling) | NO | 7 | 7 | 14856.25 | 103993.75 | Ind | بلانوجز بيرو كايرو للتصميمات الهندسية | 11 | Mechanical HVAC (Ventilation and cooling) | NO | 7 | 14856.25 | 103993.75 | EGP | Ind
Hosh Eissa Hospital _0201 |  | RFQ-00019 | Nouran Moataz | Operation | 2024-03-06 | BIM works | Approved | 11 | Fire Fighting | NO | 6 | 6 | 14856.25 | 89137.5 | Ind | بلانوجز بيرو كايرو للتصميمات الهندسية | 11 | Fire Fighting | NO | 6 | 14856.25 | 89137.5 | EGP | Ind
Hosh Eissa Hospital _0201 |  | RFQ-00019 | Nouran Moataz | Operation | 2024-03-06 | BIM works | Approved | 11 | Driange System | NO | 8 | 8 | 11885 | 95080 | Ind | بلانوجز بيرو كايرو للتصميمات الهندسية | 11 | Driange System | NO | 8 | 11885 | 95080 | EGP | Ind
Hosh Eissa Hospital _0201 |  | RFQ-00019 | Nouran Moataz | Operation | 2024-03-06 | BIM works | Approved | 11 | Water Supply System | NO | 7 | 7 | 7131 | 49917 | Ind | بلانوجز بيرو كايرو للتصميمات الهندسية | 11 | Water Supply System | NO | 7 | 7131 | 49917 | EGP | Ind
Hosh Eissa Hospital _0201 |  | RFQ-00019 | Nouran Moataz | Operation | 2024-03-06 | BIM works | Approved | 11 | Electrical | NO | 6 | 6 | 5704.8 | 34228.8 | Ind | بلانوجز بيرو كايرو للتصميمات الهندسية | 11 | Electrical | NO | 6 | 5704.8 | 34228.8 | EGP | Ind
Hosh Eissa Hospital _0201 |  | RFQ-00019 | Nouran Moataz | Operation | 2024-03-06 | BIM works | Approved | 11 | Low Current | NO | 6 | 6 | 5229.4 | 31376.4 | Ind | بلانوجز بيرو كايرو للتصميمات الهندسية | 11 | Low Current | NO | 6 | 5229.4 | 31376.4 | EGP | Ind
Hosh Eissa Hospital _0201 |  | RFQ-00019 | Nouran Moataz | Operation | 2024-03-06 | BIM works | Approved | 11 | Medical Gases | NO | 6 | 6 | 7131 | 42786 | Ind | بلانوجز بيرو كايرو للتصميمات الهندسية | 11 | Medical Gases | NO | 6 | 7131 | 42786 | EGP | Ind
Jawhara Palace Restoration _0200 |  | RFQ-00012 | Marwa Mounir | Operation | 2024-02-19 | أعمال نقل مخلفات | Approved | 11.27 | بالمتر المكعب حفر يدوي لزوم اعمال حقن الاساسات والحوائط والحفاظ علي الاثر في اي نوع من انواع التربة ما عدا التربه الصخرية والفئة تشمل الحفر والتكسير وازالة اي دكات وعمل اي مكاشف ان وجدت - وعمل سند للجوانب ونزح المياه الجوفية إذا لزم الامر والفئة تشمل نقل ناتج الحفر الي المقالب العمويمة ونزح المياه ( DEWATERING) بالطريقة الهندسية التي يتم اعدادها بواسطة المقاول واعتمادها من طاقم الاشراف مع عمل كل ما يلزم لنهو الاعمال حسب اصول الصناعه وتعليمات جهاز الاشراف . | CBM | 2500 | 2500 | 150 | 375000 | OTH | شركة التقوى للمقاولات | 11.27 | بالمتر المكعب حفر يدوي لزوم اعمال حقن الاساسات والحوائط والحفاظ علي الاثر في اي نوع من انواع التربة ما عدا التربه الصخرية والفئة تشمل الحفر والتكسير وازالة اي دكات وعمل اي مكاشف ان وجدت - وعمل سند للجوانب ونزح المياه الجوفية إذا لزم الامر والفئة تشمل نقل ناتج الحفر الي المقالب العمويمة ونزح المياه ( DEWATERING) بالطريقة الهندسية التي يتم اعدادها بواسطة المقاول واعتمادها من طاقم الاشراف مع عمل كل ما يلزم لنهو الاعمال حسب اصول الصناعه وتعليمات جهاز الاشراف . | CBM | 2500 | 140 | 350000 | EGP | OTH
Katameya Creeks |  | RFQ-00011 | Sandra Hany | Procurement | 2024-02-05 | Painting | Approved | 1.5.Buildings.Arch | اعمال توريد وننفيذ بياض ودهانات لزوم أسقف التراسات | SQM | 12094.32 | 8215.82 | 131.97 | 1084241.77 | SC_Supply/Apply | First Alex | 1.5.Buildings.Arch | اعمال توريد وننفيذ بياض ودهانات لزوم أسقف التراسات | SQM | 8215.82 | 110 | 903740.2 | EGP | SC_Supply/Apply
Katameya Creeks |  | RFQ-00011 | Sandra Hany | Procurement | 2024-02-05 | Painting | Approved | 1.8.Buildings.Arch | اعمال توريد وننفيذ دهانات بلاستيك علي الخرسانة لسقف غرف ال (Storage, Corridor, Hvac Room , Telecom Room, KC Room, Service Room, Electrical room , car parking area , Garbage Room) | SQM | 35884.09 | 1716.15 | 130.77 | 224420.94 | SC_Supply/Apply | First Alex | 1.8.Buildings.Arch | اعمال توريد وننفيذ دهانات بلاستيك علي الخرسانة لسقف غرف ال (Storage, Corridor, Hvac Room , Telecom Room, KC Room, Service Room, Electrical room , car parking area , Garbage Room) | SQM | 1716.15 | 125 | 214518.75 | EGP | SC_Supply/Apply
Katameya Creeks |  | RFQ-00011 | Sandra Hany | Procurement | 2024-02-05 | Painting | Approved | 1.9.Buildings.Arch | اعمال توريد وننفيذ دهانات بلاستيك علي ألواح جبسية لزوم غرف (Driver Quarter , Kitchen , WC) | SQM | 801.01 | 801.01 | 100 | 80101 | SC_Supply/Apply | First Alex | 1.9.Buildings.Arch | اعمال توريد وننفيذ دهانات بلاستيك علي ألواح جبسية لزوم غرف (Driver Quarter , Kitchen , WC) | SQM | 801.01 | 105 | 84106.05 | EGP | SC_Supply/Apply
Katameya Creeks |  | RFQ-00011 | Sandra Hany | Procurement | 2024-02-05 | Painting | Approved | 1.3.Buildings.Arch | اعمال توريد وننفيذ بياض ودهانات سكيب رويال للسلم الرئيسي لزوم جمع الادوار وCommon Area | SQM | 15403.83 | 13793.16 | 64.2 | 885520.87 | SC_Supply/Apply | First Alex | 1.3.Buildings.Arch | اعمال توريد وننفيذ بياض ودهانات سكيب رويال للسلم الرئيسي لزوم جمع الادوار وCommon Area | SQM | 13793.16 | 100 | 1379316 | EGP | SC_Supply/Apply
Katameya Creeks |  | RFQ-00011 | Sandra Hany | Procurement | 2024-02-05 | Painting | Approved | 1.7.Buildings.Arch | اعمال توريد وننفيذ بياض بباض ودهانات سكيب رويال لحوائط غرف ال (Car Parking Area) | SQM | 37257.19 | 10669 | 139.97 | 1493339.93 | SC_Supply/Apply | First Alex | 1.7.Buildings.Arch | اعمال توريد وننفيذ بياض بباض ودهانات سكيب رويال لحوائط غرف ال (Car Parking Area) | SQM | 10669 | 140 | 1493660 | EGP | SC_Supply/Apply
Katameya Creeks |  | RFQ-00011 | Sandra Hany | Procurement | 2024-02-05 | Painting | Approved | RFV-99 | Supply & Install Painting for elevator lobby wall in Typical Floors | SQM | 7600 | 6187.59 | 195 | 1206580.05 | SC_Supply/Apply | First Alex | RFV-99 | Supply & Install Painting for elevator lobby wall in Typical Floors | SQM | 6187.59 | 150 | 928138.5 | EGP | SC_Supply/Apply
Katameya Creeks |  | RFQ-00011 | Sandra Hany | Procurement | 2024-02-05 | Painting | Approved | 1.3.Buildings.Arch | Ceiling For Stairs Supply & Install Internal Paint For Stairs all in accordance to Specifications, Drawings & Consultant's Requirements. | SQM | 2236 | 2236 | 141 | 315276 | SC_Supply/Apply | First Alex | 1.3.Buildings.Arch | Ceiling For Stairs Supply & Install Internal Paint For Stairs all in accordance to Specifications, Drawings & Consultant's Requirements. | SQM | 2236 | 120 | 268320 | EGP | SC_Supply/Apply
Katameya Creeks |  | RFQ-00011 | Sandra Hany | Procurement | 2024-02-05 | Painting | Approved | RFV-104 | Supply & Install Anti-Carbonation System for Basement at yellow color | SQM | 8172 | 7900 | 150 | 1185000 | SC_Supply/Apply | First Alex | RFV-104 | Supply & Install Anti-Carbonation System for Basement at yellow color | SQM | 7900 | 140 | 1106000 | EGP | SC_Supply/Apply
Katameya Creeks |  | RFQ-00011 | Sandra Hany | Procurement | 2024-02-05 | Painting | Approved | 1.6.Buildings.Arch | اعمال توريد وننفيذ بياض بباض ودهانات سكيب رويال لحوائط غرف ال (Driver Quarter , Kitch ,Storage, Corridor, Hvac Room , Telecom Room, KC Room, Service Room, Electrical room) | SQM | 17862.3 | 8883 | 64.2 | 570288.6 | SC_Supply/Apply | First Alex | 1.6.Buildings.Arch | اعمال توريد وننفيذ بياض بباض ودهانات سكيب رويال لحوائط غرف ال (Driver Quarter , Kitch ,Storage, Corridor, Hvac Room , Telecom Room, KC Room, Service Room, Electrical room) | SQM | 8883 | 100 | 888300 | EGP | SC_Supply/Apply
Katameya Creeks |  | RFQ-00011 | Sandra Hany | Procurement | 2024-02-05 | Painting | Approved | 1.2.Buildings.Arch | بالمتر المسطح أعمال دهانات سكنتين معجون ووش بطانة لزوم الغرف والمطابخ | SQM | 135370.01 | 38599.44 | 45.8 | 1767854.35 | SC_Supply/Apply | First Alex | 1.2.Buildings.Arch | بالمتر المسطح أعمال دهانات سكنتين معجون ووش بطانة لزوم الغرف والمطابخ | SQM | 38599.44 | 55 | 2122969.2 | EGP | SC_Supply/Apply
Katameya Creeks |  | RFQ-00011 | Sandra Hany | Procurement | 2024-02-05 | Painting | Approved | 1.6.Buildings.Arch | اعمال توريد وننفيذ بياض بباض ودهانات سكيب رويال لحوائط غرف ال (Driver Quarter , Kitch ,Storage, Corridor, Hvac Room , Telecom Room, KC Room, Service Room, Electrical room) | SQM | 17862.3 | 4500 | 64.2 | 288900 | SC_Supply/Apply | First Alex | 1.6.Buildings.Arch | اعمال توريد وننفيذ بياض بباض ودهانات سكيب رويال لحوائط غرف ال (Driver Quarter , Kitch ,Storage, Corridor, Hvac Room , Telecom Room, KC Room, Service Room, Electrical room) | SQM | 4500 | 100 | 450000 | EGP | SC_Supply/Apply
Mivida BP#189 |  | RFQ-00027 | Mostafa Shourbagi | MEP (Electro Mechanical) | 2024-02-14 | Supply of Hydrants & Fire Department Connection | Approved | 152105.Bas | 6" Dry Barrel Hydrant , UL/FM Approved Model (150-NFH(F)) | ECH | 14 | 14 | 37426.84 | 523975.76 | SC_Supply | Naffco | 152105.Bas | 6" Dry Barrel Hydrant , UL/FM Approved Model (150-NFH(F)) | ECH | 14 | 2641.27 | 36977.78 | EGP | SC_Supply
Mivida BP#189 |  | RFQ-00027 | Mostafa Shourbagi | MEP (Electro Mechanical) | 2024-02-14 | Supply of Hydrants & Fire Department Connection | Approved | 152105.Bas | Fire Department Connection 6" x 4-way Breeching inlet , UL/FM Approved Model NWR 115 | ECH | 6 | 6 | 17670.7 | 106024.2 | SC_Supply | Naffco | 152105.Bas | Fire Department Connection 6" x 4-way Breeching inlet , UL/FM Approved Model NWR 115 | ECH | 6 | 1247.05 | 7482.3 | EGP | SC_Supply
Mivida BP#189 |  | RFQ-00070 | Mostafa Shourbagi | MEP (Electro Mechanical) | 2024-04-29 | Steel Fittings | Approved | 152105.all | 90117-FF Fittings | LS | 1 | 1 | 89857 | 89857 | SC_Supply | ماس للتوريدات العموميه | 152105.all | 90117-FF Fittings | LS | 1 | 928418.13 | 928418.13 | EGP | SC_Supply
Mivida BP#189 |  | RFQ-00070 | Mostafa Shourbagi | MEP (Electro Mechanical) | 2024-04-29 | Steel Fittings | Approved | 152105.BAS Z04 FF | PR 91206,91628 Z04 FF Fittings | LS | 1 | 1 | 149761 | 149761 | SC_Supply | ماس للتوريدات العموميه | 152105.BAS Z04 FF | PR 91206,91628 Z04 FF Fittings | LS | 1 | 103157.57 | 103157.57 | EGP | SC_Supply
Rabigh CCPP-Civil _K0006 |  | RFQ-00009 | Mohamed Amr | Procurement | 2024-04-30 | Pile Head Treatment | Approved | 11.14 - Baseline BOQ- Power Block+Balance of Plant-07 13 00 SWP-0015 | Single Layer of SBS modified bituminous waterproofing membrane, 4mm thick using "PY40200L" from Awazel or GSPLASTO F from GULF Seal or equivalent reinforced with 200 Gr/Sqm polyester, fully torch applied, with 100mm side lap & 150mm end lap and staggered end laps, including 50X50mm mortar cant strip on junction lines between horizontal & vertical areas (excluding cement, and water), and including Solvent base primer conforming to ASTM D41 | SQM | 0 | 0 | 23 | 0 | SC_Supply/Apply | Absar | 11.14 - Baseline BOQ- Power Block+Balance of Plant-07 13 00 SWP-0015 | Single Layer of SBS modified bituminous waterproofing membrane, 4mm thick using "PY40200L" from Awazel or GSPLASTO F from GULF Seal or equivalent reinforced with 200 Gr/Sqm polyester, fully torch applied, with 100mm side lap & 150mm end lap and staggered end laps, including 50X50mm mortar cant strip on junction lines between horizontal & vertical areas (excluding cement, and water), and including Solvent base primer conforming to ASTM D41 | SQM | 0 | 23 | 0 | SAR | SC_Supply/Apply
Rabigh CCPP-Civil _K0006 |  | RFQ-00009 | Mohamed Amr | Procurement | 2024-04-30 | Pile Head Treatment | Approved | 11.14 - Baseline BOQ- Power Block+Balance of Plant-07 13 00 SWP-0015 | Double Layer of SBS modified bituminous waterproofing membrane, 2 * 4mm thick using "PY40200L" from Awazel or GSPLASTO F from GULF Seal or equivalent reinforced with 200 Gr/Sqm polyester, fully torch applied, with 100mm side lap & 150mm end lap and staggered end laps, including 50X50mm mortar cant strip on junction lines between horizontal & vertical areas (excluding cement, and water), and including Solvent base primer conforming to ASTM D41. | SQM | 65446.25 | 65446.25 | 55 | 3599543.75 | SC_Supply/Apply | Absar | 11.14 - Baseline BOQ- Power Block+Balance of Plant-07 13 00 SWP-0015 | Double Layer of SBS modified bituminous waterproofing membrane, 2 * 4mm thick using "PY40200L" from Awazel or GSPLASTO F from GULF Seal or equivalent reinforced with 200 Gr/Sqm polyester, fully torch applied, with 100mm side lap & 150mm end lap and staggered end laps, including 50X50mm mortar cant strip on junction lines between horizontal & vertical areas (excluding cement, and water), and including Solvent base primer conforming to ASTM D41. | SQM | 65446.25 | 44 | 2879635 | SAR | SC_Supply/Apply
Rabigh CCPP-Civil _K0006 |  | RFQ-00009 | Mohamed Amr | Procurement | 2024-04-30 | Pile Head Treatment | Approved | 11.14 - Baseline BOQ- Power Block+Balance of Plant-07 13 00 SWP-0015 | Protection layer of non-woven geotextile using "Geomatt NPS14" from Mattex or equivalent; 140 Gr/Sqm shall be laid loose on horizontal area. | SQM | 65446.25 | 65446.25 | 5 | 327231.25 | SC_Supply/Apply | Absar | 11.14 - Baseline BOQ- Power Block+Balance of Plant-07 13 00 SWP-0015 | Protection layer of non-woven geotextile using "Geomatt NPS14" from Mattex or equivalent; 140 Gr/Sqm shall be laid loose on horizontal area. | SQM | 65446.25 | 3 | 196338.75 | SAR | SC_Supply/Apply
Rabigh CCPP-Civil _K0006 |  | RFQ-00009 | Mohamed Amr | Procurement | 2024-04-30 | Pile Head Treatment | Approved | 11.14 - Baseline BOQ- Power Block+Balance of Plant-07 13 00 SWP-0014 | Double Layer of SBS modified bituminous waterproofing membrane, 2 * 4mm thick using "PY40200L" from Awazel or GSPLASTO F from GULF Seal or equivalent reinforced with 200 Gr/Sqm polyester, fully torch applied, with 100mm side lap & 150mm end lap and staggered end laps, including waterproofing dressing around service pipes drains & water outlet diameter not exceeding 4 inch and including Solvent base primer conforming to ASTM D41. | SQM | 86904.68 | 86904.68 | 23 | 1998807.64 | SC_Supply/Apply | Absar | 11.14 - Baseline BOQ- Power Block+Balance of Plant-07 13 00 SWP-0014 | Double Layer of SBS modified bituminous waterproofing membrane, 2 * 4mm thick using "PY40200L" from Awazel or GSPLASTO F from GULF Seal or equivalent reinforced with 200 Gr/Sqm polyester, fully torch applied, with 100mm side lap & 150mm end lap and staggered end laps, including waterproofing dressing around service pipes drains & water outlet diameter not exceeding 4 inch and including Solvent base primer conforming to ASTM D41. | SQM | 86904.68 | 44 | 3823805.92 | SAR | SC_Supply/Apply
Rabigh CCPP-Civil _K0006 |  | RFQ-00009 | Mohamed Amr | Procurement | 2024-04-30 | Pile Head Treatment | Approved | 11.14 - Baseline BOQ- Power Block+Balance of Plant-07 13 00 SWP-0014 | Protection board of GS Protect or Awazel MS-60 or Bituflex 6mm or Izoprotect 6mm, spot bonded onto vertically applied waterproofing membrane. | SQM | 86904.68 | 86904.68 | 25 | 2172617 | SC_Supply/Apply | Absar | 11.14 - Baseline BOQ- Power Block+Balance of Plant-07 13 00 SWP-0014 | Protection board of GS Protect or Awazel MS-60 or Bituflex 6mm or Izoprotect 6mm, spot bonded onto vertically applied waterproofing membrane. | SQM | 86904.68 | 25 | 2172617 | SAR | SC_Supply/Apply
Rabigh CCPP-Civil _K0006 |  | RFQ-00009 | Mohamed Amr | Procurement | 2024-04-30 | Pile Head Treatment | Approved | 11.20 - Baseline BOQ- Power Block+Balance of Plant-31 63 23 EO-0006 | Lay down the primer layer to prepare the surface to receive the SBS membrane & Lay down 2 Layers SBS 4mm each perpendicular around the pile head and with a 5cm on the pile top (till the pile outer reinforcement) As Per Approved Material From Awazel - PY40200l | ECH | 1012.49 | 1012.49 | 45 | 45562.05 | SC_Supply/Apply | Absar | 11.20 - Baseline BOQ- Power Block+Balance of Plant-31 63 23 EO-0006 | Lay down the primer layer to prepare the surface to receive the SBS membrane & Lay down 2 Layers SBS 4mm each perpendicular around the pile head and with a 5cm on the pile top (till the pile outer reinforcement) As Per Approved Material From Awazel - PY40200l | ECH | 1012.49 | 100 | 101249 | SAR | SC_Supply/Apply
Rabigh CCPP-Civil _K0006 |  | RFQ-00009 | Mohamed Amr | Procurement | 2024-04-30 | Pile Head Treatment | Approved | 11.20 - Baseline BOQ- Power Block+Balance of Plant-31 63 23 EO-0006 | Lay down the swellable water stop around the pile circumference As Per Approved Material From SIKA - SIKASWELL | ECH | 1012.49 | 1012.49 | 55 | 55686.95 | SC_Supply/Apply | Absar | 11.20 - Baseline BOQ- Power Block+Balance of Plant-31 63 23 EO-0006 | Lay down the swellable water stop around the pile circumference As Per Approved Material From SIKA - SIKASWELL | ECH | 1012.49 | 55 | 55686.95 | SAR | SC_Supply/Apply
Rabigh CCPP-Civil _K0006 |  | RFQ-00009 | Mohamed Amr | Procurement | 2024-04-30 | Pile Head Treatment | Approved | 11.14 - Baseline BOQ- Power Block+Balance of Plant-07 13 00 SWP-0014 | Upper ends of membrane at external walls 150mm above finished backfilling level shall be mechanically fastened with aluminum strip bar with sealant protection. | MTR | 1000 | 1000 | 2 | 2000 | SC_Supply/Apply | Absar | 11.14 - Baseline BOQ- Power Block+Balance of Plant-07 13 00 SWP-0014 | Upper ends of membrane at external walls 150mm above finished backfilling level shall be mechanically fastened with aluminum strip bar with sealant protection. | MTR | 1000 | 14 | 14000 | SAR | SC_Supply/Apply
Rabigh CCPP-Civil _K0006 |  | RFQ-00009 | Mohamed Amr | Procurement | 2024-04-30 | Pile Head Treatment | Approved | 11.20 - Baseline BOQ- Power Block+Balance of Plant-31 63 23 EO-0006 | Supply & Apply elastomeric cementitious water proofing at the pile top As Per Approved Material From SIKA - Sika Monotop / Sika top 107. & Pour 25 mm non shrinkage grout around and on the top of the pile As Per Approved Material From SIKA - SIKA GROUT 214 | ECH | 1012.49 | 1012.49 | 195 | 197435.55 | SC_Supply/Apply | Absar | 11.20 - Baseline BOQ- Power Block+Balance of Plant-31 63 23 EO-0006 | Supply & Apply elastomeric cementitious water proofing at the pile top As Per Approved Material From SIKA - Sika Monotop / Sika top 107. & Pour 25 mm non shrinkage grout around and on the top of the pile As Per Approved Material From SIKA - SIKA GROUT 214 | ECH | 1012.49 | 250 | 253122.5 | SAR | SC_Supply/Apply
Rabigh CCPP-Civil _K0006 |  | RFQ-00009 | Mohamed Amr | Procurement | 2024-04-30 | Pile Head Treatment | Approved | 11.20 - Baseline BOQ- Power Block+Balance of Plant-31 63 23 EO-0006 | Accommodation & Transportation cost for company labors during contract period & It will be collected after finishing aal the scope of work. | ECH | 1 | 1 | 15000 | 15000 | SC_Supply/Apply | Absar | 11.20 - Baseline BOQ- Power Block+Balance of Plant-31 63 23 EO-0006 | Accommodation & Transportation cost for company labors during contract period & It will be collected after finishing aal the scope of work. | ECH | 1 | 15000 | 15000 | SAR | SC_Supply/Apply
Sohag HSR Station _0210 |  | RFQ-00010 | Purchasing Engineers | Purchasing | 2024-03-11 | Wood For Construction | Approved | 5.08.13 | الواح كونتر 18 مم *2.44م * 1.22 م | ECH | 1500 | 1500 | 928 | 1392000 | SC_Apply | المتحدة للتجارة والتوريدات (حمدي مصطفي | 5.08.13 | الواح كونتر 18 مم *2.44م * 1.22 م | ECH | 1500 | 1400 | 2100000 | EGP | SC_Apply
Katameya Creeks |  | RFQ-00021 | Youssef Abd El Kream | MEP (Electro Mechanical) | 2024-03-04 | Fixation Acc. | Approved | All Buildings | اكمون 10 | ECH | 3000 | 3000 | 4.7 | 14100 | MAT_Misc | Power Trade | All Buildings | اكمون 10 | ECH | 3000 | 8.25 | 24750 | EGP | MAT_Misc
Katameya Creeks |  | RFQ-00021 | Youssef Abd El Kream | MEP (Electro Mechanical) | 2024-03-04 | Fixation Acc. | Approved | All Buildings | مسمار 8 مم + فيشر 8 مم طول 4 سم | ECH | 2000 | 2000 | 0.83 | 1660 | MAT_Misc | Power Trade | All Buildings | مسمار 8 مم + فيشر 8 مم طول 4 سم | ECH | 2000 | 1.45 | 2900 | EGP | MAT_Misc
Katameya Creeks |  | RFQ-00021 | Youssef Abd El Kream | MEP (Electro Mechanical) | 2024-03-04 | Fixation Acc. | Approved | All Buildings | حبل شداد | KGR | 100 | 100 | 51.3 | 5130 | MAT_Misc | Power Trade | All Buildings | حبل شداد | KGR | 100 | 90 | 9000 | EGP | MAT_Misc
Katameya Creeks |  | RFQ-00033 | Mostafa Ashraf | MEP (Electro Mechanical) | 2024-04-03 | Lamps for F1 | Approved | Type G.Buildings.6-6 | LED LAMP T8 - 18W - 6500K | ECH | 2728 | 2728 | 125.4 | 342091.2 | SC_Supply/Apply | ستاندرد باور | Type G.Buildings.6-6 | LED LAMP T8 - 18W - 6500K | ECH | 2728 | 165.1 | 450392.8 | EGP | SC_Supply/Apply
Rabigh CCPP-Civil _K0006 |  | RFQ-00008 | Ahmed Saleh | MEP (Electro Mechanical) | 2024-04-30 | MEP Installation Work | Approved | 11.18 - Baseline BOQ- Power Block+Balance of Plant-33 05 61 SNT-0018 | Supplying; installing; testing; rectangular; cast-in-place concrete; catch basin; internal dims. L=0.6mxW=0.6mxH=1m; installed under ground; depth range 1m<D≤2m; for storm network. | ECH | 163 | 163 | 217 | 35371 | SC_Apply | شركة اضواء الخليل للمقاولات | 11.18 - Baseline BOQ- Power Block+Balance of Plant-33 05 61 SNT-0018 | Supplying; installing; testing; rectangular; cast-in-place concrete; catch basin; internal dims. L=0.6mxW=0.6mxH=1m; installed under ground; depth range 1m<D≤2m; for storm network. | ECH | 163 | 2070 | 337410 | SAR | SC_Apply
Rabigh CCPP-Civil _K0006 |  | RFQ-00008 | Ahmed Saleh | MEP (Electro Mechanical) | 2024-04-30 | MEP Installation Work | Approved | 11.18 - Baseline BOQ- Power Block+Balance of Plant-33 05 61 SNT-0019 | Supplying; installing; testing; rectangular; cast-in-place concrete; building catch basin; internal dims. L=0.3mxW=0.3mxH=0.6m; installed under ground; depth range 1m<D≤2m; for storm network. | ECH | 122 | 122 | 206 | 25132 | SC_Apply | شركة اضواء الخليل للمقاولات | 11.18 - Baseline BOQ- Power Block+Balance of Plant-33 05 61 SNT-0019 | Supplying; installing; testing; rectangular; cast-in-place concrete; building catch basin; internal dims. L=0.3mxW=0.3mxH=0.6m; installed under ground; depth range 1m<D≤2m; for storm network. | ECH | 122 | 2070 | 252540 | SAR | SC_Apply
Rabigh CCPP-Civil _K0006 |  | RFQ-00008 | Ahmed Saleh | MEP (Electro Mechanical) | 2024-04-30 | MEP Installation Work | Approved | 11.18 - Baseline BOQ- Power Block+Balance of Plant-33 05 61 SWNT-0015 | Supplying; installing; testing; circular; cast-in-place concrete; manhole; internal dims. D=1.2m; installed under ground; depth range 1m<D≤2m; for oil network. | ECH | 5 | 5 | 241 | 1205 | SC_Apply | شركة اضواء الخليل للمقاولات | 11.18 - Baseline BOQ- Power Block+Balance of Plant-33 05 61 SWNT-0015 | Supplying; installing; testing; circular; cast-in-place concrete; manhole; internal dims. D=1.2m; installed under ground; depth range 1m<D≤2m; for oil network. | ECH | 5 | 2070 | 10350 | SAR | SC_Apply
Rabigh CCPP-Civil _K0006 |  | RFQ-00008 | Ahmed Saleh | MEP (Electro Mechanical) | 2024-04-30 | MEP Installation Work | Approved | 11.18 - Baseline BOQ- Power Block+Balance of Plant-33 05 61 SWNT-0016 | Supplying; installing; testing; circular; cast-in-place concrete; manhole; internal dims. D=2m; installed under ground; depth range D>3m; for oil network. | ECH | 2 | 2 | 364 | 728 | SC_Apply | شركة اضواء الخليل للمقاولات | 11.18 - Baseline BOQ- Power Block+Balance of Plant-33 05 61 SWNT-0016 | Supplying; installing; testing; circular; cast-in-place concrete; manhole; internal dims. D=2m; installed under ground; depth range D>3m; for oil network. | ECH | 2 | 2530 | 5060 | SAR | SC_Apply
Rabigh CCPP-Civil _K0006 |  | RFQ-00008 | Ahmed Saleh | MEP (Electro Mechanical) | 2024-04-30 | MEP Installation Work | Approved | 11.18 - Baseline BOQ- Power Block+Balance of Plant-33 42 11 SNT-0039 | Supplying; installing; testing; gravity; PN6 bar; fiberglass-reinforced plastic (GRP) pipes; outer Dia. 1400mm; installed under ground; depth range 2m<D≤3m; on sand bedding; for storm network. | MTR | 36.36 | 36.36 | 1409 | 51231.24 | SC_Apply | شركة اضواء الخليل للمقاولات | 11.18 - Baseline BOQ- Power Block+Balance of Plant-33 42 11 SNT-0039 | Supplying; installing; testing; gravity; PN6 bar; fiberglass-reinforced plastic (GRP) pipes; outer Dia. 1400mm; installed under ground; depth range 2m<D≤3m; on sand bedding; for storm network. | MTR | 36.36 | 805 | 29269.8 | SAR | SC_Apply
Rabigh CCPP-Civil _K0006 |  | RFQ-00008 | Ahmed Saleh | MEP (Electro Mechanical) | 2024-04-30 | MEP Installation Work | Approved | 11.18 - Baseline BOQ- Power Block+Balance of Plant-33 31 00 SWNT-0019 | Supplying; installing; testing; gravity; PN6 bar; thermoplastic (UPVC) pipes; outer Dia. 160mm; installed under ground; depth range D≤1m; buried; for sewage network | MTR | 841.5 | 841.5 | 94 | 79101 | SC_Apply | شركة اضواء الخليل للمقاولات | 11.18 - Baseline BOQ- Power Block+Balance of Plant-33 31 00 SWNT-0019 | Supplying; installing; testing; gravity; PN6 bar; thermoplastic (UPVC) pipes; outer Dia. 160mm; installed under ground; depth range D≤1m; buried; for sewage network | MTR | 841.5 | 104 | 87516 | SAR | SC_Apply
Rabigh CCPP-Civil _K0006 |  | RFQ-00008 | Ahmed Saleh | MEP (Electro Mechanical) | 2024-04-30 | MEP Installation Work | Approved | 11.18 - Baseline BOQ- Power Block+Balance of Plant-33 31 00 SWNT-0020 | Supplying; installing; testing; gravity; PN6 bar; thermoplastic (UPVC) pipes; outer Dia. 200mm; installed under ground; depth range D≤1m; buried; for sewage network | MTR | 306 | 306 | 125 | 38250 | SC_Apply | شركة اضواء الخليل للمقاولات | 11.18 - Baseline BOQ- Power Block+Balance of Plant-33 31 00 SWNT-0020 | Supplying; installing; testing; gravity; PN6 bar; thermoplastic (UPVC) pipes; outer Dia. 200mm; installed under ground; depth range D≤1m; buried; for sewage network | MTR | 306 | 115 | 35190 | SAR | SC_Apply
Rabigh CCPP-Civil _K0006 |  | RFQ-00008 | Ahmed Saleh | MEP (Electro Mechanical) | 2024-04-30 | MEP Installation Work | Approved | 11.18 - Baseline BOQ- Power Block+Balance of Plant-33 14 16 WNT-0017 | Supplying; installing; testing; pressurized; PN10 bar; polyethylene (PE) pipes; outer Dia. 63mm; installed under ground; depth range D≤1m; buried; for irrigation network | MTR | 102 | 102 | 39 | 3978 | SC_Apply | شركة اضواء الخليل للمقاولات | 11.18 - Baseline BOQ- Power Block+Balance of Plant-33 14 16 WNT-0017 | Supplying; installing; testing; pressurized; PN10 bar; polyethylene (PE) pipes; outer Dia. 63mm; installed under ground; depth range D≤1m; buried; for irrigation network | MTR | 102 | 58 | 5916 | SAR | SC_Apply
Rabigh CCPP-Civil _K0006 |  | RFQ-00008 | Ahmed Saleh | MEP (Electro Mechanical) | 2024-04-30 | MEP Installation Work | Approved | 11.18 - Baseline BOQ- Power Block+Balance of Plant-33 14 16 WNT-0018 | Supplying; installing; testing; pressurized; PN10 bar; polyethylene (PE) pipes; outer Dia. 75mm; installed under ground; depth range D≤1m; buried; for irrigation network | MTR | 51 | 51 | 47 | 2397 | SC_Apply | شركة اضواء الخليل للمقاولات | 11.18 - Baseline BOQ- Power Block+Balance of Plant-33 14 16 WNT-0018 | Supplying; installing; testing; pressurized; PN10 bar; polyethylene (PE) pipes; outer Dia. 75mm; installed under ground; depth range D≤1m; buried; for irrigation network | MTR | 51 | 58 | 2958 | SAR | SC_Apply
Rabigh CCPP-Civil _K0006 |  | RFQ-00008 | Ahmed Saleh | MEP (Electro Mechanical) | 2024-04-30 | MEP Installation Work | Approved | 11.18 - Baseline BOQ- Power Block+Balance of Plant-33 14 16 WNT-0019 | Supplying; installing; testing; pressurized; PN10 bar; polyethylene (PE) pipes; outer Dia. 90mm; installed under ground; depth range D≤1m; buried; for irrigation network | MTR | 51 | 51 | 55 | 2805 | SC_Apply | شركة اضواء الخليل للمقاولات | 11.18 - Baseline BOQ- Power Block+Balance of Plant-33 14 16 WNT-0019 | Supplying; installing; testing; pressurized; PN10 bar; polyethylene (PE) pipes; outer Dia. 90mm; installed under ground; depth range D≤1m; buried; for irrigation network | MTR | 51 | 69 | 3519 | SAR | SC_Apply
Rabigh CCPP-Civil _K0006 |  | RFQ-00008 | Ahmed Saleh | MEP (Electro Mechanical) | 2024-04-30 | MEP Installation Work | Approved | 11.18 - Baseline BOQ- Power Block+Balance of Plant-33 14 19 WNT-0015 | Supplying; installing; testing; motorized; isolation; gate valve; PN10 bar; Dia. 50mm; installed under ground; depth range D≤1m; installed in valve chamber; for irrigation network. | ECH | 2 | 2 | 214 | 428 | SC_Apply | شركة اضواء الخليل للمقاولات | 11.18 - Baseline BOQ- Power Block+Balance of Plant-33 14 19 WNT-0015 | Supplying; installing; testing; motorized; isolation; gate valve; PN10 bar; Dia. 50mm; installed under ground; depth range D≤1m; installed in valve chamber; for irrigation network. | ECH | 2 | 173 | 346 | SAR | SC_Apply
Rabigh CCPP-Civil _K0006 |  | RFQ-00008 | Ahmed Saleh | MEP (Electro Mechanical) | 2024-04-30 | MEP Installation Work | Approved | 11.18 - Baseline BOQ- Power Block+Balance of Plant-33 31 00 SWNT-0021 | Supplying; installing; testing; gravity; PN6 bar; thermoplastic (UPVC) pipes; outer Dia. 250mm; installed under ground; depth range D≤1m; buried; for sewage network | MTR | 204 | 204 | 156 | 31824 | SC_Apply | شركة اضواء الخليل للمقاولات | 11.18 - Baseline BOQ- Power Block+Balance of Plant-33 31 00 SWNT-0021 | Supplying; installing; testing; gravity; PN6 bar; thermoplastic (UPVC) pipes; outer Dia. 250mm; installed under ground; depth range D≤1m; buried; for sewage network | MTR | 204 | 138 | 28152 | SAR | SC_Apply
Katameya Creeks |  | RFQ-00033 | Mostafa Ashraf | MEP (Electro Mechanical) | 2024-04-03 | Lamps for F1 | Approved | Type G.Buildings.6-6 | LED LAMP T8 - 18W - 3000K | ECH | 1008 | 1008 | 125.4 | 126403.2 | SC_Supply/Apply | ستاندرد باور | Type G.Buildings.6-6 | LED LAMP T8 - 18W - 3000K | ECH | 1008 | 156 | 157248 | EGP | SC_Supply/Apply
Rabigh CCPP-Civil _K0006 |  | RFQ-00008 | Ahmed Saleh | MEP (Electro Mechanical) | 2024-04-30 | MEP Installation Work | Approved | 11.18 - Baseline BOQ- Power Block+Balance of Plant-33 31 00 SWNT-0027 | Supplying; installing; testing; gravity; PN6 bar; thermoplastic (UPVC) pipes; outer Dia. 200mm; installed under ground; depth range 2m<D≤3m; on sand bedding; for sewage network. | MTR | 204 | 204 | 126 | 25704 | SC_Apply | شركة اضواء الخليل للمقاولات | 11.18 - Baseline BOQ- Power Block+Balance of Plant-33 31 00 SWNT-0027 | Supplying; installing; testing; gravity; PN6 bar; thermoplastic (UPVC) pipes; outer Dia. 200mm; installed under ground; depth range 2m<D≤3m; on sand bedding; for sewage network. | MTR | 204 | 115 | 23460 | SAR | SC_Apply
Rabigh CCPP-Civil _K0006 |  | RFQ-00008 | Ahmed Saleh | MEP (Electro Mechanical) | 2024-04-30 | MEP Installation Work | Approved | 11.18 - Baseline BOQ- Power Block+Balance of Plant-33 31 00 SWNT-0028 | Supplying; installing; testing; gravity; PN6 bar; thermoplastic (UPVC) pipes; outer Dia. 250mm; installed under ground; depth range 2m<D≤3m; on sand bedding; for sewage network. | MTR | 204 | 204 | 157 | 32028 | SC_Apply | شركة اضواء الخليل للمقاولات | 11.18 - Baseline BOQ- Power Block+Balance of Plant-33 31 00 SWNT-0028 | Supplying; installing; testing; gravity; PN6 bar; thermoplastic (UPVC) pipes; outer Dia. 250mm; installed under ground; depth range 2m<D≤3m; on sand bedding; for sewage network. | MTR | 204 | 138 | 28152 | SAR | SC_Apply
Rabigh CCPP-Civil _K0006 |  | RFQ-00008 | Ahmed Saleh | MEP (Electro Mechanical) | 2024-04-30 | MEP Installation Work | Approved | 11.18 - Baseline BOQ- Power Block+Balance of Plant-33 31 00 SWNT-0038 | Supplying; installing; testing; pressurized; PN16 bar; High density polyethylene (HDPE) pipes; outer Dia. 100mm; installed under ground; depth range 2m<D≤3m; on sand bedding; for sewage network. | MTR | 102 | 102 | 64 | 6528 | SC_Apply | شركة اضواء الخليل للمقاولات | 11.18 - Baseline BOQ- Power Block+Balance of Plant-33 31 00 SWNT-0038 | Supplying; installing; testing; pressurized; PN16 bar; High density polyethylene (HDPE) pipes; outer Dia. 100mm; installed under ground; depth range 2m<D≤3m; on sand bedding; for sewage network. | MTR | 102 | 69 | 7038 | SAR | SC_Apply
Rabigh CCPP-Civil _K0006 |  | RFQ-00008 | Ahmed Saleh | MEP (Electro Mechanical) | 2024-04-30 | MEP Installation Work | Approved | 11.18 - Baseline BOQ- Power Block+Balance of Plant-33 31 00 SWNT-0039 | Supplying; installing; testing; pressurized; PN16 bar; High density polyethylene (HDPE) pipes; outer Dia. 150mm; installed under ground; depth range 2m<D≤3m; on sand bedding; for sewage network. | MTR | 102 | 102 | 95 | 9690 | SC_Apply | شركة اضواء الخليل للمقاولات | 11.18 - Baseline BOQ- Power Block+Balance of Plant-33 31 00 SWNT-0039 | Supplying; installing; testing; pressurized; PN16 bar; High density polyethylene (HDPE) pipes; outer Dia. 150mm; installed under ground; depth range 2m<D≤3m; on sand bedding; for sewage network. | MTR | 102 | 104 | 10608 | SAR | SC_Apply
Rabigh CCPP-Civil _K0006 |  | RFQ-00008 | Ahmed Saleh | MEP (Electro Mechanical) | 2024-04-30 | MEP Installation Work | Approved | 11.18 - Baseline BOQ- Power Block+Balance of Plant-33 31 00 SWNT-0040 | Supplying; installing; testing; pressurized; PN16 bar; High density polyethylene (HDPE) pipes; outer Dia. 200mm; installed under ground; depth range 2m<D≤3m; on sand bedding; for sewage network. | MTR | 51 | 51 | 126 | 6426 | SC_Apply | شركة اضواء الخليل للمقاولات | 11.18 - Baseline BOQ- Power Block+Balance of Plant-33 31 00 SWNT-0040 | Supplying; installing; testing; pressurized; PN16 bar; High density polyethylene (HDPE) pipes; outer Dia. 200mm; installed under ground; depth range 2m<D≤3m; on sand bedding; for sewage network. | MTR | 51 | 115 | 5865 | SAR | SC_Apply
Rabigh CCPP-Civil _K0006 |  | RFQ-00008 | Ahmed Saleh | MEP (Electro Mechanical) | 2024-04-30 | MEP Installation Work | Approved | 11.18 - Baseline BOQ- Power Block+Balance of Plant-33 42 11 SNT-0013 | Supplying; installing; testing; gravity; PN6 bar; thermoplastic (UPVC) pipes; outer Dia. 160mm; installed under ground; depth range 1m<D≤2m; buried; for storm network. | MTR | 6885 | 6885 | 146 | 1005210 | SC_Apply | شركة اضواء الخليل للمقاولات | 11.18 - Baseline BOQ- Power Block+Balance of Plant-33 42 11 SNT-0013 | Supplying; installing; testing; gravity; PN6 bar; thermoplastic (UPVC) pipes; outer Dia. 160mm; installed under ground; depth range 1m<D≤2m; buried; for storm network. | MTR | 6885 | 87 | 598995 | SAR | SC_Apply
Rabigh CCPP-Civil _K0006 |  | RFQ-00008 | Ahmed Saleh | MEP (Electro Mechanical) | 2024-04-30 | MEP Installation Work | Approved | 11.18 - Baseline BOQ- Power Block+Balance of Plant-33 42 11 SNT-0014 | Supplying; installing; testing; gravity; PN6 bar; thermoplastic (UPVC) pipes; outer Dia. 200mm; installed under ground; depth range 1m<D≤2m; buried; for storm network. | MTR | 510 | 510 | 153 | 78030 | SC_Apply | شركة اضواء الخليل للمقاولات | 11.18 - Baseline BOQ- Power Block+Balance of Plant-33 42 11 SNT-0014 | Supplying; installing; testing; gravity; PN6 bar; thermoplastic (UPVC) pipes; outer Dia. 200mm; installed under ground; depth range 1m<D≤2m; buried; for storm network. | MTR | 510 | 115 | 58650 | SAR | SC_Apply
Rabigh CCPP-Civil _K0006 |  | RFQ-00008 | Ahmed Saleh | MEP (Electro Mechanical) | 2024-04-30 | MEP Installation Work | Approved | 11.18 - Baseline BOQ- Power Block+Balance of Plant-22 14 26 RD-0002 | Sypplying;Installing;testing;thermoplastic (UPVC); roof drain;for drain fixtures75mm; in buildings; | ECH | 5 | 5 | 152 | 760 | SC_Apply | شركة اضواء الخليل للمقاولات | 11.18 - Baseline BOQ- Power Block+Balance of Plant-22 14 26 RD-0002 | Sypplying;Installing;testing;thermoplastic (UPVC); roof drain;for drain fixtures75mm; in buildings; | ECH | 5 | 35 | 175 | SAR | SC_Apply
Rabigh CCPP-Civil _K0006 |  | RFQ-00008 | Ahmed Saleh | MEP (Electro Mechanical) | 2024-04-30 | MEP Installation Work | Approved | 11.18 - Baseline BOQ- Power Block+Balance of Plant-33 42 11 SNT-0041 | Supplying; installing; testing; gravity; PN6 bar; thermoplastic (UPVC) pipes; outer Dia. 200mm; installed under ground; depth range 2m<D≤3m; on sand bedding; for storm network. | MTR | 217 | 217 | 179 | 38843 | SC_Apply | شركة اضواء الخليل للمقاولات | 11.18 - Baseline BOQ- Power Block+Balance of Plant-33 42 11 SNT-0041 | Supplying; installing; testing; gravity; PN6 bar; thermoplastic (UPVC) pipes; outer Dia. 200mm; installed under ground; depth range 2m<D≤3m; on sand bedding; for storm network. | MTR | 217 | 115 | 24955 | SAR | SC_Apply
Rabigh CCPP-Civil _K0006 |  | RFQ-00008 | Ahmed Saleh | MEP (Electro Mechanical) | 2024-04-30 | MEP Installation Work | Approved | 11.18 - Baseline BOQ- Power Block+Balance of Plant-33 42 11 SNT-0042 | Supplying; installing; testing; gravity; PN6 bar; thermoplastic (UPVC) pipes; outer Dia. 250mm; installed under ground; depth range 2m<D≤3m; on sand bedding; for storm network. | MTR | 218 | 218 | 162 | 35316 | SC_Apply | شركة اضواء الخليل للمقاولات | 11.18 - Baseline BOQ- Power Block+Balance of Plant-33 42 11 SNT-0042 | Supplying; installing; testing; gravity; PN6 bar; thermoplastic (UPVC) pipes; outer Dia. 250mm; installed under ground; depth range 2m<D≤3m; on sand bedding; for storm network. | MTR | 218 | 138 | 30084 | SAR | SC_Apply
Rabigh CCPP-Civil _K0006 |  | RFQ-00008 | Ahmed Saleh | MEP (Electro Mechanical) | 2024-04-30 | MEP Installation Work | Approved | 11.18 - Baseline BOQ- Power Block+Balance of Plant-33 42 11 SNT-0043 | Supplying; installing; testing; gravity; PN6 bar; thermoplastic (UPVC) pipes; outer Dia. 315mm; installed under ground; depth range 2m<D≤3m; on sand bedding; for storm network. | MTR | 218 | 218 | 187 | 40766 | SC_Apply | شركة اضواء الخليل للمقاولات | 11.18 - Baseline BOQ- Power Block+Balance of Plant-33 42 11 SNT-0043 | Supplying; installing; testing; gravity; PN6 bar; thermoplastic (UPVC) pipes; outer Dia. 315mm; installed under ground; depth range 2m<D≤3m; on sand bedding; for storm network. | MTR | 218 | 173 | 37714 | SAR | SC_Apply
Rabigh CCPP-Civil _K0006 |  | RFQ-00008 | Ahmed Saleh | MEP (Electro Mechanical) | 2024-04-30 | MEP Installation Work | Approved | 11.18 - Baseline BOQ- Power Block+Balance of Plant-33 42 11 SNT-0044 | Supplying; installing; testing; gravity; PN6 bar; thermoplastic (UPVC) pipes; outer Dia. 400mm; installed under ground; depth range 2m<D≤3m; on sand bedding; for storm network. | MTR | 270 | 270 | 249 | 67230 | SC_Apply | شركة اضواء الخليل للمقاولات | 11.18 - Baseline BOQ- Power Block+Balance of Plant-33 42 11 SNT-0044 | Supplying; installing; testing; gravity; PN6 bar; thermoplastic (UPVC) pipes; outer Dia. 400mm; installed under ground; depth range 2m<D≤3m; on sand bedding; for storm network. | MTR | 270 | 207 | 55890 | SAR | SC_Apply
Rabigh CCPP-Civil _K0006 |  | RFQ-00008 | Ahmed Saleh | MEP (Electro Mechanical) | 2024-04-30 | MEP Installation Work | Approved | 11.18 - Baseline BOQ- Power Block+Balance of Plant-33 31 00 SWNT-0030 | Supplying; installing; testing; gravity; PN6 bar; High density polyethylene (HDPE) pipes; outer Dia. 150mm; installed under ground; depth range 2m<D≤3m; buried; for oil network. | ECH | 337 | 337 | 95 | 32015 | SC_Apply | شركة اضواء الخليل للمقاولات | 11.18 - Baseline BOQ- Power Block+Balance of Plant-33 31 00 SWNT-0030 | Supplying; installing; testing; gravity; PN6 bar; High density polyethylene (HDPE) pipes; outer Dia. 150mm; installed under ground; depth range 2m<D≤3m; buried; for oil network. | ECH | 337 | 104 | 35048 | SAR | SC_Apply
Rabigh CCPP-Civil _K0006 |  | RFQ-00008 | Ahmed Saleh | MEP (Electro Mechanical) | 2024-04-30 | MEP Installation Work | Approved | 11.18 - Baseline BOQ- Power Block+Balance of Plant-33 42 11 SNT-0046 | Supplying; installing; testing; gravity; PN6 bar; fiberglass-reinforced plastic (GRP) pipes; outer Dia. 800mm; installed under ground; depth range 2m<D≤3m; on sand bedding; for storm network. | MTR | 109 | 109 | 799 | 87091 | SC_Apply | شركة اضواء الخليل للمقاولات | 11.18 - Baseline BOQ- Power Block+Balance of Plant-33 42 11 SNT-0046 | Supplying; installing; testing; gravity; PN6 bar; fiberglass-reinforced plastic (GRP) pipes; outer Dia. 800mm; installed under ground; depth range 2m<D≤3m; on sand bedding; for storm network. | MTR | 109 | 403 | 43927 | SAR | SC_Apply
Rabigh CCPP-Civil _K0006 |  | RFQ-00008 | Ahmed Saleh | MEP (Electro Mechanical) | 2024-04-30 | MEP Installation Work | Approved | 11.18 - Baseline BOQ- Power Block+Balance of Plant-33 31 00 SWNT-0032 | Supplying; installing; testing; gravity; PN6 bar; High density polyethylene (HDPE) pipes; outer Dia. 200mm; installed under ground; depth range 2m<D≤3m; buried; for oil network. | ECH | 153 | 153 | 126 | 19278 | SC_Apply | شركة اضواء الخليل للمقاولات | 11.18 - Baseline BOQ- Power Block+Balance of Plant-33 31 00 SWNT-0032 | Supplying; installing; testing; gravity; PN6 bar; High density polyethylene (HDPE) pipes; outer Dia. 200mm; installed under ground; depth range 2m<D≤3m; buried; for oil network. | ECH | 153 | 115 | 17595 | SAR | SC_Apply
Rabigh CCPP-Civil _K0006 |  | RFQ-00008 | Ahmed Saleh | MEP (Electro Mechanical) | 2024-04-30 | MEP Installation Work | Approved | 11.18 - Baseline BOQ- Power Block+Balance of Plant-33 31 00 SWNT-0035 | Supplying; installing; testing; gravity; PN6 bar; High density polyethylene (HDPE) pipes; outer Dia. 150mm; installed under ground; depth range 2m<D≤3m; on sand bedding; for chemical network. | ECH | 337 | 337 | 95 | 32015 | SC_Apply | شركة اضواء الخليل للمقاولات | 11.18 - Baseline BOQ- Power Block+Balance of Plant-33 31 00 SWNT-0035 | Supplying; installing; testing; gravity; PN6 bar; High density polyethylene (HDPE) pipes; outer Dia. 150mm; installed under ground; depth range 2m<D≤3m; on sand bedding; for chemical network. | ECH | 337 | 104 | 35048 | SAR | SC_Apply
Rabigh CCPP-Civil _K0006 |  | RFQ-00008 | Ahmed Saleh | MEP (Electro Mechanical) | 2024-04-30 | MEP Installation Work | Approved | 11.18 - Baseline BOQ- Power Block+Balance of Plant-33 31 00 SWNT-0036 | Supplying; installing; testing; gravity; PN6 bar; High density polyethylene (HDPE) pipes; outer Dia. 250mm; installed under ground; depth range 2m<D≤3m; buried; for chemical network. | ECH | 90 | 90 | 157 | 14130 | SC_Apply | شركة اضواء الخليل للمقاولات | 11.18 - Baseline BOQ- Power Block+Balance of Plant-33 31 00 SWNT-0036 | Supplying; installing; testing; gravity; PN6 bar; High density polyethylene (HDPE) pipes; outer Dia. 250mm; installed under ground; depth range 2m<D≤3m; buried; for chemical network. | ECH | 90 | 138 | 12420 | SAR | SC_Apply
Rabigh CCPP-Civil _K0006 |  | RFQ-00008 | Ahmed Saleh | MEP (Electro Mechanical) | 2024-04-30 | MEP Installation Work | Approved | 11.18 - Baseline BOQ- Power Block+Balance of Plant-33 31 00 SWNT-0037 | Supplying; installing; testing; pressurized; PN16 bar; High density polyethylene (HDPE) pipes; outer Dia. 80mm; installed under ground; depth range 2m<D≤3m; on sand bedding; for sewage network. | MTR | 51 | 51 | 52 | 2652 | SC_Apply | شركة اضواء الخليل للمقاولات | 11.18 - Baseline BOQ- Power Block+Balance of Plant-33 31 00 SWNT-0037 | Supplying; installing; testing; pressurized; PN16 bar; High density polyethylene (HDPE) pipes; outer Dia. 80mm; installed under ground; depth range 2m<D≤3m; on sand bedding; for sewage network. | MTR | 51 | 58 | 2958 | SAR | SC_Apply
Rabigh CCPP-Civil _K0006 |  | RFQ-00008 | Ahmed Saleh | MEP (Electro Mechanical) | 2024-04-30 | MEP Installation Work | Approved | 11.18 - Baseline BOQ- Power Block+Balance of Plant-33 42 11 SNT-0015 | Supplying; installing; testing; gravity; PN6 bar; thermoplastic (UPVC) pipes; outer Dia. 250mm; installed under ground; depth range 1m<D≤2m; buried; for storm network. | MTR | 327 | 327 | 155 | 50685 | SC_Apply | شركة اضواء الخليل للمقاولات | 11.18 - Baseline BOQ- Power Block+Balance of Plant-33 42 11 SNT-0015 | Supplying; installing; testing; gravity; PN6 bar; thermoplastic (UPVC) pipes; outer Dia. 250mm; installed under ground; depth range 1m<D≤2m; buried; for storm network. | MTR | 327 | 138 | 45126 | SAR | SC_Apply
Rabigh CCPP-Civil _K0006 |  | RFQ-00008 | Ahmed Saleh | MEP (Electro Mechanical) | 2024-04-30 | MEP Installation Work | Approved | 11.18 - Baseline BOQ- Power Block+Balance of Plant-33 42 11 SNT-0016 | Supplying; installing; testing; gravity; PN6 bar; thermoplastic (UPVC) pipes; outer Dia. 315mm; installed under ground; depth range 1m<D≤2m; buried; for storm network. | MTR | 327 | 327 | 186 | 60822 | SC_Apply | شركة اضواء الخليل للمقاولات | 11.18 - Baseline BOQ- Power Block+Balance of Plant-33 42 11 SNT-0016 | Supplying; installing; testing; gravity; PN6 bar; thermoplastic (UPVC) pipes; outer Dia. 315mm; installed under ground; depth range 1m<D≤2m; buried; for storm network. | MTR | 327 | 173 | 56571 | SAR | SC_Apply
Rabigh CCPP-Civil _K0006 |  | RFQ-00008 | Ahmed Saleh | MEP (Electro Mechanical) | 2024-04-30 | MEP Installation Work | Approved | 11.18 - Baseline BOQ- Power Block+Balance of Plant-33 42 11 SNT-0017 | Supplying; installing; testing; gravity; PN6 bar; thermoplastic (UPVC) pipes; outer Dia. 400mm; installed under ground; depth range 1m<D≤2m; buried; for storm network. | MTR | 269 | 269 | 248 | 66712 | SC_Apply | شركة اضواء الخليل للمقاولات | 11.18 - Baseline BOQ- Power Block+Balance of Plant-33 42 11 SNT-0017 | Supplying; installing; testing; gravity; PN6 bar; thermoplastic (UPVC) pipes; outer Dia. 400mm; installed under ground; depth range 1m<D≤2m; buried; for storm network. | MTR | 269 | 196 | 52724 | SAR | SC_Apply
Rabigh CCPP-Civil _K0006 |  | RFQ-00008 | Ahmed Saleh | MEP (Electro Mechanical) | 2024-04-30 | MEP Installation Work | Approved | 11.18 - Baseline BOQ- Power Block+Balance of Plant-33 42 11 SNT-0018 | Supplying; installing; testing; gravity; PN6 bar; fiberglass-reinforced plastic (GRP) pipes; outer Dia. 500mm; installed under ground; depth range 1m<D≤2m; buried; for storm network. | ECH | 91 | 91 | 497 | 45227 | SC_Apply | شركة اضواء الخليل للمقاولات | 11.18 - Baseline BOQ- Power Block+Balance of Plant-33 42 11 SNT-0018 | Supplying; installing; testing; gravity; PN6 bar; fiberglass-reinforced plastic (GRP) pipes; outer Dia. 500mm; installed under ground; depth range 1m<D≤2m; buried; for storm network. | ECH | 91 | 207 | 18837 | SAR | SC_Apply
Rabigh CCPP-Civil _K0006 |  | RFQ-00008 | Ahmed Saleh | MEP (Electro Mechanical) | 2024-04-30 | MEP Installation Work | Approved | 11.18 - Baseline BOQ- Power Block+Balance of Plant-33 42 11 SNT-0019 | Supplying; installing; testing; gravity; PN6 bar; fiberglass-reinforced plastic (GRP) pipes; outer Dia. 600mm; installed under ground; depth range 1m<D≤2m; buried; for storm network. | MTR | 146 | 146 | 597 | 87162 | SC_Apply | شركة اضواء الخليل للمقاولات | 11.18 - Baseline BOQ- Power Block+Balance of Plant-33 42 11 SNT-0019 | Supplying; installing; testing; gravity; PN6 bar; fiberglass-reinforced plastic (GRP) pipes; outer Dia. 600mm; installed under ground; depth range 1m<D≤2m; buried; for storm network. | MTR | 146 | 345 | 50370 | SAR | SC_Apply
Rabigh CCPP-Civil _K0006 |  | RFQ-00008 | Ahmed Saleh | MEP (Electro Mechanical) | 2024-04-30 | MEP Installation Work | Approved | 11.18 - Baseline BOQ- Power Block+Balance of Plant-33 42 11 SNT-0021 | Supplying; installing; testing; gravity; PN6 bar; fiberglass-reinforced plastic (GRP) pipes; outer Dia. 800mm; installed under ground; depth range 1m<D≤2m; buried; for storm network. | MTR | 73 | 73 | 797 | 58181 | SC_Apply | شركة اضواء الخليل للمقاولات | 11.18 - Baseline BOQ- Power Block+Balance of Plant-33 42 11 SNT-0021 | Supplying; installing; testing; gravity; PN6 bar; fiberglass-reinforced plastic (GRP) pipes; outer Dia. 800mm; installed under ground; depth range 1m<D≤2m; buried; for storm network. | MTR | 73 | 403 | 29419 | SAR | SC_Apply
Rabigh CCPP-Civil _K0006 |  | RFQ-00008 | Ahmed Saleh | MEP (Electro Mechanical) | 2024-04-30 | MEP Installation Work | Approved | 11.18 - Baseline BOQ- Power Block+Balance of Plant-33 42 11 SNT-0022 | Supplying; installing; testing; gravity; PN6 bar; fiberglass-reinforced plastic (GRP) pipes; outer Dia. 900mm; installed under ground; depth range 1m<D≤2m; buried; for storm network. | MTR | 37 | 37 | 897 | 33189 | SC_Apply | شركة اضواء الخليل للمقاولات | 11.18 - Baseline BOQ- Power Block+Balance of Plant-33 42 11 SNT-0022 | Supplying; installing; testing; gravity; PN6 bar; fiberglass-reinforced plastic (GRP) pipes; outer Dia. 900mm; installed under ground; depth range 1m<D≤2m; buried; for storm network. | MTR | 37 | 414 | 15318 | SAR | SC_Apply
Rabigh CCPP-Civil _K0006 |  | RFQ-00008 | Ahmed Saleh | MEP (Electro Mechanical) | 2024-04-30 | MEP Installation Work | Approved | 11.18 - Baseline BOQ- Power Block+Balance of Plant-33 42 11 SNT-0027 | Supplying; installing; testing; pressurized; PN16 bar; High density polyethylene (HDPE) pipes; outer Dia. 300mm; installed under ground; depth range 1m<D≤2m; buried; for storm network | MTR | 153 | 153 | 188 | 28764 | SC_Apply | شركة اضواء الخليل للمقاولات | 11.18 - Baseline BOQ- Power Block+Balance of Plant-33 42 11 SNT-0027 | Supplying; installing; testing; pressurized; PN16 bar; High density polyethylene (HDPE) pipes; outer Dia. 300mm; installed under ground; depth range 1m<D≤2m; buried; for storm network | MTR | 153 | 173 | 26469 | SAR | SC_Apply
Rabigh CCPP-Civil _K0006 |  | RFQ-00008 | Ahmed Saleh | MEP (Electro Mechanical) | 2024-04-30 | MEP Installation Work | Approved | 11.18 - Baseline BOQ- Power Block+Balance of Plant-33 42 11 SNT-0028 | Supplying; installing; testing; pressurized; PN16 bar; High density polyethylene (HDPE) pipes; outer Dia. 450mm; installed under ground; depth range 1m<D≤2m; buried; for storm network | MTR | 76 | 76 | 282 | 21432 | SC_Apply | شركة اضواء الخليل للمقاولات | 11.18 - Baseline BOQ- Power Block+Balance of Plant-33 42 11 SNT-0028 | Supplying; installing; testing; pressurized; PN16 bar; High density polyethylene (HDPE) pipes; outer Dia. 450mm; installed under ground; depth range 1m<D≤2m; buried; for storm network | MTR | 76 | 219 | 16644 | SAR | SC_Apply
Rabigh CCPP-Civil _K0006 |  | RFQ-00008 | Ahmed Saleh | MEP (Electro Mechanical) | 2024-04-30 | MEP Installation Work | Approved | 11.18 - Baseline BOQ- Power Block+Balance of Plant-22 14 26 RD-0003 | Sypplying;Installing;testing;thermoplastic (UPVC); roof drain;for drain fixtures100mm; in buildings; | ECH | 56 | 56 | 152 | 8512 | SC_Apply | شركة اضواء الخليل للمقاولات | 11.18 - Baseline BOQ- Power Block+Balance of Plant-22 14 26 RD-0003 | Sypplying;Installing;testing;thermoplastic (UPVC); roof drain;for drain fixtures100mm; in buildings; | ECH | 56 | 52 | 2912 | SAR | SC_Apply
Rabigh CCPP-Civil _K0006 |  | RFQ-00008 | Ahmed Saleh | MEP (Electro Mechanical) | 2024-04-30 | MEP Installation Work | Approved | 11.18 - Baseline BOQ- Power Block+Balance of Plant-22 14 29 PMP-0001 | Supplying, installing, connecting, and testing of Submersible Pumps with cast iron casing and IP68 electric motor (Duplex Submersible Pump Set (1 duty & 1 standby) each 30 gpm @ 1.0 bar) Including valves, gauges, guide rails, lifting chains, level switches, control panel, all wiring and all necessary accessories. | ECH | 4 | 4 | 7660 | 30640 | SC_Apply | شركة اضواء الخليل للمقاولات | 11.18 - Baseline BOQ- Power Block+Balance of Plant-22 14 29 PMP-0001 | Supplying, installing, connecting, and testing of Submersible Pumps with cast iron casing and IP68 electric motor (Duplex Submersible Pump Set (1 duty & 1 standby) each 30 gpm @ 1.0 bar) Including valves, gauges, guide rails, lifting chains, level switches, control panel, all wiring and all necessary accessories. | ECH | 4 | 1438 | 5752 | SAR | SC_Apply
Rabigh CCPP-Civil _K0006 |  | RFQ-00008 | Ahmed Saleh | MEP (Electro Mechanical) | 2024-04-30 | MEP Installation Work | Approved | 11.18 - Baseline BOQ- Power Block+Balance of Plant-22 33 00 WH-0001 | Sypplying;Installing;testing; Vertical Storage Potable Domestic Water Heatersunvented type,size 30 liter | ECH | 15 | 15 | 597 | 8955 | SC_Apply | شركة اضواء الخليل للمقاولات | 11.18 - Baseline BOQ- Power Block+Balance of Plant-22 33 00 WH-0001 | Sypplying;Installing;testing; Vertical Storage Potable Domestic Water Heatersunvented type,size 30 liter | ECH | 15 | 460 | 6900 | SAR | SC_Apply
Rabigh CCPP-Civil _K0006 |  | RFQ-00008 | Ahmed Saleh | MEP (Electro Mechanical) | 2024-04-30 | MEP Installation Work | Approved | 11.18 - Baseline BOQ- Power Block+Balance of Plant-22 33 00 WH-0002 | Sypplying;Installing;testing; Vertical Storage Potable Domestic Water Heatersunvented type,size 60 liter | ECH | 9 | 9 | 701 | 6309 | SC_Apply | شركة اضواء الخليل للمقاولات | 11.18 - Baseline BOQ- Power Block+Balance of Plant-22 33 00 WH-0002 | Sypplying;Installing;testing; Vertical Storage Potable Domestic Water Heatersunvented type,size 60 liter | ECH | 9 | 460 | 4140 | SAR | SC_Apply
Rabigh CCPP-Civil _K0006 |  | RFQ-00008 | Ahmed Saleh | MEP (Electro Mechanical) | 2024-04-30 | MEP Installation Work | Approved | 11.18 - Baseline BOQ- Power Block+Balance of Plant-22 40 00 PLF-0010 | Supplying; installing; Western water closet; Vitreous-China coated | ECH | 12 | 12 | 267 | 3204 | SC_Apply | شركة اضواء الخليل للمقاولات | 11.18 - Baseline BOQ- Power Block+Balance of Plant-22 40 00 PLF-0010 | Supplying; installing; Western water closet; Vitreous-China coated | ECH | 12 | 345 | 4140 | SAR | SC_Apply
Rabigh CCPP-Civil _K0006 |  | RFQ-00008 | Ahmed Saleh | MEP (Electro Mechanical) | 2024-04-30 | MEP Installation Work | Approved | 11.18 - Baseline BOQ- Power Block+Balance of Plant-22 40 00 PLF-0011 | Supplying; installing; counter type Lavatory; Vitreous-China coated | ECH | 12 | 12 | 265 | 3180 | SC_Apply | شركة اضواء الخليل للمقاولات | 11.18 - Baseline BOQ- Power Block+Balance of Plant-22 40 00 PLF-0011 | Supplying; installing; counter type Lavatory; Vitreous-China coated | ECH | 12 | 299 | 3588 | SAR | SC_Apply
Rabigh CCPP-Civil _K0006 |  | RFQ-00008 | Ahmed Saleh | MEP (Electro Mechanical) | 2024-04-30 | MEP Installation Work | Approved | 11.18 - Baseline BOQ- Power Block+Balance of Plant-22 40 00 PLF-0012 | Supplying; installing; Urinal; Vitreous-China coated | ECH | 1 | 1 | 263 | 263 | SC_Apply | شركة اضواء الخليل للمقاولات | 11.18 - Baseline BOQ- Power Block+Balance of Plant-22 40 00 PLF-0012 | Supplying; installing; Urinal; Vitreous-China coated | ECH | 1 | 322 | 322 | SAR | SC_Apply
Rabigh CCPP-Civil _K0006 |  | RFQ-00008 | Ahmed Saleh | MEP (Electro Mechanical) | 2024-04-30 | MEP Installation Work | Approved | 11.18 - Baseline BOQ- Power Block+Balance of Plant-22 40 00 PLF-0013 | Supplying; installing; Stainless steel kitchen sink "with Two Eyes"; | ECH | 1 | 1 | 274 | 274 | SC_Apply | شركة اضواء الخليل للمقاولات | 11.18 - Baseline BOQ- Power Block+Balance of Plant-22 40 00 PLF-0013 | Supplying; installing; Stainless steel kitchen sink "with Two Eyes"; | ECH | 1 | 265 | 265 | SAR | SC_Apply
Rabigh CCPP-Civil _K0006 |  | RFQ-00008 | Ahmed Saleh | MEP (Electro Mechanical) | 2024-04-30 | MEP Installation Work | Approved | 11.18 - Baseline BOQ- Power Block+Balance of Plant-22 40 00 PLF-0014 | Supplying; installing; mixers Sanitary for Ablution area. | ECH | 8 | 8 | 252 | 2016 | SC_Apply | شركة اضواء الخليل للمقاولات | 11.18 - Baseline BOQ- Power Block+Balance of Plant-22 40 00 PLF-0014 | Supplying; installing; mixers Sanitary for Ablution area. | ECH | 8 | 230 | 1840 | SAR | SC_Apply
Rabigh CCPP-Civil _K0006 |  | RFQ-00008 | Ahmed Saleh | MEP (Electro Mechanical) | 2024-04-30 | MEP Installation Work | Approved | 11.18 - Baseline BOQ- Power Block+Balance of Plant-33 05 61 SWNT-0024 | Supplying; installing; testing; circular; cast-in-place concrete; manhole; internal dims. D=2m; installed under ground; depth range D>3m; for sewage network. | ECH | 1 | 1 | 364 | 364 | SC_Apply | شركة اضواء الخليل للمقاولات | 11.18 - Baseline BOQ- Power Block+Balance of Plant-33 05 61 SWNT-0024 | Supplying; installing; testing; circular; cast-in-place concrete; manhole; internal dims. D=2m; installed under ground; depth range D>3m; for sewage network. | ECH | 1 | 2875 | 2875 | SAR | SC_Apply
Rabigh CCPP-Civil _K0006 |  | RFQ-00008 | Ahmed Saleh | MEP (Electro Mechanical) | 2024-04-30 | MEP Installation Work | Approved | 11.18 - Baseline BOQ- Power Block+Balance of Plant-33 05 61 SWNT-0018 | Supplying; installing; testing; circular; cast-in-place concrete; manhole; internal dims. D=1.2m; installed under ground; depth range 1m<D≤2m; for chemical network. | ECH | 5 | 5 | 241 | 1205 | SC_Apply | شركة اضواء الخليل للمقاولات | 11.18 - Baseline BOQ- Power Block+Balance of Plant-33 05 61 SWNT-0018 | Supplying; installing; testing; circular; cast-in-place concrete; manhole; internal dims. D=1.2m; installed under ground; depth range 1m<D≤2m; for chemical network. | ECH | 5 | 2300 | 11500 | SAR | SC_Apply
Rabigh CCPP-Civil _K0006 |  | RFQ-00008 | Ahmed Saleh | MEP (Electro Mechanical) | 2024-04-30 | MEP Installation Work | Approved | 11.18 - Baseline BOQ- Power Block+Balance of Plant-33 05 61 SWNT-0019 | Supplying; installing; testing; circular; cast-in-place concrete; manhole; internal dims. D=2m; installed under ground; depth range D>3m; for chemical network. | ECH | 2 | 2 | 364 | 728 | SC_Apply | شركة اضواء الخليل للمقاولات | 11.18 - Baseline BOQ- Power Block+Balance of Plant-33 05 61 SWNT-0019 | Supplying; installing; testing; circular; cast-in-place concrete; manhole; internal dims. D=2m; installed under ground; depth range D>3m; for chemical network. | ECH | 2 | 2875 | 5750 | SAR | SC_Apply
Rabigh CCPP-Civil _K0006 |  | RFQ-00008 | Ahmed Saleh | MEP (Electro Mechanical) | 2024-04-30 | MEP Installation Work | Approved | 11.18 - Baseline BOQ- Power Block+Balance of Plant-33 05 61 SWNT-0020 | Supplying; installing; testing; rectangular; cast-in-place concrete; drain chamber; internal dims. L=0.6mxW=0.6mxH=0.6m; installed under ground; depth range 1m<D≤2m; for chemical network. | ECH | 145 | 145 | 217 | 31465 | SC_Apply | شركة اضواء الخليل للمقاولات | 11.18 - Baseline BOQ- Power Block+Balance of Plant-33 05 61 SWNT-0020 | Supplying; installing; testing; rectangular; cast-in-place concrete; drain chamber; internal dims. L=0.6mxW=0.6mxH=0.6m; installed under ground; depth range 1m<D≤2m; for chemical network. | ECH | 145 | 1710 | 247950 | SAR | SC_Apply
Rabigh CCPP-Civil _K0006 |  | RFQ-00008 | Ahmed Saleh | MEP (Electro Mechanical) | 2024-04-30 | MEP Installation Work | Approved | 11.18 - Baseline BOQ- Power Block+Balance of Plant-33 05 61 SWNT-0022 | Supplying; installing; testing; circular; cast-in-place concrete; manhole; internal dims. D=1.2m; installed under ground; depth range 1m<D≤2m; for sewage network. | ECH | 10 | 10 | 241 | 2410 | SC_Apply | شركة اضواء الخليل للمقاولات | 11.18 - Baseline BOQ- Power Block+Balance of Plant-33 05 61 SWNT-0022 | Supplying; installing; testing; circular; cast-in-place concrete; manhole; internal dims. D=1.2m; installed under ground; depth range 1m<D≤2m; for sewage network. | ECH | 10 | 2300 | 23000 | SAR | SC_Apply
Rabigh CCPP-Civil _K0006 |  | RFQ-00008 | Ahmed Saleh | MEP (Electro Mechanical) | 2024-04-30 | MEP Installation Work | Approved | 11.18 - Baseline BOQ- Power Block+Balance of Plant-33 05 61 SWNT-0023 | Supplying; installing; testing; circular; cast-in-place concrete; manhole; internal dims. D=1.5m; installed under ground; depth range 1m<D≤2m; for sewage network. | ECH | 3 | 3 | 259 | 777 | SC_Apply | شركة اضواء الخليل للمقاولات | 11.18 - Baseline BOQ- Power Block+Balance of Plant-33 05 61 SWNT-0023 | Supplying; installing; testing; circular; cast-in-place concrete; manhole; internal dims. D=1.5m; installed under ground; depth range 1m<D≤2m; for sewage network. | ECH | 3 | 2875 | 8625 | SAR | SC_Apply
Rabigh CCPP-Civil _K0006 |  | RFQ-00008 | Ahmed Saleh | MEP (Electro Mechanical) | 2024-04-30 | MEP Installation Work | Approved | 11.18 - Baseline BOQ- Power Block+Balance of Plant-33 31 00 SWNT-0042 | Supplying; installing; testing; gravity; PN6 bar; High density polyethylene (HDPE) pipes; outer Dia. 200mm; installed under ground; depth range 2m<D≤3m; buried; for chemical network. | ECH | 153 | 153 | 126 | 19278 | SC_Apply | شركة اضواء الخليل للمقاولات | 11.18 - Baseline BOQ- Power Block+Balance of Plant-33 31 00 SWNT-0042 | Supplying; installing; testing; gravity; PN6 bar; High density polyethylene (HDPE) pipes; outer Dia. 200mm; installed under ground; depth range 2m<D≤3m; buried; for chemical network. | ECH | 153 | 115 | 17595 | SAR | SC_Apply
Rabigh CCPP-Civil _K0006 |  | RFQ-00008 | Ahmed Saleh | MEP (Electro Mechanical) | 2024-04-30 | MEP Installation Work | Approved | 11.18 - Baseline BOQ- Power Block+Balance of Plant-33 31 00 SWNT-0041 | Supplying; installing; testing; gravity; PN6 bar; High density polyethylene (HDPE) pipes; outer Dia. 250mm; installed under ground; depth range 2m<D≤3m; buried; for oil network. | ECH | 90 | 90 | 157 | 14130 | SC_Apply | شركة اضواء الخليل للمقاولات | 11.18 - Baseline BOQ- Power Block+Balance of Plant-33 31 00 SWNT-0041 | Supplying; installing; testing; gravity; PN6 bar; High density polyethylene (HDPE) pipes; outer Dia. 250mm; installed under ground; depth range 2m<D≤3m; buried; for oil network. | ECH | 90 | 138 | 12420 | SAR | SC_Apply
Rabigh CCPP-Civil _K0006 |  | RFQ-00008 | Ahmed Saleh | MEP (Electro Mechanical) | 2024-04-30 | MEP Installation Work | Approved | 11.18 - Baseline BOQ- Power Block+Balance of Plant-33 31 00 SWNT-0013 | Supplying; installing; testing; gravity; PN6 bar; High density polyethylene (HDPE) pipes; outer Dia. 150mm; installed under ground; depth range 1m<D≤2m; buried; for oil network. | ECH | 785 | 785 | 94 | 73790 | SC_Apply | شركة اضواء الخليل للمقاولات | 11.18 - Baseline BOQ- Power Block+Balance of Plant-33 31 00 SWNT-0013 | Supplying; installing; testing; gravity; PN6 bar; High density polyethylene (HDPE) pipes; outer Dia. 150mm; installed under ground; depth range 1m<D≤2m; buried; for oil network. | ECH | 785 | 104 | 81640 | SAR | SC_Apply
Rabigh CCPP-Civil _K0006 |  | RFQ-00008 | Ahmed Saleh | MEP (Electro Mechanical) | 2024-04-30 | MEP Installation Work | Approved | 11.18 - Baseline BOQ- Power Block+Balance of Plant-33 31 00 SWNT-0014 | Supplying; installing; testing; gravity; PN6 bar; High density polyethylene (HDPE) pipes; outer Dia. 200mm; installed under ground; depth range 1m<D≤2m; buried; for oil network. | ECH | 357 | 357 | 125 | 44625 | SC_Apply | شركة اضواء الخليل للمقاولات | 11.18 - Baseline BOQ- Power Block+Balance of Plant-33 31 00 SWNT-0014 | Supplying; installing; testing; gravity; PN6 bar; High density polyethylene (HDPE) pipes; outer Dia. 200mm; installed under ground; depth range 1m<D≤2m; buried; for oil network. | ECH | 357 | 115 | 41055 | SAR | SC_Apply
Rabigh CCPP-Civil _K0006 |  | RFQ-00008 | Ahmed Saleh | MEP (Electro Mechanical) | 2024-04-30 | MEP Installation Work | Approved | 11.18 - Baseline BOQ- Power Block+Balance of Plant-33 42 11 SNT-0047 | Supplying; installing; testing; pressurized; PN16 bar; High density polyethylene (HDPE) pipes; outer Dia. 450mm; installed under ground; depth range 2m<D≤3m; on sand bedding; for storm network. | MTR | 77 | 77 | 283 | 21791 | SC_Apply | شركة اضواء الخليل للمقاولات | 11.18 - Baseline BOQ- Power Block+Balance of Plant-33 42 11 SNT-0047 | Supplying; installing; testing; pressurized; PN16 bar; High density polyethylene (HDPE) pipes; outer Dia. 450mm; installed under ground; depth range 2m<D≤3m; on sand bedding; for storm network. | MTR | 77 | 288 | 22176 | SAR | SC_Apply
Rabigh CCPP-Civil _K0006 |  | RFQ-00008 | Ahmed Saleh | MEP (Electro Mechanical) | 2024-04-30 | MEP Installation Work | Approved | 11.18 - Baseline BOQ- Power Block+Balance of Plant-33 42 11 SNT-0048 | Supplying; installing; testing; pressurized; PN16 bar; High density polyethylene (HDPE) pipes; outer Dia. 800mm; installed under ground; depth range 2m<D≤3m; on sand bedding; for storm network. | MTR | 499 | 499 | 519 | 258981 | SC_Apply | شركة اضواء الخليل للمقاولات | 11.18 - Baseline BOQ- Power Block+Balance of Plant-33 42 11 SNT-0048 | Supplying; installing; testing; pressurized; PN16 bar; High density polyethylene (HDPE) pipes; outer Dia. 800mm; installed under ground; depth range 2m<D≤3m; on sand bedding; for storm network. | MTR | 499 | 420 | 209580 | SAR | SC_Apply
Rabigh CCPP-Civil _K0006 |  | RFQ-00008 | Ahmed Saleh | MEP (Electro Mechanical) | 2024-04-30 | MEP Installation Work | Approved | 11.18 - Baseline BOQ- Power Block+Balance of Plant-22 13 16 FWDN-0001 | Sypplying;Installing;testing;thermoplastic (UPVC);pipeas per BS3505;to drainage network;inner Dia. 2";installed above ground; | MTR | 286 | 286 | 46 | 13156 | SC_Apply | شركة اضواء الخليل للمقاولات | 11.18 - Baseline BOQ- Power Block+Balance of Plant-22 13 16 FWDN-0001 | Sypplying;Installing;testing;thermoplastic (UPVC);pipeas per BS3505;to drainage network;inner Dia. 2";installed above ground; | MTR | 286 | 46 | 13156 | SAR | SC_Apply
Rabigh CCPP-Civil _K0006 |  | RFQ-00008 | Ahmed Saleh | MEP (Electro Mechanical) | 2024-04-30 | MEP Installation Work | Approved | 11.18 - Baseline BOQ- Power Block+Balance of Plant-22 13 16 FWDN-0002 | Sypplying;Installing;testing;thermoplastic (UPVC);pipeas per BS3505;to drainage network;inner Dia. 3";installed above ground; | MTR | 280 | 280 | 62 | 17360 | SC_Apply | شركة اضواء الخليل للمقاولات | 11.18 - Baseline BOQ- Power Block+Balance of Plant-22 13 16 FWDN-0002 | Sypplying;Installing;testing;thermoplastic (UPVC);pipeas per BS3505;to drainage network;inner Dia. 3";installed above ground; | MTR | 280 | 52 | 14560 | SAR | SC_Apply
Rabigh CCPP-Civil _K0006 |  | RFQ-00008 | Ahmed Saleh | MEP (Electro Mechanical) | 2024-04-30 | MEP Installation Work | Approved | 11.18 - Baseline BOQ- Power Block+Balance of Plant-22 13 16 FWDN-0003 | Sypplying;Installing;testing;thermoplastic (UPVC);pipeas per BS3505;to drainage network;inner Dia. 4";installed above ground; | MTR | 776 | 776 | 92 | 71392 | SC_Apply | شركة اضواء الخليل للمقاولات | 11.18 - Baseline BOQ- Power Block+Balance of Plant-22 13 16 FWDN-0003 | Sypplying;Installing;testing;thermoplastic (UPVC);pipeas per BS3505;to drainage network;inner Dia. 4";installed above ground; | MTR | 776 | 75 | 58200 | SAR | SC_Apply
Rabigh CCPP-Civil _K0006 |  | RFQ-00008 | Ahmed Saleh | MEP (Electro Mechanical) | 2024-04-30 | MEP Installation Work | Approved | 11.18 - Baseline BOQ- Power Block+Balance of Plant-33 42 11 SNT-0020 | Supplying; installing; testing; gravity; PN6 bar; fiberglass-reinforced plastic (GRP) pipes; outer Dia. 700mm; installed under ground; depth range 1m<D≤2m; buried; for storm network. | MTR | 146 | 146 | 697 | 101762 | SC_Apply | شركة اضواء الخليل للمقاولات | 11.18 - Baseline BOQ- Power Block+Balance of Plant-33 42 11 SNT-0020 | Supplying; installing; testing; gravity; PN6 bar; fiberglass-reinforced plastic (GRP) pipes; outer Dia. 700mm; installed under ground; depth range 1m<D≤2m; buried; for storm network. | MTR | 146 | 368 | 53728 | SAR | SC_Apply
Rabigh CCPP-Civil _K0006 |  | RFQ-00008 | Ahmed Saleh | MEP (Electro Mechanical) | 2024-04-30 | MEP Installation Work | Approved | 11.18 - Baseline BOQ- Power Block+Balance of Plant-33 42 11 SNT-0029 | Supplying; installing; testing; pressurized; PN16 bar; High density polyethylene (HDPE) pipes; outer Dia. 800mm; installed under ground; depth range 1m<D≤2m; buried; for storm network | MTR | 215 | 215 | 517 | 111155 | SC_Apply | شركة اضواء الخليل للمقاولات | 11.18 - Baseline BOQ- Power Block+Balance of Plant-33 42 11 SNT-0029 | Supplying; installing; testing; pressurized; PN16 bar; High density polyethylene (HDPE) pipes; outer Dia. 800mm; installed under ground; depth range 1m<D≤2m; buried; for storm network | MTR | 215 | 368 | 79120 | SAR | SC_Apply
Rabigh CCPP-Civil _K0006 |  | RFQ-00008 | Ahmed Saleh | MEP (Electro Mechanical) | 2024-04-30 | MEP Installation Work | Approved | 11.18 - Baseline BOQ- Power Block+Balance of Plant-33 42 11 SNT-0032 | Supplying; installing; testing; gravity; PN6 bar; fiberglass-reinforced plastic (GRP) pipes; outer Dia. 500mm; installed under ground; depth range 2m<D≤3m; on sand bedding; for storm network. | MTR | 91 | 91 | 498 | 45318 | SC_Apply | شركة اضواء الخليل للمقاولات | 11.18 - Baseline BOQ- Power Block+Balance of Plant-33 42 11 SNT-0032 | Supplying; installing; testing; gravity; PN6 bar; fiberglass-reinforced plastic (GRP) pipes; outer Dia. 500mm; installed under ground; depth range 2m<D≤3m; on sand bedding; for storm network. | MTR | 91 | 207 | 18837 | SAR | SC_Apply
Rabigh CCPP-Civil _K0006 |  | RFQ-00008 | Ahmed Saleh | MEP (Electro Mechanical) | 2024-04-30 | MEP Installation Work | Approved | 11.18 - Baseline BOQ- Power Block+Balance of Plant-33 42 11 SNT-0033 | Supplying; installing; testing; gravity; PN6 bar; fiberglass-reinforced plastic (GRP) pipes; outer Dia. 600mm; installed under ground; depth range 2m<D≤3m; on sand bedding; for storm network. | MTR | 218 | 218 | 598 | 130364 | SC_Apply | شركة اضواء الخليل للمقاولات | 11.18 - Baseline BOQ- Power Block+Balance of Plant-33 42 11 SNT-0033 | Supplying; installing; testing; gravity; PN6 bar; fiberglass-reinforced plastic (GRP) pipes; outer Dia. 600mm; installed under ground; depth range 2m<D≤3m; on sand bedding; for storm network. | MTR | 218 | 345 | 75210 | SAR | SC_Apply
Rabigh CCPP-Civil _K0006 |  | RFQ-00008 | Ahmed Saleh | MEP (Electro Mechanical) | 2024-04-30 | MEP Installation Work | Approved | 11.18 - Baseline BOQ- Power Block+Balance of Plant-33 42 11 SNT-0034 | Supplying; installing; testing; gravity; PN6 bar; fiberglass-reinforced plastic (GRP) pipes; outer Dia. 1000mm; installed under ground; depth range 2m<D≤3m; on sand bedding; for storm network. | MTR | 72.73 | 72.73 | 1002 | 72875.46 | SC_Apply | شركة اضواء الخليل للمقاولات | 11.18 - Baseline BOQ- Power Block+Balance of Plant-33 42 11 SNT-0034 | Supplying; installing; testing; gravity; PN6 bar; fiberglass-reinforced plastic (GRP) pipes; outer Dia. 1000mm; installed under ground; depth range 2m<D≤3m; on sand bedding; for storm network. | MTR | 72.73 | 437 | 31783.01 | SAR | SC_Apply
Rabigh CCPP-Civil _K0006 |  | RFQ-00008 | Ahmed Saleh | MEP (Electro Mechanical) | 2024-04-30 | MEP Installation Work | Approved | 11.18 - Baseline BOQ- Power Block+Balance of Plant-22 05 76 CLO-0001 | Sypplying;Installing;testing;thermoplastic (UPVC); clean out;for drain fixtures100mm; in buildings; | ECH | 12 | 12 | 150 | 1800 | SC_Apply | شركة اضواء الخليل للمقاولات | 11.18 - Baseline BOQ- Power Block+Balance of Plant-22 05 76 CLO-0001 | Sypplying;Installing;testing;thermoplastic (UPVC); clean out;for drain fixtures100mm; in buildings; | ECH | 12 | 58 | 696 | SAR | SC_Apply
Rabigh CCPP-Civil _K0006 |  | RFQ-00008 | Ahmed Saleh | MEP (Electro Mechanical) | 2024-04-30 | MEP Installation Work | Approved | 11.18 - Baseline BOQ- Power Block+Balance of Plant-22 11 33 FWSN-0007 | Sypplying;Installing;testing;Polypropylene (PPP);pipeSDR7.4; to water supply network;inner Dia. 1";in buildings; | MTR | 142 | 142 | 23 | 3266 | SC_Apply | شركة اضواء الخليل للمقاولات | 11.18 - Baseline BOQ- Power Block+Balance of Plant-22 11 33 FWSN-0007 | Sypplying;Installing;testing;Polypropylene (PPP);pipeSDR7.4; to water supply network;inner Dia. 1";in buildings; | MTR | 142 | 29 | 4118 | SAR | SC_Apply
Rabigh CCPP-Civil _K0006 |  | RFQ-00008 | Ahmed Saleh | MEP (Electro Mechanical) | 2024-04-30 | MEP Installation Work | Approved | 11.18 - Baseline BOQ- Power Block+Balance of Plant-33 05 00 GEN-0002 | Supply and install water oil separator (15 mg/l) with inlet flow 30 L/s the separator shall include a pre-separation chamber ,oil pump ,water pump, oil skid tank and the work shall include controls, motor, valves, connecting pipe work and accessories. All necessary equipment for safe operation and monitoring of the system shall be included. | ECH | 2 | 2 | 2315 | 4630 | SC_Apply | شركة اضواء الخليل للمقاولات | 11.18 - Baseline BOQ- Power Block+Balance of Plant-33 05 00 GEN-0002 | Supply and install water oil separator (15 mg/l) with inlet flow 30 L/s the separator shall include a pre-separation chamber ,oil pump ,water pump, oil skid tank and the work shall include controls, motor, valves, connecting pipe work and accessories. All necessary equipment for safe operation and monitoring of the system shall be included. | ECH | 2 | 2663 | 5326 | SAR | SC_Apply
Rabigh CCPP-Civil _K0006 |  | RFQ-00008 | Ahmed Saleh | MEP (Electro Mechanical) | 2024-04-30 | MEP Installation Work | Approved | 11.18 - Baseline BOQ- Power Block+Balance of Plant-33 05 61 SNT-0015 | Supplying; installing; testing; circular; cast-in-place concrete; manhole; internal dims. D=1.2m; installed under ground; depth range 1m<D≤2m; for storm network. | ECH | 51 | 51 | 241 | 12291 | SC_Apply | شركة اضواء الخليل للمقاولات | 11.18 - Baseline BOQ- Power Block+Balance of Plant-33 05 61 SNT-0015 | Supplying; installing; testing; circular; cast-in-place concrete; manhole; internal dims. D=1.2m; installed under ground; depth range 1m<D≤2m; for storm network. | ECH | 51 | 2070 | 105570 | SAR | SC_Apply
Rabigh CCPP-Civil _K0006 |  | RFQ-00008 | Ahmed Saleh | MEP (Electro Mechanical) | 2024-04-30 | MEP Installation Work | Approved | 11.18 - Baseline BOQ- Power Block+Balance of Plant-33 05 61 SNT-0016 | Supplying; installing; testing; circular; cast-in-place concrete; manhole; internal dims. D=1.5m; installed under ground; depth range 1m<D≤2m; for storm network. | ECH | 32 | 32 | 259 | 8288 | SC_Apply | شركة اضواء الخليل للمقاولات | 11.18 - Baseline BOQ- Power Block+Balance of Plant-33 05 61 SNT-0016 | Supplying; installing; testing; circular; cast-in-place concrete; manhole; internal dims. D=1.5m; installed under ground; depth range 1m<D≤2m; for storm network. | ECH | 32 | 2530 | 80960 | SAR | SC_Apply
Rabigh CCPP-Civil _K0006 |  | RFQ-00008 | Ahmed Saleh | MEP (Electro Mechanical) | 2024-04-30 | MEP Installation Work | Approved | 11.18 - Baseline BOQ- Power Block+Balance of Plant-33 14 19 WNT-0016 | Supplying; installing; testing; motorized; isolation; gate valve; PN10 bar; Dia. 63mm; installed under ground; depth range D≤1m; installed in valve chamber; for irrigation network. | ECH | 1 | 1 | 254 | 254 | SC_Apply | شركة اضواء الخليل للمقاولات | 11.18 - Baseline BOQ- Power Block+Balance of Plant-33 14 19 WNT-0016 | Supplying; installing; testing; motorized; isolation; gate valve; PN10 bar; Dia. 63mm; installed under ground; depth range D≤1m; installed in valve chamber; for irrigation network. | ECH | 1 | 173 | 173 | SAR | SC_Apply
Rabigh CCPP-Civil _K0006 |  | RFQ-00008 | Ahmed Saleh | MEP (Electro Mechanical) | 2024-04-30 | MEP Installation Work | Approved | 11.18 - Baseline BOQ- Power Block+Balance of Plant-22 40 00 PLF-0015 | Supplying; installing; stainless steel Emergency eye wash | ECH | 1 | 1 | 859 | 859 | SC_Apply | شركة اضواء الخليل للمقاولات | 11.18 - Baseline BOQ- Power Block+Balance of Plant-22 40 00 PLF-0015 | Supplying; installing; stainless steel Emergency eye wash | ECH | 1 | 719 | 719 | SAR | SC_Apply
Rabigh CCPP-Civil _K0006 |  | RFQ-00008 | Ahmed Saleh | MEP (Electro Mechanical) | 2024-04-30 | MEP Installation Work | Approved | 11.18 - Baseline BOQ- Power Block+Balance of Plant-22 40 00 PLF-0016 | Supplying; installing; Laboratory Anti-chemical Sink; one eye | ECH | 2 | 2 | 527 | 1054 | SC_Apply | شركة اضواء الخليل للمقاولات | 11.18 - Baseline BOQ- Power Block+Balance of Plant-22 40 00 PLF-0016 | Supplying; installing; Laboratory Anti-chemical Sink; one eye | ECH | 2 | 607 | 1214 | SAR | SC_Apply
Rabigh CCPP-Civil _K0006 |  | RFQ-00008 | Ahmed Saleh | MEP (Electro Mechanical) | 2024-04-30 | MEP Installation Work | Approved | 11.18 - Baseline BOQ- Power Block+Balance of Plant-33 05 61 SWNT-0025 | Supplying; installing; testing; rectangular; cast-in-place concrete; inspection chamber; internal dims. L=0.6mxW=0.6mxH=0.6m; installed under ground; depth range 1m<D≤2m; for chemical network. | ECH | 36 | 36 | 217 | 7812 | SC_Apply | شركة اضواء الخليل للمقاولات | 11.18 - Baseline BOQ- Power Block+Balance of Plant-33 05 61 SWNT-0025 | Supplying; installing; testing; rectangular; cast-in-place concrete; inspection chamber; internal dims. L=0.6mxW=0.6mxH=0.6m; installed under ground; depth range 1m<D≤2m; for chemical network. | ECH | 36 | 1710 | 61560 | SAR | SC_Apply
Rabigh CCPP-Civil _K0006 |  | RFQ-00008 | Ahmed Saleh | MEP (Electro Mechanical) | 2024-04-30 | MEP Installation Work | Approved | 11.18 - Baseline BOQ- Power Block+Balance of Plant-33 14 16 WNT-0013 | Supplying; installing; testing; pressurized; PN10 bar; polyethylene (PE) pipes; outer Dia. 25mm; installed under ground; depth range D≤1m; buried; for irrigation network | MTR | 510 | 510 | 16 | 8160 | SC_Apply | شركة اضواء الخليل للمقاولات | 11.18 - Baseline BOQ- Power Block+Balance of Plant-33 14 16 WNT-0013 | Supplying; installing; testing; pressurized; PN10 bar; polyethylene (PE) pipes; outer Dia. 25mm; installed under ground; depth range D≤1m; buried; for irrigation network | MTR | 510 | 23 | 11730 | SAR | SC_Apply
Rabigh CCPP-Civil _K0006 |  | RFQ-00008 | Ahmed Saleh | MEP (Electro Mechanical) | 2024-04-30 | MEP Installation Work | Approved | 11.18 - Baseline BOQ- Power Block+Balance of Plant-33 14 16 WNT-0014 | Supplying; installing; testing; pressurized; PN10 bar; polyethylene (PE) pipes; outer Dia. 32mm; installed under ground; depth range D≤1m; buried; for irrigation network | MTR | 204 | 204 | 20 | 4080 | SC_Apply | شركة اضواء الخليل للمقاولات | 11.18 - Baseline BOQ- Power Block+Balance of Plant-33 14 16 WNT-0014 | Supplying; installing; testing; pressurized; PN10 bar; polyethylene (PE) pipes; outer Dia. 32mm; installed under ground; depth range D≤1m; buried; for irrigation network | MTR | 204 | 41 | 8364 | SAR | SC_Apply
Rabigh CCPP-Civil _K0006 |  | RFQ-00008 | Ahmed Saleh | MEP (Electro Mechanical) | 2024-04-30 | MEP Installation Work | Approved | 11.18 - Baseline BOQ- Power Block+Balance of Plant-33 14 16 WNT-0015 | Supplying; installing; testing; pressurized; PN10 bar; polyethylene (PE) pipes; outer Dia. 50mm; installed under ground; depth range D≤1m; buried; for irrigation network | MTR | 153 | 153 | 32 | 4896 | SC_Apply | شركة اضواء الخليل للمقاولات | 11.18 - Baseline BOQ- Power Block+Balance of Plant-33 14 16 WNT-0015 | Supplying; installing; testing; pressurized; PN10 bar; polyethylene (PE) pipes; outer Dia. 50mm; installed under ground; depth range D≤1m; buried; for irrigation network | MTR | 153 | 41 | 6273 | SAR | SC_Apply
Rabigh CCPP-Civil _K0006 |  | RFQ-00008 | Ahmed Saleh | MEP (Electro Mechanical) | 2024-04-30 | MEP Installation Work | Approved | 11.18 - Baseline BOQ- Power Block+Balance of Plant-33 05 61 SNT-0017 | Supplying; installing; testing; circular; cast-in-place concrete; manhole; internal dims. D=2m; installed under ground; depth range D>3m; for storm network. | ECH | 10 | 10 | 364 | 3640 | SC_Apply | شركة اضواء الخليل للمقاولات | 11.18 - Baseline BOQ- Power Block+Balance of Plant-33 05 61 SNT-0017 | Supplying; installing; testing; circular; cast-in-place concrete; manhole; internal dims. D=2m; installed under ground; depth range D>3m; for storm network. | ECH | 10 | 2875 | 28750 | SAR | SC_Apply
Rabigh CCPP-Civil _K0006 |  | RFQ-00008 | Ahmed Saleh | MEP (Electro Mechanical) | 2024-04-30 | MEP Installation Work | Approved | 11.18 - Baseline BOQ- Power Block+Balance of Plant-33 31 00 SWNT-0016 | Supplying; installing; testing; gravity; PN6 bar; High density polyethylene (HDPE) pipes; outer Dia. 150mm; installed under ground; depth range 1m<D≤2m; buried; for chemical network. | ECH | 785 | 785 | 94 | 73790 | SC_Apply | شركة اضواء الخليل للمقاولات | 11.18 - Baseline BOQ- Power Block+Balance of Plant-33 31 00 SWNT-0016 | Supplying; installing; testing; gravity; PN6 bar; High density polyethylene (HDPE) pipes; outer Dia. 150mm; installed under ground; depth range 1m<D≤2m; buried; for chemical network. | ECH | 785 | 104 | 81640 | SAR | SC_Apply
Rabigh CCPP-Civil _K0006 |  | RFQ-00008 | Ahmed Saleh | MEP (Electro Mechanical) | 2024-04-30 | MEP Installation Work | Approved | 11.18 - Baseline BOQ- Power Block+Balance of Plant-33 31 00 SWNT-0017 | Supplying; installing; testing; gravity; PN6 bar; High density polyethylene (HDPE) pipes; outer Dia. 200mm; installed under ground; depth range 1m<D≤2m; buried; for chemical network. | ECH | 357 | 357 | 125 | 44625 | SC_Apply | شركة اضواء الخليل للمقاولات | 11.18 - Baseline BOQ- Power Block+Balance of Plant-33 31 00 SWNT-0017 | Supplying; installing; testing; gravity; PN6 bar; High density polyethylene (HDPE) pipes; outer Dia. 200mm; installed under ground; depth range 1m<D≤2m; buried; for chemical network. | ECH | 357 | 115 | 41055 | SAR | SC_Apply
Rabigh CCPP-Civil _K0006 |  | RFQ-00008 | Ahmed Saleh | MEP (Electro Mechanical) | 2024-04-30 | MEP Installation Work | Approved | 11.18 - Baseline BOQ- Power Block+Balance of Plant-33 31 00 SWNT-0018 | Supplying; installing; testing; gravity; PN6 bar; High density polyethylene (HDPE) pipes; outer Dia. 250mm; installed under ground; depth range D≤1m; buried; for chemical network. | ECH | 22 | 22 | 156 | 3432 | SC_Apply | شركة اضواء الخليل للمقاولات | 11.18 - Baseline BOQ- Power Block+Balance of Plant-33 31 00 SWNT-0018 | Supplying; installing; testing; gravity; PN6 bar; High density polyethylene (HDPE) pipes; outer Dia. 250mm; installed under ground; depth range D≤1m; buried; for chemical network. | ECH | 22 | 138 | 3036 | SAR | SC_Apply
Rabigh CCPP-Civil _K0006 |  | RFQ-00008 | Ahmed Saleh | MEP (Electro Mechanical) | 2024-04-30 | MEP Installation Work | Approved | 11.18 - Baseline BOQ- Power Block+Balance of Plant-33 31 00 SWNT-0015 | Supplying; installing; testing; gravity; PN6 bar; High density polyethylene (HDPE) pipes; outer Dia. 250mm; installed under ground; depth range 1m<D≤2m; buried; for oil network. | ECH | 22 | 22 | 156 | 3432 | SC_Apply | شركة اضواء الخليل للمقاولات | 11.18 - Baseline BOQ- Power Block+Balance of Plant-33 31 00 SWNT-0015 | Supplying; installing; testing; gravity; PN6 bar; High density polyethylene (HDPE) pipes; outer Dia. 250mm; installed under ground; depth range 1m<D≤2m; buried; for oil network. | ECH | 22 | 138 | 3036 | SAR | SC_Apply
Rabigh CCPP-Civil _K0006 |  | RFQ-00008 | Ahmed Saleh | MEP (Electro Mechanical) | 2024-04-30 | MEP Installation Work | Approved | 11.18 - Baseline BOQ- Power Block+Balance of Plant-A3.7 Network -10 | Irrigation system Controller including all its accessories and requirements to complete the work as per specifications and drawings | MTR | 1 | 1 | 10429.57 | 10429.57 | SC_Apply | شركة اضواء الخليل للمقاولات | 11.18 - Baseline BOQ- Power Block+Balance of Plant-A3.7 Network -10 | Irrigation system Controller including all its accessories and requirements to complete the work as per specifications and drawings | MTR | 1 | 11983 | 11983 | SAR | SC_Apply
Rabigh CCPP-Civil _K0006 |  | RFQ-00008 | Ahmed Saleh | MEP (Electro Mechanical) | 2024-04-30 | MEP Installation Work | Approved | 11.18 - Baseline BOQ- Power Block+Balance of Plant-A3.7 Network -7 | Supply and install Sprayers with circular nozzels Including connection & fittings to laterals by polyethenile pipes and all necessary accessories and requirements to complete the work as per specifications and drawings. | MTR | 510 | 510 | 35 | 17850 | SC_Apply | شركة اضواء الخليل للمقاولات | 11.18 - Baseline BOQ- Power Block+Balance of Plant-A3.7 Network -7 | Supply and install Sprayers with circular nozzels Including connection & fittings to laterals by polyethenile pipes and all necessary accessories and requirements to complete the work as per specifications and drawings. | MTR | 510 | 46 | 23460 | SAR | SC_Apply
Rabigh CCPP-Civil _K0006 |  | RFQ-00008 | Ahmed Saleh | MEP (Electro Mechanical) | 2024-04-30 | MEP Installation Work | Approved | 11.18 - Baseline BOQ- Power Block+Balance of Plant-A3.7 Network -8 | Supply and install Droppers Including connection & fittings to laterals by polyethenile pipes and all necessary accessories and requirements to complete the work as per specifications and drawings. | MTR | 102 | 102 | 3 | 306 | SC_Apply | شركة اضواء الخليل للمقاولات | 11.18 - Baseline BOQ- Power Block+Balance of Plant-A3.7 Network -8 | Supply and install Droppers Including connection & fittings to laterals by polyethenile pipes and all necessary accessories and requirements to complete the work as per specifications and drawings. | MTR | 102 | 75 | 7650 | SAR | SC_Apply
Rabigh CCPP-Civil _K0006 |  | RFQ-00008 | Ahmed Saleh | MEP (Electro Mechanical) | 2024-04-30 | MEP Installation Work | Approved | 11.18 - Baseline BOQ- Power Block+Balance of Plant-22 13 16 FWDN-0005 | Sypplying;Installing;testing;thermoplastic (UPVC);pipeas per BS3505;to drainage network;inner Dia. 6";installed above ground; | MTR | 50 | 50 | 123 | 6150 | SC_Apply | شركة اضواء الخليل للمقاولات | 11.18 - Baseline BOQ- Power Block+Balance of Plant-22 13 16 FWDN-0005 | Sypplying;Installing;testing;thermoplastic (UPVC);pipeas per BS3505;to drainage network;inner Dia. 6";installed above ground; | MTR | 50 | 81 | 4050 | SAR | SC_Apply
Rabigh CCPP-Civil _K0006 |  | RFQ-00008 | Ahmed Saleh | MEP (Electro Mechanical) | 2024-04-30 | MEP Installation Work | Approved | 11.18 - Baseline BOQ- Power Block+Balance of Plant-22 13 19 FD-0001 | Sypplying;Installing;testing;thermoplastic (UPVC); floor drain;for drain fixtures75mmin buildings; | ECH | 42 | 42 | 151 | 6342 | SC_Apply | شركة اضواء الخليل للمقاولات | 11.18 - Baseline BOQ- Power Block+Balance of Plant-22 13 19 FD-0001 | Sypplying;Installing;testing;thermoplastic (UPVC); floor drain;for drain fixtures75mmin buildings; | ECH | 42 | 35 | 1470 | SAR | SC_Apply
Rabigh CCPP-Civil _K0006 |  | RFQ-00008 | Ahmed Saleh | MEP (Electro Mechanical) | 2024-04-30 | MEP Installation Work | Approved | 11.18 - Baseline BOQ- Power Block+Balance of Plant-22 13 19 FD-0002 | Sypplying;Installing;testing;thermoplastic (UPVC); floor drain;for drain fixtures100mm; in buildings; | ECH | 14 | 14 | 151 | 2114 | SC_Apply | شركة اضواء الخليل للمقاولات | 11.18 - Baseline BOQ- Power Block+Balance of Plant-22 13 19 FD-0002 | Sypplying;Installing;testing;thermoplastic (UPVC); floor drain;for drain fixtures100mm; in buildings; | ECH | 14 | 52 | 728 | SAR | SC_Apply
Rabigh CCPP-Civil _K0006 |  | RFQ-00008 | Ahmed Saleh | MEP (Electro Mechanical) | 2024-04-30 | MEP Installation Work | Approved | 11.18 - Baseline BOQ- Power Block+Balance of Plant-33 05 61 FDN-000 | Supplying; installing; testing; rectangular; cast-in-place concrete; drain chamber; internal dims. L=0.6mxW=0.6mxH=0.6m; installed under ground; depth range 1m<D≤2m; for drain network. | ECH | 18 | 18 | 217 | 3906 | SC_Apply | شركة اضواء الخليل للمقاولات | 11.18 - Baseline BOQ- Power Block+Balance of Plant-33 05 61 FDN-000 | Supplying; installing; testing; rectangular; cast-in-place concrete; drain chamber; internal dims. L=0.6mxW=0.6mxH=0.6m; installed under ground; depth range 1m<D≤2m; for drain network. | ECH | 18 | 1380 | 24840 | SAR | SC_Apply
Rabigh CCPP-Civil _K0006 |  | RFQ-00008 | Ahmed Saleh | MEP (Electro Mechanical) | 2024-04-30 | MEP Installation Work | Approved | 11.18 - Baseline BOQ- Power Block+Balance of Plant-22 13 26 GTR-0001 | Sypplying;Installing;testing;thermoplastic (UPVC); gully trap; for drain fixtures0.4mx0.4m | ECH | 10 | 10 | 202 | 2020 | SC_Apply | شركة اضواء الخليل للمقاولات | 11.18 - Baseline BOQ- Power Block+Balance of Plant-22 13 26 GTR-0001 | Sypplying;Installing;testing;thermoplastic (UPVC); gully trap; for drain fixtures0.4mx0.4m | ECH | 10 | 144 | 1440 | SAR | SC_Apply
Rabigh CCPP-Civil _K0006 |  | RFQ-00008 | Ahmed Saleh | MEP (Electro Mechanical) | 2024-04-30 | MEP Installation Work | Approved | 11.18 - Baseline BOQ- Power Block+Balance of Plant-22 13 26GTR-0001.1 | Sypplying;Installing;testing;thermoplastic (UPVC); gully trap; for drain fixtures0.4mx0.4m | ECH | 2 | 2 | 202 | 404 | SC_Apply | شركة اضواء الخليل للمقاولات | 11.18 - Baseline BOQ- Power Block+Balance of Plant-22 13 26GTR-0001.1 | Sypplying;Installing;testing;thermoplastic (UPVC); gully trap; for drain fixtures0.4mx0.4m | ECH | 2 | 144 | 288 | SAR | SC_Apply
Rabigh CCPP-Civil _K0006 |  | RFQ-00008 | Ahmed Saleh | MEP (Electro Mechanical) | 2024-04-30 | MEP Installation Work | Approved | 11.18 - Baseline BOQ- Power Block+Balance of Plant-33 14 19 WNT-0017 | Supplying; installing; testing; motorized; isolation; gate valve; PN10 bar; Dia. 75mm; installed under ground; depth range D≤1m; installed in valve chamber; for irrigation network. | ECH | 1 | 1 | 294 | 294 | SC_Apply | شركة اضواء الخليل للمقاولات | 11.18 - Baseline BOQ- Power Block+Balance of Plant-33 14 19 WNT-0017 | Supplying; installing; testing; motorized; isolation; gate valve; PN10 bar; Dia. 75mm; installed under ground; depth range D≤1m; installed in valve chamber; for irrigation network. | ECH | 1 | 173 | 173 | SAR | SC_Apply
Rabigh CCPP-Civil _K0006 |  | RFQ-00008 | Ahmed Saleh | MEP (Electro Mechanical) | 2024-04-30 | MEP Installation Work | Approved | 11.18 - Baseline BOQ- Power Block+Balance of Plant-33 42 11 SNT-0035 | Supplying; installing; testing; gravity; PN6 bar; fiberglass-reinforced plastic (GRP) pipes; outer Dia. 700mm; installed under ground; depth range 2m<D≤3m; on sand bedding; for storm network. | MTR | 218 | 218 | 699 | 152382 | SC_Apply | شركة اضواء الخليل للمقاولات | 11.18 - Baseline BOQ- Power Block+Balance of Plant-33 42 11 SNT-0035 | Supplying; installing; testing; gravity; PN6 bar; fiberglass-reinforced plastic (GRP) pipes; outer Dia. 700mm; installed under ground; depth range 2m<D≤3m; on sand bedding; for storm network. | MTR | 218 | 368 | 80224 | SAR | SC_Apply
Rabigh CCPP-Civil _K0006 |  | RFQ-00008 | Ahmed Saleh | MEP (Electro Mechanical) | 2024-04-30 | MEP Installation Work | Approved | 11.18 - Baseline BOQ- Power Block+Balance of Plant-33 42 11 SNT-0036 | Supplying; installing; testing; gravity; PN6 bar; fiberglass-reinforced plastic (GRP) pipes; outer Dia. 900mm; installed under ground; depth range 2m<D≤3m; on sand bedding; for storm network. | MTR | 145 | 145 | 900 | 130500 | SC_Apply | شركة اضواء الخليل للمقاولات | 11.18 - Baseline BOQ- Power Block+Balance of Plant-33 42 11 SNT-0036 | Supplying; installing; testing; gravity; PN6 bar; fiberglass-reinforced plastic (GRP) pipes; outer Dia. 900mm; installed under ground; depth range 2m<D≤3m; on sand bedding; for storm network. | MTR | 145 | 414 | 60030 | SAR | SC_Apply
Rabigh CCPP-Civil _K0006 |  | RFQ-00008 | Ahmed Saleh | MEP (Electro Mechanical) | 2024-04-30 | MEP Installation Work | Approved | 11.18 - Baseline BOQ- Power Block+Balance of Plant-33 42 11 SNT-0037 | Supplying; installing; testing; gravity; PN6 bar; fiberglass-reinforced plastic (GRP) pipes; outer Dia. 1200mm; installed under ground; depth range 2m<D≤3m; on sand bedding; for storm network. | MTR | 109.09 | 109.09 | 1205 | 131453.45 | SC_Apply | شركة اضواء الخليل للمقاولات | 11.18 - Baseline BOQ- Power Block+Balance of Plant-33 42 11 SNT-0037 | Supplying; installing; testing; gravity; PN6 bar; fiberglass-reinforced plastic (GRP) pipes; outer Dia. 1200mm; installed under ground; depth range 2m<D≤3m; on sand bedding; for storm network. | MTR | 109.09 | 460 | 50181.4 | SAR | SC_Apply
Rabigh CCPP-Civil _K0006 |  | RFQ-00008 | Ahmed Saleh | MEP (Electro Mechanical) | 2024-04-30 | MEP Installation Work | Approved | 11.18 - Baseline BOQ- Power Block+Balance of Plant-33 42 11 SNT-0038 | Supplying; installing; testing; gravity; PN6 bar; fiberglass-reinforced plastic (GRP) pipes; outer Dia. 1300mm; installed under ground; depth range 2m<D≤3m; on sand bedding; for storm network. | MTR | 36.36 | 36.36 | 1308 | 47558.88 | SC_Apply | شركة اضواء الخليل للمقاولات | 11.18 - Baseline BOQ- Power Block+Balance of Plant-33 42 11 SNT-0038 | Supplying; installing; testing; gravity; PN6 bar; fiberglass-reinforced plastic (GRP) pipes; outer Dia. 1300mm; installed under ground; depth range 2m<D≤3m; on sand bedding; for storm network. | MTR | 36.36 | 633 | 23015.88 | SAR | SC_Apply
Rabigh CCPP-Civil _K0006 |  | RFQ-00008 | Ahmed Saleh | MEP (Electro Mechanical) | 2024-04-30 | MEP Installation Work | Approved | 11.18 - Baseline BOQ- Power Block+Balance of Plant-22 11 33 FWSN-0008 | Sypplying;Installing;testing;Polypropylene (PPP);pipeSDR7.4; to water supply network;inner Dia. 1.5";in buildings; | MTR | 102 | 102 | 39 | 3978 | SC_Apply | شركة اضواء الخليل للمقاولات | 11.18 - Baseline BOQ- Power Block+Balance of Plant-22 11 33 FWSN-0008 | Sypplying;Installing;testing;Polypropylene (PPP);pipeSDR7.4; to water supply network;inner Dia. 1.5";in buildings; | MTR | 102 | 35 | 3570 | SAR | SC_Apply
Rabigh CCPP-Civil _K0006 |  | RFQ-00008 | Ahmed Saleh | MEP (Electro Mechanical) | 2024-04-30 | MEP Installation Work | Approved | 11.18 - Baseline BOQ- Power Block+Balance of Plant-22 11 33 FWSN-0005 | Sypplying;Installing;testing;Polypropylene (PPP);pipeSDR7.4; to water supply network;inner Dia. 1/2";in buildings; | MTR | 329 | 329 | 16 | 5264 | SC_Apply | شركة اضواء الخليل للمقاولات | 11.18 - Baseline BOQ- Power Block+Balance of Plant-22 11 33 FWSN-0005 | Sypplying;Installing;testing;Polypropylene (PPP);pipeSDR7.4; to water supply network;inner Dia. 1/2";in buildings; | MTR | 329 | 23 | 7567 | SAR | SC_Apply
Rabigh CCPP-Civil _K0006 |  | RFQ-00008 | Ahmed Saleh | MEP (Electro Mechanical) | 2024-04-30 | MEP Installation Work | Approved | 11.18 - Baseline BOQ- Power Block+Balance of Plant-22 11 33 FWSN-0006 | Sypplying;Installing;testing;Polypropylene (PPP);pipeSDR7.4; to water supply network;inner Dia. 3/4";in buildings; | MTR | 237 | 237 | 19 | 4503 | SC_Apply | شركة اضواء الخليل للمقاولات | 11.18 - Baseline BOQ- Power Block+Balance of Plant-22 11 33 FWSN-0006 | Sypplying;Installing;testing;Polypropylene (PPP);pipeSDR7.4; to water supply network;inner Dia. 3/4";in buildings; | MTR | 237 | 41 | 9717 | SAR | SC_Apply
Rabigh CCPP-Civil _K0006 |  | RFQ-00008 | Ahmed Saleh | MEP (Electro Mechanical) | 2024-04-30 | MEP Installation Work | Approved | 11.18 - Baseline BOQ- Power Block+Balance of Plant-22 13 16 FWDN-0004 | Sypplying;Installing;testing;High density polyethylene (HDPE);pipePE100;as per ISO 4427;to drainage network;inner Dia. 4";in buildings; | MTR | 80 | 80 | 92 | 7360 | SC_Apply | شركة اضواء الخليل للمقاولات | 11.18 - Baseline BOQ- Power Block+Balance of Plant-22 13 16 FWDN-0004 | Sypplying;Installing;testing;High density polyethylene (HDPE);pipePE100;as per ISO 4427;to drainage network;inner Dia. 4";in buildings; | MTR | 80 | 75 | 6000 | SAR | SC_Apply
Rabigh CCPP-Civil _K0006 |  | RFQ-00008 | Ahmed Saleh | MEP (Electro Mechanical) | 2024-04-30 | MEP Installation Work | Approved | 11.18 - Baseline BOQ- Power Block+Balance of Plant-22 13 16 FWDN-0006 | Sypplying;Installing;testing;High density polyethylene (HDPE);pipePE100;as per ISO 4427;to drainage network;inner Dia. 6";in buildings; | MTR | 40 | 40 | 123 | 4920 | SC_Apply | شركة اضواء الخليل للمقاولات | 11.18 - Baseline BOQ- Power Block+Balance of Plant-22 13 16 FWDN-0006 | Sypplying;Installing;testing;High density polyethylene (HDPE);pipePE100;as per ISO 4427;to drainage network;inner Dia. 6";in buildings; | MTR | 40 | 81 | 3240 | SAR | SC_Apply
Rabigh CCPP-Civil _K0006 |  | RFQ-00008 | Ahmed Saleh | MEP (Electro Mechanical) | 2024-04-30 | MEP Installation Work | Approved | 11.18 - Baseline BOQ- Power Block+Balance of Plant-22 13 16 FWDN-0007 | Sypplying;Installing;testing;thermoplastic (UPVC);pipeas per BS3505;to drainage network;inner Dia. 1";installed above ground; | HRS | 40 | 40 | 19 | 760 | SC_Apply | شركة اضواء الخليل للمقاولات | 11.18 - Baseline BOQ- Power Block+Balance of Plant-22 13 16 FWDN-0007 | Sypplying;Installing;testing;thermoplastic (UPVC);pipeas per BS3505;to drainage network;inner Dia. 1";installed above ground; | HRS | 40 | 46 | 1840 | SAR | SC_Apply
Rabigh CCPP-Civil _K0006 |  | RFQ-00008 | Ahmed Saleh | MEP (Electro Mechanical) | 2024-04-30 | MEP Installation Work | Approved | 11.18 - Baseline BOQ- Power Block+Balance of Plant-33 14 19 WNT-0018 | Supplying; installing; testing; motorized; isolation; gate valve; PN10 bar; Dia. 90mm; installed under ground; depth range D≤1m; installed in valve chamber; for irrigation network. | ECH | 1 | 1 | 335 | 335 | SC_Apply | شركة اضواء الخليل للمقاولات | 11.18 - Baseline BOQ- Power Block+Balance of Plant-33 14 19 WNT-0018 | Supplying; installing; testing; motorized; isolation; gate valve; PN10 bar; Dia. 90mm; installed under ground; depth range D≤1m; installed in valve chamber; for irrigation network. | ECH | 1 | 230 | 230 | SAR | SC_Apply
Rabigh CCPP-Civil _K0006 |  | RFQ-00008 | Ahmed Saleh | MEP (Electro Mechanical) | 2024-04-30 | MEP Installation Work | Approved | 11.18 - Baseline BOQ- Power Block+Balance of Plant-33 14 19 WNT-0019 | Supplying; installing; testing; motorized; non-return; check valve; PN16 bar; Dia. 90mm; installed under ground; depth range D≤1m; installed in valve chamber; for irrigation network. | ECH | 1 | 1 | 350 | 350 | SC_Apply | شركة اضواء الخليل للمقاولات | 11.18 - Baseline BOQ- Power Block+Balance of Plant-33 14 19 WNT-0019 | Supplying; installing; testing; motorized; non-return; check valve; PN16 bar; Dia. 90mm; installed under ground; depth range D≤1m; installed in valve chamber; for irrigation network. | ECH | 1 | 173 | 173 | SAR | SC_Apply
Rabigh CCPP-Civil _K0006 |  | RFQ-00008 | Ahmed Saleh | MEP (Electro Mechanical) | 2024-04-30 | MEP Installation Work | Approved | 11.18 - Baseline BOQ- Power Block+Balance of Plant-33 14 19 WNT-0020 | Supplying; installing; testing; manual; non-return; quick coupler valve; PN16 bar; Dia. 75mm; installed under ground; depth range 1m<D≤2m; installed in valve chamber; for irrigation network. | ECH | 3 | 3 | 287 | 861 | SC_Apply | شركة اضواء الخليل للمقاولات | 11.18 - Baseline BOQ- Power Block+Balance of Plant-33 14 19 WNT-0020 | Supplying; installing; testing; manual; non-return; quick coupler valve; PN16 bar; Dia. 75mm; installed under ground; depth range 1m<D≤2m; installed in valve chamber; for irrigation network. | ECH | 3 | 144 | 432 | SAR | SC_Apply
Rabigh CCPP-Civil _K0006 |  | RFQ-00008 | Ahmed Saleh | MEP (Electro Mechanical) | 2024-04-30 | MEP Installation Work | Approved | 11.19 - Baseline BOQ- Power Block+Balance of Plant-26 05 33.13 CND-0007 | Supplying; installing; connecting; testing; embedded; nonmetallic conduits; PVC; 32mm; with coupling; to receptacles. | ECH | 1750 | 1750 | 14 | 24500 | SC_Apply | شركة اضواء الخليل للمقاولات | 11.19 - Baseline BOQ- Power Block+Balance of Plant-26 05 33.13 CND-0007 | Supplying; installing; connecting; testing; embedded; nonmetallic conduits; PVC; 32mm; with coupling; to receptacles. | ECH | 1750 | 17 | 29750 | SAR | SC_Apply
Rabigh CCPP-Civil _K0006 |  | RFQ-00008 | Ahmed Saleh | MEP (Electro Mechanical) | 2024-04-30 | MEP Installation Work | Approved | 11.19 - Baseline BOQ- Power Block+Balance of Plant-26 05 33.13 CND-0009 | Supplying; installing; connecting; testing; embedded; nonmetallic conduits; PVC; 150mm; with coupling; to duct banks. | ECH | 11250 | 11250 | 50 | 562500 | SC_Apply | شركة اضواء الخليل للمقاولات | 11.19 - Baseline BOQ- Power Block+Balance of Plant-26 05 33.13 CND-0009 | Supplying; installing; connecting; testing; embedded; nonmetallic conduits; PVC; 150mm; with coupling; to duct banks. | ECH | 11250 | 52 | 585000 | SAR | SC_Apply
Rabigh CCPP-Civil _K0006 |  | RFQ-00008 | Ahmed Saleh | MEP (Electro Mechanical) | 2024-04-30 | MEP Installation Work | Approved | 11.19 - Baseline BOQ- Power Block+Balance of Plant-26 05 33.13 CND-0010 | Supplying; installing; connecting; testing; embedded; metallic conduits; rigid mild steel (RGS); 3"; with coupling; to equipment's. | ECH | 1500 | 1500 | 70 | 105000 | SC_Apply | شركة اضواء الخليل للمقاولات | 11.19 - Baseline BOQ- Power Block+Balance of Plant-26 05 33.13 CND-0010 | Supplying; installing; connecting; testing; embedded; metallic conduits; rigid mild steel (RGS); 3"; with coupling; to equipment's. | ECH | 1500 | 80 | 120000 | SAR | SC_Apply
Rabigh CCPP-Civil _K0006 |  | RFQ-00008 | Ahmed Saleh | MEP (Electro Mechanical) | 2024-04-30 | MEP Installation Work | Approved | 11.19 - Baseline BOQ- Power Block+Balance of Plant-26 05 33.13 CND-0015 | Supplying; installing; connecting; testing; embedded; nonmetallic conduits; PVC; 200mm; with coupling; to duct banks. | ECH | 11250 | 11250 | 55 | 618750 | SC_Apply | شركة اضواء الخليل للمقاولات | 11.19 - Baseline BOQ- Power Block+Balance of Plant-26 05 33.13 CND-0015 | Supplying; installing; connecting; testing; embedded; nonmetallic conduits; PVC; 200mm; with coupling; to duct banks. | ECH | 11250 | 56 | 630000 | SAR | SC_Apply
Rabigh CCPP-Civil _K0006 |  | RFQ-00008 | Ahmed Saleh | MEP (Electro Mechanical) | 2024-04-30 | MEP Installation Work | Approved | 11.19 - Baseline BOQ- Power Block+Balance of Plant-26 05 33.13 CND-0004 | Supplying; installing; connecting; testing; embedded; nonmetallic conduits; PVC; 20mm; with coupling; to lighting systems | ECH | 1850 | 1850 | 12 | 22200 | SC_Apply | شركة اضواء الخليل للمقاولات | 11.19 - Baseline BOQ- Power Block+Balance of Plant-26 05 33.13 CND-0004 | Supplying; installing; connecting; testing; embedded; nonmetallic conduits; PVC; 20mm; with coupling; to lighting systems | ECH | 1850 | 14 | 25900 | SAR | SC_Apply
Rabigh CCPP-Civil _K0006 |  | RFQ-00008 | Ahmed Saleh | MEP (Electro Mechanical) | 2024-04-30 | MEP Installation Work | Approved | 11.19 - Baseline BOQ- Power Block+Balance of Plant-26 05 33.13 CND-0005 | Supplying; installing; connecting; testing; embedded; nonmetallic conduits; PVC; 50mm; with coupling; to lighting systems. | ECH | 6500 | 6500 | 15 | 97500 | SC_Apply | شركة اضواء الخليل للمقاولات | 11.19 - Baseline BOQ- Power Block+Balance of Plant-26 05 33.13 CND-0005 | Supplying; installing; connecting; testing; embedded; nonmetallic conduits; PVC; 50mm; with coupling; to lighting systems. | ECH | 6500 | 17 | 110500 | SAR | SC_Apply
Rabigh CCPP-Civil _K0006 |  | RFQ-00008 | Ahmed Saleh | MEP (Electro Mechanical) | 2024-04-30 | MEP Installation Work | Approved | 11.19 - Baseline BOQ- Power Block+Balance of Plant-26 05 33.13 CND-0006 | Supplying; installing; connecting; testing; embedded; nonmetallic conduits; PVC; 20mm; with coupling; to receptacles. | ECH | 3250 | 3250 | 12 | 39000 | SC_Apply | شركة اضواء الخليل للمقاولات | 11.19 - Baseline BOQ- Power Block+Balance of Plant-26 05 33.13 CND-0006 | Supplying; installing; connecting; testing; embedded; nonmetallic conduits; PVC; 20mm; with coupling; to receptacles. | ECH | 3250 | 14 | 45500 | SAR | SC_Apply
Rabigh CCPP-Civil _K0006 |  | RFQ-00008 | Ahmed Saleh | MEP (Electro Mechanical) | 2024-04-30 | MEP Installation Work | Approved | 11.19 - Baseline BOQ- Power Block+Balance of Plant-26 05 33.13 CND-0011 | Supplying; installing; connecting; testing; embedded; nonmetallic conduits; PVC; 3"; with coupling; to equipment's. | ECH | 825 | 825 | 12 | 9900 | SC_Apply | شركة اضواء الخليل للمقاولات | 11.19 - Baseline BOQ- Power Block+Balance of Plant-26 05 33.13 CND-0011 | Supplying; installing; connecting; testing; embedded; nonmetallic conduits; PVC; 3"; with coupling; to equipment's. | ECH | 825 | 15 | 12375 | SAR | SC_Apply
Rabigh CCPP-Civil _K0006 |  | RFQ-00008 | Ahmed Saleh | MEP (Electro Mechanical) | 2024-04-30 | MEP Installation Work | Approved | 11.19 - Baseline BOQ- Power Block+Balance of Plant-26 05 33.13 CND-0012 | Supplying; installing; connecting; testing; embedded; nonmetallic conduits; PVC; 4"; with coupling; to equipment's. | ECH | 1725 | 1725 | 14 | 24150 | SC_Apply | شركة اضواء الخليل للمقاولات | 11.19 - Baseline BOQ- Power Block+Balance of Plant-26 05 33.13 CND-0012 | Supplying; installing; connecting; testing; embedded; nonmetallic conduits; PVC; 4"; with coupling; to equipment's. | ECH | 1725 | 25 | 43125 | SAR | SC_Apply
Rabigh CCPP-Civil _K0006 |  | RFQ-00008 | Ahmed Saleh | MEP (Electro Mechanical) | 2024-04-30 | MEP Installation Work | Approved | 11.19 - Baseline BOQ- Power Block+Balance of Plant-26 05 33.13 CND-0013 | Supplying; installing; connecting; testing; embedded; nonmetallic conduits; PVC; 5"; with coupling; to equipment's. | ECH | 264 | 264 | 15 | 3960 | SC_Apply | شركة اضواء الخليل للمقاولات | 11.19 - Baseline BOQ- Power Block+Balance of Plant-26 05 33.13 CND-0013 | Supplying; installing; connecting; testing; embedded; nonmetallic conduits; PVC; 5"; with coupling; to equipment's. | ECH | 264 | 25 | 6600 | SAR | SC_Apply
Rabigh CCPP-Civil _K0006 |  | RFQ-00008 | Ahmed Saleh | MEP (Electro Mechanical) | 2024-04-30 | MEP Installation Work | Approved | 11.19 - Baseline BOQ- Power Block+Balance of Plant-26 05 33.13 CND-0014 | Supplying; installing; connecting; testing; embedded; metallic conduits; rigid mild steel (RGS); 4"; with coupling; to equipment's. | ECH | 1500 | 1500 | 100 | 150000 | SC_Apply | شركة اضواء الخليل للمقاولات | 11.19 - Baseline BOQ- Power Block+Balance of Plant-26 05 33.13 CND-0014 | Supplying; installing; connecting; testing; embedded; metallic conduits; rigid mild steel (RGS); 4"; with coupling; to equipment's. | ECH | 1500 | 90 | 135000 | SAR | SC_Apply
Rabigh CCPP-Civil _K0006 |  | RFQ-00008 | Ahmed Saleh | MEP (Electro Mechanical) | 2024-04-30 | MEP Installation Work | Approved | 11.22 - Baseline BOQ- Power Block+Balance of Plant-33 79 83 GRN-0012 | Installting; testing; soft drawn; tinned; copper bare conductor; 1x240mm2; site grounding network main grid. | ECH | 20250 | 20250 | 38 | 769500 | SC_Apply | شركة اضواء الخليل للمقاولات | 11.22 - Baseline BOQ- Power Block+Balance of Plant-33 79 83 GRN-0012 | Installting; testing; soft drawn; tinned; copper bare conductor; 1x240mm2; site grounding network main grid. | ECH | 20250 | 38 | 769500 | SAR | SC_Apply
Rabigh CCPP-Civil _K0006 |  | RFQ-00008 | Ahmed Saleh | MEP (Electro Mechanical) | 2024-04-30 | MEP Installation Work | Approved | 11.22 - Baseline BOQ- Power Block+Balance of Plant-33 79 83 GRN-0013 | Installting; testing; soft drawn; tinned; copper bare conductor; 1x240mm2; site grounding network foundation grounding. | ECH | 5967 | 5967 | 38 | 226746 | SC_Apply | شركة اضواء الخليل للمقاولات | 11.22 - Baseline BOQ- Power Block+Balance of Plant-33 79 83 GRN-0013 | Installting; testing; soft drawn; tinned; copper bare conductor; 1x240mm2; site grounding network foundation grounding. | ECH | 5967 | 38 | 226746 | SAR | SC_Apply
Rabigh CCPP-Civil _K0006 |  | RFQ-00008 | Ahmed Saleh | MEP (Electro Mechanical) | 2024-04-30 | MEP Installation Work | Approved | 11.22 - Baseline BOQ- Power Block+Balance of Plant-33 79 83 GRN-0011 | Installting; testing; mild steel tape; 40x4 mm; site grounding network; site grounding network foundation grounding. | ECH | 9542.5 | 9542.5 | 13 | 124052.5 | SC_Apply | شركة اضواء الخليل للمقاولات | 11.22 - Baseline BOQ- Power Block+Balance of Plant-33 79 83 GRN-0011 | Installting; testing; mild steel tape; 40x4 mm; site grounding network; site grounding network foundation grounding. | ECH | 9542.5 | 18 | 171765 | SAR | SC_Apply
Rabigh CCPP-Civil _K0006 |  | RFQ-00008 | Ahmed Saleh | MEP (Electro Mechanical) | 2024-04-30 | MEP Installation Work | Approved | 11.22 - Baseline BOQ- Power Block+Balance of Plant-33 79 83 GRN-0015 | Installting; testing; soft drawn; tinned; copper bare conductor; 1x150mm2; site grounding network main grid. | ECH | 4500 | 4500 | 25 | 112500 | SC_Apply | شركة اضواء الخليل للمقاولات | 11.22 - Baseline BOQ- Power Block+Balance of Plant-33 79 83 GRN-0015 | Installting; testing; soft drawn; tinned; copper bare conductor; 1x150mm2; site grounding network main grid. | ECH | 4500 | 25 | 112500 | SAR | SC_Apply
Rabigh CCPP-Civil _K0006 |  | RFQ-00008 | Ahmed Saleh | MEP (Electro Mechanical) | 2024-04-30 | MEP Installation Work | Approved | 11.19 - Baseline BOQ- Power Block+Balance of Plant-33 05 97 PHV-0005 | Supplying; installing; warning tape; 90cm width; buried; protection to high voltage cables. | ECH | 11980 | 11980 | 1.5 | 17970 | MAT_Raw | شركة اضواء الخليل للمقاولات | 11.19 - Baseline BOQ- Power Block+Balance of Plant-33 05 97 PHV-0005 | Supplying; installing; warning tape; 90cm width; buried; protection to high voltage cables. | ECH | 11980 | 3 | 35940 | SAR | MAT_Raw
Rabigh CCPP-Civil _K0006 |  | RFQ-00008 | Ahmed Saleh | MEP (Electro Mechanical) | 2024-04-30 | MEP Installation Work | Approved | 11.19 - Baseline BOQ- Power Block+Balance of Plant-33 05 97 PHV-0006 | Supplying; fabricating; delivering; unloading at site; and installing; PVC coated wire mesh ; 1.8m width; buried; protection to HV cables | ECH | 5990 | 5990 | 2 | 11980 | MAT_Raw | شركة اضواء الخليل للمقاولات | 11.19 - Baseline BOQ- Power Block+Balance of Plant-33 05 97 PHV-0006 | Supplying; fabricating; delivering; unloading at site; and installing; PVC coated wire mesh ; 1.8m width; buried; protection to HV cables | ECH | 5990 | 4 | 23960 | SAR | MAT_Raw
Rabigh CCPP-Civil _K0006 |  | RFQ-00008 | Ahmed Saleh | MEP (Electro Mechanical) | 2024-04-30 | MEP Installation Work | Approved | 11.22 - Baseline BOQ- Power Block+Balance of Plant-33 79 83 GRN-0014 | Installting; testing; soft drawn; tinned; copper bare conductor; 1x150mm2; site grounding network foundation grounding. | ECH | 5000 | 5000 | 25 | 125000 | SC_Apply | شركة اضواء الخليل للمقاولات | 11.22 - Baseline BOQ- Power Block+Balance of Plant-33 79 83 GRN-0014 | Installting; testing; soft drawn; tinned; copper bare conductor; 1x150mm2; site grounding network foundation grounding. | ECH | 5000 | 25 | 125000 | SAR | SC_Apply
Rabigh CCPP-Civil _K0006 |  | RFQ-00010 | Mohamed Amr | Procurement | 2024-05-01 | Concrete | Approved | 11.11 - Baseline BOQ- Power Block+Balance of Plant-03 31 00 BLN-0007 | Supplying; forming; placing; plain in-situ concrete; for horizontal element; blinding bed; thk ≤ 300 mm; poured on or against earth; grade C16/20 (Cylinder / Cube) after 28 days; as per ASTM; cement content not less than 250kg/m3; cement Type I—ordinary portland cement as per ASTM C150. Including, Supplying; forming; removing; temporary formwork; to sides; plain in-situ concrete; foundations; finish class F1 as per ACI; thickness ≤ 300 mm. | CBM | 8323.68 | 8323.68 | 260 | 2164156.8 | SC_Supply | Saudi Ready Mix | 11.11 - Baseline BOQ- Power Block+Balance of Plant-03 31 00 BLN-0007 | Supplying; forming; placing; plain in-situ concrete; for horizontal element; blinding bed; thk ≤ 300 mm; poured on or against earth; grade C16/20 (Cylinder / Cube) after 28 days; as per ASTM; cement content not less than 250kg/m3; cement Type I—ordinary portland cement as per ASTM C150. Including, Supplying; forming; removing; temporary formwork; to sides; plain in-situ concrete; foundations; finish class F1 as per ACI; thickness ≤ 300 mm. | CBM | 8323.68 | 225 | 1872828 | SAR | SC_Supply
Rabigh CCPP-Civil _K0006 |  | RFQ-00010 | Mohamed Amr | Procurement | 2024-05-01 | Concrete | Approved | 11.11 - Baseline BOQ- Power Block+Balance of Plant-03 31 00 BLN-0007 | Supplying; forming; placing; plain in-situ concrete; for horizontal element; blinding bed; thk ≤ 300 mm; poured on or against earth; grade C16/20 (Cylinder / Cube) after 28 days; as per ASTM; cement content not less than 250kg/m3; cement Type I—ordinary portland cement as per ASTM C150. Including, Supplying; forming; removing; temporary formwork; to sides; plain in-situ concrete; foundations; finish class F1 as per ACI; thickness ≤ 300 mm. | CBM | 8323.68 | 8323.68 | 15 | 124855.2 | EQP_Rent | Saudi Ready Mix | 11.11 - Baseline BOQ- Power Block+Balance of Plant-03 31 00 BLN-0007 | Supplying; forming; placing; plain in-situ concrete; for horizontal element; blinding bed; thk ≤ 300 mm; poured on or against earth; grade C16/20 (Cylinder / Cube) after 28 days; as per ASTM; cement content not less than 250kg/m3; cement Type I—ordinary portland cement as per ASTM C150. Including, Supplying; forming; removing; temporary formwork; to sides; plain in-situ concrete; foundations; finish class F1 as per ACI; thickness ≤ 300 mm. | CBM | 8323.68 | 0 | 0 | SAR | EQP_Rent
Rabigh CCPP-Civil _K0006 |  | RFQ-00010 | Mohamed Amr | Procurement | 2024-05-01 | Concrete | Approved | 11.11 - Baseline BOQ- Power Block+Balance of Plant-03 53 00 SCR-0002 | Supplying; placing 50mm thk screed; protection to foundation insulation; horizontal surfaces; covering width > 600mm wide; cement content not less than 200 kg/m3. | CBM | 3501.37 | 3501.37 | 15 | 52520.55 | EQP_Rent | Saudi Ready Mix | 11.11 - Baseline BOQ- Power Block+Balance of Plant-03 53 00 SCR-0002 | Supplying; placing 50mm thk screed; protection to foundation insulation; horizontal surfaces; covering width > 600mm wide; cement content not less than 200 kg/m3. | CBM | 3501.37 | 0 | 0 | SAR | EQP_Rent
Rabigh CCPP-Civil _K0006 |  | RFQ-00010 | Mohamed Amr | Procurement | 2024-05-01 | Concrete | Approved | 11.11 - Baseline BOQ- Power Block+Balance of Plant-03 53 00 SCR-0002 | Supplying; placing 50mm thk screed; protection to foundation insulation; horizontal surfaces; covering width > 600mm wide; cement content not less than 200 kg/m3. | CBM | 3501.37 | 3501.37 | 260 | 910356.2 | SC_Supply | Saudi Ready Mix | 11.11 - Baseline BOQ- Power Block+Balance of Plant-03 53 00 SCR-0002 | Supplying; placing 50mm thk screed; protection to foundation insulation; horizontal surfaces; covering width > 600mm wide; cement content not less than 200 kg/m3. | CBM | 3501.37 | 235 | 822821.95 | SAR | SC_Supply
Rabigh CCPP-Civil _K0006 |  | RFQ-00010 | Mohamed Amr | Procurement | 2024-05-01 | Concrete | Approved | 11.11 - Baseline BOQ- Power Block+Balance of Plant-03 31 00 TFD-0008 | Supplying; forming; placing; reinforced in-situ concrete; for horizontal element; turbine foundation; thk > 1000 mm; poured on blinding bed; grade C35/45 (Cylinder / Cube) after 28 days; as per ASTM; cement content not less than 350 kg/m3; cement Type II—moderate sulfate resistant as per ASTM C150. Including A -Supplying; forming; removing; temporary formwork; to sides; reinforced in-situ concrete; turbine foundations; finish class F2 as per ACI B - Applying; saw cut joint; horizontal; designed construction joint; 5mm wide; to turbine foundation. C - Supplying; applying; surface finishes to in-situ concrete; to concrete top surface; by power floating; by using hardeners. | CBM | 3945.41 | 3945.41 | 15 | 59181.15 | EQP_Rent | Saudi Ready Mix | 11.11 - Baseline BOQ- Power Block+Balance of Plant-03 31 00 TFD-0008 | Supplying; forming; placing; reinforced in-situ concrete; for horizontal element; turbine foundation; thk > 1000 mm; poured on blinding bed; grade C35/45 (Cylinder / Cube) after 28 days; as per ASTM; cement content not less than 350 kg/m3; cement Type II—moderate sulfate resistant as per ASTM C150. Including A -Supplying; forming; removing; temporary formwork; to sides; reinforced in-situ concrete; turbine foundations; finish class F2 as per ACI B - Applying; saw cut joint; horizontal; designed construction joint; 5mm wide; to turbine foundation. C - Supplying; applying; surface finishes to in-situ concrete; to concrete top surface; by power floating; by using hardeners. | CBM | 3945.41 | 0 | 0 | SAR | EQP_Rent
Rabigh CCPP-Civil _K0006 |  | RFQ-00010 | Mohamed Amr | Procurement | 2024-05-01 | Concrete | Approved | 11.11 - Baseline BOQ- Power Block+Balance of Plant-03 31 00 TFD-0008 | Supplying; forming; placing; reinforced in-situ concrete; for horizontal element; turbine foundation; thk > 1000 mm; poured on blinding bed; grade C35/45 (Cylinder / Cube) after 28 days; as per ASTM; cement content not less than 350 kg/m3; cement Type II—moderate sulfate resistant as per ASTM C150. Including A -Supplying; forming; removing; temporary formwork; to sides; reinforced in-situ concrete; turbine foundations; finish class F2 as per ACI B - Applying; saw cut joint; horizontal; designed construction joint; 5mm wide; to turbine foundation. C - Supplying; applying; surface finishes to in-situ concrete; to concrete top surface; by power floating; by using hardeners. | CBM | 3945.41 | 3945.41 | 365 | 1440074.65 | SC_Supply | Saudi Ready Mix | 11.11 - Baseline BOQ- Power Block+Balance of Plant-03 31 00 TFD-0008 | Supplying; forming; placing; reinforced in-situ concrete; for horizontal element; turbine foundation; thk > 1000 mm; poured on blinding bed; grade C35/45 (Cylinder / Cube) after 28 days; as per ASTM; cement content not less than 350 kg/m3; cement Type II—moderate sulfate resistant as per ASTM C150. Including A -Supplying; forming; removing; temporary formwork; to sides; reinforced in-situ concrete; turbine foundations; finish class F2 as per ACI B - Applying; saw cut joint; horizontal; designed construction joint; 5mm wide; to turbine foundation. C - Supplying; applying; surface finishes to in-situ concrete; to concrete top surface; by power floating; by using hardeners. | CBM | 3945.41 | 333 | 1313821.53 | SAR | SC_Supply
BIOLOGICALS AND BIOSIMILARS MANUFACTURING FACILITY EIPICO 3 _0187 |  | RFQ-00149 | Osama Fayez | MEP (Electro Mechanical) | 2024-04-15 | Supply for St.St Flexible Hose UL Listed 2'' | Approved | 10.8 - B02 (Warehouse, Packaging and QC Building)-211313-10 | Flexible hose stainless steel 50 mm size | ECH | 5 | 5 | 3770 | 18850 | SC_Supply/Apply | Engineering Vision | 10.8 - B02 (Warehouse, Packaging and QC Building)-211313-10 | Flexible hose stainless steel 50 mm size | ECH | 5 | 81259 | 406295 | EGP | SC_Supply/Apply
Qasr Rashwan - Lot B _0208 |  | RFQ-00018 | Mostafa Ashraf | MEP (Electro Mechanical) | 2024-03-14 | External Lighting | Approved | 14.14 - Iz. Abou Hussein-BILL NO. 3.3: Main Pump Station-3.3.16- | Layout external lighting complete with (Solar lighting poles (solar panels, battery, LED light, charger), boundary wall lighting, wires, UPVC and PVC Conduits,…..etc) and all accessories as per Contract documents. | LS | 1 | 1 | 126104.18 | 126104.18 | MAT_Raw | البابطين للانارة وحلول الطاقة | 14.14 - Iz. Abou Hussein-BILL NO. 3.3: Main Pump Station-3.3.16- | Layout external lighting complete with (Solar lighting poles (solar panels, battery, LED light, charger), boundary wall lighting, wires, UPVC and PVC Conduits,…..etc) and all accessories as per Contract documents. | LS | 1 | 135338 | 135338 | EGP | MAT_Raw
Qasr Rashwan - Lot B _0208 |  | RFQ-00018 | Mostafa Ashraf | MEP (Electro Mechanical) | 2024-03-14 | External Lighting | Approved | 13.14 - Iz.Salih Shamatah-BILL NO. 3.3: Main Pump Station-3.3.16- | Layout external lighting complete with (Solar lighting poles (solar panels, battery, LED light, charger), boundary wall lighting, wires, UPVC and PVC Conduits,…..etc) and all accessories as per Contract documents. | LS | 1 | 1 | 133422.04 | 133422.04 | MAT_Raw | البابطين للانارة وحلول الطاقة | 13.14 - Iz.Salih Shamatah-BILL NO. 3.3: Main Pump Station-3.3.16- | Layout external lighting complete with (Solar lighting poles (solar panels, battery, LED light, charger), boundary wall lighting, wires, UPVC and PVC Conduits,…..etc) and all accessories as per Contract documents. | LS | 1 | 135338 | 135338 | EGP | MAT_Raw
Qasr Rashwan - Lot B _0208 |  | RFQ-00018 | Mostafa Ashraf | MEP (Electro Mechanical) | 2024-03-14 | External Lighting | Approved | 11.14 - Abd Al Rahman Ibrahim-BILL NO. 3.3: Main Pump Station-3.3.16- | Layout external lighting complete with (Solar lighting poles (solar panels, battery, LED light, charger), boundary wall lighting, wires, UPVC and PVC Conduits,…..etc) and all accessories as per Contract documents. | LS | 1 | 1 | 135861.33 | 135861.33 | MAT_Raw | البابطين للانارة وحلول الطاقة | 11.14 - Abd Al Rahman Ibrahim-BILL NO. 3.3: Main Pump Station-3.3.16- | Layout external lighting complete with (Solar lighting poles (solar panels, battery, LED light, charger), boundary wall lighting, wires, UPVC and PVC Conduits,…..etc) and all accessories as per Contract documents. | LS | 1 | 135338 | 135338 | EGP | MAT_Raw
Qasr Rashwan - Lot B _0208 |  | RFQ-00018 | Mostafa Ashraf | MEP (Electro Mechanical) | 2024-03-14 | External Lighting | Approved | 12.14 - Iz. Suleiman Tadrus-BILL NO. 3.3: Main Pump Station-3.3.16- | Layout external lighting complete with (Solar lighting poles (solar panels, battery, LED light, charger), boundary wall lighting, wires, UPVC and PVC Conduits,…..etc) and all accessories as per Contract documents. | LS | 1 | 1 | 126104.18 | 126104.18 | MAT_Raw | البابطين للانارة وحلول الطاقة | 12.14 - Iz. Suleiman Tadrus-BILL NO. 3.3: Main Pump Station-3.3.16- | Layout external lighting complete with (Solar lighting poles (solar panels, battery, LED light, charger), boundary wall lighting, wires, UPVC and PVC Conduits,…..etc) and all accessories as per Contract documents. | LS | 1 | 135338 | 135338 | EGP | MAT_Raw
Qasr Rashwan - Lot B _0208 |  | RFQ-00018 | Mostafa Ashraf | MEP (Electro Mechanical) | 2024-03-14 | External Lighting | Approved | 15.14 - Iz. Al Burm-BILL NO. 3.3: Main Pump Station-3.3.16- | Layout external lighting complete with (Solar lighting poles (solar panels, battery, LED light, charger), boundary wall lighting, wires, UPVC and PVC Conduits,…..etc) and all accessories as per Contract documents. | LS | 1 | 1 | 126104.18 | 126104.18 | MAT_Raw | البابطين للانارة وحلول الطاقة | 15.14 - Iz. Al Burm-BILL NO. 3.3: Main Pump Station-3.3.16- | Layout external lighting complete with (Solar lighting poles (solar panels, battery, LED light, charger), boundary wall lighting, wires, UPVC and PVC Conduits,…..etc) and all accessories as per Contract documents. | LS | 1 | 135338 | 135338 | EGP | MAT_Raw
Qasr Rashwan - Lot B _0208 |  | RFQ-00018 | Mostafa Ashraf | MEP (Electro Mechanical) | 2024-03-14 | External Lighting | Approved | 10.14 - Abd Al Azeem Al Sofy-BILL NO. 3.3: Main Pump Station-3.3.16- | Layout external lighting complete with (Solar lighting poles (solar panels, battery, LED light, charger), boundary wall lighting, wires, UPVC and PVC Conduits,…..etc) and all accessories as per Contract documents. | LS | 1 | 1 | 130982.75 | 130982.75 | MAT_Raw | البابطين للانارة وحلول الطاقة | 10.14 - Abd Al Azeem Al Sofy-BILL NO. 3.3: Main Pump Station-3.3.16- | Layout external lighting complete with (Solar lighting poles (solar panels, battery, LED light, charger), boundary wall lighting, wires, UPVC and PVC Conduits,…..etc) and all accessories as per Contract documents. | LS | 1 | 135338 | 135338 | EGP | MAT_Raw
Qasr Rashwan Lot A _0207 |  | RFQ-00019 | Mostafa Ashraf | MEP (Electro Mechanical) | 2024-03-14 | External Lighting | Approved | 11.14 - Murad Al Gendy W Al Sanahra-Main Pump Station NO. 3.3-42432- | Layout external lighting complete with (Solar lighting poles (solar panels, battery, LED light, charger), boundary wall lighting, wires, UPVC and PVC Conduits,…..etc) and all accessories as per Contract documents. | LS | 1 | 1 | 129745.87 | 129745.87 | MAT_Raw | البابطين للانارة وحلول الطاقة | 11.14 - Murad Al Gendy W Al Sanahra-Main Pump Station NO. 3.3-42432- | Layout external lighting complete with (Solar lighting poles (solar panels, battery, LED light, charger), boundary wall lighting, wires, UPVC and PVC Conduits,…..etc) and all accessories as per Contract documents. | LS | 1 | 135338 | 135338 | EGP | MAT_Raw
Qasr Rashwan Lot A _0207 |  | RFQ-00019 | Mostafa Ashraf | MEP (Electro Mechanical) | 2024-03-14 | External Lighting | Approved | 10.15 - Saad Al Rouby-Main Pump Station NO. 3.3-3.3.16- | Layout external lighting complete with (Solar lighting poles (solar panels, battery, LED light, charger), boundary wall lighting, wires, UPVC and PVC Conduits,…..etc) and all accessories as per Contract documents. | LS | 1 | 1 | 134174.11 | 134174.11 | MAT_Raw | البابطين للانارة وحلول الطاقة | 10.15 - Saad Al Rouby-Main Pump Station NO. 3.3-3.3.16- | Layout external lighting complete with (Solar lighting poles (solar panels, battery, LED light, charger), boundary wall lighting, wires, UPVC and PVC Conduits,…..etc) and all accessories as per Contract documents. | LS | 1 | 135338 | 135338 | EGP | MAT_Raw
Qasr Rashwan Lot A _0207 |  | RFQ-00019 | Mostafa Ashraf | MEP (Electro Mechanical) | 2024-03-14 | External Lighting | Approved | 14.14 - Albersly & Iz.Alasfar-Main Pump Station NO. 3.3-3.3.16- | Layout external lighting complete with (Solar lighting poles (solar panels, battery, LED light, charger), boundary wall lighting, wires, UPVC and PVC Conduits,…..etc) and all accessories as per Contract documents. | LS | 1 | 1 | 74311.68 | 74311.68 | MAT_Raw | البابطين للانارة وحلول الطاقة | 14.14 - Albersly & Iz.Alasfar-Main Pump Station NO. 3.3-3.3.16- | Layout external lighting complete with (Solar lighting poles (solar panels, battery, LED light, charger), boundary wall lighting, wires, UPVC and PVC Conduits,…..etc) and all accessories as per Contract documents. | LS | 1 | 67669 | 67669 | EGP | MAT_Raw
Qasr Rashwan Lot A _0207 |  | RFQ-00019 | Mostafa Ashraf | MEP (Electro Mechanical) | 2024-03-14 | External Lighting | Approved | 13.14 - Khulusi-Main Pump Station NO. 3.3-42432- | Layout external lighting complete with (Solar lighting poles (solar panels, battery, LED light, charger), boundary wall lighting, wires, UPVC and PVC Conduits,…..etc) and all accessories as per Contract documents. | LS | 1 | 1 | 131959.99 | 131959.99 | MAT_Raw | البابطين للانارة وحلول الطاقة | 13.14 - Khulusi-Main Pump Station NO. 3.3-42432- | Layout external lighting complete with (Solar lighting poles (solar panels, battery, LED light, charger), boundary wall lighting, wires, UPVC and PVC Conduits,…..etc) and all accessories as per Contract documents. | LS | 1 | 135338 | 135338 | EGP | MAT_Raw
Qasr Rashwan Lot A _0207 |  | RFQ-00019 | Mostafa Ashraf | MEP (Electro Mechanical) | 2024-03-14 | External Lighting | Approved | 12.15 - Mansheya Fanous-Main Pump Station NO. 3.3-3.3.16- | Layout external lighting complete with (Solar lighting poles (solar panels, battery, LED light, charger), boundary wall lighting, wires, UPVC and PVC Conduits,…..etc) and all accessories as per Contract documents. | LS | 1 | 1 | 176323.57 | 176323.57 | MAT_Raw | البابطين للانارة وحلول الطاقة | 12.15 - Mansheya Fanous-Main Pump Station NO. 3.3-3.3.16- | Layout external lighting complete with (Solar lighting poles (solar panels, battery, LED light, charger), boundary wall lighting, wires, UPVC and PVC Conduits,…..etc) and all accessories as per Contract documents. | LS | 1 | 203007 | 203007 | EGP | MAT_Raw
Qasr Rashwan Lot A _0207 |  | RFQ-00019 | Mostafa Ashraf | MEP (Electro Mechanical) | 2024-03-14 | External Lighting | Approved | 12.31 - Mansheya Fanous-SEC. Pump Station NO. 10.3-10.3.16- | Layout external lighting complete with (Solar lighting poles (solar panels, battery, LED light, charger), boundary wall lighting, wires, UPVC and PVC Conduits,…..etc) and all accessories as per Contract documents. | LS | 1 | 1 | 191822.42 | 191822.42 | MAT_Raw | البابطين للانارة وحلول الطاقة | 12.31 - Mansheya Fanous-SEC. Pump Station NO. 10.3-10.3.16- | Layout external lighting complete with (Solar lighting poles (solar panels, battery, LED light, charger), boundary wall lighting, wires, UPVC and PVC Conduits,…..etc) and all accessories as per Contract documents. | LS | 1 | 203007 | 203007 | EGP | MAT_Raw
Katameya Creeks |  | RFQ-00020 | Youssef Abd El Kream | MEP (Electro Mechanical) | 2024-03-04 | PVC Flexible Conduit | Approved | All Buildings | خرطوم 32 مم pvc | LM | 4500 | 4500 | 26.75 | 120375 | MAT_Misc | New Ega | All Buildings | خرطوم 32 مم pvc | LM | 4500 | 22.93 | 103185 | EGP | MAT_Misc
Jawhara Palace Restoration _0200 |  | RFQ-00014 | Purchasing Engineers | Purchasing | 2024-03-18 | Wood For Construction | Approved | 11.45 | بالمتر المسطح توريد و تركيب طبيق خشبى موسكى نمرة واحد بالسمك والمناسب و بأطوال مختلفة و بالتفريز المطلوب و يلتزم المقاول بتقديم عينات و إعتماد العينة قبل التنفيذ طبقآ لتعليمات جهاز الاشراف وذلك لزوم استبدال الطبق التالف و إجراء كافة الاختبارات اللازمة ويلتزم المقاول بتقديم عينات واعتمادها قبل البدء فى التنفيذ والبند يشمل اعمال التعقيم بأستخدام ماده مناسبه والعزل بماده مناسبه طبقآ لخطة العمل وكافة العدد و الادوات و السقالات و نقل المخلفات الى المقالب العمومية وكل مايلزم لنهو الاعمال طبقا للمواصفات الفنية وتعلميات جهاز الاشراف. | CBM | 11.25 | 11.25 | 21000 | 236250 | MAT_Raw | المدد لتجارة الاخشاب والتوريدات | 11.45 | بالمتر المسطح توريد و تركيب طبيق خشبى موسكى نمرة واحد بالسمك والمناسب و بأطوال مختلفة و بالتفريز المطلوب و يلتزم المقاول بتقديم عينات و إعتماد العينة قبل التنفيذ طبقآ لتعليمات جهاز الاشراف وذلك لزوم استبدال الطبق التالف و إجراء كافة الاختبارات اللازمة ويلتزم المقاول بتقديم عينات واعتمادها قبل البدء فى التنفيذ والبند يشمل اعمال التعقيم بأستخدام ماده مناسبه والعزل بماده مناسبه طبقآ لخطة العمل وكافة العدد و الادوات و السقالات و نقل المخلفات الى المقالب العمومية وكل مايلزم لنهو الاعمال طبقا للمواصفات الفنية وتعلميات جهاز الاشراف. | CBM | 11.25 | 21500 | 241875 | EGP | MAT_Raw
Jawhara Palace Restoration _0200 |  | RFQ-00014 | Purchasing Engineers | Purchasing | 2024-03-18 | Wood For Construction | Approved | 11.46 | بالمتر المسطح توريد و تركيب قطاعات من الخشب البغدالى بنفس مقاسات وأنواع الاخشاب المستخدمة بالأسقف (البغدادلي) لزوم إستبدال الأخشاب التالفه وأستكمال الأخشاب المفقودة والفئة تشمل أعمال التثبيت والدهان بمعوقات الأحتراق ومقاومات الفطريات والعطب الحشرية والرطوبة وأستعواض الأجزاء المكسورة بأطوال مناسبة و اعمال التوثيق الفوتوغرافي والمعماري لجميع المراحل وكل ما يلزم من عدد وأدوات ومواد وعماله وسقالات لازمه لنهو الأعمال طبقآ لأصول الصناعه وتعليمات جهاز الأشراف. | CBM | 18 | 18 | 17820 | 320760 | MAT_Raw | المدد لتجارة الاخشاب والتوريدات | 11.46 | بالمتر المسطح توريد و تركيب قطاعات من الخشب البغدالى بنفس مقاسات وأنواع الاخشاب المستخدمة بالأسقف (البغدادلي) لزوم إستبدال الأخشاب التالفه وأستكمال الأخشاب المفقودة والفئة تشمل أعمال التثبيت والدهان بمعوقات الأحتراق ومقاومات الفطريات والعطب الحشرية والرطوبة وأستعواض الأجزاء المكسورة بأطوال مناسبة و اعمال التوثيق الفوتوغرافي والمعماري لجميع المراحل وكل ما يلزم من عدد وأدوات ومواد وعماله وسقالات لازمه لنهو الأعمال طبقآ لأصول الصناعه وتعليمات جهاز الأشراف. | CBM | 18 | 27000 | 486000 | EGP | MAT_Raw
BIOLOGICALS AND BIOSIMILARS MANUFACTURING FACILITY EIPICO 3 _0187 |  | RFQ-00137 | Essam Ibrahim | MEP (Electro Mechanical) | 2024-03-19 | Supply UPS | Approved | 2 - B01(ADMIN BUILDING)-263353-2.1 | Reference: modular type UPS; 100 KVA,15 min, 3 ph I/O, 380 volt . | ECH | 1 | 1 | 916769.01 | 916769.01 | SC_Supply/Apply | سيجما للهندسة المتطورة Sigma Engineering | 2 - B01(ADMIN BUILDING)-263353-2.1 | Reference: modular type UPS; 100 KVA,15 min, 3 ph I/O, 380 volt . | ECH | 1 | 2411100 | 2411100 | USD | SC_Supply/Apply
BIOLOGICALS AND BIOSIMILARS MANUFACTURING FACILITY EIPICO 3 _0187 |  | RFQ-00136 | Purchasing Engineers | Purchasing | 2024-03-17 | Concrete | Approved | Concete | 200 kg/cm2 | CBM | 200 | 200 | 976 | 195200 | SC_Supply/Apply | ELsewedy for readymix | Concete | 200 kg/cm2 | CBM | 200 | 1160 | 232000 | EGP | SC_Supply/Apply
BIOLOGICALS AND BIOSIMILARS MANUFACTURING FACILITY EIPICO 3 _0187 |  | RFQ-00136 | Purchasing Engineers | Purchasing | 2024-03-17 | Concrete | Approved | Concete | 250 kg/cm2 | CBM | 200 | 200 | 1098 | 219600 | SC_Supply/Apply | ELsewedy for readymix | Concete | 250 kg/cm2 | CBM | 200 | 1250 | 250000 | EGP | SC_Supply/Apply
BIOLOGICALS AND BIOSIMILARS MANUFACTURING FACILITY EIPICO 3 _0187 |  | RFQ-00136 | Purchasing Engineers | Purchasing | 2024-03-17 | Concrete | Approved | Concete | 350 kg/cm2 | CBM | 200 | 200 | 1149 | 229800 | SC_Supply/Apply | ELsewedy for readymix | Concete | 350 kg/cm2 | CBM | 200 | 1430 | 286000 | EGP | SC_Supply/Apply
BIOLOGICALS AND BIOSIMILARS MANUFACTURING FACILITY EIPICO 3 _0187 |  | RFQ-00136 | Purchasing Engineers | Purchasing | 2024-03-17 | Concrete | Approved | Concete | pump 36 | ECH | 1 | 1 | 0 | 0 | SC_Supply/Apply | ELsewedy for readymix | Concete | pump 36 | ECH | 1 | 40 | 40 | EGP | SC_Supply/Apply
BIOLOGICALS AND BIOSIMILARS MANUFACTURING FACILITY EIPICO 3 _0187 |  | RFQ-00136 | Purchasing Engineers | Purchasing | 2024-03-17 | Concrete | Approved | Concete | pump 47 | ECH | 1 | 1 | 0 | 0 | SC_Supply/Apply | ELsewedy for readymix | Concete | pump 47 | ECH | 1 | 50 | 50 | EGP | SC_Supply/Apply
BIOLOGICALS AND BIOSIMILARS MANUFACTURING FACILITY EIPICO 3 _0187 |  | RFQ-00136 | Purchasing Engineers | Purchasing | 2024-03-17 | Concrete | Approved | Concete | pump 55 | ECH | 1 | 1 | 0 | 0 | SC_Supply/Apply | ELsewedy for readymix | Concete | pump 55 | ECH | 1 | 70 | 70 | EGP | SC_Supply/Apply
BIOLOGICALS AND BIOSIMILARS MANUFACTURING FACILITY EIPICO 3 _0187 |  | RFQ-00136 | Purchasing Engineers | Purchasing | 2024-03-17 | Concrete | Approved | Concete | water add | ECH | 1 | 1 | 0 | 0 | SC_Supply/Apply | ELsewedy for readymix | Concete | water add | ECH | 1 | 35 | 35 | EGP | SC_Supply/Apply
Koumassi Flyover _CD0001 |  | RFQ-00021 | Mohamed Morsi | Operation | 2024-03-20 | les Travaux d'assainissement | Approved | 10.15 - Famille F ASSAINISSEMENT-10.03 | COLLECTEUR BA Ø 300 | MTR | 197 | 197 | 137.71 | 27128.87 | SC_Apply | SHETHANE | 10.15 - Famille F ASSAINISSEMENT-10.03 | COLLECTEUR BA Ø 300 | MTR | 197 | 21500 | 4235500 | CFA | SC_Apply
Koumassi Flyover _CD0001 |  | RFQ-00021 | Mohamed Morsi | Operation | 2024-03-20 | les Travaux d'assainissement | Approved | 10.15 - Famille F ASSAINISSEMENT-10.04 | COLLECTEUR BA Ø 400 | MTR | 329 | 329 | 175.72 | 57811.88 | SC_Apply | SHETHANE | 10.15 - Famille F ASSAINISSEMENT-10.04 | COLLECTEUR BA Ø 400 | MTR | 329 | 22500 | 7402500 | CFA | SC_Apply
Koumassi Flyover _CD0001 |  | RFQ-00021 | Mohamed Morsi | Operation | 2024-03-20 | les Travaux d'assainissement | Approved | 10.15 - Famille F ASSAINISSEMENT-10.06 | COLLECTEUR BA Ø 600 | MTR | 462 | 462 | 271.82 | 125580.84 | SC_Apply | SHETHANE | 10.15 - Famille F ASSAINISSEMENT-10.06 | COLLECTEUR BA Ø 600 | MTR | 462 | 31500 | 14553000 | CFA | SC_Apply
Koumassi Flyover _CD0001 |  | RFQ-00021 | Mohamed Morsi | Operation | 2024-03-20 | les Travaux d'assainissement | Approved | 10.15 - Famille F ASSAINISSEMENT-10.08 | COLLECTEUR BA Ø 800 | MTR | 240 | 240 | 398.84 | 95721.6 | SC_Apply | SHETHANE | 10.15 - Famille F ASSAINISSEMENT-10.08 | COLLECTEUR BA Ø 800 | MTR | 240 | 40500 | 9720000 | CFA | SC_Apply
Hosh Eissa Hospital _0201 |  | RFQ-00022 | Hussein Nabil | MEP (Electro Mechanical) | 2024-04-21 | Electrical & LC Ground Floor Shopdrawing | Approved | 11 | Workshop Drawing for Lighting System, according to the specifications and the Contract requirements and the requirements of Project Consultant & the Main Contractor | NO | 4 | 4 | 500 | 2000 | Ind | محمد طارق محمد امين-ذاتى | 11 | Workshop Drawing for Lighting System, according to the specifications and the Contract requirements and the requirements of Project Consultant & the Main Contractor | NO | 4 | 500 | 2000 | EGP | Ind
Hosh Eissa Hospital _0201 |  | RFQ-00022 | Hussein Nabil | MEP (Electro Mechanical) | 2024-04-21 | Electrical & LC Ground Floor Shopdrawing | Approved | 11 | Workshop Drawing for Power System, according to the specifications and the Contract requirements and the requirements of Project Consultant & the Main Contractor | NO | 4 | 4 | 500 | 2000 | Ind | محمد طارق محمد امين-ذاتى | 11 | Workshop Drawing for Power System, according to the specifications and the Contract requirements and the requirements of Project Consultant & the Main Contractor | NO | 4 | 500 | 2000 | EGP | Ind
Hosh Eissa Hospital _0201 |  | RFQ-00022 | Hussein Nabil | MEP (Electro Mechanical) | 2024-04-21 | Electrical & LC Ground Floor Shopdrawing | Approved | 11 | Workshop Drawing for AC Power System, according to the specifications and the Contract requirements and the requirements of Project Consultant & the Main Contractor | NO | 4 | 4 | 500 | 2000 | Ind | محمد طارق محمد امين-ذاتى | 11 | Workshop Drawing for AC Power System, according to the specifications and the Contract requirements and the requirements of Project Consultant & the Main Contractor | NO | 4 | 500 | 2000 | EGP | Ind
Hosh Eissa Hospital _0201 |  | RFQ-00022 | Hussein Nabil | MEP (Electro Mechanical) | 2024-04-21 | Electrical & LC Ground Floor Shopdrawing | Approved | 11 | Workshop Drawing for Structured Cabling System, according to the specifications and the Contract requirements and the requirements of Project Consultant & the Main Contractor | NO | 4 | 4 | 350 | 1400 | Ind | محمد طارق محمد امين-ذاتى | 11 | Workshop Drawing for Structured Cabling System, according to the specifications and the Contract requirements and the requirements of Project Consultant & the Main Contractor | NO | 4 | 350 | 1400 | EGP | Ind
Hosh Eissa Hospital _0201 |  | RFQ-00022 | Hussein Nabil | MEP (Electro Mechanical) | 2024-04-21 | Electrical & LC Ground Floor Shopdrawing | Approved | 11 | Workshop Drawing for Fire Alarm, Sound System, Nurse call & Master Clock Systems, according to the specifications and the Contract requirements and the requirements of Project Consultant & the Main Contractor | NO | 16 | 16 | 300 | 4800 | Ind | محمد طارق محمد امين-ذاتى | 11 | Workshop Drawing for Fire Alarm, Sound System, Nurse call & Master Clock Systems, according to the specifications and the Contract requirements and the requirements of Project Consultant & the Main Contractor | NO | 16 | 300 | 4800 | EGP | Ind
Koumassi Flyover _CD0001 |  | RFQ-00021 | Mohamed Morsi | Operation | 2024-03-20 | les Travaux d'assainissement | Approved | 10.15 - Famille F ASSAINISSEMENT-9.01 | CANIVEAUX À FENTE Ø 300 COLLECTEURS EN BÉTON ARMÉ | MTR | 336 | 336 | 137.71 | 46270.56 | SC_Apply | SHETHANE | 10.15 - Famille F ASSAINISSEMENT-9.01 | CANIVEAUX À FENTE Ø 300 COLLECTEURS EN BÉTON ARMÉ | MTR | 336 | 50000 | 16800000 | CFA | SC_Apply
Koumassi Flyover _CD0001 |  | RFQ-00021 | Mohamed Morsi | Operation | 2024-03-20 | les Travaux d'assainissement | Approved | 10.15 - Famille F ASSAINISSEMENT-11.01 | DALOT L1.00M x H1.00M | MTR | 124 | 124 | 160.34 | 19882.16 | SC_Apply | SHETHANE | 10.15 - Famille F ASSAINISSEMENT-11.01 | DALOT L1.00M x H1.00M | MTR | 124 | 130000 | 16120000 | CFA | SC_Apply
Koumassi Flyover _CD0001 |  | RFQ-00021 | Mohamed Morsi | Operation | 2024-03-20 | les Travaux d'assainissement | Approved | 10.15 - Famille F ASSAINISSEMENT-11.05 | DALOT L1.20M x H1.20M | MTR | 274 | 274 | 191.9 | 52580.6 | SC_Apply | SHETHANE | 10.15 - Famille F ASSAINISSEMENT-11.05 | DALOT L1.20M x H1.20M | MTR | 274 | 165000 | 45210000 | CFA | SC_Apply
Koumassi Flyover _CD0001 |  | RFQ-00021 | Mohamed Morsi | Operation | 2024-03-20 | les Travaux d'assainissement | Approved | 10.15 - Famille F ASSAINISSEMENT-11.06 | DALOT L1.50M x H1.50M | MTR | 44 | 44 | 245.04 | 10781.76 | SC_Apply | SHETHANE | 10.15 - Famille F ASSAINISSEMENT-11.06 | DALOT L1.50M x H1.50M | MTR | 44 | 397000 | 17468000 | CFA | SC_Apply
Koumassi Flyover _CD0001 |  | RFQ-00021 | Mohamed Morsi | Operation | 2024-03-20 | les Travaux d'assainissement | Approved | 10.15 - Famille F ASSAINISSEMENT-11.14 | DALOT L2.00M x H1.50M | MTR | 86 | 86 | 334.58 | 28773.88 | SC_Apply | SHETHANE | 10.15 - Famille F ASSAINISSEMENT-11.14 | DALOT L2.00M x H1.50M | MTR | 86 | 322500 | 27735000 | CFA | SC_Apply
Koumassi Flyover _CD0001 |  | RFQ-00021 | Mohamed Morsi | Operation | 2024-03-20 | les Travaux d'assainissement | Approved | 10.15 - Famille F ASSAINISSEMENT-11.15 | DALOT L2.00M x H2.00M BORDURES ET CANIVEAUX CS | MTR | 64 | 64 | 349.01 | 22336.64 | SC_Apply | SHETHANE | 10.15 - Famille F ASSAINISSEMENT-11.15 | DALOT L2.00M x H2.00M BORDURES ET CANIVEAUX CS | MTR | 64 | 330000 | 21120000 | CFA | SC_Apply
Koumassi Flyover _CD0001 |  | RFQ-00021 | Mohamed Morsi | Operation | 2024-03-20 | les Travaux d'assainissement | Approved | 10.15 - Famille F ASSAINISSEMENT-13.01 | BORDURES T2 | MTR | 3350 | 3350 | 1.55 | 5192.5 | SC_Apply | SHETHANE | 10.15 - Famille F ASSAINISSEMENT-13.01 | BORDURES T2 | MTR | 3350 | 4200 | 14070000 | CFA | SC_Apply
Koumassi Flyover _CD0001 |  | RFQ-00021 | Mohamed Morsi | Operation | 2024-03-20 | les Travaux d'assainissement | Approved | 10.15 - Famille F ASSAINISSEMENT-13.02 | BORDURES T2 ABAISSÉES | MTR | 230 | 230 | 1.55 | 356.5 | SC_Apply | SHETHANE | 10.15 - Famille F ASSAINISSEMENT-13.02 | BORDURES T2 ABAISSÉES | MTR | 230 | 3500 | 805000 | CFA | SC_Apply
Koumassi Flyover _CD0001 |  | RFQ-00021 | Mohamed Morsi | Operation | 2024-03-20 | les Travaux d'assainissement | Approved | 10.15 - Famille F ASSAINISSEMENT-13.03 | CANIVEAUX CS2 | MTR | 2000 | 2000 | 1.55 | 3100 | SC_Apply | SHETHANE | 10.15 - Famille F ASSAINISSEMENT-13.03 | CANIVEAUX CS2 | MTR | 2000 | 5200 | 10400000 | CFA | SC_Apply
Koumassi Flyover _CD0001 |  | RFQ-00021 | Mohamed Morsi | Operation | 2024-03-20 | les Travaux d'assainissement | Approved | 10.15 - Famille F ASSAINISSEMENT-13.05 | BORDURES P3 | MTR | 767 | 767 | 1.55 | 1188.85 | SC_Apply | SHETHANE | 10.15 - Famille F ASSAINISSEMENT-13.05 | BORDURES P3 | MTR | 767 | 2650 | 2032550 | CFA | SC_Apply
Koumassi Flyover _CD0001 |  | RFQ-00021 | Mohamed Morsi | Operation | 2024-03-20 | les Travaux d'assainissement | Approved | 10.15 - Famille F ASSAINISSEMENT-13.06 | BORDURES T2 RAMPANTES | MTR | 58 | 58 | 1.55 | 89.9 | SC_Apply | SHETHANE | 10.15 - Famille F ASSAINISSEMENT-13.06 | BORDURES T2 RAMPANTES | MTR | 58 | 4200 | 243600 | CFA | SC_Apply
Koumassi Flyover _CD0001 |  | RFQ-00021 | Mohamed Morsi | Operation | 2024-03-20 | les Travaux d'assainissement | Approved | 10.15 - Famille F ASSAINISSEMENT-13.07 | BORDURES P1 | MTR | 428 | 428 | 1.55 | 663.4 | SC_Apply | SHETHANE | 10.15 - Famille F ASSAINISSEMENT-13.07 | BORDURES P1 | MTR | 428 | 2500 | 1070000 | CFA | SC_Apply
Koumassi Flyover _CD0001 |  | RFQ-00021 | Mohamed Morsi | Operation | 2024-03-20 | les Travaux d'assainissement | Approved | 10.15 - Famille F ASSAINISSEMENT-13.08 | BORDURE QUAIS DE BUS | MTR | 40 | 40 | 1.55 | 62 | SC_Apply | SHETHANE | 10.15 - Famille F ASSAINISSEMENT-13.08 | BORDURE QUAIS DE BUS | MTR | 40 | 5900 | 236000 | CFA | SC_Apply
Koumassi Flyover _CD0001 |  | RFQ-00021 | Mohamed Morsi | Operation | 2024-03-20 | les Travaux d'assainissement | Approved | 10.15 - Famille F ASSAINISSEMENT-13.09 | BORDURE SIFFLET REGARDS | MTR | 4 | 4 | 1.55 | 6.2 | SC_Apply | SHETHANE | 10.15 - Famille F ASSAINISSEMENT-13.09 | BORDURE SIFFLET REGARDS | MTR | 4 | 5900 | 23600 | CFA | SC_Apply
Koumassi Flyover _CD0001 |  | RFQ-00021 | Mohamed Morsi | Operation | 2024-03-20 | les Travaux d'assainissement | Approved | 10.15 - Famille F ASSAINISSEMENT-15.10 | REGARD DOUBLE BOUCHE AVALOIR | ECH | 73 | 73 | 169.21 | 12352.33 | SC_Apply | SHETHANE | 10.15 - Famille F ASSAINISSEMENT-15.10 | REGARD DOUBLE BOUCHE AVALOIR | ECH | 73 | 195000 | 14235000 | CFA | SC_Apply
Koumassi Flyover _CD0001 |  | RFQ-00021 | Mohamed Morsi | Operation | 2024-03-20 | les Travaux d'assainissement | Approved | 10.15 - Famille F ASSAINISSEMENT-15.11 | REGARD CHEMINÉE SUR DALOT DIAM 1.00M H<1,5M | ECH | 17 | 17 | 314.82 | 5351.94 | SC_Apply | SHETHANE | 10.15 - Famille F ASSAINISSEMENT-15.11 | REGARD CHEMINÉE SUR DALOT DIAM 1.00M H<1,5M | ECH | 17 | 250000 | 4250000 | CFA | SC_Apply
Koumassi Flyover _CD0001 |  | RFQ-00021 | Mohamed Morsi | Operation | 2024-03-20 | les Travaux d'assainissement | Approved | 10.15 - Famille F ASSAINISSEMENT-15.12 | REGARD DE VISITE DE DIMENSIONS 1,0x1,0x1,0 | ECH | 54 | 54 | 169.21 | 9137.34 | SC_Apply | SHETHANE | 10.15 - Famille F ASSAINISSEMENT-15.12 | REGARD DE VISITE DE DIMENSIONS 1,0x1,0x1,0 | ECH | 54 | 175000 | 9450000 | CFA | SC_Apply
Koumassi Flyover _CD0001 |  | RFQ-00021 | Mohamed Morsi | Operation | 2024-03-20 | les Travaux d'assainissement | Approved | 10.15 - Famille F ASSAINISSEMENT-15.13 | REGARD DE VISITE DE DIMENSIONS 1,5x1,5x1,5 | ECH | 9 | 9 | 255.55 | 2299.95 | SC_Apply | SHETHANE | 10.15 - Famille F ASSAINISSEMENT-15.13 | REGARD DE VISITE DE DIMENSIONS 1,5x1,5x1,5 | ECH | 9 | 550000 | 4950000 | CFA | SC_Apply
Koumassi Flyover _CD0001 |  | RFQ-00021 | Mohamed Morsi | Operation | 2024-03-20 | les Travaux d'assainissement | Approved | 10.15 - Famille F ASSAINISSEMENT-15.14 | REGARD DE VISITE DE DIMENSIONS 2,0x2,0x2,0 | ECH | 5 | 5 | 750.43 | 3752.15 | SC_Apply | SHETHANE | 10.15 - Famille F ASSAINISSEMENT-15.14 | REGARD DE VISITE DE DIMENSIONS 2,0x2,0x2,0 | ECH | 5 | 1200000 | 6000000 | CFA | SC_Apply
Koumassi Flyover _CD0001 |  | RFQ-00021 | Mohamed Morsi | Operation | 2024-03-20 | les Travaux d'assainissement | Approved | 10.15 - Famille F ASSAINISSEMENT-15.15 | REGARD SPECIAL | ECH | 2 | 2 | 1296.6 | 2593.2 | SC_Apply | SHETHANE | 10.15 - Famille F ASSAINISSEMENT-15.15 | REGARD SPECIAL | ECH | 2 | 2200000 | 4400000 | CFA | SC_Apply
Koumassi Flyover _CD0001 |  | RFQ-00021 | Mohamed Morsi | Operation | 2024-03-20 | les Travaux d'assainissement | Approved | 10.15 - Famille F ASSAINISSEMENT-10.10 | COLLECTEUR BA Ø 1000 DALOTS RECTANGULAIRES | MTR | 66 | 66 | 560.23 | 36975.18 | SC_Apply | SHETHANE | 10.15 - Famille F ASSAINISSEMENT-10.10 | COLLECTEUR BA Ø 1000 DALOTS RECTANGULAIRES | MTR | 66 | 55800 | 3682800 | CFA | SC_Apply
Koumassi Flyover _CD0001 |  | RFQ-00022 | Mohamed Morsi | Operation | 2024-03-21 | Lassire déchets | Approved | 10.11 - Famille Abis PRESCRIPTIONS ENVIRONNEMENTALES ET SOCIALES- 8.02 | *PLAN GESTION DÉCHETS - Location mensuelle de coffre 7m3 pour dechcts banals (bois) | ECH | 100 | 100 | 166 | 16600 | MAT_Misc | LASSIRE DECHETS SERVICES | 10.11 - Famille Abis PRESCRIPTIONS ENVIRONNEMENTALES ET SOCIALES- 8.02 | *PLAN GESTION DÉCHETS - Location mensuelle de coffre 7m3 pour dechcts banals (bois) | ECH | 100 | 100000 | 10000000 | CFA | MAT_Misc
Koumassi Flyover _CD0001 |  | RFQ-00022 | Mohamed Morsi | Operation | 2024-03-21 | Lassire déchets | Approved | 10.11 - Famille Abis PRESCRIPTIONS ENVIRONNEMENTALES ET SOCIALES- 8.02 | *PLAN GESTION DÉCHETS - Location mensuelle de coffre 10m3 pour dechets (boue, gravats,sable) | ECH | 100 | 100 | 249 | 24900 | MAT_Misc | LASSIRE DECHETS SERVICES | 10.11 - Famille Abis PRESCRIPTIONS ENVIRONNEMENTALES ET SOCIALES- 8.02 | *PLAN GESTION DÉCHETS - Location mensuelle de coffre 10m3 pour dechets (boue, gravats,sable) | ECH | 100 | 150000 | 15000000 | CFA | MAT_Misc
Koumassi Flyover _CD0001 |  | RFQ-00022 | Mohamed Morsi | Operation | 2024-03-21 | Lassire déchets | Approved | 10.11 - Famille Abis PRESCRIPTIONS ENVIRONNEMENTALES ET SOCIALES- 8.02 | *PLAN GESTION DÉCHETS - Location mensuelle de bac 120L de dechets medicaux | ECH | 100 | 100 | 25 | 2500 | MAT_Misc | LASSIRE DECHETS SERVICES | 10.11 - Famille Abis PRESCRIPTIONS ENVIRONNEMENTALES ET SOCIALES- 8.02 | *PLAN GESTION DÉCHETS - Location mensuelle de bac 120L de dechets medicaux | ECH | 100 | 15000 | 1500000 | CFA | MAT_Misc
Koumassi Flyover _CD0001 |  | RFQ-00022 | Mohamed Morsi | Operation | 2024-03-21 | Lassire déchets | Approved | 10.11 - Famille Abis PRESCRIPTIONS ENVIRONNEMENTALES ET SOCIALES- 8.02 | *PLAN GESTION DÉCHETS - Deplaccment du camion pour enlevement de coffre 7m3 de dechets (bois) | ECH | 100 | 100 | 128 | 12800 | MAT_Misc | LASSIRE DECHETS SERVICES | 10.11 - Famille Abis PRESCRIPTIONS ENVIRONNEMENTALES ET SOCIALES- 8.02 | *PLAN GESTION DÉCHETS - Deplaccment du camion pour enlevement de coffre 7m3 de dechets (bois) | ECH | 100 | 100000 | 10000000 | CFA | MAT_Misc
Koumassi Flyover _CD0001 |  | RFQ-00022 | Mohamed Morsi | Operation | 2024-03-21 | Lassire déchets | Approved | 10.11 - Famille Abis PRESCRIPTIONS ENVIRONNEMENTALES ET SOCIALES- 8.02 | *PLAN GESTION DÉCHETS - Deplacement du camion pour en levement de coffre 10m3 de dechets (boue,gravats,sable) | ECH | 100 | 100 | 182 | 18200 | MAT_Misc | LASSIRE DECHETS SERVICES | 10.11 - Famille Abis PRESCRIPTIONS ENVIRONNEMENTALES ET SOCIALES- 8.02 | *PLAN GESTION DÉCHETS - Deplacement du camion pour en levement de coffre 10m3 de dechets (boue,gravats,sable) | ECH | 100 | 150000 | 15000000 | CFA | MAT_Misc
Koumassi Flyover _CD0001 |  | RFQ-00022 | Mohamed Morsi | Operation | 2024-03-21 | Lassire déchets | Approved | 10.11 - Famille Abis PRESCRIPTIONS ENVIRONNEMENTALES ET SOCIALES- 8.02 | *PLAN GESTION DÉCHETS - Enlevement et Traitement par bac de dechets medicaux | KGR | 1000 | 50 | 1.65 | 82.5 | MAT_Misc | LASSIRE DECHETS SERVICES | 10.11 - Famille Abis PRESCRIPTIONS ENVIRONNEMENTALES ET SOCIALES- 8.02 | *PLAN GESTION DÉCHETS - Enlevement et Traitement par bac de dechets medicaux | KGR | 50 | 15000 | 750000 | CFA | MAT_Misc
Rabigh PP - Piling Works_K0004 |  | RFQ-00010 | Mina Ayman | Operation | 2024-03-24 | Third Part Lab REV.B | Approved | 10.13 | Indirect Cost | ECH | 6 | 6 | 13500 | 81000 | Oth | ACES | 10.13 | Indirect Cost | ECH | 6 | 13500 | 81000 | SAR | Oth
Rabigh PP - Piling Works_K0004 |  | RFQ-00010 | Mina Ayman | Operation | 2024-03-24 | Third Part Lab REV.B | Approved | 10.13 | Indirect Cost | ECH | 0 | 0 | 18000 | 18 | Oth | ACES | 10.13 | Indirect Cost | ECH | 0 | 18000 | 0 | SAR | Oth
Rabigh PP - Piling Works_K0004 |  | RFQ-00010 | Mina Ayman | Operation | 2024-03-24 | Third Part Lab REV.B | Approved | 10.13 | Indirect Cost | ECH | 6 | 6 | 3200 | 19200 | Oth | ACES | 10.13 | Indirect Cost | ECH | 6 | 3200 | 19200 | SAR | Oth
Rabigh PP - Piling Works_K0004 |  | RFQ-00010 | Mina Ayman | Operation | 2024-03-24 | Third Part Lab REV.B | Approved | 10.13 | Indirect Cost | ECH | 0 | 0 | 1300 | 1.3 | Oth | ACES | 10.13 | Indirect Cost | ECH | 0 | 1300 | 0 | SAR | Oth
Rabigh PP - Piling Works_K0004 |  | RFQ-00010 | Mina Ayman | Operation | 2024-03-24 | Third Part Lab REV.B | Approved | 10.13 | Indirect Cost | ECH | 0 | 0 | 60 | 0.06 | Oth | ACES | 10.13 | Indirect Cost | ECH | 0 | 60 | 0 | SAR | Oth
Rabigh PP - Piling Works_K0004 |  | RFQ-00010 | Mina Ayman | Operation | 2024-03-24 | Third Part Lab REV.B | Approved | 10.13 | Indirect Cost | ECH | 0 | 0 | 100 | 0.1 | Oth | ACES | 10.13 | Indirect Cost | ECH | 0 | 100 | 0 | SAR | Oth
Rabigh PP - Piling Works_K0004 |  | RFQ-00010 | Mina Ayman | Operation | 2024-03-24 | Third Part Lab REV.B | Approved | 10.13 | Indirect Cost | ECH | 12 | 12 | 0 | 0 | Oth | ACES | 10.13 | Indirect Cost | ECH | 12 | 3500 | 42000 | SAR | Oth
Rabigh PP - Piling Works_K0004 |  | RFQ-00006 | Mina Ayman | Operation | 2024-03-10 | Surveying Works | Approved | 10.13 | Indirect Cost | ECH | 1 | 1 | 35611.72 | 35611.72 | Dep_OthDep | دار الحنيان | 10.13 | Indirect Cost | ECH | 1 | 26000 | 26000 | SAR | Dep_OthDep
Mivida BP#189 |  | RFQ-00051 | Mahmoud El Nady | MEP (Electro Mechanical) | 2024-03-04 | Install Electrical Works | Approved | 162600.Basement .Segab | Lighting Outlet | ECH | 250 | 250 | 12.69 | 3172.5 | SC_Apply | سيجاب للهندسه والتجاره | 162600.Basement .Segab | Lighting Outlet | ECH | 250 | 60 | 15000 | EGP | SC_Apply
Mivida BP#189 |  | RFQ-00051 | Mahmoud El Nady | MEP (Electro Mechanical) | 2024-03-04 | Install Electrical Works | Approved | 162600.Basement .Segab | Lighting Outlet For Exit | ECH | 20 | 20 | 12.69 | 253.8 | SC_Apply | سيجاب للهندسه والتجاره | 162600.Basement .Segab | Lighting Outlet For Exit | ECH | 20 | 60 | 1200 | EGP | SC_Apply
Mivida BP#189 |  | RFQ-00051 | Mahmoud El Nady | MEP (Electro Mechanical) | 2024-03-04 | Install Electrical Works | Approved | 162600.Basement .Segab | swiches outlet (one way&two way) | ECH | 150 | 150 | 14.8 | 2220 | SC_Apply | سيجاب للهندسه والتجاره | 162600.Basement .Segab | swiches outlet (one way&two way) | ECH | 150 | 70 | 10500 | EGP | SC_Apply
Mivida BP#189 |  | RFQ-00051 | Mahmoud El Nady | MEP (Electro Mechanical) | 2024-03-04 | Install Electrical Works | Approved | 162600.Basement .Segab | Power Outlet for EWH | ECH | 80 | 80 | 14.8 | 1184 | SC_Apply | سيجاب للهندسه والتجاره | 162600.Basement .Segab | Power Outlet for EWH | ECH | 80 | 70 | 5600 | EGP | SC_Apply
Mivida BP#189 |  | RFQ-00051 | Mahmoud El Nady | MEP (Electro Mechanical) | 2024-03-04 | Install Electrical Works | Approved | 162600.Basement .Segab | Power Outlet for LC | ECH | 200 | 200 | 14.8 | 2960 | SC_Apply | سيجاب للهندسه والتجاره | 162600.Basement .Segab | Power Outlet for LC | ECH | 200 | 70 | 14000 | EGP | SC_Apply
Mivida BP#189 |  | RFQ-00051 | Mahmoud El Nady | MEP (Electro Mechanical) | 2024-03-04 | Install Electrical Works | Approved | 162600.Basement .Segab | Power Outlet for Hand Dryers | ECH | 10 | 10 | 14.8 | 148 | SC_Apply | سيجاب للهندسه والتجاره | 162600.Basement .Segab | Power Outlet for Hand Dryers | ECH | 10 | 70 | 700 | EGP | SC_Apply
Mivida BP#189 |  | RFQ-00051 | Mahmoud El Nady | MEP (Electro Mechanical) | 2024-03-04 | Install Electrical Works | Approved | 162600.Basement .Segab | Power Outlet for 16A Socket. | ECH | 250 | 250 | 14.8 | 3700 | SC_Apply | سيجاب للهندسه والتجاره | 162600.Basement .Segab | Power Outlet for 16A Socket. | ECH | 250 | 70 | 17500 | EGP | SC_Apply
Mivida BP#189 |  | RFQ-00051 | Mahmoud El Nady | MEP (Electro Mechanical) | 2024-03-04 | Install Electrical Works | Approved | 162600.Basement .Segab | Power Outlet for 16A Socket. UPS | ECH | 11 | 11 | 14.8 | 162.8 | SC_Apply | سيجاب للهندسه والتجاره | 162600.Basement .Segab | Power Outlet for 16A Socket. UPS | ECH | 11 | 70 | 770 | EGP | SC_Apply
Mivida BP#189 |  | RFQ-00051 | Mahmoud El Nady | MEP (Electro Mechanical) | 2024-03-04 | Install Electrical Works | Approved | 162600.Basement .Segab | Power Outlet for FCU. | ECH | 20 | 20 | 14.8 | 296 | SC_Apply | سيجاب للهندسه والتجاره | 162600.Basement .Segab | Power Outlet for FCU. | ECH | 20 | 70 | 1400 | EGP | SC_Apply
Mivida BP#189 |  | RFQ-00051 | Mahmoud El Nady | MEP (Electro Mechanical) | 2024-03-04 | Install Electrical Works | Approved | 162600.Basement .Segab | Power Outlet for SPU. | ECH | 5 | 5 | 14.8 | 74 | SC_Apply | سيجاب للهندسه والتجاره | 162600.Basement .Segab | Power Outlet for SPU. | ECH | 5 | 70 | 350 | EGP | SC_Apply
Mivida BP#189 |  | RFQ-00051 | Mahmoud El Nady | MEP (Electro Mechanical) | 2024-03-04 | Install Electrical Works | Approved | 162600.Basement .Segab | Power Outlet for Jet Fan | ECH | 20 | 20 | 14.8 | 296 | SC_Apply | سيجاب للهندسه والتجاره | 162600.Basement .Segab | Power Outlet for Jet Fan | ECH | 20 | 70 | 1400 | EGP | SC_Apply
Mivida BP#189 |  | RFQ-00051 | Mahmoud El Nady | MEP (Electro Mechanical) | 2024-03-04 | Install Electrical Works | Approved | 162600.Basement .Segab | Power Outlet For welding machine | ECH | 20 | 20 | 14.8 | 296 | SC_Apply | سيجاب للهندسه والتجاره | 162600.Basement .Segab | Power Outlet For welding machine | ECH | 20 | 70 | 1400 | EGP | SC_Apply
Mivida BP#189 |  | RFQ-00051 | Mahmoud El Nady | MEP (Electro Mechanical) | 2024-03-04 | Install Electrical Works | Approved | 162600.Basement .Segab | Power Outlet for Unswitched Spur unit | ECH | 20 | 20 | 14.8 | 296 | SC_Apply | سيجاب للهندسه والتجاره | 162600.Basement .Segab | Power Outlet for Unswitched Spur unit | ECH | 20 | 70 | 1400 | EGP | SC_Apply
Mivida BP#189 |  | RFQ-00051 | Mahmoud El Nady | MEP (Electro Mechanical) | 2024-03-04 | Install Electrical Works | Approved | 162600.Basement .Segab | Power Outlet for EV charging | ECH | 50 | 50 | 28.97 | 1448.5 | SC_Apply | سيجاب للهندسه والتجاره | 162600.Basement .Segab | Power Outlet for EV charging | ECH | 50 | 137 | 6850 | EGP | SC_Apply
Mivida BP#189 |  | RFQ-00051 | Mahmoud El Nady | MEP (Electro Mechanical) | 2024-03-04 | Install Electrical Works | Approved | 162600.Basement .Segab | 2 No. Data outlet at the existing Floor box (ref. to ELEC. BOQ) | ECH | 24 | 24 | 25.38 | 609.12 | SC_Apply | سيجاب للهندسه والتجاره | 162600.Basement .Segab | 2 No. Data outlet at the existing Floor box (ref. to ELEC. BOQ) | ECH | 24 | 120 | 2880 | EGP | SC_Apply
Mivida BP#189 |  | RFQ-00051 | Mahmoud El Nady | MEP (Electro Mechanical) | 2024-03-04 | Install Electrical Works | Approved | 162600.Basement .Segab | Indoor Wall Mounted data outlet for camera C/w socket and face plate. | ECH | 80 | 80 | 12.69 | 1015.2 | SC_Apply | سيجاب للهندسه والتجاره | 162600.Basement .Segab | Indoor Wall Mounted data outlet for camera C/w socket and face plate. | ECH | 80 | 60 | 4800 | EGP | SC_Apply
Mivida BP#189 |  | RFQ-00051 | Mahmoud El Nady | MEP (Electro Mechanical) | 2024-03-04 | Install Electrical Works | Approved | 162600.Basement .Segab | Indoor Ceiling Mounted data Outlet for indoor camera C/w socket and face plate. | ECH | 80 | 80 | 12.69 | 1015.2 | SC_Apply | سيجاب للهندسه والتجاره | 162600.Basement .Segab | Indoor Ceiling Mounted data Outlet for indoor camera C/w socket and face plate. | ECH | 80 | 60 | 4800 | EGP | SC_Apply
Mivida BP#189 |  | RFQ-00051 | Mahmoud El Nady | MEP (Electro Mechanical) | 2024-03-04 | Install Electrical Works | Approved | 162600.Basement .Segab | Outdoor Wall/celling Mounted data Outlet for outdoor camera C/w socket and face plate. | ECH | 80 | 80 | 12.69 | 1015.2 | SC_Apply | سيجاب للهندسه والتجاره | 162600.Basement .Segab | Outdoor Wall/celling Mounted data Outlet for outdoor camera C/w socket and face plate. | ECH | 80 | 60 | 4800 | EGP | SC_Apply
Mivida BP#189 |  | RFQ-00051 | Mahmoud El Nady | MEP (Electro Mechanical) | 2024-03-04 | Install Electrical Works | Approved | 162600.Basement .Segab | Singel Wall Mounted Data Outlet For Access Control C/w socket and face plate. | ECH | 100 | 100 | 14.8 | 1480 | SC_Apply | سيجاب للهندسه والتجاره | 162600.Basement .Segab | Singel Wall Mounted Data Outlet For Access Control C/w socket and face plate. | ECH | 100 | 70 | 7000 | EGP | SC_Apply
Mivida BP#189 |  | RFQ-00051 | Mahmoud El Nady | MEP (Electro Mechanical) | 2024-03-04 | Install Electrical Works | Approved | 162600.Basement .Segab | Loud speaker outlet C/w all required accessories. | ECH | 53 | 53 | 12.69 | 672.57 | SC_Apply | سيجاب للهندسه والتجاره | 162600.Basement .Segab | Loud speaker outlet C/w all required accessories. | ECH | 53 | 60 | 3180 | EGP | SC_Apply
Mivida BP#189 |  | RFQ-00051 | Mahmoud El Nady | MEP (Electro Mechanical) | 2024-03-04 | Install Electrical Works | Approved | 162600.Basement .Segab | Fire alarm Outlet C/w all required accessories. | ECH | 250 | 250 | 16.92 | 4230 | SC_Apply | سيجاب للهندسه والتجاره | 162600.Basement .Segab | Fire alarm Outlet C/w all required accessories. | ECH | 250 | 80 | 20000 | EGP | SC_Apply
Katameya Creeks |  | RFQ-00025 | Mohamed Amr | Procurement | 2024-03-19 | Epoxy line marking | Approved | 11.4.Buildings.Arch | توريد و تنفيذ Epoxy Traffic Coating | SQM | 727.43 | 428.94 | 445 | 190878.3 | SC_Supply/Apply | Troy | 11.4.Buildings.Arch | توريد و تنفيذ Epoxy Traffic Coating | SQM | 428.94 | 320 | 137260.8 | EGP | SC_Supply/Apply
Katameya Creeks |  | RFQ-00025 | Mohamed Amr | Procurement | 2024-03-19 | Epoxy line marking | Approved | 11.4.Buildings.Arch | Epoxy paint coating for parking lines with width 15cm | LM | 10290 | 10290 | 135 | 1389150 | SC_Supply/Apply | Troy | 11.4.Buildings.Arch | Epoxy paint coating for parking lines with width 15cm | LM | 10290 | 115 | 1183350 | EGP | SC_Supply/Apply
Katameya Creeks |  | RFQ-00025 | Mohamed Amr | Procurement | 2024-03-19 | Epoxy line marking | Approved | 11.4.Buildings.Arch | Epoxy paint coating for crossing lines with width 20cm | LM | 606 | 606 | 143 | 86658 | SC_Supply/Apply | Troy | 11.4.Buildings.Arch | Epoxy paint coating for crossing lines with width 20cm | LM | 606 | 110 | 66660 | EGP | SC_Supply/Apply
Katameya Creeks |  | RFQ-00025 | Mohamed Amr | Procurement | 2024-03-19 | Epoxy line marking | Approved | 11.4.Buildings.Arch | Epoxy paint coating for Straight arrows | ECH | 166 | 166 | 530 | 87980 | SC_Supply/Apply | Troy | 11.4.Buildings.Arch | Epoxy paint coating for Straight arrows | ECH | 166 | 260 | 43160 | EGP | SC_Supply/Apply
Katameya Creeks |  | RFQ-00025 | Mohamed Amr | Procurement | 2024-03-19 | Epoxy line marking | Approved | 11.4.Buildings.Arch | Epoxy paint coating for Curved arrows | ECH | 79 | 79 | 600 | 47400 | SC_Supply/Apply | Troy | 11.4.Buildings.Arch | Epoxy paint coating for Curved arrows | ECH | 79 | 280 | 22120 | EGP | SC_Supply/Apply
Katameya Creeks |  | RFQ-00025 | Mohamed Amr | Procurement | 2024-03-19 | Epoxy line marking | Approved | 11.4.Buildings.Arch | Epoxy paint coating for parking number | ECH | 751 | 751 | 294 | 220794 | SC_Supply/Apply | Troy | 11.4.Buildings.Arch | Epoxy paint coating for parking number | ECH | 751 | 135 | 101385 | EGP | SC_Supply/Apply
Mivida BP#189 |  | RFQ-00063 | Mostafa Shourbagi | MEP (Electro Mechanical) | 2024-04-15 | Electrical Cables | Approved | 162600.Bas-Cables | PO 83911 - Basement Cables | LS | 1 | 0.75 | 1719701.87 | 1289776.4 | SC_Supply | ايجيتيك للكابلات | 162600.Bas-Cables | PO 83911 - Basement Cables | LS | 0.75 | 14520892.98 | 10890669.73 | EGP | SC_Supply
Red Sea Museum-Bab El-Bunt _K0003 |  | RFQ-00007 | Marwa Mounir | Operation | 2024-03-05 | Laser Scan | Approved | 10.22 | *Indirect - Red Sea Muesum | LS | 1 | 1 | 23000 | 23000 | Ind | البقسماطي | 10.22 | *Indirect - Red Sea Muesum | LS | 1 | 20000 | 20000 | SAR | Ind
BIOLOGICALS AND BIOSIMILARS MANUFACTURING FACILITY EIPICO 3 _0187 |  | RFQ-00127 | Ahmed Atia | Operation | 2024-02-28 | Plaster Application | Approved | 1 - B02 (Warehouse, Packaging and QC Building)-092400-2 | For ceiling. | SQM | 2905 | 1000 | 50 | 50000 | SC_Supply/Apply | محمد أحمد سيد رضوان | 1 - B02 (Warehouse, Packaging and QC Building)-092400-2 | For ceiling. | SQM | 1000 | 90 | 90000 | EGP | SC_Supply/Apply
Mivida BP#189 |  | RFQ-00063 | Mostafa Shourbagi | MEP (Electro Mechanical) | 2024-04-15 | Electrical Cables | Approved | 162600.Bas-Cables | PO 83922 - Basement Cables | LS | 1 | 0.7 | 96431.88 | 67502.32 | SC_Supply | ايجيتيك للكابلات | 162600.Bas-Cables | PO 83922 - Basement Cables | LS | 0.7 | 814255.68 | 569978.98 | EGP | SC_Supply
Mivida BP#189 |  | RFQ-00063 | Mostafa Shourbagi | MEP (Electro Mechanical) | 2024-04-15 | Electrical Cables | Approved | 162600.Bas-Cables | PO 83926 - Basement Cables | LS | 1 | 0.4 | 4644802.25 | 1857920.9 | SC_Supply | ايجيتيك للكابلات | 162600.Bas-Cables | PO 83926 - Basement Cables | LS | 0.4 | 39219981.99 | 15687992.8 | EGP | SC_Supply
Mivida BP#189 |  | RFQ-00062 | Mostafa Shourbagi | MEP (Electro Mechanical) | 2024-04-15 | Electrical Wires | Approved | 162600.Bas-Cables | PO 83911 - Basement Cables | LS | 1 | 0.25 | 1719701.87 | 429925.47 | SC_Supply | المتحدة للصناعات - السويدى | 162600.Bas-Cables | PO 83911 - Basement Cables | LS | 0.25 | 5788591.12 | 1447147.78 | EGP | SC_Supply
Mivida BP#189 |  | RFQ-00062 | Mostafa Shourbagi | MEP (Electro Mechanical) | 2024-04-15 | Electrical Wires | Approved | 162600.Bas-Cables | PO 83922 - Basement Cables | LS | 1 | 0.3 | 96431.88 | 28929.56 | SC_Supply | المتحدة للصناعات - السويدى | 162600.Bas-Cables | PO 83922 - Basement Cables | LS | 0.3 | 324593.89 | 97378.17 | EGP | SC_Supply
BIOLOGICALS AND BIOSIMILARS MANUFACTURING FACILITY EIPICO 3 _0187 |  | RFQ-00127 | Ahmed Atia | Operation | 2024-02-28 | Plaster Application | Approved | 1 - B01(ADMIN BUILDING)-092400-1 | For walls. | SQM | 2634 | 2000 | 50 | 100000 | SC_Supply/Apply | محمد أحمد سيد رضوان | 1 - B01(ADMIN BUILDING)-092400-1 | For walls. | SQM | 2000 | 100 | 200000 | EGP | SC_Supply/Apply
BIOLOGICALS AND BIOSIMILARS MANUFACTURING FACILITY EIPICO 3 _0187 |  | RFQ-00127 | Ahmed Atia | Operation | 2024-02-28 | Plaster Application | Approved | 1 - B02 (Warehouse, Packaging and QC Building)-092400-3 | For fa ade and roof parapet. | SQM | 560 | 500 | 90 | 45000 | SC_Apply | محمد أحمد سيد رضوان | 1 - B02 (Warehouse, Packaging and QC Building)-092400-3 | For fa ade and roof parapet. | SQM | 500 | 120 | 60000 | EGP | SC_Apply
BIOLOGICALS AND BIOSIMILARS MANUFACTURING FACILITY EIPICO 3 _0187 |  | RFQ-00127 | Ahmed Atia | Operation | 2024-02-28 | Plaster Application | Approved | 1 - B01(ADMIN BUILDING)-092400-4 | For external ceiling. | SQM | 358 | 358 | 77.5 | 27745 | SC_Supply/Apply | محمد أحمد سيد رضوان | 1 - B01(ADMIN BUILDING)-092400-4 | For external ceiling. | SQM | 358 | 110 | 39380 | EGP | SC_Supply/Apply
BIOLOGICALS AND BIOSIMILARS MANUFACTURING FACILITY EIPICO 3 _0187 |  | RFQ-00127 | Ahmed Atia | Operation | 2024-02-28 | Plaster Application | Approved | 1 - B01(ADMIN BUILDING)-092400-4 | For external ceiling. | SQM | 358 | 142 | 77.5 | 11005 | SC_Supply/Apply | محمد أحمد سيد رضوان | 1 - B01(ADMIN BUILDING)-092400-4 | For external ceiling. | SQM | 142 | 110 | 15620 | EGP | SC_Supply/Apply
Mivida BP#189 |  | RFQ-00062 | Mostafa Shourbagi | MEP (Electro Mechanical) | 2024-04-15 | Electrical Wires | Approved | 162600.Bas-Cables | PO 83926 - Basement Cables | LS | 1 | 0.6 | 4644802.25 | 2786881.35 | SC_Supply | المتحدة للصناعات - السويدى | 162600.Bas-Cables | PO 83926 - Basement Cables | LS | 0.6 | 15634605.92 | 9380763.55 | EGP | SC_Supply
Sohag HSR Station _0210 |  | RFQ-00013 | Essam Ibrahim | MEP (Electro Mechanical) | 2024-03-25 | Supply earthing system | Approved | 16.1 | سلك نحاس مصمت مقاس 70 مم اللون اصفر X اخضر | LM | 92 | 92 | 0 | 0 | SC_Supply/Apply | power solutions | 16.1 | سلك نحاس مصمت مقاس 70 مم اللون اصفر X اخضر | LM | 92 | 831.89 | 76533.88 | EGP | SC_Supply/Apply
Sohag HSR Station _0210 |  | RFQ-00013 | Essam Ibrahim | MEP (Electro Mechanical) | 2024-03-25 | Supply earthing system | Approved | 16.2 | افيز كابل مقاس 50-70 | ECH | 92 | 92 | 0 | 0 | SC_Supply/Apply | power solutions | 16.2 | افيز كابل مقاس 50-70 | ECH | 92 | 1058.29 | 97362.68 | EGP | SC_Supply/Apply
Sohag HSR Station _0210 |  | RFQ-00013 | Essam Ibrahim | MEP (Electro Mechanical) | 2024-03-25 | Supply earthing system | Approved | 16.3 | Earth Point 4 Holes | ECH | 92 | 92 | 0 | 0 | SC_Supply/Apply | power solutions | 16.3 | Earth Point 4 Holes | ECH | 92 | 3280 | 301760 | EGP | SC_Supply/Apply
Katameya Creeks |  | RFQ-00023 | Peter Rafaat | MEP (Electro Mechanical) | 2024-03-14 | Supply Fire Alarm system (Panels+Relay Modules) | Approved | 6G1 FIREALARM.Basement.1-1 | Main fire alarm control panel (FACP) intelligent addressable type with capacity (1 loops), the item includes back-up batteries, battery charger, fault isolation modules, interfaces modules, programming and any needed / related accessories. | ECH | 1 | 1 | 46014 | 46014 | SC_Supply/Apply | MIRATECH | 6G1 FIREALARM.Basement.1-1 | Main fire alarm control panel (FACP) intelligent addressable type with capacity (1 loops), the item includes back-up batteries, battery charger, fault isolation modules, interfaces modules, programming and any needed / related accessories. | ECH | 1 | 111327.86 | 111327.86 | EGP | SC_Supply/Apply
Katameya Creeks |  | RFQ-00023 | Peter Rafaat | MEP (Electro Mechanical) | 2024-03-14 | Supply Fire Alarm system (Panels+Relay Modules) | Approved | FIREALARM20 G.Basement.1-1 | Main fire alarm control panel (FACP) intelligent addressable type with capacity (1 loops), the item includes back-up batteries, battery charger, fault isolation modules, interfaces modules, programming and any needed / related accessories. | ECH | 1 | 1 | 46014 | 46014 | SC_Supply/Apply | MIRATECH | FIREALARM20 G.Basement.1-1 | Main fire alarm control panel (FACP) intelligent addressable type with capacity (1 loops), the item includes back-up batteries, battery charger, fault isolation modules, interfaces modules, programming and any needed / related accessories. | ECH | 1 | 111327.86 | 111327.86 | EGP | SC_Supply/Apply
Katameya Creeks |  | RFQ-00023 | Peter Rafaat | MEP (Electro Mechanical) | 2024-03-14 | Supply Fire Alarm system (Panels+Relay Modules) | Approved | FIREALARM 14F.Basement.1-1 | Main fire alarm control panel (FACP) intelligent addressable type with capacity (1 loops), the item includes back-up batteries, battery charger, fault isolation modules, interfaces modules, programming and any needed / related accessories. | ECH | 1 | 1 | 46014 | 46014 | SC_Supply/Apply | MIRATECH | FIREALARM 14F.Basement.1-1 | Main fire alarm control panel (FACP) intelligent addressable type with capacity (1 loops), the item includes back-up batteries, battery charger, fault isolation modules, interfaces modules, programming and any needed / related accessories. | ECH | 1 | 111327.86 | 111327.86 | EGP | SC_Supply/Apply
Katameya Creeks |  | RFQ-00023 | Peter Rafaat | MEP (Electro Mechanical) | 2024-03-14 | Supply Fire Alarm system (Panels+Relay Modules) | Approved | FIREALARM 16E.Basement.1-1 | Main fire alarm control panel (FACP) intelligent addressable type with capacity (1 loops), the item includes back-up batteries, battery charger, fault isolation modules, interfaces modules, programming and any needed / related accessories. | ECH | 1 | 1 | 46014 | 46014 | SC_Supply/Apply | MIRATECH | FIREALARM 16E.Basement.1-1 | Main fire alarm control panel (FACP) intelligent addressable type with capacity (1 loops), the item includes back-up batteries, battery charger, fault isolation modules, interfaces modules, programming and any needed / related accessories. | ECH | 1 | 111327.86 | 111327.86 | EGP | SC_Supply/Apply
Katameya Creeks |  | RFQ-00023 | Peter Rafaat | MEP (Electro Mechanical) | 2024-03-14 | Supply Fire Alarm system (Panels+Relay Modules) | Approved | 8E FIREALARM.Basement.1-1 | Main fire alarm control panel (FACP) intelligent addressable type with capacity (1 loops), the item includes back-up batteries, battery charger, fault isolation modules, interfaces modules, programming and any needed / related accessories. | ECH | 1 | 1 | 46014 | 46014 | SC_Supply/Apply | MIRATECH | 8E FIREALARM.Basement.1-1 | Main fire alarm control panel (FACP) intelligent addressable type with capacity (1 loops), the item includes back-up batteries, battery charger, fault isolation modules, interfaces modules, programming and any needed / related accessories. | ECH | 1 | 111327.86 | 111327.86 | EGP | SC_Supply/Apply
Katameya Creeks |  | RFQ-00023 | Peter Rafaat | MEP (Electro Mechanical) | 2024-03-14 | Supply Fire Alarm system (Panels+Relay Modules) | Approved | FIREALARM 13G.Basement.1-1 | Main fire alarm control panel (FACP) intelligent addressable type with capacity (1 loops), the item includes back-up batteries, battery charger, fault isolation modules, interfaces modules, programming and any needed / related accessories. | ECH | 1 | 1 | 46014 | 46014 | SC_Supply/Apply | MIRATECH | FIREALARM 13G.Basement.1-1 | Main fire alarm control panel (FACP) intelligent addressable type with capacity (1 loops), the item includes back-up batteries, battery charger, fault isolation modules, interfaces modules, programming and any needed / related accessories. | ECH | 1 | 111327.86 | 111327.86 | EGP | SC_Supply/Apply
Katameya Creeks |  | RFQ-00023 | Peter Rafaat | MEP (Electro Mechanical) | 2024-03-14 | Supply Fire Alarm system (Panels+Relay Modules) | Approved | FIREALARM 12E.Basement.1-1 | Main fire alarm control panel (FACP) intelligent addressable type with capacity (1 loops), the item includes back-up batteries, battery charger, fault isolation modules, interfaces modules, programming and any needed / related accessories. | ECH | 1 | 1 | 46014 | 46014 | SC_Supply/Apply | MIRATECH | FIREALARM 12E.Basement.1-1 | Main fire alarm control panel (FACP) intelligent addressable type with capacity (1 loops), the item includes back-up batteries, battery charger, fault isolation modules, interfaces modules, programming and any needed / related accessories. | ECH | 1 | 111327.86 | 111327.86 | EGP | SC_Supply/Apply
Katameya Creeks |  | RFQ-00023 | Peter Rafaat | MEP (Electro Mechanical) | 2024-03-14 | Supply Fire Alarm system (Panels+Relay Modules) | Approved | FIREALARM 11D1.Basement.1-1 | Main fire alarm control panel (FACP) intelligent addressable type with capacity (1 loops), the item includes back-up batteries, battery charger, fault isolation modules, interfaces modules, programming and any needed / related accessories. | ECH | 1 | 1 | 46014 | 46014 | SC_Supply/Apply | MIRATECH | FIREALARM 11D1.Basement.1-1 | Main fire alarm control panel (FACP) intelligent addressable type with capacity (1 loops), the item includes back-up batteries, battery charger, fault isolation modules, interfaces modules, programming and any needed / related accessories. | ECH | 1 | 111327.86 | 111327.86 | EGP | SC_Supply/Apply
Katameya Creeks |  | RFQ-00023 | Peter Rafaat | MEP (Electro Mechanical) | 2024-03-14 | Supply Fire Alarm system (Panels+Relay Modules) | Approved | FIREALARM 21D.Basement.1-1 | Main fire alarm control panel (FACP) intelligent addressable type with capacity (1 loops), the item includes back-up batteries, battery charger, fault isolation modules, interfaces modules, programming and any needed / related accessories. | ECH | 1 | 1 | 46014 | 46014 | SC_Supply/Apply | MIRATECH | FIREALARM 21D.Basement.1-1 | Main fire alarm control panel (FACP) intelligent addressable type with capacity (1 loops), the item includes back-up batteries, battery charger, fault isolation modules, interfaces modules, programming and any needed / related accessories. | ECH | 1 | 111327.86 | 111327.86 | EGP | SC_Supply/Apply
BIOLOGICALS AND BIOSIMILARS MANUFACTURING FACILITY EIPICO 3 _0187 |  | RFQ-00128 | Youssef Abd El Kream | MEP (Electro Mechanical) | 2024-02-28 | Seamless Steel Pipe | Approved | 10.8 - B04(Boiler, Chiller, Power Station)-211313-5 | 100 mm size | MTR | 60 | 30 | 0 | 0 | MAT_Raw | Linda | 10.8 - B04(Boiler, Chiller, Power Station)-211313-5 | 100 mm size | MTR | 30 | 2035 | 61050 | EGP | MAT_Raw
Katameya Creeks |  | RFQ-00023 | Peter Rafaat | MEP (Electro Mechanical) | 2024-03-14 | Supply Fire Alarm system (Panels+Relay Modules) | Approved | FIREALARM 17D.Basement.1-1 | Main fire alarm control panel (FACP) intelligent addressable type with capacity (1 loops), the item includes back-up batteries, battery charger, fault isolation modules, interfaces modules, programming and any needed / related accessories. | ECH | 1 | 1 | 46014 | 46014 | SC_Supply/Apply | MIRATECH | FIREALARM 17D.Basement.1-1 | Main fire alarm control panel (FACP) intelligent addressable type with capacity (1 loops), the item includes back-up batteries, battery charger, fault isolation modules, interfaces modules, programming and any needed / related accessories. | ECH | 1 | 111327.86 | 111327.86 | EGP | SC_Supply/Apply
Katameya Creeks |  | RFQ-00023 | Peter Rafaat | MEP (Electro Mechanical) | 2024-03-14 | Supply Fire Alarm system (Panels+Relay Modules) | Approved | FIREALARM 9D1.Basement.1-1 | Main fire alarm control panel (FACP) intelligent addressable type with capacity (1 loops), the item includes back-up batteries, battery charger, fault isolation modules, interfaces modules, programming and any needed / related accessories. | ECH | 1 | 1 | 46014 | 46014 | SC_Supply/Apply | MIRATECH | FIREALARM 9D1.Basement.1-1 | Main fire alarm control panel (FACP) intelligent addressable type with capacity (1 loops), the item includes back-up batteries, battery charger, fault isolation modules, interfaces modules, programming and any needed / related accessories. | ECH | 1 | 111327.86 | 111327.86 | EGP | SC_Supply/Apply
Katameya Creeks |  | RFQ-00023 | Peter Rafaat | MEP (Electro Mechanical) | 2024-03-14 | Supply Fire Alarm system (Panels+Relay Modules) | Approved | FIREALARM 1E.Basement.1-1 | Main fire alarm control panel (FACP) intelligent addressable type with capacity (1 loops), the item includes back-up batteries, battery charger, fault isolation modules, interfaces modules, programming and any needed / related accessories. | ECH | 1 | 1 | 46014 | 46014 | SC_Supply/Apply | MIRATECH | FIREALARM 1E.Basement.1-1 | Main fire alarm control panel (FACP) intelligent addressable type with capacity (1 loops), the item includes back-up batteries, battery charger, fault isolation modules, interfaces modules, programming and any needed / related accessories. | ECH | 1 | 111327.86 | 111327.86 | EGP | SC_Supply/Apply
Katameya Creeks |  | RFQ-00023 | Peter Rafaat | MEP (Electro Mechanical) | 2024-03-14 | Supply Fire Alarm system (Panels+Relay Modules) | Approved | FIREALARM 18 F.Basement.1-1 | Main fire alarm control panel (FACP) intelligent addressable type with capacity (1 loops), the item includes back-up batteries, battery charger, fault isolation modules, interfaces modules, programming and any needed / related accessories. | ECH | 1 | 1 | 46014 | 46014 | SC_Supply/Apply | MIRATECH | FIREALARM 18 F.Basement.1-1 | Main fire alarm control panel (FACP) intelligent addressable type with capacity (1 loops), the item includes back-up batteries, battery charger, fault isolation modules, interfaces modules, programming and any needed / related accessories. | ECH | 1 | 111327.86 | 111327.86 | EGP | SC_Supply/Apply
Katameya Creeks |  | RFQ-00023 | Peter Rafaat | MEP (Electro Mechanical) | 2024-03-14 | Supply Fire Alarm system (Panels+Relay Modules) | Approved | FIREALARM 5 E.Basement.1-1 | Main fire alarm control panel (FACP) intelligent addressable type with capacity (1 loops), the item includes back-up batteries, battery charger, fault isolation modules, interfaces modules, programming and any needed / related accessories. | ECH | 1 | 1 | 46014 | 46014 | SC_Supply/Apply | MIRATECH | FIREALARM 5 E.Basement.1-1 | Main fire alarm control panel (FACP) intelligent addressable type with capacity (1 loops), the item includes back-up batteries, battery charger, fault isolation modules, interfaces modules, programming and any needed / related accessories. | ECH | 1 | 111327.86 | 111327.86 | EGP | SC_Supply/Apply
Katameya Creeks |  | RFQ-00023 | Peter Rafaat | MEP (Electro Mechanical) | 2024-03-14 | Supply Fire Alarm system (Panels+Relay Modules) | Approved | FIREALARM 19D.Basement.1-1 | Main fire alarm control panel (FACP) intelligent addressable type with capacity (1 loops), the item includes back-up batteries, battery charger, fault isolation modules, interfaces modules, programming and any needed / related accessories. | ECH | 1 | 1 | 46014 | 46014 | SC_Supply/Apply | MIRATECH | FIREALARM 19D.Basement.1-1 | Main fire alarm control panel (FACP) intelligent addressable type with capacity (1 loops), the item includes back-up batteries, battery charger, fault isolation modules, interfaces modules, programming and any needed / related accessories. | ECH | 1 | 111327.86 | 111327.86 | EGP | SC_Supply/Apply
Katameya Creeks |  | RFQ-00023 | Peter Rafaat | MEP (Electro Mechanical) | 2024-03-14 | Supply Fire Alarm system (Panels+Relay Modules) | Approved | FIREALARM 15D.Basement.1-1 | Main fire alarm control panel (FACP) intelligent addressable type with capacity (1 loops), the item includes back-up batteries, battery charger, fault isolation modules, interfaces modules, programming and any needed / related accessories. | ECH | 1 | 1 | 46014 | 46014 | SC_Supply/Apply | MIRATECH | FIREALARM 15D.Basement.1-1 | Main fire alarm control panel (FACP) intelligent addressable type with capacity (1 loops), the item includes back-up batteries, battery charger, fault isolation modules, interfaces modules, programming and any needed / related accessories. | ECH | 1 | 111327.86 | 111327.86 | EGP | SC_Supply/Apply
Katameya Creeks |  | RFQ-00023 | Peter Rafaat | MEP (Electro Mechanical) | 2024-03-14 | Supply Fire Alarm system (Panels+Relay Modules) | Approved | FIREALARM 4D.Basement.1-1 | Main fire alarm control panel (FACP) intelligent addressable type with capacity (1 loops), the item includes back-up batteries, battery charger, fault isolation modules, interfaces modules, programming and any needed / related accessories. | ECH | 1 | 1 | 46014 | 46014 | SC_Supply/Apply | MIRATECH | FIREALARM 4D.Basement.1-1 | Main fire alarm control panel (FACP) intelligent addressable type with capacity (1 loops), the item includes back-up batteries, battery charger, fault isolation modules, interfaces modules, programming and any needed / related accessories. | ECH | 1 | 111327.86 | 111327.86 | EGP | SC_Supply/Apply
Katameya Creeks |  | RFQ-00023 | Peter Rafaat | MEP (Electro Mechanical) | 2024-03-14 | Supply Fire Alarm system (Panels+Relay Modules) | Approved | FIREALARM 3H.Basement.1-1 | Main fire alarm control panel (FACP) intelligent addressable type with capacity (1 loops), the item includes back-up batteries, battery charger, fault isolation modules, interfaces modules, programming and any needed / related accessories. | ECH | 1 | 1 | 46014 | 46014 | SC_Supply/Apply | MIRATECH | FIREALARM 3H.Basement.1-1 | Main fire alarm control panel (FACP) intelligent addressable type with capacity (1 loops), the item includes back-up batteries, battery charger, fault isolation modules, interfaces modules, programming and any needed / related accessories. | ECH | 1 | 111327.86 | 111327.86 | EGP | SC_Supply/Apply
Katameya Creeks |  | RFQ-00023 | Peter Rafaat | MEP (Electro Mechanical) | 2024-03-14 | Supply Fire Alarm system (Panels+Relay Modules) | Approved | FIREALARM 10 G.Basement.1-1 | Main fire alarm control panel (FACP) intelligent addressable type with capacity (1 loops), the item includes back-up batteries, battery charger, fault isolation modules, interfaces modules, programming and any needed / related accessories. | ECH | 1 | 1 | 46014 | 46014 | SC_Supply/Apply | MIRATECH | FIREALARM 10 G.Basement.1-1 | Main fire alarm control panel (FACP) intelligent addressable type with capacity (1 loops), the item includes back-up batteries, battery charger, fault isolation modules, interfaces modules, programming and any needed / related accessories. | ECH | 1 | 111327.86 | 111327.86 | EGP | SC_Supply/Apply
Katameya Creeks |  | RFQ-00023 | Peter Rafaat | MEP (Electro Mechanical) | 2024-03-14 | Supply Fire Alarm system (Panels+Relay Modules) | Approved | 7G FIREALARM.Basement.1-1 | Main fire alarm control panel (FACP) intelligent addressable type with capacity (1 loops), the item includes back-up batteries, battery charger, fault isolation modules, interfaces modules, programming and any needed / related accessories. | ECH | 1 | 1 | 46014 | 46014 | SC_Supply/Apply | MIRATECH | 7G FIREALARM.Basement.1-1 | Main fire alarm control panel (FACP) intelligent addressable type with capacity (1 loops), the item includes back-up batteries, battery charger, fault isolation modules, interfaces modules, programming and any needed / related accessories. | ECH | 1 | 111327.86 | 111327.86 | EGP | SC_Supply/Apply
Katameya Creeks |  | RFQ-00023 | Peter Rafaat | MEP (Electro Mechanical) | 2024-03-14 | Supply Fire Alarm system (Panels+Relay Modules) | Approved | FIREALARM 22E.Basement.1-1 | Main fire alarm control panel (FACP) intelligent addressable type with capacity (1 loops), the item includes back-up batteries, battery charger, fault isolation modules, interfaces modules, programming and any needed / related accessories. | ECH | 1 | 1 | 46014 | 46014 | SC_Supply/Apply | MIRATECH | FIREALARM 22E.Basement.1-1 | Main fire alarm control panel (FACP) intelligent addressable type with capacity (1 loops), the item includes back-up batteries, battery charger, fault isolation modules, interfaces modules, programming and any needed / related accessories. | ECH | 1 | 111327.86 | 111327.86 | EGP | SC_Supply/Apply
Hosh Eissa Hospital _0201 |  | RFQ-00017 | Purchasing Engineers | Purchasing | 2024-02-29 | Supply plywood | Approved | 10 | الواح كونتر | NO | 3500 | 3500 | 1100 | 3850000 | MAT_Wood | المتحدة للتجارة والتوريدات (حمدي مصطفي | 10 | الواح كونتر | NO | 3500 | 1370 | 4795000 | EGP | MAT_Wood
ORA ZED-Ph 2-Pkgs A&D |  | RFQ-00008 | Purchasing Engineers | Purchasing | 2024-03-04 | Ready Mix Concrete | Approved | Concrete | Ready mix concrete 400 kg/cm2 OPC 400 kg/m3 | CBM | 2000 | 2000 | 978.05 | 1956100 | SC_Apply | ELsewedy for readymix | Concrete | Ready mix concrete 400 kg/cm2 OPC 400 kg/m3 | CBM | 2000 | 1405 | 2810000 | EGP | SC_Apply
ORA ZED-Ph 2-Pkgs A&D |  | RFQ-00008 | Purchasing Engineers | Purchasing | 2024-03-04 | Ready Mix Concrete | Approved | Concrete | Ready mix concrete 200 kg/cm2 OPC 300 kg/m3 | CBM | 2000 | 2000 | 798 | 1596000 | SC_Apply | ELsewedy for readymix | Concrete | Ready mix concrete 200 kg/cm2 OPC 300 kg/m3 | CBM | 2000 | 1155 | 2310000 | EGP | SC_Apply
ORA ZED-Ph 2-Pkgs A&D |  | RFQ-00008 | Purchasing Engineers | Purchasing | 2024-03-04 | Ready Mix Concrete | Approved | Concrete | Ready mix concrete steel fiber 250 kg/cm2 OPC 325 kg/m3 | CBM | 1000 | 1000 | 923.4 | 923400 | SC_Apply | ELsewedy for readymix | Concrete | Ready mix concrete steel fiber 250 kg/cm2 OPC 325 kg/m3 | CBM | 1000 | 2495 | 2495000 | EGP | SC_Apply
Abo Shanab El Agamien _0195 |  | RFQ-00064 | Purchasing Engineers | Purchasing | 2024-03-20 | Wood For Construction | Approved | All | plywood timber 4*1 lingth 5 | CBM | 3 | 3 | 12500 | 37500 | OTH | المدد لتجارة الاخشاب والتوريدات | All | plywood timber 4*1 lingth 5 | CBM | 3 | 22000 | 66000 | EGP | OTH
Abo Shanab El Agamien _0195 |  | RFQ-00064 | Purchasing Engineers | Purchasing | 2024-03-20 | Wood For Construction | Approved | All | plywood timber 4*1 lingth 4.5 | CBM | 3 | 3 | 12500 | 37500 | OTH | المدد لتجارة الاخشاب والتوريدات | All | plywood timber 4*1 lingth 4.5 | CBM | 3 | 22000 | 66000 | EGP | OTH
Katameya Creeks |  | RFQ-00042 | Youssef Abd El Kream | MEP (Electro Mechanical) | 2024-04-20 | PVC Conduit | Approved | All | جلاند فلكسبل 20 مم | ECH | 1000 | 1000 | 0 | 0 | SC_Apply | New Ega | All | جلاند فلكسبل 20 مم | ECH | 1000 | 10.08 | 10080 | EGP | SC_Apply
Katameya Creeks |  | RFQ-00042 | Youssef Abd El Kream | MEP (Electro Mechanical) | 2024-04-20 | PVC Conduit | Approved | All | غطاء بواط بالمسامير | ECH | 1000 | 1000 | 0 | 0 | SC_Apply | New Ega | All | غطاء بواط بالمسامير | ECH | 1000 | 2.22 | 2220 | EGP | SC_Apply
Katameya Creeks |  | RFQ-00042 | Youssef Abd El Kream | MEP (Electro Mechanical) | 2024-04-20 | PVC Conduit | Approved | All | جلبة 32 مم pvc | ECH | 200 | 200 | 0 | 0 | SC_Apply | New Ega | All | جلبة 32 مم pvc | ECH | 200 | 3.54 | 708 | EGP | SC_Apply
Katameya Creeks |  | RFQ-00042 | Youssef Abd El Kream | MEP (Electro Mechanical) | 2024-04-20 | PVC Conduit | Approved | All | افزان 32 مم pvc | ECH | 500 | 500 | 0 | 0 | SC_Apply | New Ega | All | افزان 32 مم pvc | ECH | 500 | 7.08 | 3540 | EGP | SC_Apply
Katameya Creeks |  | RFQ-00042 | Youssef Abd El Kream | MEP (Electro Mechanical) | 2024-04-20 | PVC Conduit | Approved | All | مواسير 25 مم | ECH | 1000 | 1000 | 0 | 0 | SC_Apply | New Ega | All | مواسير 25 مم | ECH | 1000 | 16 | 16000 | EGP | SC_Apply
Katameya Creeks |  | RFQ-00042 | Youssef Abd El Kream | MEP (Electro Mechanical) | 2024-04-20 | PVC Conduit | Approved | All | افيز 25 مم | ECH | 1000 | 1000 | 0 | 0 | SC_Apply | New Ega | All | افيز 25 مم | ECH | 1000 | 5.94 | 5940 | EGP | SC_Apply
Katameya Creeks |  | RFQ-00042 | Youssef Abd El Kream | MEP (Electro Mechanical) | 2024-04-20 | PVC Conduit | Approved | All | ادابتور pvc 25mm | ECH | 300 | 300 | 0 | 0 | SC_Apply | New Ega | All | ادابتور pvc 25mm | ECH | 300 | 5.7 | 1710 | EGP | SC_Apply
Katameya Creeks |  | RFQ-00042 | Youssef Abd El Kream | MEP (Electro Mechanical) | 2024-04-20 | PVC Conduit | Approved | All | ادابتور pvc 32mm | ECH | 300 | 300 | 0 | 0 | SC_Apply | New Ega | All | ادابتور pvc 32mm | ECH | 300 | 6.69 | 2007 | EGP | SC_Apply
Katameya Creeks |  | RFQ-00042 | Youssef Abd El Kream | MEP (Electro Mechanical) | 2024-04-20 | PVC Conduit | Approved | All | مواسير 32 مم pvc | ECH | 500 | 500 | 0 | 0 | SC_Apply | New Ega | All | مواسير 32 مم pvc | ECH | 500 | 25.75 | 12875 | EGP | SC_Apply
Katameya Creeks |  | RFQ-00043 | Youssef Abd El Kream | MEP (Electro Mechanical) | 2024-04-20 | Fixation Acc. | Approved | Type G.Buildings.6-6 | اكمون 10 | ECH | 2000 | 2000 | 4.7 | 9400 | SC_Supply/Apply | Power Trade | Type G.Buildings.6-6 | اكمون 10 | ECH | 2000 | 8.25 | 16500 | EGP | SC_Supply/Apply
Katameya Creeks |  | RFQ-00043 | Youssef Abd El Kream | MEP (Electro Mechanical) | 2024-04-20 | Fixation Acc. | Approved | Type G.Buildings.6-6 | اكمون 10 | ECH | 2000 | 2000 | 4.7 | 9400 | SC_Supply/Apply | Power Trade | Type G.Buildings.6-6 | اكمون 10 | ECH | 2000 | 8.25 | 16500 | EGP | SC_Supply/Apply
Katameya Creeks |  | RFQ-00043 | Youssef Abd El Kream | MEP (Electro Mechanical) | 2024-04-20 | Fixation Acc. | Approved | Type G.Buildings.6-6 | صامولة 10 مم | KGR | 10 | 10 | 25.65 | 256.5 | SC_Supply/Apply | Power Trade | Type G.Buildings.6-6 | صامولة 10 مم | KGR | 10 | 170 | 1700 | EGP | SC_Supply/Apply
Katameya Creeks |  | RFQ-00043 | Youssef Abd El Kream | MEP (Electro Mechanical) | 2024-04-20 | Fixation Acc. | Approved | Type G.Buildings.6-6 | وردة مجلفنه 10 مم | KGR | 10 | 10 | 25.65 | 256.5 | SC_Supply/Apply | Power Trade | Type G.Buildings.6-6 | وردة مجلفنه 10 مم | KGR | 10 | 78 | 780 | EGP | SC_Supply/Apply
Rabigh PP - Piling Works_K0004 |  | RFQ-00004 | Mohamed Amr | Procurement | 2024-02-26 | Prefab Building | Approved | 10.13 | Indirect Cost | CBM | 365 | 365 | 348.58 | 127231.7 | Oth | Moltqa El Fenun | 10.13 | Indirect Cost | CBM | 365 | 775 | 282875 | SAR | Oth
Mivida BP#189 |  | RFQ-00041 | Mostafa Shourbagi | MEP (Electro Mechanical) | 2024-02-20 | Sprinklers | Approved | 152105.all | 161 -Concealed pendent sprinkler, Standard response, standard coverage, k=5.6 , brass finished , 5mm glass bulb sprinkler, 1/2" head, t=68 ̊C. | ECH | 180 | 180 | 65 | 11700 | SC_Supply | Naffco | 152105.all | 161 -Concealed pendent sprinkler, Standard response, standard coverage, k=5.6 , brass finished , 5mm glass bulb sprinkler, 1/2" head, t=68 ̊C. | ECH | 180 | 13.34 | 2401.2 | EGP | SC_Supply
Mivida BP#189 |  | RFQ-00041 | Mostafa Shourbagi | MEP (Electro Mechanical) | 2024-02-20 | Sprinklers | Approved | 152105.all | 161 -white finished cover rated for 57 ˚C. | ECH | 180 | 180 | 90 | 16200 | SC_Supply | Naffco | 152105.all | 161 -white finished cover rated for 57 ˚C. | ECH | 180 | 18.47 | 3324.6 | EGP | SC_Supply
Mivida BP#189 |  | RFQ-00041 | Mostafa Shourbagi | MEP (Electro Mechanical) | 2024-02-20 | Sprinklers | Approved | 152105.all | 161 -Horizontal Side wall sprinkler, Standard response, standard coverage, k=5.6 , Chrome finished , 5mm glass bulb sprinkler, 1/2" head, t=68 ̊C. | ECH | 132 | 132 | 65 | 8580 | SC_Supply | Naffco | 152105.all | 161 -Horizontal Side wall sprinkler, Standard response, standard coverage, k=5.6 , Chrome finished , 5mm glass bulb sprinkler, 1/2" head, t=68 ̊C. | ECH | 132 | 13.34 | 1760.88 | EGP | SC_Supply
Mivida BP#189 |  | RFQ-00041 | Mostafa Shourbagi | MEP (Electro Mechanical) | 2024-02-20 | Sprinklers | Approved | 152105.all | 161 -2-Piece adjustable , chrome Escutcheon. | ECH | 132 | 132 | 15 | 1980 | SC_Supply | Naffco | 152105.all | 161 -2-Piece adjustable , chrome Escutcheon. | ECH | 132 | 3.08 | 406.56 | EGP | SC_Supply
Mivida BP#189 |  | RFQ-00041 | Mostafa Shourbagi | MEP (Electro Mechanical) | 2024-02-20 | Sprinklers | Approved | 152105.all | 161 -Upright sprinkler, Standard response, standard coverage, k=5.6 , Brass finished , 5mm glass bulb , 1/2" head, t=68 ̊C | ECH | 3252 | 3252 | 50 | 162600 | SC_Supply | Naffco | 152105.all | 161 -Upright sprinkler, Standard response, standard coverage, k=5.6 , Brass finished , 5mm glass bulb , 1/2" head, t=68 ̊C | ECH | 3252 | 10.26 | 33365.52 | EGP | SC_Supply
BIOLOGICALS AND BIOSIMILARS MANUFACTURING FACILITY EIPICO 3 _0187 |  | RFQ-00138 | Essam Ibrahim | MEP (Electro Mechanical) | 2024-03-27 | Chillers CB & Protection circuits | Approved | memco | Ph. Sq. & Ph. Fail.+ Asymmetry توريد وتركيب1.Over /undervoltageحسب اصول الصناعة وتعليمات المهندس والمشر | ECH | 4 | 4 | 0 | 0 | SC_Supply/Apply | Memico (Schneider) misr elec.&mech.industries co. | memco | Ph. Sq. & Ph. Fail.+ Asymmetry توريد وتركيب1.Over /undervoltageحسب اصول الصناعة وتعليمات المهندس والمشر | ECH | 4 | 279 | 1116 | EGP | SC_Supply/Apply
BIOLOGICALS AND BIOSIMILARS MANUFACTURING FACILITY EIPICO 3 _0187 |  | RFQ-00138 | Essam Ibrahim | MEP (Electro Mechanical) | 2024-03-27 | Chillers CB & Protection circuits | Approved | memco | SHUNT TRIP –MX?FORNSX400حسب اصول الصناعة وتعليمات المهندس والمشرف | ECH | 2 | 2 | 0 | 0 | SC_Supply/Apply | Memico (Schneider) misr elec.&mech.industries co. | memco | SHUNT TRIP –MX?FORNSX400حسب اصول الصناعة وتعليمات المهندس والمشرف | ECH | 2 | 252 | 504 | EGP | SC_Supply/Apply
Abo Shanab El Agamien _0195 |  | RFQ-00061 | Peter Rafaat | MEP (Electro Mechanical) | 2024-02-28 | Supply & Install Fire Alarm System | Approved | 8 - Abd Al-Qawy Salem&Zaraby-PUMP STATION NO. 3-19-3.3.18- | Fire alarm system complete with Conventional fire alarm control panel, smoke detectors, heat detectors, manual call point, bell, fire alarm siren and wire and all necessary components (internal wires and outlets, etc) required to complete the system in perfect case, the fire alarm control panel shall be erected in pump operating room. | LS | 1 | 1 | 27265.33 | 27265.33 | MAT_Raw | سمارت سكيورتى سليوشن | 8 - Abd Al-Qawy Salem&Zaraby-PUMP STATION NO. 3-19-3.3.18- | Fire alarm system complete with Conventional fire alarm control panel, smoke detectors, heat detectors, manual call point, bell, fire alarm siren and wire and all necessary components (internal wires and outlets, etc) required to complete the system in perfect case, the fire alarm control panel shall be erected in pump operating room. | LS | 1 | 111550 | 111550 | EGP | MAT_Raw
Abo Shanab El Agamien _0195 |  | RFQ-00061 | Peter Rafaat | MEP (Electro Mechanical) | 2024-02-28 | Supply & Install Fire Alarm System | Approved | 7 - Raslan & Mokhtar Eissa-Pumping Station NO. 3-20-3.3.17- | Fire alarm system complete with Conventional fire alarm control panel, smoke detectors, heat detectors, manual call point, bell, fire alarm siren and wire and all necessary components (internal wires and outlets, etc) required to complete the system in perfect case, the fire alarm control panel shall be erected in pump operating room. | LS | 1 | 1 | 16929 | 16929 | MAT_Raw | سمارت سكيورتى سليوشن | 7 - Raslan & Mokhtar Eissa-Pumping Station NO. 3-20-3.3.17- | Fire alarm system complete with Conventional fire alarm control panel, smoke detectors, heat detectors, manual call point, bell, fire alarm siren and wire and all necessary components (internal wires and outlets, etc) required to complete the system in perfect case, the fire alarm control panel shall be erected in pump operating room. | LS | 1 | 90850 | 90850 | EGP | MAT_Raw
Abo Shanab El Agamien _0195 |  | RFQ-00061 | Peter Rafaat | MEP (Electro Mechanical) | 2024-02-28 | Supply & Install Fire Alarm System | Approved | 2 - Kariman Sednaoui-Main Pump Station NO. 3-19-3.3.18- | Fire alarm system complete with Conventional fire alarm control panel, smoke detectors, heat detectors, manual call point, bell, fire alarm siren and wire and all necessary components (internal wires and outlets, etc) required to complete the system in perfect case, the fire alarm control panel shall be erected in pump operating room. | LS | 1 | 1 | 29052 | 29052 | MAT_Raw | سمارت سكيورتى سليوشن | 2 - Kariman Sednaoui-Main Pump Station NO. 3-19-3.3.18- | Fire alarm system complete with Conventional fire alarm control panel, smoke detectors, heat detectors, manual call point, bell, fire alarm siren and wire and all necessary components (internal wires and outlets, etc) required to complete the system in perfect case, the fire alarm control panel shall be erected in pump operating room. | LS | 1 | 111550 | 111550 | EGP | MAT_Raw
Abo Shanab El Agamien _0195 |  | RFQ-00061 | Peter Rafaat | MEP (Electro Mechanical) | 2024-02-28 | Supply & Install Fire Alarm System | Approved | 4 - Al Biltaji-Pumping Station NO. 3-20-3.3.18- | Fire alarm system complete with Conventional fire alarm control panel, smoke detectors, heat detectors, manual call point, bell, fire alarm siren and wire and all necessary components (internal wires and outlets, etc) required to complete the system in perfect case, the fire alarm control panel shall be erected in pump operating room. | LS | 1 | 1 | 29052 | 29052 | MAT_Raw | سمارت سكيورتى سليوشن | 4 - Al Biltaji-Pumping Station NO. 3-20-3.3.18- | Fire alarm system complete with Conventional fire alarm control panel, smoke detectors, heat detectors, manual call point, bell, fire alarm siren and wire and all necessary components (internal wires and outlets, etc) required to complete the system in perfect case, the fire alarm control panel shall be erected in pump operating room. | LS | 1 | 111550 | 111550 | EGP | MAT_Raw
Abo Shanab El Agamien _0195 |  | RFQ-00061 | Peter Rafaat | MEP (Electro Mechanical) | 2024-02-28 | Supply & Install Fire Alarm System | Approved | 6 - Huwaydi Village-Pumping Station NO. 3-18-3.3.18- | Fire alarm system complete with Conventional fire alarm control panel, smoke detectors, heat detectors, manual call point, bell, fire alarm siren and wire and all necessary components (internal wires and outlets, etc) required to complete the system in perfect case, the fire alarm control panel shall be erected in pump operating room. | LS | 1 | 1 | 27265.33 | 27265.33 | MAT_Raw | سمارت سكيورتى سليوشن | 6 - Huwaydi Village-Pumping Station NO. 3-18-3.3.18- | Fire alarm system complete with Conventional fire alarm control panel, smoke detectors, heat detectors, manual call point, bell, fire alarm siren and wire and all necessary components (internal wires and outlets, etc) required to complete the system in perfect case, the fire alarm control panel shall be erected in pump operating room. | LS | 1 | 111550 | 111550 | EGP | MAT_Raw
Abo Shanab El Agamien _0195 |  | RFQ-00061 | Peter Rafaat | MEP (Electro Mechanical) | 2024-02-28 | Supply & Install Fire Alarm System | Approved | 1 - Sharaf Al Deen-Main Pump Station NO. 3-25-43162- | Fire alarm system complete with Conventional fire alarm control panel, smoke detectors, heat detectors, manual call point, bell, fire alarm siren and wire and all necessary components (internal wires and outlets, etc) required to complete the system in perfect case, the fire alarm control panel shall be erected in pump operating room. | LS | 1 | 1 | 28087 | 28087 | MAT_Raw | سمارت سكيورتى سليوشن | 1 - Sharaf Al Deen-Main Pump Station NO. 3-25-43162- | Fire alarm system complete with Conventional fire alarm control panel, smoke detectors, heat detectors, manual call point, bell, fire alarm siren and wire and all necessary components (internal wires and outlets, etc) required to complete the system in perfect case, the fire alarm control panel shall be erected in pump operating room. | LS | 1 | 101200 | 101200 | EGP | MAT_Raw
Abo Shanab El Agamien _0195 |  | RFQ-00061 | Peter Rafaat | MEP (Electro Mechanical) | 2024-02-28 | Supply & Install Fire Alarm System | Approved | 5 - Tahawi-Pumping Station NO. 3-18-3.3.18- | Fire alarm system complete with Conventional fire alarm control panel, smoke detectors, heat detectors, manual call point, bell, fire alarm siren and wire and all necessary components (internal wires and outlets, etc) required to complete the system in perfect case, the fire alarm control panel shall be erected in pump operating room. | LS | 1 | 1 | 29052 | 29052 | MAT_Raw | سمارت سكيورتى سليوشن | 5 - Tahawi-Pumping Station NO. 3-18-3.3.18- | Fire alarm system complete with Conventional fire alarm control panel, smoke detectors, heat detectors, manual call point, bell, fire alarm siren and wire and all necessary components (internal wires and outlets, etc) required to complete the system in perfect case, the fire alarm control panel shall be erected in pump operating room. | LS | 1 | 111550 | 111550 | EGP | MAT_Raw
Abo Shanab El Agamien _0195 |  | RFQ-00061 | Peter Rafaat | MEP (Electro Mechanical) | 2024-02-28 | Supply & Install Fire Alarm System | Approved | 9 - Seror-Pumping Station NO. 3-22-3.3.18- | Fire alarm system complete with Conventional fire alarm control panel, smoke detectors, heat detectors, manual call point, bell, fire alarm siren and wire and all necessary components (internal wires and outlets, etc) required to complete the system in perfect case, the fire alarm control panel shall be erected in pump operating room. | LS | 1 | 1 | 29052 | 29052 | MAT_Raw | سمارت سكيورتى سليوشن | 9 - Seror-Pumping Station NO. 3-22-3.3.18- | Fire alarm system complete with Conventional fire alarm control panel, smoke detectors, heat detectors, manual call point, bell, fire alarm siren and wire and all necessary components (internal wires and outlets, etc) required to complete the system in perfect case, the fire alarm control panel shall be erected in pump operating room. | LS | 1 | 111550 | 111550 | EGP | MAT_Raw
Abo Shanab El Agamien _0195 |  | RFQ-00066 | Mostafa Shourbagi | MEP (Electro Mechanical) | 2024-04-04 | Gaskets | Approved | All | EPDM Flat Gasket 80 mm & thickness = 3 mm | ECH | 18 | 18 | 53 | 954 | MAT_Misc | مصر دبى للتجاره والمقاولات السيد سعد السيد وشريكه | All | EPDM Flat Gasket 80 mm & thickness = 3 mm | ECH | 18 | 48 | 864 | EGP | MAT_Misc
Abo Shanab El Agamien _0195 |  | RFQ-00066 | Mostafa Shourbagi | MEP (Electro Mechanical) | 2024-04-04 | Gaskets | Approved | All | EPDM Flat Gasket 100 mm & thickness = 3 mm | ECH | 130 | 130 | 71 | 9230 | MAT_Misc | مصر دبى للتجاره والمقاولات السيد سعد السيد وشريكه | All | EPDM Flat Gasket 100 mm & thickness = 3 mm | ECH | 130 | 120 | 15600 | EGP | MAT_Misc
Abo Shanab El Agamien _0195 |  | RFQ-00066 | Mostafa Shourbagi | MEP (Electro Mechanical) | 2024-04-04 | Gaskets | Approved | All | EPDM Flat Gasket 150 mm & thickness = 3 mm | ECH | 243 | 243 | 102 | 24786 | MAT_Misc | مصر دبى للتجاره والمقاولات السيد سعد السيد وشريكه | All | EPDM Flat Gasket 150 mm & thickness = 3 mm | ECH | 243 | 85 | 20655 | EGP | MAT_Misc
Abo Shanab El Agamien _0195 |  | RFQ-00066 | Mostafa Shourbagi | MEP (Electro Mechanical) | 2024-04-04 | Gaskets | Approved | All | EPDM Flat Gasket 200 mm & thickness = 3 mm | ECH | 189 | 189 | 120 | 22680 | MAT_Misc | مصر دبى للتجاره والمقاولات السيد سعد السيد وشريكه | All | EPDM Flat Gasket 200 mm & thickness = 3 mm | ECH | 189 | 58 | 10962 | EGP | MAT_Misc
Abo Shanab El Agamien _0195 |  | RFQ-00066 | Mostafa Shourbagi | MEP (Electro Mechanical) | 2024-04-04 | Gaskets | Approved | All | EPDM Flat Gasket 250 mm & thickness = 3 mm | ECH | 100 | 100 | 180 | 18000 | MAT_Misc | مصر دبى للتجاره والمقاولات السيد سعد السيد وشريكه | All | EPDM Flat Gasket 250 mm & thickness = 3 mm | ECH | 100 | 128 | 12800 | EGP | MAT_Misc
Abo Shanab El Agamien _0195 |  | RFQ-00066 | Mostafa Shourbagi | MEP (Electro Mechanical) | 2024-04-04 | Gaskets | Approved | All | EPDM Flat Gasket 300 mm & thickness = 3 mm | ECH | 100 | 100 | 195 | 19500 | MAT_Misc | مصر دبى للتجاره والمقاولات السيد سعد السيد وشريكه | All | EPDM Flat Gasket 300 mm & thickness = 3 mm | ECH | 100 | 155 | 15500 | EGP | MAT_Misc
Abo Shanab El Agamien _0195 |  | RFQ-00066 | Mostafa Shourbagi | MEP (Electro Mechanical) | 2024-04-04 | Gaskets | Approved | All | EPDM Flat Gasket 400 mm & thickness = 3 mm | ECH | 12 | 12 | 272 | 3264 | MAT_Misc | مصر دبى للتجاره والمقاولات السيد سعد السيد وشريكه | All | EPDM Flat Gasket 400 mm & thickness = 3 mm | ECH | 12 | 260 | 3120 | EGP | MAT_Misc
Abo Shanab El Agamien _0195 |  | RFQ-00066 | Mostafa Shourbagi | MEP (Electro Mechanical) | 2024-04-04 | Gaskets | Approved | All | EPDM Flat Gasket 500 mm & thickness = 3 mm | ECH | 6 | 6 | 359.5 | 2157 | MAT_Misc | مصر دبى للتجاره والمقاولات السيد سعد السيد وشريكه | All | EPDM Flat Gasket 500 mm & thickness = 3 mm | ECH | 6 | 360 | 2160 | EGP | MAT_Misc
Mivida BP#189 |  | RFQ-00061 | Mahmoud El Nady | MEP (Electro Mechanical) | 2024-04-07 | Install Electrical Works (BMS Cables) | Approved | 152105.BLD03 | Install, test and commission BMS cable C/w all required accessories to complete the work as per drawings and specification. - 1P X24 AWG | LM | 1800 | 1800 | 3.24 | 5832 | SC_Apply | مكتب اليسر للمقاولات العموميه ياسر بيومى جمعه | 152105.BLD03 | Install, test and commission BMS cable C/w all required accessories to complete the work as per drawings and specification. - 1P X24 AWG | LM | 1800 | 8 | 14400 | EGP | SC_Apply
Mivida BP#189 |  | RFQ-00061 | Mahmoud El Nady | MEP (Electro Mechanical) | 2024-04-07 | Install Electrical Works (BMS Cables) | Approved | 152105.BLD03 | Install, test and commission BMS cable C/w all required accessories to complete the work as per drawings and specification. - 1P X18 AWG | LM | 1500 | 1500 | 3.24 | 4860 | SC_Apply | مكتب اليسر للمقاولات العموميه ياسر بيومى جمعه | 152105.BLD03 | Install, test and commission BMS cable C/w all required accessories to complete the work as per drawings and specification. - 1P X18 AWG | LM | 1500 | 8 | 12000 | EGP | SC_Apply
Mivida BP#189 |  | RFQ-00061 | Mahmoud El Nady | MEP (Electro Mechanical) | 2024-04-07 | Install Electrical Works (BMS Cables) | Approved | 152105.BLD03 | Install, test and commission BMS cable C/w all required accessories to complete the work as per drawings and specification. - 7 X 1 mm² | LM | 300 | 300 | 3.24 | 972 | SC_Apply | مكتب اليسر للمقاولات العموميه ياسر بيومى جمعه | 152105.BLD03 | Install, test and commission BMS cable C/w all required accessories to complete the work as per drawings and specification. - 7 X 1 mm² | LM | 300 | 8 | 2400 | EGP | SC_Apply
MOC HQ at Diriyah _K0005 |  | RFQ-00001 | Mohamed Abd El-Rahman | Operation | 2024-05-04 | survey work | Approved | 20 | Indirect Cost | LS | 1 | 1 | 196875 | 196875 | Dep_OthDep | مؤسسة البيتى للمقاولات | 20 | Indirect Cost | LS | 1 | 39600 | 39600 | SAR | Dep_OthDep
Mivida BP#189 |  | RFQ-00054 | Mostafa Shourbagi | MEP (Electro Mechanical) | 2024-03-12 | Supply of Electrical Wires | Approved | 162600.BLD03 | PO - 85191 - 57 Enegria cables for BLD 03 | LS | 1 | 1 | 292078.25 | 292078.25 | SC_Supply | انيرجيا للكابلات | 162600.BLD03 | PO - 85191 - 57 Enegria cables for BLD 03 | LS | 1 | 1063423.92 | 1063423.92 | EGP | SC_Supply
Red Sea Museum-Bab El-Bunt _K0003 |  | RFQ-00008 | Rola Yasser | Procurement | 2024-03-11 | Metal Roof RFQ. | Approved | 10.13.11 - 055000-P2-H | At temporary exhibition roof, 150mm overall thickness, arched shape | SQM | 641 | 641 | 1350 | 865350 | SC_Supply/Apply | Arabian Roof | 10.13.11 - 055000-P2-H | At temporary exhibition roof, 150mm overall thickness, arched shape | SQM | 641 | 900 | 576900 | SAR | SC_Supply/Apply
Red Sea Museum-Bab El-Bunt _K0003 |  | RFQ-00008 | Rola Yasser | Procurement | 2024-03-11 | Metal Roof RFQ. | Approved | 10.13.11 - 055000-P2-J | At roof of main building, 150mm overall thickness, sloped | SQM | 68 | 68 | 1350 | 91800 | SC_Supply/Apply | Arabian Roof | 10.13.11 - 055000-P2-J | At roof of main building, 150mm overall thickness, sloped | SQM | 68 | 1000 | 68000 | SAR | SC_Supply/Apply
Mivida BP#189 |  | RFQ-00079 | Mostafa Shourbagi | MEP (Electro Mechanical) | 2024-05-15 | Air Outlets | Approved | 152105.BLD3 | PO 185 -BLD 03 Air outlet | LS | 1 | 1 | 48353.95 | 48353.95 | SC_Supply | ZamZam | 152105.BLD3 | PO 185 -BLD 03 Air outlet | LS | 1 | 220872.89 | 220872.89 | EGP | SC_Supply
Qasr Rashwan - Lot B _0208 |  | RFQ-00028 | Mostafa Shourbagi | MEP (Electro Mechanical) | 2024-05-16 | Supply of Valves | Approved | 12.11 - Suleiman Tadrus-Bill No.2: Force Main Pipeline-2.3.1-a | Non- return valve 300 mm dia. | NO | 1 | 1 | 43520 | 43520 | MAT_Raw | GCF | 12.11 - Suleiman Tadrus-Bill No.2: Force Main Pipeline-2.3.1-a | Non- return valve 300 mm dia. | NO | 1 | 51821.55 | 51821.55 | EGP | MAT_Raw
ORA ZED-Ph 2-Pkgs A&D |  | RFQ-00026 | Mohamed Selim | Procurement | 2024-05-20 | Gypsum board | Approved | All areas | Cement board to receive tiles behind toilets, 12.5 mm thick | SQM | 897 | 897 | 1676.7 | 1503999.9 | SC_Supply/Apply | El Gawda El Hadetha | All areas | Cement board to receive tiles behind toilets, 12.5 mm thick | SQM | 897 | 900 | 807300 | EGP | SC_Supply/Apply
ORA ZED-Ph 2-Pkgs A&D |  | RFQ-00026 | Mohamed Selim | Procurement | 2024-05-20 | Gypsum board | Approved | All areas | Cement board decorative cladding for columns, including suspension system, accessories and all required items to complete and fix the work | SQM | 298 | 298 | 2095.88 | 624572.24 | SC_Supply/Apply | El Gawda El Hadetha | All areas | Cement board decorative cladding for columns, including suspension system, accessories and all required items to complete and fix the work | SQM | 298 | 900 | 268200 | EGP | SC_Supply/Apply
ORA ZED-Ph 2-Pkgs A&D |  | RFQ-00026 | Mohamed Selim | Procurement | 2024-05-20 | Gypsum board | Approved | All areas | Gypsum Board False Ceiling | SQM | 12461 | 12461 | 489.04 | 6093927.44 | SC_Supply/Apply | El Gawda El Hadetha | All areas | Gypsum Board False Ceiling | SQM | 12461 | 480 | 5981280 | EGP | SC_Supply/Apply
ORA ZED-Ph 2-Pkgs A&D |  | RFQ-00026 | Mohamed Selim | Procurement | 2024-05-20 | Gypsum board | Approved | All areas | Moisture resistant gypsum board; type (GYB-02) | SQM | 4192 | 4192 | 503.01 | 2108617.92 | SC_Supply/Apply | El Gawda El Hadetha | All areas | Moisture resistant gypsum board; type (GYB-02) | SQM | 4192 | 495 | 2075040 | EGP | SC_Supply/Apply
ORA ZED-Ph 2-Pkgs A&D |  | RFQ-00026 | Mohamed Selim | Procurement | 2024-05-20 | Gypsum board | Approved | All areas | Partition, full floor height, Gypsum Board 12.5mm thick (SystemWP-101) From Golden Metal | SQM | 824 | 824 | 663.7 | 546888.8 | SC_Supply/Apply | El Gawda El Hadetha | All areas | Partition, full floor height, Gypsum Board 12.5mm thick (SystemWP-101) From Golden Metal | SQM | 824 | 650 | 535600 | EGP | SC_Supply/Apply
ORA ZED-Ph 2-Pkgs A&D |  | RFQ-00026 | Mohamed Selim | Procurement | 2024-05-20 | Gypsum board | Approved | All areas | Supply and install Golden Metal Access Door 60x60 cm | NO | 666.12 | 666.12 | 0 | 0 | SC_Supply/Apply | El Gawda El Hadetha | All areas | Supply and install Golden Metal Access Door 60x60 cm | NO | 666.12 | 850 | 566202 | EGP | SC_Supply/Apply
BIOLOGICALS AND BIOSIMILARS MANUFACTURING FACILITY EIPICO 3 _0187 |  | RFQ-00152 | Purchasing Engineers | Purchasing | 2024-05-20 | Concrete | Approved | Concete | 200 kg/cm2 | CBM | 200 | 200 | 976 | 195200 | SC_Supply/Apply | ELsewedy for readymix | Concete | 200 kg/cm2 | CBM | 200 | 1322.4 | 264480 | EGP | SC_Supply/Apply
BIOLOGICALS AND BIOSIMILARS MANUFACTURING FACILITY EIPICO 3 _0187 |  | RFQ-00152 | Purchasing Engineers | Purchasing | 2024-05-20 | Concrete | Approved | Concete | 250 kg/cm2 | CBM | 200 | 200 | 1098 | 219600 | SC_Supply/Apply | ELsewedy for readymix | Concete | 250 kg/cm2 | CBM | 200 | 1425 | 285000 | EGP | SC_Supply/Apply
BIOLOGICALS AND BIOSIMILARS MANUFACTURING FACILITY EIPICO 3 _0187 |  | RFQ-00152 | Purchasing Engineers | Purchasing | 2024-05-20 | Concrete | Approved | Concete | 350 kg/cm2 | CBM | 200 | 200 | 1149 | 229800 | SC_Supply/Apply | ELsewedy for readymix | Concete | 350 kg/cm2 | CBM | 200 | 1630.2 | 326040 | EGP | SC_Supply/Apply
BIOLOGICALS AND BIOSIMILARS MANUFACTURING FACILITY EIPICO 3 _0187 |  | RFQ-00152 | Purchasing Engineers | Purchasing | 2024-05-20 | Concrete | Approved | Concete | pump 36 | ECH | 1 | 1 | 0 | 0 | SC_Supply/Apply | ELsewedy for readymix | Concete | pump 36 | ECH | 1 | 45.6 | 45.6 | EGP | SC_Supply/Apply
BIOLOGICALS AND BIOSIMILARS MANUFACTURING FACILITY EIPICO 3 _0187 |  | RFQ-00152 | Purchasing Engineers | Purchasing | 2024-05-20 | Concrete | Approved | Concete | pump 47 | ECH | 1 | 1 | 0 | 0 | SC_Supply/Apply | ELsewedy for readymix | Concete | pump 47 | ECH | 1 | 57 | 57 | EGP | SC_Supply/Apply
BIOLOGICALS AND BIOSIMILARS MANUFACTURING FACILITY EIPICO 3 _0187 |  | RFQ-00152 | Purchasing Engineers | Purchasing | 2024-05-20 | Concrete | Approved | Concete | pump 55 | ECH | 1 | 1 | 0 | 0 | SC_Supply/Apply | ELsewedy for readymix | Concete | pump 55 | ECH | 1 | 79.8 | 79.8 | EGP | SC_Supply/Apply
BIOLOGICALS AND BIOSIMILARS MANUFACTURING FACILITY EIPICO 3 _0187 |  | RFQ-00152 | Purchasing Engineers | Purchasing | 2024-05-20 | Concrete | Approved | Concete | water add | ECH | 1 | 1 | 0 | 0 | SC_Supply/Apply | ELsewedy for readymix | Concete | water add | ECH | 1 | 39.9 | 39.9 | EGP | SC_Supply/Apply
Mivida BP#189 |  | RFQ-00086 | Mostafa Shourbagi | MEP (Electro Mechanical) | 2024-05-26 | Manhole Covers | Approved | 152105.Infra | 164 -Infra structure covers | LS | 1 | 1 | 29400 | 29400 | SC_Supply | العالمية للمسبوكات والصناعات المتطورة (اكما) | 152105.Infra | 164 -Infra structure covers | LS | 1 | 229623.36 | 229623.36 | EGP | SC_Supply
Mivida BP#189 |  | RFQ-00086 | Mostafa Shourbagi | MEP (Electro Mechanical) | 2024-05-26 | Manhole Covers | Approved | 152105.BAS | PR 90932 - Sumpit covers | LS | 1 | 0.65 | 73551.38 | 47808.4 | SC_Supply | العالمية للمسبوكات والصناعات المتطورة (اكما) | 152105.BAS | PR 90932 - Sumpit covers | LS | 0.65 | 225404.31 | 146512.8 | EGP | SC_Supply
Hosh Eissa Hospital _0201 |  | RFQ-00025 | Purchasing Engineers | Purchasing | 2024-05-30 | Supply plywood | Approved | 10 | الواح كونتر | NO | 3500 | 800 | 1100 | 880000 | MAT_Wood | المدد لتجارة الاخشاب والتوريدات | 10 | الواح كونتر | NO | 800 | 1380 | 1104000 | EGP | MAT_Wood
Mivida BP#189 |  | RFQ-00081 | Mostafa Shourbagi | MEP (Electro Mechanical) | 2024-05-15 | Float Valve | Approved | 152105.BAS | PO 186 -Water tank valve | LS | 1 | 1 | 10930.32 | 10930.32 | SC_Supply | Minta | 152105.BAS | PO 186 -Water tank valve | LS | 1 | 57000 | 57000 | EGP | SC_Supply
Mivida BP#189 |  | RFQ-00085 | Mostafa Shourbagi | MEP (Electro Mechanical) | 2024-05-15 | HDPE Fittings | Approved | 152105.BAS | PR 92546 - FF acc basement | LS | 1 | 0.14 | 83832.5 | 11736.55 | SC_Supply | Hebeish | 152105.BAS | PR 92546 - FF acc basement | LS | 0.14 | 85092.86 | 11913 | EGP | SC_Supply
Abo Shanab El Agamien _0195 |  | RFQ-00076 | Mostafa Shourbagi | MEP (Electro Mechanical) | 2024-05-30 | Check Valve | Approved | 1 - Sharaf Al Deen-Bill No. 2 - Forcemain-15-2.3.1-a | Non- return valve 300 mm dia. | ECH | 1 | 1 | 27720 | 27720 | MAT_Raw | GCF | 1 - Sharaf Al Deen-Bill No. 2 - Forcemain-15-2.3.1-a | Non- return valve 300 mm dia. | ECH | 1 | 51821.55 | 51821.55 | EGP | MAT_Raw
ORA ZED-Ph 2-Pkgs A&D |  | RFQ-00033 | Purchasing Engineers | Purchasing | 2024-05-28 | Ready Mix Concrete | Approved | Concrete | Ready mix concrete 200 kg/cm2 OPC 300 kg/m3 | CBM | 2000 | 142 | 798 | 113316 | SC_Apply | ELsewedy for readymix | Concrete | Ready mix concrete 200 kg/cm2 OPC 300 kg/m3 | CBM | 142 | 1408.02 | 199938.84 | EGP | SC_Apply
ORA ZED-Ph 2-Pkgs A&D |  | RFQ-00033 | Purchasing Engineers | Purchasing | 2024-05-28 | Ready Mix Concrete | Approved | All areas | Ready Mix Concrete 400 kg/cm2, OPC CC 430 kg/m3 | CBM | 1000 | 13 | 700 | 9100 | SC_Supply/Apply | ELsewedy for readymix | All areas | Ready Mix Concrete 400 kg/cm2, OPC CC 430 kg/m3 | CBM | 13 | 1685.09 | 21906.17 | EGP | SC_Supply/Apply
ORA ZED-Ph 2-Pkgs A&D |  | RFQ-00033 | Purchasing Engineers | Purchasing | 2024-05-28 | Ready Mix Concrete | Approved | All areas | Pump with height 36:42 m | CBM | 1000 | 1 | 39.9 | 39.9 | SC_Supply/Apply | ELsewedy for readymix | All areas | Pump with height 36:42 m | CBM | 1 | 60 | 60 | EGP | SC_Supply/Apply
ORA ZED-Ph 2-Pkgs A&D |  | RFQ-00033 | Purchasing Engineers | Purchasing | 2024-05-28 | Ready Mix Concrete | Approved | All areas | Pump with height 47:52 m | CBM | 1000 | 1 | 51.3 | 51.3 | SC_Supply/Apply | ELsewedy for readymix | All areas | Pump with height 47:52 m | CBM | 1 | 70 | 70 | EGP | SC_Supply/Apply
ORA ZED-Ph 2-Pkgs A&D |  | RFQ-00033 | Purchasing Engineers | Purchasing | 2024-05-28 | Ready Mix Concrete | Approved | All areas | Pump up to 56m | CBM | 1000 | 1 | 62.7 | 62.7 | SC_Supply/Apply | ELsewedy for readymix | All areas | Pump up to 56m | CBM | 1 | 90 | 90 | EGP | SC_Supply/Apply
Katameya Creeks |  | RFQ-00047 | Mostafa Ashraf | MEP (Electro Mechanical) | 2024-05-09 | Motion Detector | Approved | All Buildings | motion detector | ECH | 85 | 85 | 3601.13 | 306096.05 | SC_Supply | ميجا تك سوليوشنز | All Buildings | motion detector | ECH | 85 | 99 | 8415 | EUR | SC_Supply
MOC HQ at Diriyah _K0005 |  | RFQ-00002 | Sherif Mahmoud | Procurement | 2024-05-09 | insulation | Approved | 14.13 - 07 - THERMAL AND MOISTURE PROTECTION-7.1 | Supply and apply of two coats of cementitious waterproofing @ 2mm thickness for wet areas. Total System Thickness: 2mm Warranty: 10 years. Materials: Grey color - Sika Top Seal 107 included supply and apply waterproofing dressing around pipes Not Exceeding4" | SQM | 1045 | 1045 | 70 | 73150 | SC_Supply/Apply | Green World | 14.13 - 07 - THERMAL AND MOISTURE PROTECTION-7.1 | Supply and apply of two coats of cementitious waterproofing @ 2mm thickness for wet areas. Total System Thickness: 2mm Warranty: 10 years. Materials: Grey color - Sika Top Seal 107 included supply and apply waterproofing dressing around pipes Not Exceeding4" | SQM | 1045 | 40 | 41800 | SAR | SC_Supply/Apply
MOC HQ at Diriyah _K0005 |  | RFQ-00002 | Sherif Mahmoud | Procurement | 2024-05-09 | insulation | Approved | 14.13 - 07 - THERMAL AND MOISTURE PROTECTION-7.1 | Clean The Area from any concrete mortar and masonry, Supply And Apply of cementitious mortar 2Cm thickness before applying waterproofing layer. | SQM | 1045 | 1045 | 20 | 20900 | SC_Supply/Apply | Green World | 14.13 - 07 - THERMAL AND MOISTURE PROTECTION-7.1 | Clean The Area from any concrete mortar and masonry, Supply And Apply of cementitious mortar 2Cm thickness before applying waterproofing layer. | SQM | 1045 | 15 | 15675 | SAR | SC_Supply/Apply
MOC HQ at Diriyah _K0005 |  | RFQ-00002 | Sherif Mahmoud | Procurement | 2024-05-09 | insulation | Approved | 14.13 - 07 - THERMAL AND MOISTURE PROTECTION-7.1 | Supply and apply of protection layer (Geotextile 140g) from any approved Material from consultant. | SQM | 1045 | 1045 | 10 | 10450 | SC_Supply/Apply | Green World | 14.13 - 07 - THERMAL AND MOISTURE PROTECTION-7.1 | Supply and apply of protection layer (Geotextile 140g) from any approved Material from consultant. | SQM | 1045 | 4 | 4180 | SAR | SC_Supply/Apply
Creeks URBN K _0192 |  | RFQ-00025 | Haytham Sharnouby | Operation | 2024-05-27 | Masonry works (Supply & Apply) | Approved | Buildings | Supply & Apply Concrete solid block, 100 mm thick | SQM | 3002.28 | 1500 | 250.16 | 375240 | SC_Supply/Apply | Tower Construction | Buildings | Supply & Apply Concrete solid block, 100 mm thick | SQM | 1500 | 260 | 390000 | EGP | SC_Supply/Apply
Creeks URBN K _0192 |  | RFQ-00025 | Haytham Sharnouby | Operation | 2024-05-27 | Masonry works (Supply & Apply) | Approved | Buildings | Supply & Apply Concrete solid block, 200 mm thick | SQM | 18393.74 | 10000 | 448 | 4480000 | SC_Supply/Apply | Tower Construction | Buildings | Supply & Apply Concrete solid block, 200 mm thick | SQM | 10000 | 448 | 4480000 | EGP | SC_Supply/Apply
Katameya Creeks |  | RFQ-00046 | Mostafa Ashraf | MEP (Electro Mechanical) | 2024-05-09 | Motion Detector | Approved | All Buildings | motion detector | ECH | 84 | 84 | 3601.13 | 302494.92 | SC_Supply | ميجا تك سوليوشنز | All Buildings | motion detector | ECH | 84 | 4870 | 409080 | EGP | SC_Supply
Abo Shanab El Agamien _0195 |  | RFQ-00071 | Peter Rafaat | MEP (Electro Mechanical) | 2024-05-15 | Supply & install CCTV system | Approved | 4 - Al Biltaji-Pumping Station NO. 3-20-3.3.19- | Supply, install, connect and test a complete closed circuit surveillance TV (CCTV) system complete with Weatherproof fixed camera HD, Weatherproof Motorized cameras HD, DVR, Rack, UPS, Joystick, remote controller, color photos printer, conduits, Coaxial cables, control cables, LED screen, boxes between devices, UPS....etc. and all necessary works to complete works as per specifications and contract documents. | LS | 1 | 1 | 371927.98 | 371927.98 | SC_Supply/Apply | بروجرس للانظمه الامنيه | 4 - Al Biltaji-Pumping Station NO. 3-20-3.3.19- | Supply, install, connect and test a complete closed circuit surveillance TV (CCTV) system complete with Weatherproof fixed camera HD, Weatherproof Motorized cameras HD, DVR, Rack, UPS, Joystick, remote controller, color photos printer, conduits, Coaxial cables, control cables, LED screen, boxes between devices, UPS....etc. and all necessary works to complete works as per specifications and contract documents. | LS | 1 | 6302 | 6302 | EGP | SC_Supply/Apply
Abo Shanab El Agamien _0195 |  | RFQ-00071 | Peter Rafaat | MEP (Electro Mechanical) | 2024-05-15 | Supply & install CCTV system | Approved | 6 - Huwaydi Village-Pumping Station NO. 3-18-3.3.19- | Supply, install, connect and test a complete closed circuit surveillance TV (CCTV) system complete with Weatherproof fixed camera HD, Weatherproof Motorized cameras HD, DVR, Rack, UPS, Joystick, remote controller, color photos printer, conduits, Coaxial cables, control cables, LED screen, boxes between devices, UPS....etc. and all necessary works to complete works as per specifications and contract documents. | LS | 1 | 1 | 371927.98 | 371927.98 | SC_Supply/Apply | بروجرس للانظمه الامنيه | 6 - Huwaydi Village-Pumping Station NO. 3-18-3.3.19- | Supply, install, connect and test a complete closed circuit surveillance TV (CCTV) system complete with Weatherproof fixed camera HD, Weatherproof Motorized cameras HD, DVR, Rack, UPS, Joystick, remote controller, color photos printer, conduits, Coaxial cables, control cables, LED screen, boxes between devices, UPS....etc. and all necessary works to complete works as per specifications and contract documents. | LS | 1 | 6302 | 6302 | EGP | SC_Supply/Apply
Abo Shanab El Agamien _0195 |  | RFQ-00071 | Peter Rafaat | MEP (Electro Mechanical) | 2024-05-15 | Supply & install CCTV system | Approved | 7 - Raslan & Mokhtar Eissa-Pumping Station NO. 3-20-3.3.18- | Supply, install, connect and test a complete closed circuit surveillance TV (CCTV) system complete with Weatherproof fixed camera HD, Weatherproof Motorized cameras HD, DVR, Rack, UPS, Joystick, remote controller, color photos printer, conduits, Coaxial cables, control cables, LED screen, boxes between devices, UPS....etc. and all necessary works to complete works as per specifications and contract documents. | LS | 1 | 1 | 371927.98 | 371927.98 | SC_Supply/Apply | بروجرس للانظمه الامنيه | 7 - Raslan & Mokhtar Eissa-Pumping Station NO. 3-20-3.3.18- | Supply, install, connect and test a complete closed circuit surveillance TV (CCTV) system complete with Weatherproof fixed camera HD, Weatherproof Motorized cameras HD, DVR, Rack, UPS, Joystick, remote controller, color photos printer, conduits, Coaxial cables, control cables, LED screen, boxes between devices, UPS....etc. and all necessary works to complete works as per specifications and contract documents. | LS | 1 | 6302 | 6302 | EGP | SC_Supply/Apply
Abo Shanab El Agamien _0195 |  | RFQ-00071 | Peter Rafaat | MEP (Electro Mechanical) | 2024-05-15 | Supply & install CCTV system | Approved | 2 - Kariman Sednaoui-Main Pump Station NO. 3-19-3.3.19- | Supply, install, connect and test a complete closed circuit surveillance TV (CCTV) system complete with Weatherproof fixed camera HD, Weatherproof Motorized cameras HD, DVR, Rack, UPS, Joystick, remote controller, color photos printer, conduits, Coaxial cables, control cables, LED screen, boxes between devices, UPS....etc. and all necessary works to complete works as per specifications and contract documents. | LS | 1 | 1 | 371927.98 | 371927.98 | SC_Supply/Apply | بروجرس للانظمه الامنيه | 2 - Kariman Sednaoui-Main Pump Station NO. 3-19-3.3.19- | Supply, install, connect and test a complete closed circuit surveillance TV (CCTV) system complete with Weatherproof fixed camera HD, Weatherproof Motorized cameras HD, DVR, Rack, UPS, Joystick, remote controller, color photos printer, conduits, Coaxial cables, control cables, LED screen, boxes between devices, UPS....etc. and all necessary works to complete works as per specifications and contract documents. | LS | 1 | 6302 | 6302 | EGP | SC_Supply/Apply
Abo Shanab El Agamien _0195 |  | RFQ-00071 | Peter Rafaat | MEP (Electro Mechanical) | 2024-05-15 | Supply & install CCTV system | Approved | 5 - Tahawi-Pumping Station NO. 3-18-3.3.19- | Supply, install, connect and test a complete closed circuit surveillance TV (CCTV) system complete with Weatherproof fixed camera HD, Weatherproof Motorized cameras HD, DVR, Rack, UPS, Joystick, remote controller, color photos printer, conduits, Coaxial cables, control cables, LED screen, boxes between devices, UPS....etc. and all necessary works to complete works as per specifications and contract documents. | LS | 1 | 1 | 371927.98 | 371927.98 | SC_Supply/Apply | بروجرس للانظمه الامنيه | 5 - Tahawi-Pumping Station NO. 3-18-3.3.19- | Supply, install, connect and test a complete closed circuit surveillance TV (CCTV) system complete with Weatherproof fixed camera HD, Weatherproof Motorized cameras HD, DVR, Rack, UPS, Joystick, remote controller, color photos printer, conduits, Coaxial cables, control cables, LED screen, boxes between devices, UPS....etc. and all necessary works to complete works as per specifications and contract documents. | LS | 1 | 6302 | 6302 | EGP | SC_Supply/Apply
Abo Shanab El Agamien _0195 |  | RFQ-00071 | Peter Rafaat | MEP (Electro Mechanical) | 2024-05-15 | Supply & install CCTV system | Approved | 9 - Seror-Pumping Station NO. 3-23-3.3.19- | Supply, install, connect and test a complete closed circuit surveillance TV (CCTV) system complete with Weatherproof fixed camera HD, Weatherproof Motorized cameras HD, DVR, Rack, UPS, Joystick, remote controller, color photos printer, conduits, Coaxial cables, control cables, LED screen, boxes between devices, UPS....etc. and all necessary works to complete works as per specifications and contract documents. | LS | 1 | 1 | 371927.98 | 371927.98 | SC_Supply/Apply | بروجرس للانظمه الامنيه | 9 - Seror-Pumping Station NO. 3-23-3.3.19- | Supply, install, connect and test a complete closed circuit surveillance TV (CCTV) system complete with Weatherproof fixed camera HD, Weatherproof Motorized cameras HD, DVR, Rack, UPS, Joystick, remote controller, color photos printer, conduits, Coaxial cables, control cables, LED screen, boxes between devices, UPS....etc. and all necessary works to complete works as per specifications and contract documents. | LS | 1 | 6302 | 6302 | EGP | SC_Supply/Apply
Abo Shanab El Agamien _0195 |  | RFQ-00071 | Peter Rafaat | MEP (Electro Mechanical) | 2024-05-15 | Supply & install CCTV system | Approved | 8 - Abd Al-Qawy Salem&Zaraby-PUMP STATION NO. 3-19-3.3.19- | Supply, install, connect and test a complete closed circuit surveillance TV (CCTV) system complete with Weatherproof fixed camera HD, Weatherproof Motorized cameras HD, DVR, Rack, UPS, Joystick, remote controller, color photos printer, conduits, Coaxial cables, control cables, LED screen, boxes between devices, UPS....etc. and all necessary works to complete works as per specifications and contract documents. | LS | 1 | 1 | 371927.98 | 371927.98 | SC_Supply/Apply | بروجرس للانظمه الامنيه | 8 - Abd Al-Qawy Salem&Zaraby-PUMP STATION NO. 3-19-3.3.19- | Supply, install, connect and test a complete closed circuit surveillance TV (CCTV) system complete with Weatherproof fixed camera HD, Weatherproof Motorized cameras HD, DVR, Rack, UPS, Joystick, remote controller, color photos printer, conduits, Coaxial cables, control cables, LED screen, boxes between devices, UPS....etc. and all necessary works to complete works as per specifications and contract documents. | LS | 1 | 6302 | 6302 | EGP | SC_Supply/Apply
Abo Shanab El Agamien _0195 |  | RFQ-00071 | Peter Rafaat | MEP (Electro Mechanical) | 2024-05-15 | Supply & install CCTV system | Approved | 1 - Sharaf Al Deen-Main Pump Station NO. 3-25-43527- | Supply, install, connect and test a complete closed circuit surveillance TV (CCTV) system complete with Weatherproof fixed camera HD, Weatherproof Motorized cameras HD, DVR, Rack, UPS, Joystick, remote controller, color photos printer, conduits, Coaxial cables, control cables, LED screen, boxes between devices, UPS....etc. and all necessary works to complete works as per specifications and contract documents. | LS | 1 | 1 | 371927.98 | 371927.98 | SC_Supply/Apply | بروجرس للانظمه الامنيه | 1 - Sharaf Al Deen-Main Pump Station NO. 3-25-43527- | Supply, install, connect and test a complete closed circuit surveillance TV (CCTV) system complete with Weatherproof fixed camera HD, Weatherproof Motorized cameras HD, DVR, Rack, UPS, Joystick, remote controller, color photos printer, conduits, Coaxial cables, control cables, LED screen, boxes between devices, UPS....etc. and all necessary works to complete works as per specifications and contract documents. | LS | 1 | 6302 | 6302 | EGP | SC_Supply/Apply
Qasr Rashwan - Lot B _0208 |  | RFQ-00027 | Mostafa Ashraf | MEP (Electro Mechanical) | 2024-05-14 | Diesel Generators | Approved | 14.14 - Iz. Abou Hussein-BILL NO. 3.3: Main Pump Station-3.3.15- | Prime Power Diesel Generator 65KVA (at least) (Canopy Type - Under Shed) complete with outgoing circuit breaker (MCCB) and fully equipped with all accessories as per Contract Documents and complete with all accessories required for erection and good working conditions. | NO | 1 | 1 | 1474147 | 1474147 | SC_Supply/Apply | RICH UNI (TEKSAN) | 14.14 - Iz. Abou Hussein-BILL NO. 3.3: Main Pump Station-3.3.15- | Prime Power Diesel Generator 65KVA (at least) (Canopy Type - Under Shed) complete with outgoing circuit breaker (MCCB) and fully equipped with all accessories as per Contract Documents and complete with all accessories required for erection and good working conditions. | NO | 1 | 28000 | 28000 | EUR | SC_Supply/Apply
Qasr Rashwan - Lot B _0208 |  | RFQ-00027 | Mostafa Ashraf | MEP (Electro Mechanical) | 2024-05-14 | Diesel Generators | Approved | 12.14 - Iz. Suleiman Tadrus-BILL NO. 3.3: Main Pump Station-3.3.15- | Prime Power Diesel Generator 100 KVA (at least) (Canopy Type - Under Shed) complete with outgoing circuit breaker (MCCB) and fully equipped with all accessories as per Contract Documents and complete with all accessories required for erection and good working conditions. | NO | 1 | 1 | 1657827 | 1657827 | SC_Supply/Apply | RICH UNI (TEKSAN) | 12.14 - Iz. Suleiman Tadrus-BILL NO. 3.3: Main Pump Station-3.3.15- | Prime Power Diesel Generator 100 KVA (at least) (Canopy Type - Under Shed) complete with outgoing circuit breaker (MCCB) and fully equipped with all accessories as per Contract Documents and complete with all accessories required for erection and good working conditions. | NO | 1 | 37000 | 37000 | EUR | SC_Supply/Apply
Qasr Rashwan - Lot B _0208 |  | RFQ-00027 | Mostafa Ashraf | MEP (Electro Mechanical) | 2024-05-14 | Diesel Generators | Approved | 13.14 - Iz.Salih Shamatah-BILL NO. 3.3: Main Pump Station-3.3.15- | Prime Power Diesel Generator 60KVA (at least) (Canopy Type - Under Shed) complete with outgoing circuit breaker (MCCB) and fully equipped with all accessories as per Contract Documents and complete with all accessories required for erection and good working conditions. | NO | 1 | 1 | 1474147 | 1474147 | SC_Supply/Apply | RICH UNI (TEKSAN) | 13.14 - Iz.Salih Shamatah-BILL NO. 3.3: Main Pump Station-3.3.15- | Prime Power Diesel Generator 60KVA (at least) (Canopy Type - Under Shed) complete with outgoing circuit breaker (MCCB) and fully equipped with all accessories as per Contract Documents and complete with all accessories required for erection and good working conditions. | NO | 1 | 28000 | 28000 | EUR | SC_Supply/Apply
Qasr Rashwan - Lot B _0208 |  | RFQ-00027 | Mostafa Ashraf | MEP (Electro Mechanical) | 2024-05-14 | Diesel Generators | Approved | 10.14 - Abd Al Azeem Al Sofy-BILL NO. 3.3: Main Pump Station-3.3.15- | Prime Power Diesel Generator 250 KVA (at least) (Canopy Type - Under Shed) complete with outgoing circuit breaker (MCCB) and fully equipped with all accessories as per Contract Documents and complete with all accessories required for erection and good working conditions. | NO | 1 | 1 | 3410728 | 3410728 | SC_Supply/Apply | RICH UNI (TEKSAN) | 10.14 - Abd Al Azeem Al Sofy-BILL NO. 3.3: Main Pump Station-3.3.15- | Prime Power Diesel Generator 250 KVA (at least) (Canopy Type - Under Shed) complete with outgoing circuit breaker (MCCB) and fully equipped with all accessories as per Contract Documents and complete with all accessories required for erection and good working conditions. | NO | 1 | 66000 | 66000 | EUR | SC_Supply/Apply
Qasr Rashwan - Lot B _0208 |  | RFQ-00027 | Mostafa Ashraf | MEP (Electro Mechanical) | 2024-05-14 | Diesel Generators | Approved | 11.14 - Abd Al Rahman Ibrahim-BILL NO. 3.3: Main Pump Station-3.3.15- | Prime Power Diesel Generator 170 KVA (at least) (Canopy Type - Under Shed) complete with outgoing circuit breaker (MCCB) and fully equipped with all accessories as per Contract Documents and complete with all accessories required for erection and good working conditions. | NO | 1 | 1 | 2415579 | 2415579 | SC_Supply/Apply | RICH UNI (TEKSAN) | 11.14 - Abd Al Rahman Ibrahim-BILL NO. 3.3: Main Pump Station-3.3.15- | Prime Power Diesel Generator 170 KVA (at least) (Canopy Type - Under Shed) complete with outgoing circuit breaker (MCCB) and fully equipped with all accessories as per Contract Documents and complete with all accessories required for erection and good working conditions. | NO | 1 | 56000 | 56000 | EUR | SC_Supply/Apply
Qasr Rashwan - Lot B _0208 |  | RFQ-00027 | Mostafa Ashraf | MEP (Electro Mechanical) | 2024-05-14 | Diesel Generators | Approved | 15.14 - Iz. Al Burm-BILL NO. 3.3: Main Pump Station-3.3.15- | Prime Power Diesel Generator 140KVA (at least) (Canopy Type - Under Shed) complete with outgoing circuit breaker (MCCB) and fully equipped with all accessories as per Contract Documents and complete with all accessories required for erection and good working conditions. | NO | 1 | 1 | 2153846 | 2153846 | SC_Supply/Apply | RICH UNI (TEKSAN) | 15.14 - Iz. Al Burm-BILL NO. 3.3: Main Pump Station-3.3.15- | Prime Power Diesel Generator 140KVA (at least) (Canopy Type - Under Shed) complete with outgoing circuit breaker (MCCB) and fully equipped with all accessories as per Contract Documents and complete with all accessories required for erection and good working conditions. | NO | 1 | 46000 | 46000 | EUR | SC_Supply/Apply
Qasr Rashwan - Lot B _0208 |  | RFQ-00027 | Mostafa Ashraf | MEP (Electro Mechanical) | 2024-05-14 | Diesel Generators | Approved | 12.14 - Iz. Suleiman Tadrus-BILL NO. 3.3: Main Pump Station-3.3.20- | Supply and Delivery spare parts of the following equipment as per tendered documents: - Pump unit. - Main Low-Tension Switchboard. - Generator unit. | LS | 1 | 1 | 129328.57 | 129328.57 | MAT_Raw | RICH UNI (TEKSAN) | 12.14 - Iz. Suleiman Tadrus-BILL NO. 3.3: Main Pump Station-3.3.20- | Supply and Delivery spare parts of the following equipment as per tendered documents: - Pump unit. - Main Low-Tension Switchboard. - Generator unit. | LS | 1 | 587 | 587 | EUR | MAT_Raw
Qasr Rashwan - Lot B _0208 |  | RFQ-00027 | Mostafa Ashraf | MEP (Electro Mechanical) | 2024-05-14 | Diesel Generators | Approved | 10.14 - Abd Al Azeem Al Sofy-BILL NO. 3.3: Main Pump Station-3.3.20- | Supply and Delivery spare parts of the following equipment as per tendered documents: - Pump unit. - Main Low-Tension Switchboard. - Generator unit. | LS | 1 | 1 | 242522.38 | 242522.38 | MAT_Raw | RICH UNI (TEKSAN) | 10.14 - Abd Al Azeem Al Sofy-BILL NO. 3.3: Main Pump Station-3.3.20- | Supply and Delivery spare parts of the following equipment as per tendered documents: - Pump unit. - Main Low-Tension Switchboard. - Generator unit. | LS | 1 | 115 | 115 | EUR | MAT_Raw
Qasr Rashwan - Lot B _0208 |  | RFQ-00027 | Mostafa Ashraf | MEP (Electro Mechanical) | 2024-05-14 | Diesel Generators | Approved | 14.14 - Iz. Abou Hussein-BILL NO. 3.3: Main Pump Station-3.3.20- | Supply and Delivery spare parts of the following equipment as per tendered documents: - Pump unit. - Main Low-Tension Switchboard. - Generator unit. | LS | 1 | 1 | 112142.51 | 112142.51 | MAT_Raw | RICH UNI (TEKSAN) | 14.14 - Iz. Abou Hussein-BILL NO. 3.3: Main Pump Station-3.3.20- | Supply and Delivery spare parts of the following equipment as per tendered documents: - Pump unit. - Main Low-Tension Switchboard. - Generator unit. | LS | 1 | 455 | 455 | EUR | MAT_Raw
Qasr Rashwan - Lot B _0208 |  | RFQ-00027 | Mostafa Ashraf | MEP (Electro Mechanical) | 2024-05-14 | Diesel Generators | Approved | 11.14 - Abd Al Rahman Ibrahim-BILL NO. 3.3: Main Pump Station-3.3.20- | Supply and Delivery spare parts of the following equipment as per tendered documents: - Pump unit. - Main Low-Tension Switchboard. - Generator unit. | LS | 1 | 1 | 155263.91 | 155263.91 | MAT_Raw | RICH UNI (TEKSAN) | 11.14 - Abd Al Rahman Ibrahim-BILL NO. 3.3: Main Pump Station-3.3.20- | Supply and Delivery spare parts of the following equipment as per tendered documents: - Pump unit. - Main Low-Tension Switchboard. - Generator unit. | LS | 1 | 922 | 922 | EUR | MAT_Raw
Qasr Rashwan - Lot B _0208 |  | RFQ-00027 | Mostafa Ashraf | MEP (Electro Mechanical) | 2024-05-14 | Diesel Generators | Approved | 15.14 - Iz. Al Burm-BILL NO. 3.3: Main Pump Station-3.3.20- | Supply and Delivery spare parts of the following equipment as per tendered documents: - Pump unit. - Main Low-Tension Switchboard. - Generator unit. | LS | 1 | 1 | 142411.91 | 142411.91 | MAT_Raw | RICH UNI (TEKSAN) | 15.14 - Iz. Al Burm-BILL NO. 3.3: Main Pump Station-3.3.20- | Supply and Delivery spare parts of the following equipment as per tendered documents: - Pump unit. - Main Low-Tension Switchboard. - Generator unit. | LS | 1 | 777 | 777 | EUR | MAT_Raw
Qasr Rashwan - Lot B _0208 |  | RFQ-00027 | Mostafa Ashraf | MEP (Electro Mechanical) | 2024-05-14 | Diesel Generators | Approved | 13.14 - Iz.Salih Shamatah-BILL NO. 3.3: Main Pump Station-3.3.20- | Supply and Delivery spare parts of the following equipment as per tendered documents: - Pump unit. - Main Low-Tension Switchboard. - Generator unit. | LS | 1 | 1 | 93393.28 | 93393.28 | MAT_Raw | RICH UNI (TEKSAN) | 13.14 - Iz.Salih Shamatah-BILL NO. 3.3: Main Pump Station-3.3.20- | Supply and Delivery spare parts of the following equipment as per tendered documents: - Pump unit. - Main Low-Tension Switchboard. - Generator unit. | LS | 1 | 445 | 445 | EUR | MAT_Raw
Mivida BP#189 |  | RFQ-00084 | Mostafa Shourbagi | MEP (Electro Mechanical) | 2024-05-15 | Clevis Hangers | Approved | 152105.BAS | PR 92546 - FF acc basement | LS | 1 | 0.86 | 83832.5 | 72095.95 | SC_Supply | Al Nour | 152105.BAS | PR 92546 - FF acc basement | LS | 0.86 | 316813.95 | 272460 | EGP | SC_Supply
Koumassi Flyover _CD0001 |  | RFQ-00020 | Youssef El Sakka | Procurement | 2024-02-23 | Bearings and joints | Approved | 10.14.15 - Famille E8 SUPERSTRUCTURES - EQUIPEMENTS - MATERIELS ET TRAVAUX DIVERS- 832.00 | APPAREILS D'APPUI ÉLASTOMÈRE FRETTÉ | DM3 | 1100 | 1100 | 31.65 | 34815 | SC_Supply | FREYSSINET | 10.14.15 - Famille E8 SUPERSTRUCTURES - EQUIPEMENTS - MATERIELS ET TRAVAUX DIVERS- 832.00 | APPAREILS D'APPUI ÉLASTOMÈRE FRETTÉ | DM3 | 1100 | 35.53 | 39083 | EUR | SC_Supply
Koumassi Flyover _CD0001 |  | RFQ-00020 | Youssef El Sakka | Procurement | 2024-02-23 | Bearings and joints | Approved | 10.14.15 - Famille E8 SUPERSTRUCTURES - EQUIPEMENTS - MATERIELS ET TRAVAUX DIVERS- 850.10 | JOINTS DE CHAUSSÉE MÉCANIQUES DE TABLIER SOUFFLE 80mm | MTR | 35 | 35 | 784.11 | 27443.85 | SC_Supply | FREYSSINET | 10.14.15 - Famille E8 SUPERSTRUCTURES - EQUIPEMENTS - MATERIELS ET TRAVAUX DIVERS- 850.10 | JOINTS DE CHAUSSÉE MÉCANIQUES DE TABLIER SOUFFLE 80mm | MTR | 35 | 871.4 | 30499 | EUR | SC_Supply
Koumassi Flyover _CD0001 |  | RFQ-00020 | Youssef El Sakka | Procurement | 2024-02-23 | Bearings and joints | Approved | 10.14.15 - Famille E8 SUPERSTRUCTURES - EQUIPEMENTS - MATERIELS ET TRAVAUX DIVERS- 850.20 | JOINTS DE CHAUSSÉE MÉCANIQUES DE TABLIER SOUFFLE 160mm | MTR | 35 | 35 | 1736.38 | 60773.3 | SC_Supply | FREYSSINET | 10.14.15 - Famille E8 SUPERSTRUCTURES - EQUIPEMENTS - MATERIELS ET TRAVAUX DIVERS- 850.20 | JOINTS DE CHAUSSÉE MÉCANIQUES DE TABLIER SOUFFLE 160mm | MTR | 35 | 1750 | 61250 | EUR | SC_Supply
Koumassi Flyover _CD0001 |  | RFQ-00020 | Youssef El Sakka | Procurement | 2024-02-23 | Bearings and joints | Approved | 10.14.15 - Famille E8 SUPERSTRUCTURES - EQUIPEMENTS - MATERIELS ET TRAVAUX DIVERS- 832.00 | *APPAREILS D'APPUI ÉLASTOMÈRE FRETTÉ | LS | 1 | 1 | 0 | 0 | SC_Supply | FREYSSINET | 10.14.15 - Famille E8 SUPERSTRUCTURES - EQUIPEMENTS - MATERIELS ET TRAVAUX DIVERS- 832.00 | *APPAREILS D'APPUI ÉLASTOMÈRE FRETTÉ | LS | 1 | 6652 | 6652 | EUR | SC_Supply
ORA ZED-Ph 2-Pkgs A&D |  | RFQ-00025 | Mohamed Amr | Procurement | 2024-05-20 | Insulation works | Approved | All areas | For Podium Supply & Apply PVC Waterproofing (PVC-P synthetic waterproofing 1.5 mm thickness) for Podium as per approved material submittal (From MAPAEI) Including supply & apply geotextile according to the approved samples & all items mentioned in "Method of Measurements" and according to Shop Drawings and Submittal Approval to complete the works as per Consultant's approval. | SQM | 12000 | 12000 | 412.19 | 4946280 | SC_Supply/Apply | Smart Build | All areas | For Podium Supply & Apply PVC Waterproofing (PVC-P synthetic waterproofing 1.5 mm thickness) for Podium as per approved material submittal (From MAPAEI) Including supply & apply geotextile according to the approved samples & all items mentioned in "Method of Measurements" and according to Shop Drawings and Submittal Approval to complete the works as per Consultant's approval. | SQM | 12000 | 400 | 4800000 | EGP | SC_Supply/Apply
ORA ZED-Ph 2-Pkgs A&D |  | RFQ-00025 | Mohamed Amr | Procurement | 2024-05-20 | Insulation works | Approved | All areas | For Roof Supply & Apply waterproofing membrane 2 layers SBS 4mm from insumat : • PRIMERTECH - Bitumen Emulsion cold applied primer waterproofing coating. • 2 layers of INSUSINT N 4000 - SBS Modified Bitumen Membrane. Including skirting & application of geotextile and including all items mentioned in "Method of Measurements" and according to Shop Drawings and Submittal Approval to complete the works as per Consultant's approval. | SQM | 2000 | 2000 | 309.14 | 618280 | SC_Supply/Apply | Smart Build | All areas | For Roof Supply & Apply waterproofing membrane 2 layers SBS 4mm from insumat : • PRIMERTECH - Bitumen Emulsion cold applied primer waterproofing coating. • 2 layers of INSUSINT N 4000 - SBS Modified Bitumen Membrane. Including skirting & application of geotextile and including all items mentioned in "Method of Measurements" and according to Shop Drawings and Submittal Approval to complete the works as per Consultant's approval. | SQM | 2000 | 300 | 600000 | EGP | SC_Supply/Apply
Qasr Rashwan Lot A _0207 |  | RFQ-00030 | Mostafa Shourbagi | MEP (Electro Mechanical) | 2024-05-16 | Supply of Valves | Approved | 13.11 - 4. Khulusi.Khulusi-Bill No. 2 - Forcemain-2.5.1-b | washout 150mm dia. | ECH | 1 | 1 | 14720 | 14720 | MAT_Raw | GCF | 13.11 - 4. Khulusi.Khulusi-Bill No. 2 - Forcemain-2.5.1-b | washout 150mm dia. | ECH | 1 | 16178.5 | 16178.5 | EGP | MAT_Raw
Qasr Rashwan Lot A _0207 |  | RFQ-00030 | Mostafa Shourbagi | MEP (Electro Mechanical) | 2024-05-16 | Supply of Valves | Approved | 14.11 - 5. Iz. Albersly.Iz.Albersly & Iz.Alasfar-Bill No. 2 - Forcemain-2.3.1-b | Gate valve 150 mm dia. | ECH | 1 | 1 | 14720 | 14720 | MAT_Raw | GCF | 14.11 - 5. Iz. Albersly.Iz.Albersly & Iz.Alasfar-Bill No. 2 - Forcemain-2.3.1-b | Gate valve 150 mm dia. | ECH | 1 | 16178.5 | 16178.5 | EGP | MAT_Raw
Qasr Rashwan Lot A _0207 |  | RFQ-00030 | Mostafa Shourbagi | MEP (Electro Mechanical) | 2024-05-16 | Supply of Valves | Approved | 14.11 - 5. Iz. Albersly.Iz.Albersly & Iz.Alasfar-Bill No. 2 - Forcemain-2.3.1-a | Non- return valve 150 mm dia. | ECH | 1 | 1 | 11840 | 11840 | MAT_Raw | GCF | 14.11 - 5. Iz. Albersly.Iz.Albersly & Iz.Alasfar-Bill No. 2 - Forcemain-2.3.1-a | Non- return valve 150 mm dia. | ECH | 1 | 19718.2 | 19718.2 | EGP | MAT_Raw
Qasr Rashwan Lot A _0207 |  | RFQ-00030 | Mostafa Shourbagi | MEP (Electro Mechanical) | 2024-05-16 | Supply of Valves | Approved | 10.16 - 1. Saad Al Rouby.Saad Al Rouby-Bill No.3.4 - Saad Al Rouby Pump Station (Mechanical works)-3.4.3-b. | Flanged manually gate valve, dia. 250 mm. | ECH | 3 | 3 | 32800 | 98400 | MAT_Raw | GCF | 10.16 - 1. Saad Al Rouby.Saad Al Rouby-Bill No.3.4 - Saad Al Rouby Pump Station (Mechanical works)-3.4.3-b. | Flanged manually gate valve, dia. 250 mm. | ECH | 3 | 35157.6 | 105472.8 | EGP | MAT_Raw
Qasr Rashwan Lot A _0207 |  | RFQ-00030 | Mostafa Shourbagi | MEP (Electro Mechanical) | 2024-05-16 | Supply of Valves | Approved | 12.10 - 3. Manshya fanous.Mansheya Fanous-BILL NO. 1: SEWAGE NETWORK-1.6.3-a | DI gate valve 500 mm, | ECH | 1 | 1 | 120000 | 120000 | MAT_Raw | GCF | 12.10 - 3. Manshya fanous.Mansheya Fanous-BILL NO. 1: SEWAGE NETWORK-1.6.3-a | DI gate valve 500 mm, | ECH | 1 | 119401.7 | 119401.7 | EGP | MAT_Raw
Qasr Rashwan Lot A _0207 |  | RFQ-00030 | Mostafa Shourbagi | MEP (Electro Mechanical) | 2024-05-16 | Supply of Valves | Approved | 14.15 - 5. Iz. Albersly.Iz.Albersly & Iz.Alasfar-Bill - Iz.Albersly & Iz.Alasfar Pump Station-3.4.2-b. | Flanged manually gate valve, dia. 100 mm. | ECH | 2 | 2 | 11200 | 22400 | MAT_Raw | GCF | 14.15 - 5. Iz. Albersly.Iz.Albersly & Iz.Alasfar-Bill - Iz.Albersly & Iz.Alasfar Pump Station-3.4.2-b. | Flanged manually gate valve, dia. 100 mm. | ECH | 2 | 9329 | 18658 | EGP | MAT_Raw
Qasr Rashwan Lot A _0207 |  | RFQ-00030 | Mostafa Shourbagi | MEP (Electro Mechanical) | 2024-05-16 | Supply of Valves | Approved | 13.15 - 4. Khulusi.Khulusi-Bill - Khulusi Pump Station-3.4.3-b. | Flanged manually gate valve, dia. 150 mm. | ECH | 3 | 3 | 14720 | 44160 | MAT_Raw | GCF | 13.15 - 4. Khulusi.Khulusi-Bill - Khulusi Pump Station-3.4.3-b. | Flanged manually gate valve, dia. 150 mm. | ECH | 3 | 16178.5 | 48535.5 | EGP | MAT_Raw
Qasr Rashwan Lot A _0207 |  | RFQ-00030 | Mostafa Shourbagi | MEP (Electro Mechanical) | 2024-05-16 | Supply of Valves | Approved | 12.12 - 3. Manshya fanous.Mansheya Fanous-Bill No. 2 - Forcemain (Secondary)-2.2.3.1-a | Non- return valve 150 mm dia. | ECH | 1 | 1 | 11840 | 11840 | MAT_Raw | GCF | 12.12 - 3. Manshya fanous.Mansheya Fanous-Bill No. 2 - Forcemain (Secondary)-2.2.3.1-a | Non- return valve 150 mm dia. | ECH | 1 | 19718.2 | 19718.2 | EGP | MAT_Raw
Qasr Rashwan Lot A _0207 |  | RFQ-00030 | Mostafa Shourbagi | MEP (Electro Mechanical) | 2024-05-16 | Supply of Valves | Approved | 12.12 - 3. Manshya fanous.Mansheya Fanous-Bill No. 2 - Forcemain (Secondary)-2.2.3.1-b | Gate valve 150 mm dia. | ECH | 3 | 3 | 14720 | 44160 | MAT_Raw | GCF | 12.12 - 3. Manshya fanous.Mansheya Fanous-Bill No. 2 - Forcemain (Secondary)-2.2.3.1-b | Gate valve 150 mm dia. | ECH | 3 | 16178.5 | 48535.5 | EGP | MAT_Raw
Qasr Rashwan Lot A _0207 |  | RFQ-00030 | Mostafa Shourbagi | MEP (Electro Mechanical) | 2024-05-16 | Supply of Valves | Approved | 11.15 - 2. Murad Al Gendy.Murad Al Gendy W Al Sanahra-Bill No.3.4 - Murad Al Gendy W Al Sanahra Pump Station (Mechanical works)-3.4.3-c. | Flanged non-return valve, dia. 250 mm. | ECH | 3 | 3 | 24000 | 72000 | MAT_Raw | GCF | 11.15 - 2. Murad Al Gendy.Murad Al Gendy W Al Sanahra-Bill No.3.4 - Murad Al Gendy W Al Sanahra Pump Station (Mechanical works)-3.4.3-c. | Flanged non-return valve, dia. 250 mm. | ECH | 3 | 44954.95 | 134864.85 | EGP | MAT_Raw
Qasr Rashwan Lot A _0207 |  | RFQ-00030 | Mostafa Shourbagi | MEP (Electro Mechanical) | 2024-05-16 | Supply of Valves | Approved | 12.11 - 3. Manshya fanous.Mansheya Fanous-Bill No. 2 - Forcemain (Main)-2.1.5.1-b | Gate valve 150mm dia. | ECH | 1 | 1 | 14720 | 14720 | MAT_Raw | GCF | 12.11 - 3. Manshya fanous.Mansheya Fanous-Bill No. 2 - Forcemain (Main)-2.1.5.1-b | Gate valve 150mm dia. | ECH | 1 | 16178.5 | 16178.5 | EGP | MAT_Raw
Qasr Rashwan Lot A _0207 |  | RFQ-00030 | Mostafa Shourbagi | MEP (Electro Mechanical) | 2024-05-16 | Supply of Valves | Approved | 12.11 - 3. Manshya fanous.Mansheya Fanous-Bill No. 2 - Forcemain (Main)-2.1.5.1-c | washout 150mm dia. | ECH | 3 | 3 | 14720 | 44160 | MAT_Raw | GCF | 12.11 - 3. Manshya fanous.Mansheya Fanous-Bill No. 2 - Forcemain (Main)-2.1.5.1-c | washout 150mm dia. | ECH | 3 | 16178.5 | 48535.5 | EGP | MAT_Raw
Qasr Rashwan Lot A _0207 |  | RFQ-00030 | Mostafa Shourbagi | MEP (Electro Mechanical) | 2024-05-16 | Supply of Valves | Approved | 10.11 - 1. Saad Al Rouby.Saad Al Rouby-Bill No. 2 - Forcemain-2.5.1-b | washout 150mm dia. | ECH | 1 | 1 | 14720 | 14720 | MAT_Raw | GCF | 10.11 - 1. Saad Al Rouby.Saad Al Rouby-Bill No. 2 - Forcemain-2.5.1-b | washout 150mm dia. | ECH | 1 | 16178.5 | 16178.5 | EGP | MAT_Raw
Qasr Rashwan Lot A _0207 |  | RFQ-00030 | Mostafa Shourbagi | MEP (Electro Mechanical) | 2024-05-16 | Supply of Valves | Approved | 12.11 - 3. Manshya fanous.Mansheya Fanous-Bill No. 2 - Forcemain (Main)-2.1.3.1-e | Air Relief valve 100 mm dia.(include gate valve 100mm) | ECH | 7 | 7 | 31360 | 219520 | MAT_Raw | GCF | 12.11 - 3. Manshya fanous.Mansheya Fanous-Bill No. 2 - Forcemain (Main)-2.1.3.1-e | Air Relief valve 100 mm dia.(include gate valve 100mm) | ECH | 7 | 35038.85 | 245271.95 | EGP | MAT_Raw
Qasr Rashwan Lot A _0207 |  | RFQ-00030 | Mostafa Shourbagi | MEP (Electro Mechanical) | 2024-05-16 | Supply of Valves | Approved | 14.11 - 5. Iz. Albersly.Iz.Albersly & Iz.Alasfar-Bill No. 2 - Forcemain-2.3.1-c | washout 150 mm dia. | ECH | 1 | 1 | 14720 | 14720 | MAT_Raw | GCF | 14.11 - 5. Iz. Albersly.Iz.Albersly & Iz.Alasfar-Bill No. 2 - Forcemain-2.3.1-c | washout 150 mm dia. | ECH | 1 | 16178.5 | 16178.5 | EGP | MAT_Raw
Qasr Rashwan Lot A _0207 |  | RFQ-00030 | Mostafa Shourbagi | MEP (Electro Mechanical) | 2024-05-16 | Supply of Valves | Approved | 14.11 - 5. Iz. Albersly.Iz.Albersly & Iz.Alasfar-Bill No. 2 - Forcemain-2.3.1-d | Air Relief valve 100 mm dia.(include gate valve 100mm) | ECH | 1 | 1 | 31360 | 31360 | MAT_Raw | GCF | 14.11 - 5. Iz. Albersly.Iz.Albersly & Iz.Alasfar-Bill No. 2 - Forcemain-2.3.1-d | Air Relief valve 100 mm dia.(include gate valve 100mm) | ECH | 1 | 35038.85 | 35038.85 | EGP | MAT_Raw
Qasr Rashwan Lot A _0207 |  | RFQ-00030 | Mostafa Shourbagi | MEP (Electro Mechanical) | 2024-05-16 | Supply of Valves | Approved | 10.11 - 1. Saad Al Rouby.Saad Al Rouby-Bill No. 2 - Forcemain-2.3.1-c | washout 150 mm dia. | ECH | 7 | 7 | 14720 | 103040 | MAT_Raw | GCF | 10.11 - 1. Saad Al Rouby.Saad Al Rouby-Bill No. 2 - Forcemain-2.3.1-c | washout 150 mm dia. | ECH | 7 | 16178.5 | 113249.5 | EGP | MAT_Raw
Qasr Rashwan Lot A _0207 |  | RFQ-00030 | Mostafa Shourbagi | MEP (Electro Mechanical) | 2024-05-16 | Supply of Valves | Approved | 14.10 - 5. Iz. Albersly.Iz.Albersly & Iz.Alasfar-BILL NO. 1: SEWAGE NETWORK-1.5.3-a | DI gate valve 250 mm, | ECH | 1 | 1 | 32800 | 32800 | MAT_Raw | GCF | 14.10 - 5. Iz. Albersly.Iz.Albersly & Iz.Alasfar-BILL NO. 1: SEWAGE NETWORK-1.5.3-a | DI gate valve 250 mm, | ECH | 1 | 35157.6 | 35157.6 | EGP | MAT_Raw
BIOLOGICALS AND BIOSIMILARS MANUFACTURING FACILITY EIPICO 3 _0187 |  | RFQ-00154 | Purchasing Engineers | Purchasing | 2024-05-20 | Ready Mix Concrete | Approved | Purchasing | Ready Mix Concrete 200 kg/cm2, OPC CC 300 kg/m3 | CBM | 600 | 10 | 0 | 0 | RC | ELsewedy for readymix | Purchasing | Ready Mix Concrete 200 kg/cm2, OPC CC 300 kg/m3 | CBM | 10 | 1352.15 | 13521.5 | EGP | RC
BIOLOGICALS AND BIOSIMILARS MANUFACTURING FACILITY EIPICO 3 _0187 |  | RFQ-00154 | Purchasing Engineers | Purchasing | 2024-05-20 | Ready Mix Concrete | Approved | Purchasing | Ready Mix Concrete 250 kg/cm2, OPC CC 350 kg/m3 | CBM | 600 | 0 | 0 | 0 | RC | ELsewedy for readymix | Purchasing | Ready Mix Concrete 250 kg/cm2, OPC CC 350 kg/m3 | CBM | 0 | 0 | 0 | EGP | RC
BIOLOGICALS AND BIOSIMILARS MANUFACTURING FACILITY EIPICO 3 _0187 |  | RFQ-00154 | Purchasing Engineers | Purchasing | 2024-05-20 | Ready Mix Concrete | Approved | Purchasing | Ready Mix Concrete 350 kg/cm2, OPC CC 450 kg/m3 | CBM | 600 | 148 | 0 | 0 | RC | ELsewedy for readymix | Purchasing | Ready Mix Concrete 350 kg/cm2, OPC CC 450 kg/m3 | CBM | 148 | 1674.83 | 247874.84 | EGP | RC
BIOLOGICALS AND BIOSIMILARS MANUFACTURING FACILITY EIPICO 3 _0187 |  | RFQ-00154 | Purchasing Engineers | Purchasing | 2024-05-20 | Ready Mix Concrete | Approved | Concete | Pump 36m up to 42m | CBM | 600 | 1 | 0 | 0 | SC_Supply/Apply | ELsewedy for readymix | Concete | Pump 36m up to 42m | CBM | 1 | 45.6 | 45.6 | EGP | SC_Supply/Apply
BIOLOGICALS AND BIOSIMILARS MANUFACTURING FACILITY EIPICO 3 _0187 |  | RFQ-00154 | Purchasing Engineers | Purchasing | 2024-05-20 | Ready Mix Concrete | Approved | Concete | Pump 47m up to 49m | CBM | 600 | 1 | 0 | 0 | SC_Supply/Apply | ELsewedy for readymix | Concete | Pump 47m up to 49m | CBM | 1 | 57 | 57 | EGP | SC_Supply/Apply
BIOLOGICALS AND BIOSIMILARS MANUFACTURING FACILITY EIPICO 3 _0187 |  | RFQ-00154 | Purchasing Engineers | Purchasing | 2024-05-20 | Ready Mix Concrete | Approved | Concete | Pump up to 56m | CBM | 600 | 1 | 0 | 0 | SC_Supply/Apply | ELsewedy for readymix | Concete | Pump up to 56m | CBM | 1 | 79.8 | 79.8 | EGP | SC_Supply/Apply
BIOLOGICALS AND BIOSIMILARS MANUFACTURING FACILITY EIPICO 3 _0187 |  | RFQ-00154 | Purchasing Engineers | Purchasing | 2024-05-20 | Ready Mix Concrete | Approved | Concete | Waterproof Additives | CBM | 300 | 1 | 0 | 0 | SC_Supply/Apply | ELsewedy for readymix | Concete | Waterproof Additives | CBM | 1 | 39.9 | 39.9 | EGP | SC_Supply/Apply
Qasr Rashwan Lot A _0207 |  | RFQ-00030 | Mostafa Shourbagi | MEP (Electro Mechanical) | 2024-05-16 | Supply of Valves | Approved | 11.11 - 2. Murad Al Gendy.Murad Al Gendy W Al Sanahra-Bill No. 2 - Forcemain-2.3.1-d | Air Relief valve 100 mm dia.(include gate valve 100mm) | ECH | 4 | 4 | 31360 | 125440 | MAT_Raw | GCF | 11.11 - 2. Murad Al Gendy.Murad Al Gendy W Al Sanahra-Bill No. 2 - Forcemain-2.3.1-d | Air Relief valve 100 mm dia.(include gate valve 100mm) | ECH | 4 | 35038.85 | 140155.4 | EGP | MAT_Raw
Qasr Rashwan Lot A _0207 |  | RFQ-00030 | Mostafa Shourbagi | MEP (Electro Mechanical) | 2024-05-16 | Supply of Valves | Approved | 10.11 - 1. Saad Al Rouby.Saad Al Rouby-Bill No. 2 - Forcemain-2.3.1-b | Gate valve 350 mm dia. | ECH | 7 | 7 | 72000 | 504000 | MAT_Raw | GCF | 10.11 - 1. Saad Al Rouby.Saad Al Rouby-Bill No. 2 - Forcemain-2.3.1-b | Gate valve 350 mm dia. | ECH | 7 | 61117.3 | 427821.1 | EGP | MAT_Raw
Qasr Rashwan Lot A _0207 |  | RFQ-00030 | Mostafa Shourbagi | MEP (Electro Mechanical) | 2024-05-16 | Supply of Valves | Approved | 12.16 - 3. Manshya fanous.Mansheya Fanous-Bill. - Mansheya Fanous Pump Station (Main)-3.4.3-c. | Flanged non-return valve, dia. 200 mm. | ECH | 3 | 3 | 18400 | 55200 | MAT_Raw | GCF | 12.16 - 3. Manshya fanous.Mansheya Fanous-Bill. - Mansheya Fanous Pump Station (Main)-3.4.3-c. | Flanged non-return valve, dia. 200 mm. | ECH | 3 | 26448.95 | 79346.85 | EGP | MAT_Raw
Qasr Rashwan Lot A _0207 |  | RFQ-00030 | Mostafa Shourbagi | MEP (Electro Mechanical) | 2024-05-16 | Supply of Valves | Approved | 13.11 - 4. Khulusi.Khulusi-Bill No. 2 - Forcemain-2.3.1-a | Non- return valve 200 mm dia. | ECH | 1 | 1 | 18400 | 18400 | MAT_Raw | GCF | 13.11 - 4. Khulusi.Khulusi-Bill No. 2 - Forcemain-2.3.1-a | Non- return valve 200 mm dia. | ECH | 1 | 26448.95 | 26448.95 | EGP | MAT_Raw
Qasr Rashwan Lot A _0207 |  | RFQ-00030 | Mostafa Shourbagi | MEP (Electro Mechanical) | 2024-05-16 | Supply of Valves | Approved | 10.16 - 1. Saad Al Rouby.Saad Al Rouby-Bill No.3.4 - Saad Al Rouby Pump Station (Mechanical works)-3.4.3-c. | Flanged non-return valve, dia. 250 mm. | ECH | 3 | 3 | 24000 | 72000 | MAT_Raw | GCF | 10.16 - 1. Saad Al Rouby.Saad Al Rouby-Bill No.3.4 - Saad Al Rouby Pump Station (Mechanical works)-3.4.3-c. | Flanged non-return valve, dia. 250 mm. | ECH | 3 | 44954.95 | 134864.85 | EGP | MAT_Raw
Qasr Rashwan Lot A _0207 |  | RFQ-00030 | Mostafa Shourbagi | MEP (Electro Mechanical) | 2024-05-16 | Supply of Valves | Approved | 12.32 - 3. Manshya fanous.Mansheya Fanous-Bill No.3.4 - Mansheya Fanous Pump Station (Secondary)-10.4.2-b. | Flanged manually gate valve, dia. 150 mm. | ECH | 2 | 2 | 14720 | 29440 | MAT_Raw | GCF | 12.32 - 3. Manshya fanous.Mansheya Fanous-Bill No.3.4 - Mansheya Fanous Pump Station (Secondary)-10.4.2-b. | Flanged manually gate valve, dia. 150 mm. | ECH | 2 | 16178.5 | 32357 | EGP | MAT_Raw
Qasr Rashwan Lot A _0207 |  | RFQ-00030 | Mostafa Shourbagi | MEP (Electro Mechanical) | 2024-05-16 | Supply of Valves | Approved | 12.11 - 3. Manshya fanous.Mansheya Fanous-Bill No. 2 - Forcemain (Main)-2.1.3.1-c | Gate valve 150 mm dia. | ECH | 1 | 1 | 14720 | 14720 | MAT_Raw | GCF | 12.11 - 3. Manshya fanous.Mansheya Fanous-Bill No. 2 - Forcemain (Main)-2.1.3.1-c | Gate valve 150 mm dia. | ECH | 1 | 16178.5 | 16178.5 | EGP | MAT_Raw
Qasr Rashwan Lot A _0207 |  | RFQ-00030 | Mostafa Shourbagi | MEP (Electro Mechanical) | 2024-05-16 | Supply of Valves | Approved | 12.11 - 3. Manshya fanous.Mansheya Fanous-Bill No. 2 - Forcemain (Main)-2.1.3.1-d | washout 150 mm dia. | ECH | 5 | 5 | 14720 | 73600 | MAT_Raw | GCF | 12.11 - 3. Manshya fanous.Mansheya Fanous-Bill No. 2 - Forcemain (Main)-2.1.3.1-d | washout 150 mm dia. | ECH | 5 | 16178.5 | 80892.5 | EGP | MAT_Raw
Qasr Rashwan Lot A _0207 |  | RFQ-00030 | Mostafa Shourbagi | MEP (Electro Mechanical) | 2024-05-16 | Supply of Valves | Approved | 13.11 - 4. Khulusi.Khulusi-Bill No. 2 - Forcemain-2.3.1-c | washout 150 mm dia. | ECH | 1 | 1 | 14720 | 14720 | MAT_Raw | GCF | 13.11 - 4. Khulusi.Khulusi-Bill No. 2 - Forcemain-2.3.1-c | washout 150 mm dia. | ECH | 1 | 16178.5 | 16178.5 | EGP | MAT_Raw
Qasr Rashwan Lot A _0207 |  | RFQ-00030 | Mostafa Shourbagi | MEP (Electro Mechanical) | 2024-05-16 | Supply of Valves | Approved | 13.11 - 4. Khulusi.Khulusi-Bill No. 2 - Forcemain-2.3.1-d | Air Relief valve 100 mm dia.(include gate valve 100mm) | ECH | 2 | 2 | 31360 | 62720 | MAT_Raw | GCF | 13.11 - 4. Khulusi.Khulusi-Bill No. 2 - Forcemain-2.3.1-d | Air Relief valve 100 mm dia.(include gate valve 100mm) | ECH | 2 | 35038.85 | 70077.7 | EGP | MAT_Raw
Qasr Rashwan Lot A _0207 |  | RFQ-00030 | Mostafa Shourbagi | MEP (Electro Mechanical) | 2024-05-16 | Supply of Valves | Approved | 11.10 - 2. Murad Al Gendy.Murad Al Gendy W Al Sanahra-BILL NO. 1: SEWAGE NETWORK-1.6.3-a | DI gate valve 500 mm, | ECH | 1 | 1 | 120000 | 120000 | MAT_Raw | GCF | 11.10 - 2. Murad Al Gendy.Murad Al Gendy W Al Sanahra-BILL NO. 1: SEWAGE NETWORK-1.6.3-a | DI gate valve 500 mm, | ECH | 1 | 119401.7 | 119401.7 | EGP | MAT_Raw
Qasr Rashwan Lot A _0207 |  | RFQ-00030 | Mostafa Shourbagi | MEP (Electro Mechanical) | 2024-05-16 | Supply of Valves | Approved | 11.11 - 2. Murad Al Gendy.Murad Al Gendy W Al Sanahra-Bill No. 2 - Forcemain-2.3.1-c | washout 150 mm dia. | ECH | 3 | 3 | 14720 | 44160 | MAT_Raw | GCF | 11.11 - 2. Murad Al Gendy.Murad Al Gendy W Al Sanahra-Bill No. 2 - Forcemain-2.3.1-c | washout 150 mm dia. | ECH | 3 | 16178.5 | 48535.5 | EGP | MAT_Raw
Qasr Rashwan Lot A _0207 |  | RFQ-00030 | Mostafa Shourbagi | MEP (Electro Mechanical) | 2024-05-16 | Supply of Valves | Approved | 10.11 - 1. Saad Al Rouby.Saad Al Rouby-Bill No. 2 - Forcemain-2.3.1-d | Air Relief valve 100 mm dia.(include gate valve 100mm) | ECH | 8 | 8 | 31360 | 250880 | MAT_Raw | GCF | 10.11 - 1. Saad Al Rouby.Saad Al Rouby-Bill No. 2 - Forcemain-2.3.1-d | Air Relief valve 100 mm dia.(include gate valve 100mm) | ECH | 8 | 35038.85 | 280310.8 | EGP | MAT_Raw
Qasr Rashwan Lot A _0207 |  | RFQ-00030 | Mostafa Shourbagi | MEP (Electro Mechanical) | 2024-05-16 | Supply of Valves | Approved | 11.11 - 2. Murad Al Gendy.Murad Al Gendy W Al Sanahra-Bill No. 2 - Forcemain-2.5.1-b | washout 150mm dia. | ECH | 1 | 1 | 14720 | 14720 | MAT_Raw | GCF | 11.11 - 2. Murad Al Gendy.Murad Al Gendy W Al Sanahra-Bill No. 2 - Forcemain-2.5.1-b | washout 150mm dia. | ECH | 1 | 16178.5 | 16178.5 | EGP | MAT_Raw
Qasr Rashwan Lot A _0207 |  | RFQ-00030 | Mostafa Shourbagi | MEP (Electro Mechanical) | 2024-05-16 | Supply of Valves | Approved | 13.15 - 4. Khulusi.Khulusi-Bill - Khulusi Pump Station-3.4.3-c. | Flanged non-return valve, dia. 150 mm. | ECH | 3 | 3 | 11840 | 35520 | MAT_Raw | GCF | 13.15 - 4. Khulusi.Khulusi-Bill - Khulusi Pump Station-3.4.3-c. | Flanged non-return valve, dia. 150 mm. | ECH | 3 | 19718.2 | 59154.6 | EGP | MAT_Raw
Qasr Rashwan Lot A _0207 |  | RFQ-00030 | Mostafa Shourbagi | MEP (Electro Mechanical) | 2024-05-16 | Supply of Valves | Approved | 12.32 - 3. Manshya fanous.Mansheya Fanous-Bill No.3.4 - Mansheya Fanous Pump Station (Secondary)-10.4.2-c. | Flanged non-return valve, dia. 150 mm. | ECH | 2 | 2 | 11840 | 23680 | MAT_Raw | GCF | 12.32 - 3. Manshya fanous.Mansheya Fanous-Bill No.3.4 - Mansheya Fanous Pump Station (Secondary)-10.4.2-c. | Flanged non-return valve, dia. 150 mm. | ECH | 2 | 19718.2 | 39436.4 | EGP | MAT_Raw
Qasr Rashwan Lot A _0207 |  | RFQ-00030 | Mostafa Shourbagi | MEP (Electro Mechanical) | 2024-05-16 | Supply of Valves | Approved | 14.15 - 5. Iz. Albersly.Iz.Albersly & Iz.Alasfar-Bill - Iz.Albersly & Iz.Alasfar Pump Station-3.4.2-c. | Flanged non-return valve, dia. 100 mm. | ECH | 2 | 2 | 5920 | 11840 | MAT_Raw | GCF | 14.15 - 5. Iz. Albersly.Iz.Albersly & Iz.Alasfar-Bill - Iz.Albersly & Iz.Alasfar Pump Station-3.4.2-c. | Flanged non-return valve, dia. 100 mm. | ECH | 2 | 13206.9 | 26413.8 | EGP | MAT_Raw
Qasr Rashwan Lot A _0207 |  | RFQ-00030 | Mostafa Shourbagi | MEP (Electro Mechanical) | 2024-05-16 | Supply of Valves | Approved | 10.11 - 1. Saad Al Rouby.Saad Al Rouby-Bill No. 2 - Forcemain-2.5.1-a | Gate valve 350mm dia. | ECH | 1 | 1 | 72000 | 72000 | MAT_Raw | GCF | 10.11 - 1. Saad Al Rouby.Saad Al Rouby-Bill No. 2 - Forcemain-2.5.1-a | Gate valve 350mm dia. | ECH | 1 | 61117.3 | 61117.3 | EGP | MAT_Raw
Qasr Rashwan Lot A _0207 |  | RFQ-00030 | Mostafa Shourbagi | MEP (Electro Mechanical) | 2024-05-16 | Supply of Valves | Approved | 12.12 - 3. Manshya fanous.Mansheya Fanous-Bill No. 2 - Forcemain (Secondary)-2.2.3.1-c | washout 150 mm dia. | ECH | 3 | 3 | 14720 | 44160 | MAT_Raw | GCF | 12.12 - 3. Manshya fanous.Mansheya Fanous-Bill No. 2 - Forcemain (Secondary)-2.2.3.1-c | washout 150 mm dia. | ECH | 3 | 16178.5 | 48535.5 | EGP | MAT_Raw
Qasr Rashwan Lot A _0207 |  | RFQ-00030 | Mostafa Shourbagi | MEP (Electro Mechanical) | 2024-05-16 | Supply of Valves | Approved | 12.11 - 3. Manshya fanous.Mansheya Fanous-Bill No. 2 - Forcemain (Main)-2.1.5.1-a | Gate valve 250mm dia. | ECH | 2 | 2 | 32800 | 65600 | MAT_Raw | GCF | 12.11 - 3. Manshya fanous.Mansheya Fanous-Bill No. 2 - Forcemain (Main)-2.1.5.1-a | Gate valve 250mm dia. | ECH | 2 | 35157.6 | 70315.2 | EGP | MAT_Raw
Qasr Rashwan Lot A _0207 |  | RFQ-00030 | Mostafa Shourbagi | MEP (Electro Mechanical) | 2024-05-16 | Supply of Valves | Approved | 10.10 - 1. Saad Al Rouby.Saad Al Rouby-BILL NO. 1: SEWAGE NETWORK-1.5.3-a | DI gate valve 600 mm, | ECH | 1 | 1 | 152000 | 152000 | MAT_Raw | GCF | 10.10 - 1. Saad Al Rouby.Saad Al Rouby-BILL NO. 1: SEWAGE NETWORK-1.5.3-a | DI gate valve 600 mm, | ECH | 1 | 179758.05 | 179758.05 | EGP | MAT_Raw
Qasr Rashwan Lot A _0207 |  | RFQ-00030 | Mostafa Shourbagi | MEP (Electro Mechanical) | 2024-05-16 | Supply of Valves | Approved | 12.12 - 3. Manshya fanous.Mansheya Fanous-Bill No. 2 - Forcemain (Secondary)-2.2.3.1-d | Air Relief valve 100 mm dia.(include gate valve 100mm) | ECH | 2 | 2 | 31360 | 62720 | MAT_Raw | GCF | 12.12 - 3. Manshya fanous.Mansheya Fanous-Bill No. 2 - Forcemain (Secondary)-2.2.3.1-d | Air Relief valve 100 mm dia.(include gate valve 100mm) | ECH | 2 | 35038.85 | 70077.7 | EGP | MAT_Raw
Qasr Rashwan Lot A _0207 |  | RFQ-00030 | Mostafa Shourbagi | MEP (Electro Mechanical) | 2024-05-16 | Supply of Valves | Approved | 12.11 - 3. Manshya fanous.Mansheya Fanous-Bill No. 2 - Forcemain (Main)-2.1.3.1-a | Non- return valve 250 mm dia. | ECH | 1 | 1 | 24000 | 24000 | MAT_Raw | GCF | 12.11 - 3. Manshya fanous.Mansheya Fanous-Bill No. 2 - Forcemain (Main)-2.1.3.1-a | Non- return valve 250 mm dia. | ECH | 1 | 44954.95 | 44954.95 | EGP | MAT_Raw
Qasr Rashwan Lot A _0207 |  | RFQ-00030 | Mostafa Shourbagi | MEP (Electro Mechanical) | 2024-05-16 | Supply of Valves | Approved | 12.11 - 3. Manshya fanous.Mansheya Fanous-Bill No. 2 - Forcemain (Main)-2.1.3.1-b | Gate valve 250 mm dia. | ECH | 4 | 4 | 32800 | 131200 | MAT_Raw | GCF | 12.11 - 3. Manshya fanous.Mansheya Fanous-Bill No. 2 - Forcemain (Main)-2.1.3.1-b | Gate valve 250 mm dia. | ECH | 4 | 35157.6 | 140630.4 | EGP | MAT_Raw
Qasr Rashwan Lot A _0207 |  | RFQ-00030 | Mostafa Shourbagi | MEP (Electro Mechanical) | 2024-05-16 | Supply of Valves | Approved | 11.15 - 2. Murad Al Gendy.Murad Al Gendy W Al Sanahra-Bill No.3.4 - Murad Al Gendy W Al Sanahra Pump Station (Mechanical works)-3.4.3-b. | Flanged manually gate valve, dia. 250 mm. | ECH | 3 | 3 | 32800 | 98400 | MAT_Raw | GCF | 11.15 - 2. Murad Al Gendy.Murad Al Gendy W Al Sanahra-Bill No.3.4 - Murad Al Gendy W Al Sanahra Pump Station (Mechanical works)-3.4.3-b. | Flanged manually gate valve, dia. 250 mm. | ECH | 3 | 35157.6 | 105472.8 | EGP | MAT_Raw
Qasr Rashwan Lot A _0207 |  | RFQ-00030 | Mostafa Shourbagi | MEP (Electro Mechanical) | 2024-05-16 | Supply of Valves | Approved | 13.11 - 4. Khulusi.Khulusi-Bill No. 2 - Forcemain-2.5.1-a | Gate valve 200mm dia. | ECH | 1 | 1 | 20000 | 20000 | MAT_Raw | GCF | 13.11 - 4. Khulusi.Khulusi-Bill No. 2 - Forcemain-2.5.1-a | Gate valve 200mm dia. | ECH | 1 | 21394 | 21394 | EGP | MAT_Raw
Qasr Rashwan Lot A _0207 |  | RFQ-00030 | Mostafa Shourbagi | MEP (Electro Mechanical) | 2024-05-16 | Supply of Valves | Approved | 12.16 - 3. Manshya fanous.Mansheya Fanous-Bill. - Mansheya Fanous Pump Station (Main)-3.4.3-b. | Flanged manually gate valve, dia. 200 mm. | ECH | 3 | 3 | 20000 | 60000 | MAT_Raw | GCF | 12.16 - 3. Manshya fanous.Mansheya Fanous-Bill. - Mansheya Fanous Pump Station (Main)-3.4.3-b. | Flanged manually gate valve, dia. 200 mm. | ECH | 3 | 21394 | 64182 | EGP | MAT_Raw
Qasr Rashwan Lot A _0207 |  | RFQ-00030 | Mostafa Shourbagi | MEP (Electro Mechanical) | 2024-05-16 | Supply of Valves | Approved | 11.11 - 2. Murad Al Gendy.Murad Al Gendy W Al Sanahra-Bill No. 2 - Forcemain-2.3.1-b | Gate valve 300 mm dia. | ECH | 3 | 3 | 72000 | 216000 | MAT_Raw | GCF | 11.11 - 2. Murad Al Gendy.Murad Al Gendy W Al Sanahra-Bill No. 2 - Forcemain-2.3.1-b | Gate valve 300 mm dia. | ECH | 3 | 39706.2 | 119118.6 | EGP | MAT_Raw
Qasr Rashwan Lot A _0207 |  | RFQ-00030 | Mostafa Shourbagi | MEP (Electro Mechanical) | 2024-05-16 | Supply of Valves | Approved | 13.11 - 4. Khulusi.Khulusi-Bill No. 2 - Forcemain-2.3.1-b | Gate valve 200 mm dia. | ECH | 1 | 1 | 72000 | 72000 | MAT_Raw | GCF | 13.11 - 4. Khulusi.Khulusi-Bill No. 2 - Forcemain-2.3.1-b | Gate valve 200 mm dia. | ECH | 1 | 21394 | 21394 | EGP | MAT_Raw
Qasr Rashwan Lot A _0207 |  | RFQ-00030 | Mostafa Shourbagi | MEP (Electro Mechanical) | 2024-05-16 | Supply of Valves | Approved | 11.11 - 2. Murad Al Gendy.Murad Al Gendy W Al Sanahra-Bill No. 2 - Forcemain-2.5.1-a | Gate valve 300mm dia. | ECH | 1 | 1 | 44000 | 44000 | MAT_Raw | GCF | 11.11 - 2. Murad Al Gendy.Murad Al Gendy W Al Sanahra-Bill No. 2 - Forcemain-2.5.1-a | Gate valve 300mm dia. | ECH | 1 | 39706.2 | 39706.2 | EGP | MAT_Raw
Qasr Rashwan - Lot B _0208 |  | RFQ-00030 | Reham Ashraf | Operation | 2024-05-21 | Sewage and Main Force Networks | Approved | 13.16 - Iz. Salih Shamatah | Alternative Sewer Networks in which cannot be considered as Re-location of Publice Utilites and Requires Full Transfer of Pipe lines and Chambers to avoid Potential Social damages For illegal existing Networks | MTR | 0 | 0 | 0 | 0 | SC_Apply | بروج للمقاولات العامة والتوريدات | 13.16 - Iz. Salih Shamatah | Alternative Sewer Networks in which cannot be considered as Re-location of Publice Utilites and Requires Full Transfer of Pipe lines and Chambers to avoid Potential Social damages For illegal existing Networks | MTR | 0 | 160 | 0 | EGP | SC_Apply
Qasr Rashwan - Lot B _0208 |  | RFQ-00030 | Reham Ashraf | Operation | 2024-05-21 | Sewage and Main Force Networks | Approved | 14.16 - Iz. Abou Hussein | Alternative Sewer Networks in which cannot be considered as Re-location of Publice Utilites and Requires Full Transfer of Pipe lines and Chambers to avoid Potential Social damages For illegal existing Networks | MTR | 0 | 0 | 0 | 0 | SC_Apply | بروج للمقاولات العامة والتوريدات | 14.16 - Iz. Abou Hussein | Alternative Sewer Networks in which cannot be considered as Re-location of Publice Utilites and Requires Full Transfer of Pipe lines and Chambers to avoid Potential Social damages For illegal existing Networks | MTR | 0 | 160 | 0 | EGP | SC_Apply
Qasr Rashwan - Lot B _0208 |  | RFQ-00030 | Reham Ashraf | Operation | 2024-05-21 | Sewage and Main Force Networks | Approved | 15.12 - Iz. Al Burm | Alternative Sewer Networks in which cannot be considered as Re-location of Publice Utilites and Requires Full Transfer of Pipe lines and Chambers to avoid Potential Social damages For illegal existing Networks | MTR | 0 | 0 | 0 | 0 | SC_Apply | بروج للمقاولات العامة والتوريدات | 15.12 - Iz. Al Burm | Alternative Sewer Networks in which cannot be considered as Re-location of Publice Utilites and Requires Full Transfer of Pipe lines and Chambers to avoid Potential Social damages For illegal existing Networks | MTR | 0 | 160 | 0 | EGP | SC_Apply
Qasr Rashwan - Lot B _0208 |  | RFQ-00030 | Reham Ashraf | Operation | 2024-05-21 | Sewage and Main Force Networks | Approved | 10.10 - Abd Al Azeem Al Sofy | Alternative Water Networks in which cannot be considered as Re-location of Publice Utilites and Requires Full Transfer of Pipe lines and Valves to water Disconnection | MTR | 0 | 0 | 0 | 0 | SC_Apply | بروج للمقاولات العامة والتوريدات | 10.10 - Abd Al Azeem Al Sofy | Alternative Water Networks in which cannot be considered as Re-location of Publice Utilites and Requires Full Transfer of Pipe lines and Valves to water Disconnection | MTR | 0 | 120 | 0 | EGP | SC_Apply
Qasr Rashwan - Lot B _0208 |  | RFQ-00030 | Reham Ashraf | Operation | 2024-05-21 | Sewage and Main Force Networks | Approved | 11.27 - Iz. Abd Al Rahman Ibrahim | Alternative Water Networks in which cannot be considered as Re-location of Publice Utilites and Requires Full Transfer of Pipe lines and Valves to water Disconnection | MTR | 0 | 0 | 0 | 0 | SC_Apply | بروج للمقاولات العامة والتوريدات | 11.27 - Iz. Abd Al Rahman Ibrahim | Alternative Water Networks in which cannot be considered as Re-location of Publice Utilites and Requires Full Transfer of Pipe lines and Valves to water Disconnection | MTR | 0 | 120 | 0 | EGP | SC_Apply
Qasr Rashwan - Lot B _0208 |  | RFQ-00030 | Reham Ashraf | Operation | 2024-05-21 | Sewage and Main Force Networks | Approved | 12.12 - Iz. Suleiman Tadrus | Alternative Water Networks in which cannot be considered as Re-location of Publice Utilites and Requires Full Transfer of Pipe lines and Valves to water Disconnection | MTR | 0 | 0 | 0 | 0 | SC_Apply | بروج للمقاولات العامة والتوريدات | 12.12 - Iz. Suleiman Tadrus | Alternative Water Networks in which cannot be considered as Re-location of Publice Utilites and Requires Full Transfer of Pipe lines and Valves to water Disconnection | MTR | 0 | 120 | 0 | EGP | SC_Apply
Qasr Rashwan - Lot B _0208 |  | RFQ-00030 | Reham Ashraf | Operation | 2024-05-21 | Sewage and Main Force Networks | Approved | 13.16 - Iz. Salih Shamatah | Alternative Water Networks in which cannot be considered as Re-location of Publice Utilites and Requires Full Transfer of Pipe lines and Valves to water Disconnection | MTR | 0 | 0 | 0 | 0 | SC_Apply | بروج للمقاولات العامة والتوريدات | 13.16 - Iz. Salih Shamatah | Alternative Water Networks in which cannot be considered as Re-location of Publice Utilites and Requires Full Transfer of Pipe lines and Valves to water Disconnection | MTR | 0 | 120 | 0 | EGP | SC_Apply
Qasr Rashwan - Lot B _0208 |  | RFQ-00030 | Reham Ashraf | Operation | 2024-05-21 | Sewage and Main Force Networks | Approved | 14.16 - Iz. Abou Hussein | Alternative Water Networks in which cannot be considered as Re-location of Publice Utilites and Requires Full Transfer of Pipe lines and Valves to water Disconnection | MTR | 0 | 0 | 0 | 0 | SC_Apply | بروج للمقاولات العامة والتوريدات | 14.16 - Iz. Abou Hussein | Alternative Water Networks in which cannot be considered as Re-location of Publice Utilites and Requires Full Transfer of Pipe lines and Valves to water Disconnection | MTR | 0 | 120 | 0 | EGP | SC_Apply
Qasr Rashwan - Lot B _0208 |  | RFQ-00030 | Reham Ashraf | Operation | 2024-05-21 | Sewage and Main Force Networks | Approved | 15.12 - Iz. Al Burm | Alternative Water Networks in which cannot be considered as Re-location of Publice Utilites and Requires Full Transfer of Pipe lines and Valves to water Disconnection | MTR | 0 | 0 | 0 | 0 | SC_Apply | بروج للمقاولات العامة والتوريدات | 15.12 - Iz. Al Burm | Alternative Water Networks in which cannot be considered as Re-location of Publice Utilites and Requires Full Transfer of Pipe lines and Valves to water Disconnection | MTR | 0 | 120 | 0 | EGP | SC_Apply
Qasr Rashwan - Lot B _0208 |  | RFQ-00030 | Reham Ashraf | Operation | 2024-05-21 | Sewage and Main Force Networks | Approved | 11.10 - Abd Al Rahman Ibrahim-BILL NO.1: SEWAGE NETWORK--1.8 | Deep Dewatering according to soil investigation, specification and Engineer instruction. | ECH | 4225 | 4225 | 1800 | 7605000 | OTH | بروج للمقاولات العامة والتوريدات | 11.10 - Abd Al Rahman Ibrahim-BILL NO.1: SEWAGE NETWORK--1.8 | Deep Dewatering according to soil investigation, specification and Engineer instruction. | ECH | 4225 | 1800 | 7605000 | EGP | OTH
Qasr Rashwan - Lot B _0208 |  | RFQ-00030 | Reham Ashraf | Operation | 2024-05-21 | Sewage and Main Force Networks | Approved | 11.10 - Abd Al Rahman Ibrahim-BILL NO.1: SEWAGE NETWORK--1.8 | Deep Dewatering according to soil investigation, specification and Engineer instruction. | ECH | 2275 | 2275 | 984.17 | 2238986.75 | OTH | بروج للمقاولات العامة والتوريدات | 11.10 - Abd Al Rahman Ibrahim-BILL NO.1: SEWAGE NETWORK--1.8 | Deep Dewatering according to soil investigation, specification and Engineer instruction. | ECH | 2275 | 900 | 2047500 | EGP | OTH
Qasr Rashwan - Lot B _0208 |  | RFQ-00030 | Reham Ashraf | Operation | 2024-05-21 | Sewage and Main Force Networks | Approved | 13.10 - Salih Shamatah-BILL NO.1: SEWAGE NETWORK--1.8 | Deep Dewatering according to soil investigation, specification and Engineer instruction. | ECH | 1160.25 | 1160.25 | 1800 | 2088450 | OTH | بروج للمقاولات العامة والتوريدات | 13.10 - Salih Shamatah-BILL NO.1: SEWAGE NETWORK--1.8 | Deep Dewatering according to soil investigation, specification and Engineer instruction. | ECH | 1160.25 | 1800 | 2088450 | EGP | OTH
Qasr Rashwan - Lot B _0208 |  | RFQ-00030 | Reham Ashraf | Operation | 2024-05-21 | Sewage and Main Force Networks | Approved | 13.10 - Salih Shamatah-BILL NO.1: SEWAGE NETWORK--1.8 | Deep Dewatering according to soil investigation, specification and Engineer instruction. | ECH | 624.75 | 624.75 | 984.17 | 614860.21 | OTH | بروج للمقاولات العامة والتوريدات | 13.10 - Salih Shamatah-BILL NO.1: SEWAGE NETWORK--1.8 | Deep Dewatering according to soil investigation, specification and Engineer instruction. | ECH | 624.75 | 900 | 562275 | EGP | OTH
Qasr Rashwan - Lot B _0208 |  | RFQ-00030 | Reham Ashraf | Operation | 2024-05-21 | Sewage and Main Force Networks | Approved | 10.10 - Abd Al Azeem Al Sofy -BILL NO.1: SEWAGE NETWORK--1.9 | Deep Dewatering according to soil investigation, specification and Engineer instruction. | ECH | 1950 | 1950 | 1800 | 3510000 | OTH | بروج للمقاولات العامة والتوريدات | 10.10 - Abd Al Azeem Al Sofy -BILL NO.1: SEWAGE NETWORK--1.9 | Deep Dewatering according to soil investigation, specification and Engineer instruction. | ECH | 1950 | 1800 | 3510000 | EGP | OTH
Qasr Rashwan - Lot B _0208 |  | RFQ-00030 | Reham Ashraf | Operation | 2024-05-21 | Sewage and Main Force Networks | Approved | 10.10 - Abd Al Azeem Al Sofy -BILL NO.1: SEWAGE NETWORK--1.9 | Deep Dewatering according to soil investigation, specification and Engineer instruction. | ECH | 1050 | 1050 | 984.17 | 1033378.5 | OTH | بروج للمقاولات العامة والتوريدات | 10.10 - Abd Al Azeem Al Sofy -BILL NO.1: SEWAGE NETWORK--1.9 | Deep Dewatering according to soil investigation, specification and Engineer instruction. | ECH | 1050 | 900 | 945000 | EGP | OTH
Qasr Rashwan - Lot B _0208 |  | RFQ-00030 | Reham Ashraf | Operation | 2024-05-21 | Sewage and Main Force Networks | Approved | 10.11 - Abd Al Azeem Al Sofy -Bill No.2: Force Main Pipeline-2.1- | Deep Dewatering according to soil investigation, specification and Engineer instruction. | ECH | 65 | 65 | 1800 | 117000 | OTH | بروج للمقاولات العامة والتوريدات | 10.11 - Abd Al Azeem Al Sofy -Bill No.2: Force Main Pipeline-2.1- | Deep Dewatering according to soil investigation, specification and Engineer instruction. | ECH | 65 | 1800 | 117000 | EGP | OTH
Qasr Rashwan - Lot B _0208 |  | RFQ-00030 | Reham Ashraf | Operation | 2024-05-21 | Sewage and Main Force Networks | Approved | 10.11 - Abd Al Azeem Al Sofy -Bill No.2: Force Main Pipeline-2.1- | Deep Dewatering according to soil investigation, specification and Engineer instruction. | ECH | 35 | 35 | 984.17 | 34445.95 | OTH | بروج للمقاولات العامة والتوريدات | 10.11 - Abd Al Azeem Al Sofy -Bill No.2: Force Main Pipeline-2.1- | Deep Dewatering according to soil investigation, specification and Engineer instruction. | ECH | 35 | 900 | 31500 | EGP | OTH
Qasr Rashwan - Lot B _0208 |  | RFQ-00030 | Reham Ashraf | Operation | 2024-05-21 | Sewage and Main Force Networks | Approved | 14.10 - Abou Hussein-BILL NO.1 : SEWAGE NETWORK--1.8 | Deep Dewatering according to soil investigation, specification and Engineer instruction. | ECH | 1170 | 1170 | 1800 | 2106000 | OTH | بروج للمقاولات العامة والتوريدات | 14.10 - Abou Hussein-BILL NO.1 : SEWAGE NETWORK--1.8 | Deep Dewatering according to soil investigation, specification and Engineer instruction. | ECH | 1170 | 1800 | 2106000 | EGP | OTH
Qasr Rashwan - Lot B _0208 |  | RFQ-00030 | Reham Ashraf | Operation | 2024-05-21 | Sewage and Main Force Networks | Approved | 14.10 - Abou Hussein-BILL NO.1 : SEWAGE NETWORK--1.8 | Deep Dewatering according to soil investigation, specification and Engineer instruction. | ECH | 630 | 630 | 984.17 | 620027.1 | OTH | بروج للمقاولات العامة والتوريدات | 14.10 - Abou Hussein-BILL NO.1 : SEWAGE NETWORK--1.8 | Deep Dewatering according to soil investigation, specification and Engineer instruction. | ECH | 630 | 900 | 567000 | EGP | OTH
Qasr Rashwan - Lot B _0208 |  | RFQ-00030 | Reham Ashraf | Operation | 2024-05-21 | Sewage and Main Force Networks | Approved | 12.11 - Suleiman Tadrus-Bill No.2: Force Main Pipeline--2.9 | Deep Dewatering according to soil investigation, specification and Engineer instruction. | ECH | 65 | 65 | 1800 | 117000 | OTH | بروج للمقاولات العامة والتوريدات | 12.11 - Suleiman Tadrus-Bill No.2: Force Main Pipeline--2.9 | Deep Dewatering according to soil investigation, specification and Engineer instruction. | ECH | 65 | 1800 | 117000 | EGP | OTH
Qasr Rashwan - Lot B _0208 |  | RFQ-00030 | Reham Ashraf | Operation | 2024-05-21 | Sewage and Main Force Networks | Approved | 12.11 - Suleiman Tadrus-Bill No.2: Force Main Pipeline--2.9 | Deep Dewatering according to soil investigation, specification and Engineer instruction. | ECH | 35 | 35 | 984.17 | 34445.95 | OTH | بروج للمقاولات العامة والتوريدات | 12.11 - Suleiman Tadrus-Bill No.2: Force Main Pipeline--2.9 | Deep Dewatering according to soil investigation, specification and Engineer instruction. | ECH | 35 | 900 | 31500 | EGP | OTH
Qasr Rashwan Lot A _0207 |  | RFQ-00030 | Mostafa Shourbagi | MEP (Electro Mechanical) | 2024-05-16 | Supply of Valves | Approved | 13.10 - 4. Khulusi.Khulusi-BILL NO. 1: SEWAGE NETWORK-1.5.3-a | DI gate valve 300 mm, | ECH | 1 | 1 | 44000 | 44000 | MAT_Raw | GCF | 13.10 - 4. Khulusi.Khulusi-BILL NO. 1: SEWAGE NETWORK-1.5.3-a | DI gate valve 300 mm, | ECH | 1 | 39706.2 | 39706.2 | EGP | MAT_Raw
Qasr Rashwan Lot A _0207 |  | RFQ-00030 | Mostafa Shourbagi | MEP (Electro Mechanical) | 2024-05-16 | Supply of Valves | Approved | 11.11 - 2. Murad Al Gendy.Murad Al Gendy W Al Sanahra-Bill No. 2 - Forcemain-2.3.1-a | Non- return valve 350 mm dia. | ECH | 1 | 1 | 51520 | 51520 | MAT_Raw | GCF | 11.11 - 2. Murad Al Gendy.Murad Al Gendy W Al Sanahra-Bill No. 2 - Forcemain-2.3.1-a | Non- return valve 350 mm dia. | ECH | 1 | 51821.55 | 51821.55 | EGP | MAT_Raw
Qasr Rashwan Lot A _0207 |  | RFQ-00030 | Mostafa Shourbagi | MEP (Electro Mechanical) | 2024-05-16 | Supply of Valves | Approved | 10.11 - 1. Saad Al Rouby.Saad Al Rouby-Bill No. 2 - Forcemain-2.3.1-a | Non- return valve 350 mm dia. | ECH | 1 | 1 | 51520 | 51520 | MAT_Raw | GCF | 10.11 - 1. Saad Al Rouby.Saad Al Rouby-Bill No. 2 - Forcemain-2.3.1-a | Non- return valve 350 mm dia. | ECH | 1 | 64258.95 | 64258.95 | EGP | MAT_Raw
Qasr Rashwan Lot A _0207 |  | RFQ-00030 | Mostafa Shourbagi | MEP (Electro Mechanical) | 2024-05-16 | Supply of Valves | Approved | 12.10 - 3. Manshya fanous.Mansheya Fanous-BILL NO. 1: SEWAGE NETWORK-1.6.3-a | DI gate valve 250 mm | ECH | 1 | 1 | 0 | 0 | MAT_Raw | GCF | 12.10 - 3. Manshya fanous.Mansheya Fanous-BILL NO. 1: SEWAGE NETWORK-1.6.3-a | DI gate valve 250 mm | ECH | 1 | 35157.6 | 35157.6 | EGP | MAT_Raw
Qasr Rashwan - Lot B _0208 |  | RFQ-00028 | Mostafa Shourbagi | MEP (Electro Mechanical) | 2024-05-16 | Supply of Valves | Approved | 11.11 - Abd Al Rahman Ibrahim-Bill No.2: Force Main Pipeline-2.3.1-b | Gate valve 350 mm dia. | NO | 2 | 2 | 72000 | 144000 | MAT_Raw | GCF | 11.11 - Abd Al Rahman Ibrahim-Bill No.2: Force Main Pipeline-2.3.1-b | Gate valve 350 mm dia. | NO | 2 | 61117.3 | 122234.6 | EGP | MAT_Raw
Qasr Rashwan - Lot B _0208 |  | RFQ-00028 | Mostafa Shourbagi | MEP (Electro Mechanical) | 2024-05-16 | Supply of Valves | Approved | 15.10 - Al Burm-BILL NO. 1: SEWAGE NETWORK-1.5.3-a | DI gate valve 500 mm, | NO | 1 | 1 | 120000 | 120000 | MAT_Raw | GCF | 15.10 - Al Burm-BILL NO. 1: SEWAGE NETWORK-1.5.3-a | DI gate valve 500 mm, | NO | 1 | 119401.7 | 119401.7 | EGP | MAT_Raw
Qasr Rashwan - Lot B _0208 |  | RFQ-00028 | Mostafa Shourbagi | MEP (Electro Mechanical) | 2024-05-16 | Supply of Valves | Approved | 10.15 - Abd Al Azeem Al Sofy -Bill No.3.4: Mechanical Works - Pumping Station-3.4.3-b. | Flanged manually gate valve, dia. 300 mm. | NO | 3 | 3 | 44000 | 132000 | MAT_Raw | GCF | 10.15 - Abd Al Azeem Al Sofy -Bill No.3.4: Mechanical Works - Pumping Station-3.4.3-b. | Flanged manually gate valve, dia. 300 mm. | NO | 3 | 39706.2 | 119118.6 | EGP | MAT_Raw
Qasr Rashwan - Lot B _0208 |  | RFQ-00028 | Mostafa Shourbagi | MEP (Electro Mechanical) | 2024-05-16 | Supply of Valves | Approved | 15.15 - Al Burm-Bill No.3.4: Mechanical Works - Pumping Station-3.4.3-b. | Flanged manually gate valve, dia. 200 mm. | NO | 3 | 3 | 20000 | 60000 | MAT_Raw | GCF | 15.15 - Al Burm-Bill No.3.4: Mechanical Works - Pumping Station-3.4.3-b. | Flanged manually gate valve, dia. 200 mm. | NO | 3 | 21394 | 64182 | EGP | MAT_Raw
Qasr Rashwan - Lot B _0208 |  | RFQ-00028 | Mostafa Shourbagi | MEP (Electro Mechanical) | 2024-05-16 | Supply of Valves | Approved | 15.15 - Al Burm-Bill No.3.4: Mechanical Works - Pumping Station-3.4.3-c. | Flanged non-return valve, dia. 200 mm. | NO | 3 | 3 | 18400 | 55200 | MAT_Raw | GCF | 15.15 - Al Burm-Bill No.3.4: Mechanical Works - Pumping Station-3.4.3-c. | Flanged non-return valve, dia. 200 mm. | NO | 3 | 26448.95 | 79346.85 | EGP | MAT_Raw
Qasr Rashwan - Lot B _0208 |  | RFQ-00028 | Mostafa Shourbagi | MEP (Electro Mechanical) | 2024-05-16 | Supply of Valves | Approved | 11.10 - Abd Al Rahman Ibrahim-BILL NO.1: SEWAGE NETWORK-1.5.3-a | DI gate valve 500 mm, | NO | 1 | 1 | 120000 | 120000 | MAT_Raw | GCF | 11.10 - Abd Al Rahman Ibrahim-BILL NO.1: SEWAGE NETWORK-1.5.3-a | DI gate valve 500 mm, | NO | 1 | 119401.7 | 119401.7 | EGP | MAT_Raw
Qasr Rashwan - Lot B _0208 |  | RFQ-00028 | Mostafa Shourbagi | MEP (Electro Mechanical) | 2024-05-16 | Supply of Valves | Approved | 10.10 - Abd Al Azeem Al Sofy -BILL NO.1: SEWAGE NETWORK-1.6.3-a | DI gate valve 700 mm, | NO | 1 | 1 | 360000 | 360000 | MAT_Raw | GCF | 10.10 - Abd Al Azeem Al Sofy -BILL NO.1: SEWAGE NETWORK-1.6.3-a | DI gate valve 700 mm, | NO | 1 | 279437.75 | 279437.75 | EGP | MAT_Raw
Qasr Rashwan - Lot B _0208 |  | RFQ-00028 | Mostafa Shourbagi | MEP (Electro Mechanical) | 2024-05-16 | Supply of Valves | Approved | 13.11 - Salih Shamatah-Bill No.2: Force Main Pipeline-2.3.1-d | Air Relief valve 100 mm dia.(include gate valve 100mm) | NO | 5 | 5 | 20160 | 100800 | MAT_Raw | GCF | 13.11 - Salih Shamatah-Bill No.2: Force Main Pipeline-2.3.1-d | Air Relief valve 100 mm dia.(include gate valve 100mm) | NO | 5 | 25709.85 | 128549.25 | EGP | MAT_Raw
Qasr Rashwan - Lot B _0208 |  | RFQ-00028 | Mostafa Shourbagi | MEP (Electro Mechanical) | 2024-05-16 | Supply of Valves | Approved | 14.11 - Abou Hussein-BILL NO.2 : Force Main Pipeline-2.3.1-d | Air Relief valve 100 mm dia.(include gate valve 100mm) | NO | 1 | 1 | 20160 | 20160 | MAT_Raw | GCF | 14.11 - Abou Hussein-BILL NO.2 : Force Main Pipeline-2.3.1-d | Air Relief valve 100 mm dia.(include gate valve 100mm) | NO | 1 | 25709.85 | 25709.85 | EGP | MAT_Raw
Qasr Rashwan - Lot B _0208 |  | RFQ-00028 | Mostafa Shourbagi | MEP (Electro Mechanical) | 2024-05-16 | Supply of Valves | Approved | 14.11 - Abou Hussein-BILL NO.2 : Force Main Pipeline-2.3.1-d | Air Relief valve 100 mm dia.(include gate valve 100mm) | NO | 1 | 1 | 11200 | 11200 | MAT_Raw | GCF | 14.11 - Abou Hussein-BILL NO.2 : Force Main Pipeline-2.3.1-d | Air Relief valve 100 mm dia.(include gate valve 100mm) | NO | 1 | 9329 | 9329 | EGP | MAT_Raw
Qasr Rashwan - Lot B _0208 |  | RFQ-00028 | Mostafa Shourbagi | MEP (Electro Mechanical) | 2024-05-16 | Supply of Valves | Approved | 13.11 - Salih Shamatah-Bill No.2: Force Main Pipeline-2.3.1-d | Air Relief valve 100 mm dia.(include gate valve 100mm) | NO | 5 | 5 | 11200 | 56000 | MAT_Raw | GCF | 13.11 - Salih Shamatah-Bill No.2: Force Main Pipeline-2.3.1-d | Air Relief valve 100 mm dia.(include gate valve 100mm) | NO | 5 | 9329 | 46645 | EGP | MAT_Raw
Qasr Rashwan - Lot B _0208 |  | RFQ-00028 | Mostafa Shourbagi | MEP (Electro Mechanical) | 2024-05-16 | Supply of Valves | Approved | 12.11 - Suleiman Tadrus-Bill No.2: Force Main Pipeline-2.5.1-b | Gate valve 200mm dia. | NO | 1 | 1 | 20000 | 20000 | MAT_Raw | GCF | 12.11 - Suleiman Tadrus-Bill No.2: Force Main Pipeline-2.5.1-b | Gate valve 200mm dia. | NO | 1 | 21394 | 21394 | EGP | MAT_Raw
Qasr Rashwan - Lot B _0208 |  | RFQ-00028 | Mostafa Shourbagi | MEP (Electro Mechanical) | 2024-05-16 | Supply of Valves | Approved | 10.11 - Abd Al Azeem Al Sofy -Bill No.2: Force Main Pipeline-2.3.1-b | Gate valve 400 mm dia. | NO | 2 | 2 | 96000 | 192000 | MAT_Raw | GCF | 10.11 - Abd Al Azeem Al Sofy -Bill No.2: Force Main Pipeline-2.3.1-b | Gate valve 400 mm dia. | NO | 2 | 70647.7 | 141295.4 | EGP | MAT_Raw
Qasr Rashwan - Lot B _0208 |  | RFQ-00028 | Mostafa Shourbagi | MEP (Electro Mechanical) | 2024-05-16 | Supply of Valves | Approved | 14.11 - Abou Hussein-BILL NO.2 : Force Main Pipeline-2.3.1-a | Non- return valve 200 mm dia. | NO | 1 | 1 | 18400 | 18400 | MAT_Raw | GCF | 14.11 - Abou Hussein-BILL NO.2 : Force Main Pipeline-2.3.1-a | Non- return valve 200 mm dia. | NO | 1 | 26448.95 | 26448.95 | EGP | MAT_Raw
Qasr Rashwan - Lot B _0208 |  | RFQ-00028 | Mostafa Shourbagi | MEP (Electro Mechanical) | 2024-05-16 | Supply of Valves | Approved | 15.11 - Al Burm-Bill No. 2: Force Main Pipeline-2.5.1-a | Gate valve 250mm dia. | NO | 1 | 1 | 32800 | 32800 | MAT_Raw | GCF | 15.11 - Al Burm-Bill No. 2: Force Main Pipeline-2.5.1-a | Gate valve 250mm dia. | NO | 1 | 35157.6 | 35157.6 | EGP | MAT_Raw
Qasr Rashwan - Lot B _0208 |  | RFQ-00028 | Mostafa Shourbagi | MEP (Electro Mechanical) | 2024-05-16 | Supply of Valves | Approved | 12.10 - Suleiman Tadrus-BILL NO.1: SEWAGE NETWORK-1.6.3-a | DI gate valve 500 mm, | NO | 1 | 1 | 120000 | 120000 | MAT_Raw | GCF | 12.10 - Suleiman Tadrus-BILL NO.1: SEWAGE NETWORK-1.6.3-a | DI gate valve 500 mm, | NO | 1 | 119401.7 | 119401.7 | EGP | MAT_Raw
Qasr Rashwan - Lot B _0208 |  | RFQ-00028 | Mostafa Shourbagi | MEP (Electro Mechanical) | 2024-05-16 | Supply of Valves | Approved | 14.15 - Abou Hussein-Bill No.3.4: Mechanical Works - Pumping Station-3.4.3-c. | Flanged non-return valve, dia. 150 mm. | NO | 3 | 3 | 11840 | 35520 | MAT_Raw | GCF | 14.15 - Abou Hussein-Bill No.3.4: Mechanical Works - Pumping Station-3.4.3-c. | Flanged non-return valve, dia. 150 mm. | NO | 3 | 19718.2 | 59154.6 | EGP | MAT_Raw
Qasr Rashwan - Lot B _0208 |  | RFQ-00028 | Mostafa Shourbagi | MEP (Electro Mechanical) | 2024-05-16 | Supply of Valves | Approved | 14.11 - Abou Hussein-BILL NO.2 : Force Main Pipeline-2.3.1-b | Gate valve 200 mm dia. | NO | 2 | 2 | 20000 | 40000 | MAT_Raw | GCF | 14.11 - Abou Hussein-BILL NO.2 : Force Main Pipeline-2.3.1-b | Gate valve 200 mm dia. | NO | 2 | 21394 | 42788 | EGP | MAT_Raw
Qasr Rashwan - Lot B _0208 |  | RFQ-00028 | Mostafa Shourbagi | MEP (Electro Mechanical) | 2024-05-16 | Supply of Valves | Approved | 12.11 - Suleiman Tadrus-Bill No.2: Force Main Pipeline-2.5.1-a | Gate valve 300mm dia. | NO | 2 | 2 | 44000 | 88000 | MAT_Raw | GCF | 12.11 - Suleiman Tadrus-Bill No.2: Force Main Pipeline-2.5.1-a | Gate valve 300mm dia. | NO | 2 | 39706.2 | 79412.4 | EGP | MAT_Raw
Qasr Rashwan - Lot B _0208 |  | RFQ-00028 | Mostafa Shourbagi | MEP (Electro Mechanical) | 2024-05-16 | Supply of Valves | Approved | 12.11 - Suleiman Tadrus-Bill No.2: Force Main Pipeline-2.3.1-d | Air Relief valve 100 mm dia.(include gate valve 100mm) | NO | 8 | 8 | 20160 | 161280 | MAT_Raw | GCF | 12.11 - Suleiman Tadrus-Bill No.2: Force Main Pipeline-2.3.1-d | Air Relief valve 100 mm dia.(include gate valve 100mm) | NO | 8 | 25709.85 | 205678.8 | EGP | MAT_Raw
Qasr Rashwan - Lot B _0208 |  | RFQ-00028 | Mostafa Shourbagi | MEP (Electro Mechanical) | 2024-05-16 | Supply of Valves | Approved | 12.11 - Suleiman Tadrus-Bill No.2: Force Main Pipeline-2.3.1-d | Air Relief valve 100 mm dia.(include gate valve 100mm) | NO | 8 | 8 | 11200 | 89600 | MAT_Raw | GCF | 12.11 - Suleiman Tadrus-Bill No.2: Force Main Pipeline-2.3.1-d | Air Relief valve 100 mm dia.(include gate valve 100mm) | NO | 8 | 9329 | 74632 | EGP | MAT_Raw
Qasr Rashwan - Lot B _0208 |  | RFQ-00028 | Mostafa Shourbagi | MEP (Electro Mechanical) | 2024-05-16 | Supply of Valves | Approved | 12.15 - Suleiman Tadrus-Bill No.3.4: Mechanical Works - Pumping Station-3.4.3-b. | Flanged manually gate valve, dia. 200 mm. | NO | 3 | 3 | 20000 | 60000 | MAT_Raw | GCF | 12.15 - Suleiman Tadrus-Bill No.3.4: Mechanical Works - Pumping Station-3.4.3-b. | Flanged manually gate valve, dia. 200 mm. | NO | 3 | 21394 | 64182 | EGP | MAT_Raw
Qasr Rashwan - Lot B _0208 |  | RFQ-00028 | Mostafa Shourbagi | MEP (Electro Mechanical) | 2024-05-16 | Supply of Valves | Approved | 14.10 - Abou Hussein-BILL NO.1 : SEWAGE NETWORK-1.5.3-a | DI gate valve 300 mm, | NO | 1 | 1 | 44000 | 44000 | MAT_Raw | GCF | 14.10 - Abou Hussein-BILL NO.1 : SEWAGE NETWORK-1.5.3-a | DI gate valve 300 mm, | NO | 1 | 39706.2 | 39706.2 | EGP | MAT_Raw
Qasr Rashwan - Lot B _0208 |  | RFQ-00028 | Mostafa Shourbagi | MEP (Electro Mechanical) | 2024-05-16 | Supply of Valves | Approved | 12.11 - Suleiman Tadrus-Bill No.2: Force Main Pipeline-2.3.1-b | Gate valve 300 mm dia. | NO | 3 | 3 | 44000 | 132000 | MAT_Raw | GCF | 12.11 - Suleiman Tadrus-Bill No.2: Force Main Pipeline-2.3.1-b | Gate valve 300 mm dia. | NO | 3 | 39706.2 | 119118.6 | EGP | MAT_Raw
Qasr Rashwan - Lot B _0208 |  | RFQ-00028 | Mostafa Shourbagi | MEP (Electro Mechanical) | 2024-05-16 | Supply of Valves | Approved | 12.15 - Suleiman Tadrus-Bill No.3.4: Mechanical Works - Pumping Station-3.4.3-c. | Flanged non-return valve, dia. 200 mm. | NO | 3 | 3 | 18400 | 55200 | MAT_Raw | GCF | 12.15 - Suleiman Tadrus-Bill No.3.4: Mechanical Works - Pumping Station-3.4.3-c. | Flanged non-return valve, dia. 200 mm. | NO | 3 | 26448.95 | 79346.85 | EGP | MAT_Raw
Qasr Rashwan - Lot B _0208 |  | RFQ-00028 | Mostafa Shourbagi | MEP (Electro Mechanical) | 2024-05-16 | Supply of Valves | Approved | 10.11 - Abd Al Azeem Al Sofy -Bill No.2: Force Main Pipeline-2.5.1-a | Gate valve 400 mm dia. | NO | 4 | 4 | 96000 | 384000 | MAT_Raw | GCF | 10.11 - Abd Al Azeem Al Sofy -Bill No.2: Force Main Pipeline-2.5.1-a | Gate valve 400 mm dia. | NO | 4 | 70647.7 | 282590.8 | EGP | MAT_Raw
Qasr Rashwan - Lot B _0208 |  | RFQ-00028 | Mostafa Shourbagi | MEP (Electro Mechanical) | 2024-05-16 | Supply of Valves | Approved | 10.11 - Abd Al Azeem Al Sofy -Bill No.2: Force Main Pipeline-2.5.1-b | Gate valve 250mm dia. | NO | 2 | 2 | 32800 | 65600 | MAT_Raw | GCF | 10.11 - Abd Al Azeem Al Sofy -Bill No.2: Force Main Pipeline-2.5.1-b | Gate valve 250mm dia. | NO | 2 | 35157.6 | 70315.2 | EGP | MAT_Raw
Qasr Rashwan - Lot B _0208 |  | RFQ-00028 | Mostafa Shourbagi | MEP (Electro Mechanical) | 2024-05-16 | Supply of Valves | Approved | 13.10 - Salih Shamatah-BILL NO.1: SEWAGE NETWORK-1.5.3-a | DI gate valve 300 mm, | NO | 1 | 1 | 44000 | 44000 | MAT_Raw | GCF | 13.10 - Salih Shamatah-BILL NO.1: SEWAGE NETWORK-1.5.3-a | DI gate valve 300 mm, | NO | 1 | 39706.2 | 39706.2 | EGP | MAT_Raw
Qasr Rashwan - Lot B _0208 |  | RFQ-00028 | Mostafa Shourbagi | MEP (Electro Mechanical) | 2024-05-16 | Supply of Valves | Approved | 13.15 - Salih Shamatah-Bill No.3.4: Mechanical Works - Pumping Station-3.4.3-c. | Flanged non-return valve, dia. 150 mm. | NO | 3 | 3 | 11840 | 35520 | MAT_Raw | GCF | 13.15 - Salih Shamatah-Bill No.3.4: Mechanical Works - Pumping Station-3.4.3-c. | Flanged non-return valve, dia. 150 mm. | NO | 3 | 19718.2 | 59154.6 | EGP | MAT_Raw
Qasr Rashwan - Lot B _0208 |  | RFQ-00030 | Reham Ashraf | Operation | 2024-05-21 | Sewage and Main Force Networks | Approved | 13.11 - Salih Shamatah-Bill No.2: Force Main Pipeline--2.1 | Deep Dewatering according to soil investigation, specification and Engineer instruction. | ECH | 65 | 65 | 1800 | 117000 | OTH | بروج للمقاولات العامة والتوريدات | 13.11 - Salih Shamatah-Bill No.2: Force Main Pipeline--2.1 | Deep Dewatering according to soil investigation, specification and Engineer instruction. | ECH | 65 | 1800 | 117000 | EGP | OTH
Qasr Rashwan - Lot B _0208 |  | RFQ-00030 | Reham Ashraf | Operation | 2024-05-21 | Sewage and Main Force Networks | Approved | 13.11 - Salih Shamatah-Bill No.2: Force Main Pipeline--2.1 | Deep Dewatering according to soil investigation, specification and Engineer instruction. | ECH | 35 | 35 | 984.17 | 34445.95 | OTH | بروج للمقاولات العامة والتوريدات | 13.11 - Salih Shamatah-Bill No.2: Force Main Pipeline--2.1 | Deep Dewatering according to soil investigation, specification and Engineer instruction. | ECH | 35 | 900 | 31500 | EGP | OTH
Qasr Rashwan - Lot B _0208 |  | RFQ-00030 | Reham Ashraf | Operation | 2024-05-21 | Sewage and Main Force Networks | Approved | 14.11 - Abou Hussein-BILL NO.2 : Force Main Pipeline--2.1 | Deep Dewatering according to soil investigation, specification and Engineer instruction. | ECH | 65 | 65 | 1800 | 117000 | OTH | بروج للمقاولات العامة والتوريدات | 14.11 - Abou Hussein-BILL NO.2 : Force Main Pipeline--2.1 | Deep Dewatering according to soil investigation, specification and Engineer instruction. | ECH | 65 | 1800 | 117000 | EGP | OTH
Qasr Rashwan - Lot B _0208 |  | RFQ-00030 | Reham Ashraf | Operation | 2024-05-21 | Sewage and Main Force Networks | Approved | 14.11 - Abou Hussein-BILL NO.2 : Force Main Pipeline--2.1 | Deep Dewatering according to soil investigation, specification and Engineer instruction. | ECH | 35 | 35 | 984.17 | 34445.95 | OTH | بروج للمقاولات العامة والتوريدات | 14.11 - Abou Hussein-BILL NO.2 : Force Main Pipeline--2.1 | Deep Dewatering according to soil investigation, specification and Engineer instruction. | ECH | 35 | 900 | 31500 | EGP | OTH
Qasr Rashwan - Lot B _0208 |  | RFQ-00030 | Reham Ashraf | Operation | 2024-05-21 | Sewage and Main Force Networks | Approved | 11.11 - Abd Al Rahman Ibrahim-Bill No.2: Force Main Pipeline--2.1 | Deep Dewatering according to soil investigation, specification and Engineer instruction. | ECH | 65 | 65 | 1800 | 117000 | OTH | بروج للمقاولات العامة والتوريدات | 11.11 - Abd Al Rahman Ibrahim-Bill No.2: Force Main Pipeline--2.1 | Deep Dewatering according to soil investigation, specification and Engineer instruction. | ECH | 65 | 1800 | 117000 | EGP | OTH
Qasr Rashwan - Lot B _0208 |  | RFQ-00030 | Reham Ashraf | Operation | 2024-05-21 | Sewage and Main Force Networks | Approved | 11.11 - Abd Al Rahman Ibrahim-Bill No.2: Force Main Pipeline--2.1 | Deep Dewatering according to soil investigation, specification and Engineer instruction. | ECH | 35 | 35 | 984.17 | 34445.95 | OTH | بروج للمقاولات العامة والتوريدات | 11.11 - Abd Al Rahman Ibrahim-Bill No.2: Force Main Pipeline--2.1 | Deep Dewatering according to soil investigation, specification and Engineer instruction. | ECH | 35 | 900 | 31500 | EGP | OTH
Qasr Rashwan - Lot B _0208 |  | RFQ-00030 | Reham Ashraf | Operation | 2024-05-21 | Sewage and Main Force Networks | Approved | 12.10 - Suleiman Tadrus-BILL NO.1: SEWAGE NETWORK--1.9 | Deep Dewatering according to soil investigation, specification and Engineer instruction. | ECH | 3900 | 3900 | 1800 | 7020000 | OTH | بروج للمقاولات العامة والتوريدات | 12.10 - Suleiman Tadrus-BILL NO.1: SEWAGE NETWORK--1.9 | Deep Dewatering according to soil investigation, specification and Engineer instruction. | ECH | 3900 | 1800 | 7020000 | EGP | OTH
Qasr Rashwan - Lot B _0208 |  | RFQ-00030 | Reham Ashraf | Operation | 2024-05-21 | Sewage and Main Force Networks | Approved | 12.10 - Suleiman Tadrus-BILL NO.1: SEWAGE NETWORK--1.9 | Deep Dewatering according to soil investigation, specification and Engineer instruction. | ECH | 2100 | 2100 | 984.17 | 2066757 | OTH | بروج للمقاولات العامة والتوريدات | 12.10 - Suleiman Tadrus-BILL NO.1: SEWAGE NETWORK--1.9 | Deep Dewatering according to soil investigation, specification and Engineer instruction. | ECH | 2100 | 900 | 1890000 | EGP | OTH
Qasr Rashwan - Lot B _0208 |  | RFQ-00030 | Reham Ashraf | Operation | 2024-05-21 | Sewage and Main Force Networks | Approved | 15.11 - Al Burm-Bill No. 2: Force Main Pipeline--2.8 | Deep Dewatering according to soil investigation, specification and Engineer instruction. | ECH | 325 | 325 | 1800 | 585000 | OTH | بروج للمقاولات العامة والتوريدات | 15.11 - Al Burm-Bill No. 2: Force Main Pipeline--2.8 | Deep Dewatering according to soil investigation, specification and Engineer instruction. | ECH | 325 | 1800 | 585000 | EGP | OTH
Qasr Rashwan - Lot B _0208 |  | RFQ-00030 | Reham Ashraf | Operation | 2024-05-21 | Sewage and Main Force Networks | Approved | 15.11 - Al Burm-Bill No. 2: Force Main Pipeline--2.8 | Deep Dewatering according to soil investigation, specification and Engineer instruction. | ECH | 175 | 175 | 984.17 | 172229.75 | OTH | بروج للمقاولات العامة والتوريدات | 15.11 - Al Burm-Bill No. 2: Force Main Pipeline--2.8 | Deep Dewatering according to soil investigation, specification and Engineer instruction. | ECH | 175 | 900 | 157500 | EGP | OTH
Qasr Rashwan - Lot B _0208 |  | RFQ-00030 | Reham Ashraf | Operation | 2024-05-21 | Sewage and Main Force Networks | Approved | 15.10 - Al Burm-BILL NO. 1: SEWAGE NETWORK--1.8 | Deep Dewatering according to soil investigation, specification and Engineer instruction. | ECH | 1235 | 1235 | 1800 | 2223000 | OTH | بروج للمقاولات العامة والتوريدات | 15.10 - Al Burm-BILL NO. 1: SEWAGE NETWORK--1.8 | Deep Dewatering according to soil investigation, specification and Engineer instruction. | ECH | 1235 | 1800 | 2223000 | EGP | OTH
Qasr Rashwan - Lot B _0208 |  | RFQ-00030 | Reham Ashraf | Operation | 2024-05-21 | Sewage and Main Force Networks | Approved | 15.10 - Al Burm-BILL NO. 1: SEWAGE NETWORK--1.8 | Deep Dewatering according to soil investigation, specification and Engineer instruction. | ECH | 665 | 665 | 984.17 | 654473.05 | OTH | بروج للمقاولات العامة والتوريدات | 15.10 - Al Burm-BILL NO. 1: SEWAGE NETWORK--1.8 | Deep Dewatering according to soil investigation, specification and Engineer instruction. | ECH | 665 | 900 | 598500 | EGP | OTH
Qasr Rashwan - Lot B _0208 |  | RFQ-00030 | Reham Ashraf | Operation | 2024-05-21 | Sewage and Main Force Networks | Approved | 11.10 - Abd Al Rahman Ibrahim-BILL NO.1: SEWAGE NETWORK--1.7 | Excavation in rock as specified in the Contract Documents. | ECH | 25 | 25 | 346.67 | 8666.75 | OTH | بروج للمقاولات العامة والتوريدات | 11.10 - Abd Al Rahman Ibrahim-BILL NO.1: SEWAGE NETWORK--1.7 | Excavation in rock as specified in the Contract Documents. | ECH | 25 | 500 | 12500 | EGP | OTH
Qasr Rashwan - Lot B _0208 |  | RFQ-00030 | Reham Ashraf | Operation | 2024-05-21 | Sewage and Main Force Networks | Approved | 13.10 - Salih Shamatah-BILL NO.1: SEWAGE NETWORK--1.7 | Excavation in rock as specified in the Contract Documents. | ECH | 30 | 30 | 346.67 | 10400.1 | OTH | بروج للمقاولات العامة والتوريدات | 13.10 - Salih Shamatah-BILL NO.1: SEWAGE NETWORK--1.7 | Excavation in rock as specified in the Contract Documents. | ECH | 30 | 500 | 15000 | EGP | OTH
Qasr Rashwan - Lot B _0208 |  | RFQ-00030 | Reham Ashraf | Operation | 2024-05-21 | Sewage and Main Force Networks | Approved | 10.10 - Abd Al Azeem Al Sofy -BILL NO.1: SEWAGE NETWORK--1.8 | Excavation in rock as specified in the Contract Documents. | ECH | 30 | 30 | 346.67 | 10400.1 | OTH | بروج للمقاولات العامة والتوريدات | 10.10 - Abd Al Azeem Al Sofy -BILL NO.1: SEWAGE NETWORK--1.8 | Excavation in rock as specified in the Contract Documents. | ECH | 30 | 500 | 15000 | EGP | OTH
Qasr Rashwan - Lot B _0208 |  | RFQ-00030 | Reham Ashraf | Operation | 2024-05-21 | Sewage and Main Force Networks | Approved | 10.11 - Abd Al Azeem Al Sofy -Bill No.2: Force Main Pipeline-2.9- | Excavation in rock according to soil and as specified in the Contract Documents. | ECH | 20 | 20 | 346 | 6920 | OTH | بروج للمقاولات العامة والتوريدات | 10.11 - Abd Al Azeem Al Sofy -Bill No.2: Force Main Pipeline-2.9- | Excavation in rock according to soil and as specified in the Contract Documents. | ECH | 20 | 500 | 10000 | EGP | OTH
Qasr Rashwan - Lot B _0208 |  | RFQ-00030 | Reham Ashraf | Operation | 2024-05-21 | Sewage and Main Force Networks | Approved | 14.10 - Abou Hussein-BILL NO.1 : SEWAGE NETWORK--1.7 | Excavation in rock as specified in the Contract Documents. | ECH | 25 | 25 | 346.67 | 8666.75 | OTH | بروج للمقاولات العامة والتوريدات | 14.10 - Abou Hussein-BILL NO.1 : SEWAGE NETWORK--1.7 | Excavation in rock as specified in the Contract Documents. | ECH | 25 | 500 | 12500 | EGP | OTH
Qasr Rashwan - Lot B _0208 |  | RFQ-00030 | Reham Ashraf | Operation | 2024-05-21 | Sewage and Main Force Networks | Approved | 12.11 - Suleiman Tadrus-Bill No.2: Force Main Pipeline--2.8 | Excavation in rock according to soil and as specified in the Contract Documents. | ECH | 20 | 20 | 346 | 6920 | OTH | بروج للمقاولات العامة والتوريدات | 12.11 - Suleiman Tadrus-Bill No.2: Force Main Pipeline--2.8 | Excavation in rock according to soil and as specified in the Contract Documents. | ECH | 20 | 500 | 10000 | EGP | OTH
Qasr Rashwan - Lot B _0208 |  | RFQ-00030 | Reham Ashraf | Operation | 2024-05-21 | Sewage and Main Force Networks | Approved | 13.11 - Salih Shamatah-Bill No.2: Force Main Pipeline--2.9 | Excavation in rock according to soil and as specified in the Contract Documents. | ECH | 20 | 20 | 346 | 6920 | OTH | بروج للمقاولات العامة والتوريدات | 13.11 - Salih Shamatah-Bill No.2: Force Main Pipeline--2.9 | Excavation in rock according to soil and as specified in the Contract Documents. | ECH | 20 | 500 | 10000 | EGP | OTH
Qasr Rashwan - Lot B _0208 |  | RFQ-00030 | Reham Ashraf | Operation | 2024-05-21 | Sewage and Main Force Networks | Approved | 14.11 - Abou Hussein-BILL NO.2 : Force Main Pipeline--2.9 | Excavation in rock according to soil and as specified in the Contract Documents. | ECH | 20 | 20 | 346 | 6920 | OTH | بروج للمقاولات العامة والتوريدات | 14.11 - Abou Hussein-BILL NO.2 : Force Main Pipeline--2.9 | Excavation in rock according to soil and as specified in the Contract Documents. | ECH | 20 | 500 | 10000 | EGP | OTH
Qasr Rashwan - Lot B _0208 |  | RFQ-00030 | Reham Ashraf | Operation | 2024-05-21 | Sewage and Main Force Networks | Approved | 11.11 - Abd Al Rahman Ibrahim-Bill No.2: Force Main Pipeline--2.9 | Excavation in rock according to soil and as specified in the Contract Documents. | ECH | 20 | 20 | 346 | 6920 | OTH | بروج للمقاولات العامة والتوريدات | 11.11 - Abd Al Rahman Ibrahim-Bill No.2: Force Main Pipeline--2.9 | Excavation in rock according to soil and as specified in the Contract Documents. | ECH | 20 | 500 | 10000 | EGP | OTH
Qasr Rashwan - Lot B _0208 |  | RFQ-00030 | Reham Ashraf | Operation | 2024-05-21 | Sewage and Main Force Networks | Approved | 12.10 - Suleiman Tadrus-BILL NO.1: SEWAGE NETWORK--1.8 | Excavation in rock as specified in the Contract Documents. | ECH | 50 | 50 | 346.67 | 17333.5 | OTH | بروج للمقاولات العامة والتوريدات | 12.10 - Suleiman Tadrus-BILL NO.1: SEWAGE NETWORK--1.8 | Excavation in rock as specified in the Contract Documents. | ECH | 50 | 500 | 25000 | EGP | OTH
Qasr Rashwan - Lot B _0208 |  | RFQ-00030 | Reham Ashraf | Operation | 2024-05-21 | Sewage and Main Force Networks | Approved | 15.10 - Al Burm-BILL NO. 1: SEWAGE NETWORK--1.7 | Excavation in rock as specified in the Contract Documents. | ECH | 25 | 25 | 346.67 | 8666.75 | OTH | بروج للمقاولات العامة والتوريدات | 15.10 - Al Burm-BILL NO. 1: SEWAGE NETWORK--1.7 | Excavation in rock as specified in the Contract Documents. | ECH | 25 | 500 | 12500 | EGP | OTH
Qasr Rashwan - Lot B _0208 |  | RFQ-00030 | Reham Ashraf | Operation | 2024-05-21 | Sewage and Main Force Networks | Approved | 15.11 - Al Burm-Bill No. 2: Force Main Pipeline--2.7 | Excavation in rock according to soil and as specified in the Contract Documents. | ECH | 20 | 20 | 346 | 6920 | OTH | بروج للمقاولات العامة والتوريدات | 15.11 - Al Burm-Bill No. 2: Force Main Pipeline--2.7 | Excavation in rock according to soil and as specified in the Contract Documents. | ECH | 20 | 500 | 10000 | EGP | OTH
Qasr Rashwan - Lot B _0208 |  | RFQ-00028 | Mostafa Shourbagi | MEP (Electro Mechanical) | 2024-05-16 | Supply of Valves | Approved | 15.11 - Al Burm-Bill No. 2: Force Main Pipeline-2.3.1-e | Air Relief valve 100 mm dia.(include gate valve 100mm) | NO | 3 | 3 | 20160 | 60480 | MAT_Raw | GCF | 15.11 - Al Burm-Bill No. 2: Force Main Pipeline-2.3.1-e | Air Relief valve 100 mm dia.(include gate valve 100mm) | NO | 3 | 25709.85 | 77129.55 | EGP | MAT_Raw
Qasr Rashwan - Lot B _0208 |  | RFQ-00028 | Mostafa Shourbagi | MEP (Electro Mechanical) | 2024-05-16 | Supply of Valves | Approved | 15.11 - Al Burm-Bill No. 2: Force Main Pipeline-2.3.1-e | Air Relief valve 100 mm dia.(include gate valve 100mm) | NO | 3 | 3 | 11200 | 33600 | MAT_Raw | GCF | 15.11 - Al Burm-Bill No. 2: Force Main Pipeline-2.3.1-e | Air Relief valve 100 mm dia.(include gate valve 100mm) | NO | 3 | 9329 | 27987 | EGP | MAT_Raw
Qasr Rashwan - Lot B _0208 |  | RFQ-00028 | Mostafa Shourbagi | MEP (Electro Mechanical) | 2024-05-16 | Supply of Valves | Approved | 13.11 - Salih Shamatah-Bill No.2: Force Main Pipeline-2.3.1-b | Gate valve 200 mm dia. | NO | 3 | 3 | 20000 | 60000 | MAT_Raw | GCF | 13.11 - Salih Shamatah-Bill No.2: Force Main Pipeline-2.3.1-b | Gate valve 200 mm dia. | NO | 3 | 21394 | 64182 | EGP | MAT_Raw
Qasr Rashwan - Lot B _0208 |  | RFQ-00028 | Mostafa Shourbagi | MEP (Electro Mechanical) | 2024-05-16 | Supply of Valves | Approved | 15.11 - Al Burm-Bill No. 2: Force Main Pipeline-2.3.1-a | Non- return valve 250 mm dia. | NO | 1 | 1 | 24000 | 24000 | MAT_Raw | GCF | 15.11 - Al Burm-Bill No. 2: Force Main Pipeline-2.3.1-a | Non- return valve 250 mm dia. | NO | 1 | 44954.95 | 44954.95 | EGP | MAT_Raw
Qasr Rashwan - Lot B _0208 |  | RFQ-00028 | Mostafa Shourbagi | MEP (Electro Mechanical) | 2024-05-16 | Supply of Valves | Approved | 15.11 - Al Burm-Bill No. 2: Force Main Pipeline-2.3.1-b | Gate valve 250 mm dia. | NO | 1 | 1 | 32800 | 32800 | MAT_Raw | GCF | 15.11 - Al Burm-Bill No. 2: Force Main Pipeline-2.3.1-b | Gate valve 250 mm dia. | NO | 1 | 35157.6 | 35157.6 | EGP | MAT_Raw
Qasr Rashwan - Lot B _0208 |  | RFQ-00028 | Mostafa Shourbagi | MEP (Electro Mechanical) | 2024-05-16 | Supply of Valves | Approved | 13.11 - Salih Shamatah-Bill No.2: Force Main Pipeline-2.3.1-a | Non- return valve 200 mm dia. | NO | 1 | 1 | 18400 | 18400 | MAT_Raw | GCF | 13.11 - Salih Shamatah-Bill No.2: Force Main Pipeline-2.3.1-a | Non- return valve 200 mm dia. | NO | 1 | 26448.95 | 26448.95 | EGP | MAT_Raw
Qasr Rashwan - Lot B _0208 |  | RFQ-00028 | Mostafa Shourbagi | MEP (Electro Mechanical) | 2024-05-16 | Supply of Valves | Approved | 11.15 - Abd Al Rahman Ibrahim-Bill No.3.4: Mechanical Works - Pumping Station-3.4.3-c. | Flanged non-return valve, dia. 200 mm. | NO | 3 | 3 | 18400 | 55200 | MAT_Raw | GCF | 11.15 - Abd Al Rahman Ibrahim-Bill No.3.4: Mechanical Works - Pumping Station-3.4.3-c. | Flanged non-return valve, dia. 200 mm. | NO | 3 | 26448.95 | 79346.85 | EGP | MAT_Raw
Qasr Rashwan - Lot B _0208 |  | RFQ-00028 | Mostafa Shourbagi | MEP (Electro Mechanical) | 2024-05-16 | Supply of Valves | Approved | 10.11 - Abd Al Azeem Al Sofy -Bill No.2: Force Main Pipeline-2.3.1-c | Gate valve 250 mm dia. | NO | 1 | 1 | 32800 | 32800 | MAT_Raw | GCF | 10.11 - Abd Al Azeem Al Sofy -Bill No.2: Force Main Pipeline-2.3.1-c | Gate valve 250 mm dia. | NO | 1 | 35157.6 | 35157.6 | EGP | MAT_Raw
Qasr Rashwan - Lot B _0208 |  | RFQ-00028 | Mostafa Shourbagi | MEP (Electro Mechanical) | 2024-05-16 | Supply of Valves | Approved | 10.11 - Abd Al Azeem Al Sofy -Bill No.2: Force Main Pipeline-2.3.1-e | Air Relief valve 100 mm dia.(include gate valve 100mm) | NO | 5 | 5 | 20160 | 100800 | MAT_Raw | GCF | 10.11 - Abd Al Azeem Al Sofy -Bill No.2: Force Main Pipeline-2.3.1-e | Air Relief valve 100 mm dia.(include gate valve 100mm) | NO | 5 | 25709.85 | 128549.25 | EGP | MAT_Raw
Qasr Rashwan - Lot B _0208 |  | RFQ-00028 | Mostafa Shourbagi | MEP (Electro Mechanical) | 2024-05-16 | Supply of Valves | Approved | 13.11 - Salih Shamatah-Bill No.2: Force Main Pipeline-2.5.1-a | Gate valve 200mm dia. | NO | 1 | 1 | 20000 | 20000 | MAT_Raw | GCF | 13.11 - Salih Shamatah-Bill No.2: Force Main Pipeline-2.5.1-a | Gate valve 200mm dia. | NO | 1 | 21394 | 21394 | EGP | MAT_Raw
Qasr Rashwan - Lot B _0208 |  | RFQ-00028 | Mostafa Shourbagi | MEP (Electro Mechanical) | 2024-05-16 | Supply of Valves | Approved | 14.11 - Abou Hussein-BILL NO.2 : Force Main Pipeline-2.5.1-a | Gate valve 200mm dia. | NO | 1 | 1 | 20000 | 20000 | MAT_Raw | GCF | 14.11 - Abou Hussein-BILL NO.2 : Force Main Pipeline-2.5.1-a | Gate valve 200mm dia. | NO | 1 | 21394 | 21394 | EGP | MAT_Raw
Qasr Rashwan - Lot B _0208 |  | RFQ-00028 | Mostafa Shourbagi | MEP (Electro Mechanical) | 2024-05-16 | Supply of Valves | Approved | 10.11 - Abd Al Azeem Al Sofy -Bill No.2: Force Main Pipeline-2.3.1-e | Air Relief valve 100 mm dia.(include gate valve 100mm) | NO | 5 | 5 | 11200 | 56000 | MAT_Raw | GCF | 10.11 - Abd Al Azeem Al Sofy -Bill No.2: Force Main Pipeline-2.3.1-e | Air Relief valve 100 mm dia.(include gate valve 100mm) | NO | 5 | 9329 | 46645 | EGP | MAT_Raw
Qasr Rashwan - Lot B _0208 |  | RFQ-00028 | Mostafa Shourbagi | MEP (Electro Mechanical) | 2024-05-16 | Supply of Valves | Approved | 11.15 - Abd Al Rahman Ibrahim-Bill No.3.4: Mechanical Works - Pumping Station-3.4.3-b. | Flanged manually gate valve, dia. 200 mm. | NO | 3 | 3 | 20000 | 60000 | MAT_Raw | GCF | 11.15 - Abd Al Rahman Ibrahim-Bill No.3.4: Mechanical Works - Pumping Station-3.4.3-b. | Flanged manually gate valve, dia. 200 mm. | NO | 3 | 21394 | 64182 | EGP | MAT_Raw
Qasr Rashwan - Lot B _0208 |  | RFQ-00028 | Mostafa Shourbagi | MEP (Electro Mechanical) | 2024-05-16 | Supply of Valves | Approved | 11.11 - Abd Al Rahman Ibrahim-Bill No.2: Force Main Pipeline-2.5.1-a | Gate valve 350mm dia. | NO | 4 | 4 | 72000 | 288000 | MAT_Raw | GCF | 11.11 - Abd Al Rahman Ibrahim-Bill No.2: Force Main Pipeline-2.5.1-a | Gate valve 350mm dia. | NO | 4 | 61117.3 | 244469.2 | EGP | MAT_Raw
Qasr Rashwan - Lot B _0208 |  | RFQ-00028 | Mostafa Shourbagi | MEP (Electro Mechanical) | 2024-05-16 | Supply of Valves | Approved | 11.11 - Abd Al Rahman Ibrahim-Bill No.2: Force Main Pipeline-2.3.1-d | Air Relief valve 100 mm dia.(include gate valve 100mm) | NO | 6 | 6 | 20160 | 120960 | MAT_Raw | GCF | 11.11 - Abd Al Rahman Ibrahim-Bill No.2: Force Main Pipeline-2.3.1-d | Air Relief valve 100 mm dia.(include gate valve 100mm) | NO | 6 | 25709.85 | 154259.1 | EGP | MAT_Raw
Qasr Rashwan - Lot B _0208 |  | RFQ-00028 | Mostafa Shourbagi | MEP (Electro Mechanical) | 2024-05-16 | Supply of Valves | Approved | 11.11 - Abd Al Rahman Ibrahim-Bill No.2: Force Main Pipeline-2.3.1-d | Air Relief valve 100 mm dia.(include gate valve 100mm) | NO | 6 | 6 | 11200 | 67200 | MAT_Raw | GCF | 11.11 - Abd Al Rahman Ibrahim-Bill No.2: Force Main Pipeline-2.3.1-d | Air Relief valve 100 mm dia.(include gate valve 100mm) | NO | 6 | 9329 | 55974 | EGP | MAT_Raw
Qasr Rashwan - Lot B _0208 |  | RFQ-00028 | Mostafa Shourbagi | MEP (Electro Mechanical) | 2024-05-16 | Supply of Valves | Approved | 11.11 - Abd Al Rahman Ibrahim-Bill No.2: Force Main Pipeline-2.5.1-b | Gate valve 300mm dia. | NO | 1 | 1 | 44000 | 44000 | MAT_Raw | GCF | 11.11 - Abd Al Rahman Ibrahim-Bill No.2: Force Main Pipeline-2.5.1-b | Gate valve 300mm dia. | NO | 1 | 39706.2 | 39706.2 | EGP | MAT_Raw
Qasr Rashwan - Lot B _0208 |  | RFQ-00028 | Mostafa Shourbagi | MEP (Electro Mechanical) | 2024-05-16 | Supply of Valves | Approved | 11.11 - Abd Al Rahman Ibrahim-Bill No.2: Force Main Pipeline-2.5.1-c | Gate valve 200mm dia. | NO | 1 | 1 | 20000 | 20000 | MAT_Raw | GCF | 11.11 - Abd Al Rahman Ibrahim-Bill No.2: Force Main Pipeline-2.5.1-c | Gate valve 200mm dia. | NO | 1 | 21394 | 21394 | EGP | MAT_Raw
Qasr Rashwan - Lot B _0208 |  | RFQ-00028 | Mostafa Shourbagi | MEP (Electro Mechanical) | 2024-05-16 | Supply of Valves | Approved | 14.11 - Abou Hussein-BILL NO.2 : Force Main Pipeline-2.3.1-c | washout 150 mm dia. | NO | 2 | 2 | 14720 | 29440 | MAT_Raw | GCF | 14.11 - Abou Hussein-BILL NO.2 : Force Main Pipeline-2.3.1-c | washout 150 mm dia. | NO | 2 | 16178.5 | 32357 | EGP | MAT_Raw
Qasr Rashwan - Lot B _0208 |  | RFQ-00028 | Mostafa Shourbagi | MEP (Electro Mechanical) | 2024-05-16 | Supply of Valves | Approved | 15.11 - Al Burm-Bill No. 2: Force Main Pipeline-2.5.1-b | washout 150mm dia. | NO | 1 | 1 | 14720 | 14720 | MAT_Raw | GCF | 15.11 - Al Burm-Bill No. 2: Force Main Pipeline-2.5.1-b | washout 150mm dia. | NO | 1 | 16178.5 | 16178.5 | EGP | MAT_Raw
Qasr Rashwan - Lot B _0208 |  | RFQ-00028 | Mostafa Shourbagi | MEP (Electro Mechanical) | 2024-05-16 | Supply of Valves | Approved | 12.11 - Suleiman Tadrus-Bill No.2: Force Main Pipeline-2.5.1-c | washout 150mm dia. | NO | 3 | 3 | 14720 | 44160 | MAT_Raw | GCF | 12.11 - Suleiman Tadrus-Bill No.2: Force Main Pipeline-2.5.1-c | washout 150mm dia. | NO | 3 | 16178.5 | 48535.5 | EGP | MAT_Raw
Qasr Rashwan - Lot B _0208 |  | RFQ-00028 | Mostafa Shourbagi | MEP (Electro Mechanical) | 2024-05-16 | Supply of Valves | Approved | 12.11 - Suleiman Tadrus-Bill No.2: Force Main Pipeline-2.3.1-c | washout 150 mm dia. | NO | 3 | 3 | 14720 | 44160 | MAT_Raw | GCF | 12.11 - Suleiman Tadrus-Bill No.2: Force Main Pipeline-2.3.1-c | washout 150 mm dia. | NO | 3 | 16178.5 | 48535.5 | EGP | MAT_Raw
Qasr Rashwan - Lot B _0208 |  | RFQ-00028 | Mostafa Shourbagi | MEP (Electro Mechanical) | 2024-05-16 | Supply of Valves | Approved | 10.11 - Abd Al Azeem Al Sofy -Bill No.2: Force Main Pipeline-2.5.1-c | washout 150mm dia. | NO | 3 | 3 | 14720 | 44160 | MAT_Raw | GCF | 10.11 - Abd Al Azeem Al Sofy -Bill No.2: Force Main Pipeline-2.5.1-c | washout 150mm dia. | NO | 3 | 16178.5 | 48535.5 | EGP | MAT_Raw
Qasr Rashwan - Lot B _0208 |  | RFQ-00028 | Mostafa Shourbagi | MEP (Electro Mechanical) | 2024-05-16 | Supply of Valves | Approved | 13.15 - Salih Shamatah-Bill No.3.4: Mechanical Works - Pumping Station-3.4.3-b. | Flanged manually gate valve, dia. 150 mm. | NO | 3 | 3 | 14720 | 44160 | MAT_Raw | GCF | 13.15 - Salih Shamatah-Bill No.3.4: Mechanical Works - Pumping Station-3.4.3-b. | Flanged manually gate valve, dia. 150 mm. | NO | 3 | 16178.5 | 48535.5 | EGP | MAT_Raw
Qasr Rashwan - Lot B _0208 |  | RFQ-00028 | Mostafa Shourbagi | MEP (Electro Mechanical) | 2024-05-16 | Supply of Valves | Approved | 14.15 - Abou Hussein-Bill No.3.4: Mechanical Works - Pumping Station-3.4.3-b. | Flanged manually gate valve, dia. 150 mm. | NO | 3 | 3 | 14720 | 44160 | MAT_Raw | GCF | 14.15 - Abou Hussein-Bill No.3.4: Mechanical Works - Pumping Station-3.4.3-b. | Flanged manually gate valve, dia. 150 mm. | NO | 3 | 16178.5 | 48535.5 | EGP | MAT_Raw
Qasr Rashwan - Lot B _0208 |  | RFQ-00028 | Mostafa Shourbagi | MEP (Electro Mechanical) | 2024-05-16 | Supply of Valves | Approved | 13.11 - Salih Shamatah-Bill No.2: Force Main Pipeline-2.3.1-c | washout 150 mm dia. | NO | 3 | 3 | 14720 | 44160 | MAT_Raw | GCF | 13.11 - Salih Shamatah-Bill No.2: Force Main Pipeline-2.3.1-c | washout 150 mm dia. | NO | 3 | 16178.5 | 48535.5 | EGP | MAT_Raw
Qasr Rashwan - Lot B _0208 |  | RFQ-00028 | Mostafa Shourbagi | MEP (Electro Mechanical) | 2024-05-16 | Supply of Valves | Approved | 15.11 - Al Burm-Bill No. 2: Force Main Pipeline-2.3.1-d | washout 150 mm dia. | NO | 1 | 1 | 14720 | 14720 | MAT_Raw | GCF | 15.11 - Al Burm-Bill No. 2: Force Main Pipeline-2.3.1-d | washout 150 mm dia. | NO | 1 | 16178.5 | 16178.5 | EGP | MAT_Raw
Qasr Rashwan - Lot B _0208 |  | RFQ-00028 | Mostafa Shourbagi | MEP (Electro Mechanical) | 2024-05-16 | Supply of Valves | Approved | 10.11 - Abd Al Azeem Al Sofy -Bill No.2: Force Main Pipeline-2.3.1-d | washout 150 mm dia. | NO | 3 | 3 | 14720 | 44160 | MAT_Raw | GCF | 10.11 - Abd Al Azeem Al Sofy -Bill No.2: Force Main Pipeline-2.3.1-d | washout 150 mm dia. | NO | 3 | 16178.5 | 48535.5 | EGP | MAT_Raw
Qasr Rashwan - Lot B _0208 |  | RFQ-00028 | Mostafa Shourbagi | MEP (Electro Mechanical) | 2024-05-16 | Supply of Valves | Approved | 13.11 - Salih Shamatah-Bill No.2: Force Main Pipeline-2.5.1-b | washout 150mm dia. | NO | 1 | 1 | 14720 | 14720 | MAT_Raw | GCF | 13.11 - Salih Shamatah-Bill No.2: Force Main Pipeline-2.5.1-b | washout 150mm dia. | NO | 1 | 16178.5 | 16178.5 | EGP | MAT_Raw
Qasr Rashwan - Lot B _0208 |  | RFQ-00028 | Mostafa Shourbagi | MEP (Electro Mechanical) | 2024-05-16 | Supply of Valves | Approved | 14.11 - Abou Hussein-BILL NO.2 : Force Main Pipeline-2.5.1-b | washout 150mm dia. | NO | 1 | 1 | 14720 | 14720 | MAT_Raw | GCF | 14.11 - Abou Hussein-BILL NO.2 : Force Main Pipeline-2.5.1-b | washout 150mm dia. | NO | 1 | 16178.5 | 16178.5 | EGP | MAT_Raw
Qasr Rashwan - Lot B _0208 |  | RFQ-00028 | Mostafa Shourbagi | MEP (Electro Mechanical) | 2024-05-16 | Supply of Valves | Approved | 11.11 - Abd Al Rahman Ibrahim-Bill No.2: Force Main Pipeline-2.3.1-c | washout 150 mm dia. | NO | 2 | 2 | 14720 | 29440 | MAT_Raw | GCF | 11.11 - Abd Al Rahman Ibrahim-Bill No.2: Force Main Pipeline-2.3.1-c | washout 150 mm dia. | NO | 2 | 16178.5 | 32357 | EGP | MAT_Raw
Qasr Rashwan - Lot B _0208 |  | RFQ-00028 | Mostafa Shourbagi | MEP (Electro Mechanical) | 2024-05-16 | Supply of Valves | Approved | 11.11 - Abd Al Rahman Ibrahim-Bill No.2: Force Main Pipeline-2.5.1-d | washout 150mm dia. | NO | 6 | 6 | 14720 | 88320 | MAT_Raw | GCF | 11.11 - Abd Al Rahman Ibrahim-Bill No.2: Force Main Pipeline-2.5.1-d | washout 150mm dia. | NO | 6 | 16178.5 | 97071 | EGP | MAT_Raw
Qasr Rashwan - Lot B _0208 |  | RFQ-00028 | Mostafa Shourbagi | MEP (Electro Mechanical) | 2024-05-16 | Supply of Valves | Approved | 11.11 - Abd Al Rahman Ibrahim-Bill No.2: Force Main Pipeline-2.3.1-a | Non- return valve 350 mm dia. | NO | 1 | 1 | 51520 | 51520 | MAT_Raw | GCF | 11.11 - Abd Al Rahman Ibrahim-Bill No.2: Force Main Pipeline-2.3.1-a | Non- return valve 350 mm dia. | NO | 1 | 64258.95 | 64258.95 | EGP | MAT_Raw
Qasr Rashwan - Lot B _0208 |  | RFQ-00028 | Mostafa Shourbagi | MEP (Electro Mechanical) | 2024-05-16 | Supply of Valves | Approved | 10.11 - Abd Al Azeem Al Sofy -Bill No.2: Force Main Pipeline-2.3.1-a | Non- return valve 400 mm dia. | NO | 1 | 1 | 68000 | 68000 | MAT_Raw | GCF | 10.11 - Abd Al Azeem Al Sofy -Bill No.2: Force Main Pipeline-2.3.1-a | Non- return valve 400 mm dia. | NO | 1 | 82732.65 | 82732.65 | EGP | MAT_Raw
Qasr Rashwan - Lot B _0208 |  | RFQ-00028 | Mostafa Shourbagi | MEP (Electro Mechanical) | 2024-05-16 | Supply of Valves | Approved | 10.15 - Abd Al Azeem Al Sofy -Bill No.3.4: Mechanical Works - Pumping Station-3.4.3-c. | Flanged non-return valve, dia. 300 mm. | NO | 3 | 3 | 43520 | 130560 | MAT_Raw | GCF | 10.15 - Abd Al Azeem Al Sofy -Bill No.3.4: Mechanical Works - Pumping Station-3.4.3-c. | Flanged non-return valve, dia. 300 mm. | NO | 3 | 51821.55 | 155464.65 | EGP | MAT_Raw
Qasr Rashwan - Lot B _0208 |  | RFQ-00030 | Reham Ashraf | Operation | 2024-05-21 | Sewage and Main Force Networks | Approved | 10.10 - Abd Al Azeem Al Sofy -BILL NO.1: SEWAGE NETWORK-1.1.2-a.1 | Ditto, depth to invert between 1.51 m and 2.50 m | MTR | 115 | 115 | 1466.38 | 168633.7 | OTH | بروج للمقاولات العامة والتوريدات | 10.10 - Abd Al Azeem Al Sofy -BILL NO.1: SEWAGE NETWORK-1.1.2-a.1 | Ditto, depth to invert between 1.51 m and 2.50 m | MTR | 115 | 1400 | 161000 | EGP | OTH
Qasr Rashwan - Lot B _0208 |  | RFQ-00030 | Reham Ashraf | Operation | 2024-05-21 | Sewage and Main Force Networks | Approved | 12.11 - Suleiman Tadrus-Bill No.2: Force Main Pipeline--2.7 | Supply and filling by clean sand between the existing covered waterways and the forcemain pipe covered by concrete encasement | ECH | 50 | 50 | 250 | 12500 | OTH | بروج للمقاولات العامة والتوريدات | 12.11 - Suleiman Tadrus-Bill No.2: Force Main Pipeline--2.7 | Supply and filling by clean sand between the existing covered waterways and the forcemain pipe covered by concrete encasement | ECH | 50 | 160 | 8000 | EGP | OTH
Qasr Rashwan - Lot B _0208 |  | RFQ-00030 | Reham Ashraf | Operation | 2024-05-21 | Sewage and Main Force Networks | Approved | 13.11 - Salih Shamatah-Bill No.2: Force Main Pipeline--2.8 | Supply and filling by clean sand between the existing covered waterways and the forcemain pipe covered by concrete encasement | ECH | 100 | 100 | 250 | 25000 | OTH | بروج للمقاولات العامة والتوريدات | 13.11 - Salih Shamatah-Bill No.2: Force Main Pipeline--2.8 | Supply and filling by clean sand between the existing covered waterways and the forcemain pipe covered by concrete encasement | ECH | 100 | 160 | 16000 | EGP | OTH
Qasr Rashwan - Lot B _0208 |  | RFQ-00030 | Reham Ashraf | Operation | 2024-05-21 | Sewage and Main Force Networks | Approved | 11.11 - Abd Al Rahman Ibrahim-Bill No.2: Force Main Pipeline--2.8 | Supply and filling by clean sand between the existing covered waterways and the forcemain pipe covered by concrete encasement | ECH | 200 | 200 | 250 | 50000 | OTH | بروج للمقاولات العامة والتوريدات | 11.11 - Abd Al Rahman Ibrahim-Bill No.2: Force Main Pipeline--2.8 | Supply and filling by clean sand between the existing covered waterways and the forcemain pipe covered by concrete encasement | ECH | 200 | 160 | 32000 | EGP | OTH
Qasr Rashwan - Lot B _0208 |  | RFQ-00030 | Reham Ashraf | Operation | 2024-05-21 | Sewage and Main Force Networks | Approved | 14.11 - Abou Hussein-BILL NO.2 : Force Main Pipeline--2.8 | Supply and filling by clean sand between the existing covered waterways and the forcemain pipe covered by concrete encasement | ECH | 50 | 50 | 250 | 12500 | OTH | بروج للمقاولات العامة والتوريدات | 14.11 - Abou Hussein-BILL NO.2 : Force Main Pipeline--2.8 | Supply and filling by clean sand between the existing covered waterways and the forcemain pipe covered by concrete encasement | ECH | 50 | 160 | 8000 | EGP | OTH
Qasr Rashwan - Lot B _0208 |  | RFQ-00030 | Reham Ashraf | Operation | 2024-05-21 | Sewage and Main Force Networks | Approved | total | تحويل خط بديل شامل أعمال الغرف والتحويلات | MTR | 0 | 0 | 0 | 0 | SC_Apply | بروج للمقاولات العامة والتوريدات | total | تحويل خط بديل شامل أعمال الغرف والتحويلات | MTR | 0 | 60 | 0 | EGP | SC_Apply
Qasr Rashwan - Lot B _0208 |  | RFQ-00030 | Reham Ashraf | Operation | 2024-05-21 | Sewage and Main Force Networks | Approved | 12.10 - Suleiman Tadrus-BILL NO.1: SEWAGE NETWORK-1.1.1-a.1 | Depth to invert not exceeding 1.2 m | MTR | 650 | 650 | 182.47 | 118605.5 | OTH | بروج للمقاولات العامة والتوريدات | 12.10 - Suleiman Tadrus-BILL NO.1: SEWAGE NETWORK-1.1.1-a.1 | Depth to invert not exceeding 1.2 m | MTR | 650 | 250 | 162500 | EGP | OTH
Qasr Rashwan - Lot B _0208 |  | RFQ-00030 | Reham Ashraf | Operation | 2024-05-21 | Sewage and Main Force Networks | Approved | 11.10 - Abd Al Rahman Ibrahim-BILL NO.1: SEWAGE NETWORK-1.1.1-a.1 | Depth to invert not exceeding 1.2 m | MTR | 1800 | 1800 | 182.47 | 328446 | OTH | بروج للمقاولات العامة والتوريدات | 11.10 - Abd Al Rahman Ibrahim-BILL NO.1: SEWAGE NETWORK-1.1.1-a.1 | Depth to invert not exceeding 1.2 m | MTR | 1800 | 250 | 450000 | EGP | OTH
Qasr Rashwan - Lot B _0208 |  | RFQ-00030 | Reham Ashraf | Operation | 2024-05-21 | Sewage and Main Force Networks | Approved | 10.10 - Abd Al Azeem Al Sofy -BILL NO.1: SEWAGE NETWORK-1.1.1-a.1 | Depth to invert not exceeding 1.2 m | MTR | 1100 | 1100 | 182.47 | 200717 | OTH | بروج للمقاولات العامة والتوريدات | 10.10 - Abd Al Azeem Al Sofy -BILL NO.1: SEWAGE NETWORK-1.1.1-a.1 | Depth to invert not exceeding 1.2 m | MTR | 1100 | 250 | 275000 | EGP | OTH
Qasr Rashwan - Lot B _0208 |  | RFQ-00030 | Reham Ashraf | Operation | 2024-05-21 | Sewage and Main Force Networks | Approved | 15.10 - Al Burm-BILL NO. 1: SEWAGE NETWORK-1.1.1-a.1 | Depth to invert not exceeding 1.2 m | MTR | 600 | 600 | 182.47 | 109482 | OTH | بروج للمقاولات العامة والتوريدات | 15.10 - Al Burm-BILL NO. 1: SEWAGE NETWORK-1.1.1-a.1 | Depth to invert not exceeding 1.2 m | MTR | 600 | 250 | 150000 | EGP | OTH
Qasr Rashwan - Lot B _0208 |  | RFQ-00030 | Reham Ashraf | Operation | 2024-05-21 | Sewage and Main Force Networks | Approved | 14.10 - Abou Hussein-BILL NO.1 : SEWAGE NETWORK-1.1.1-a.1 | Depth to invert not exceeding 1.2 m | MTR | 350 | 350 | 182.47 | 63864.5 | OTH | بروج للمقاولات العامة والتوريدات | 14.10 - Abou Hussein-BILL NO.1 : SEWAGE NETWORK-1.1.1-a.1 | Depth to invert not exceeding 1.2 m | MTR | 350 | 250 | 87500 | EGP | OTH
Qasr Rashwan - Lot B _0208 |  | RFQ-00030 | Reham Ashraf | Operation | 2024-05-21 | Sewage and Main Force Networks | Approved | 13.10 - Salih Shamatah-BILL NO.1: SEWAGE NETWORK-1.1.1-a.1 | Depth to invert not exceeding 1.2 m | MTR | 400 | 400 | 182.47 | 72988 | OTH | بروج للمقاولات العامة والتوريدات | 13.10 - Salih Shamatah-BILL NO.1: SEWAGE NETWORK-1.1.1-a.1 | Depth to invert not exceeding 1.2 m | MTR | 400 | 250 | 100000 | EGP | OTH
Qasr Rashwan - Lot B _0208 |  | RFQ-00030 | Reham Ashraf | Operation | 2024-05-21 | Sewage and Main Force Networks | Approved | 11.10 - Abd Al Rahman Ibrahim-BILL NO.1: SEWAGE NETWORK-1.1.1-a.2 | Ditto, depth to invert between 1.21 m and 1.70 m | MTR | 100 | 100 | 255.3 | 25530 | OTH | بروج للمقاولات العامة والتوريدات | 11.10 - Abd Al Rahman Ibrahim-BILL NO.1: SEWAGE NETWORK-1.1.1-a.2 | Ditto, depth to invert between 1.21 m and 1.70 m | MTR | 100 | 300 | 30000 | EGP | OTH
Qasr Rashwan - Lot B _0208 |  | RFQ-00030 | Reham Ashraf | Operation | 2024-05-21 | Sewage and Main Force Networks | Approved | 12.10 - Suleiman Tadrus-BILL NO.1: SEWAGE NETWORK-1.1.1-a.2 | Ditto, depth to invert between 1.21 m and 1.70 m | MTR | 50 | 50 | 255.3 | 12765 | OTH | بروج للمقاولات العامة والتوريدات | 12.10 - Suleiman Tadrus-BILL NO.1: SEWAGE NETWORK-1.1.1-a.2 | Ditto, depth to invert between 1.21 m and 1.70 m | MTR | 50 | 300 | 15000 | EGP | OTH
Qasr Rashwan - Lot B _0208 |  | RFQ-00030 | Reham Ashraf | Operation | 2024-05-21 | Sewage and Main Force Networks | Approved | 14.10 - Abou Hussein-BILL NO.1 : SEWAGE NETWORK-1.1.1-a.2 | Ditto, depth to invert between 1.21 m and 1.70 m | MTR | 50 | 50 | 255.3 | 12765 | OTH | بروج للمقاولات العامة والتوريدات | 14.10 - Abou Hussein-BILL NO.1 : SEWAGE NETWORK-1.1.1-a.2 | Ditto, depth to invert between 1.21 m and 1.70 m | MTR | 50 | 300 | 15000 | EGP | OTH
Qasr Rashwan - Lot B _0208 |  | RFQ-00030 | Reham Ashraf | Operation | 2024-05-21 | Sewage and Main Force Networks | Approved | 12.10 - Suleiman Tadrus-BILL NO.1: SEWAGE NETWORK-1.1.1-b.2 | Ditto, depth to invert between 1.51 m and 2.50 m | MTR | 5600 | 5600 | 364.41 | 2040696 | OTH | بروج للمقاولات العامة والتوريدات | 12.10 - Suleiman Tadrus-BILL NO.1: SEWAGE NETWORK-1.1.1-b.2 | Ditto, depth to invert between 1.51 m and 2.50 m | MTR | 5600 | 470 | 2632000 | EGP | OTH
Qasr Rashwan - Lot B _0208 |  | RFQ-00030 | Reham Ashraf | Operation | 2024-05-21 | Sewage and Main Force Networks | Approved | 12.10 - Suleiman Tadrus-BILL NO.1: SEWAGE NETWORK-1.1.1-b.3 | Ditto, depth to invert between 2.51 m and 3.50 m | MTR | 1300 | 1300 | 473.5 | 615550 | OTH | بروج للمقاولات العامة والتوريدات | 12.10 - Suleiman Tadrus-BILL NO.1: SEWAGE NETWORK-1.1.1-b.3 | Ditto, depth to invert between 2.51 m and 3.50 m | MTR | 1300 | 590 | 767000 | EGP | OTH
Qasr Rashwan - Lot B _0208 |  | RFQ-00030 | Reham Ashraf | Operation | 2024-05-21 | Sewage and Main Force Networks | Approved | 10.10 - Abd Al Azeem Al Sofy -BILL NO.1: SEWAGE NETWORK-1.1.1-b.4 | Ditto, depth to invert between 3.51 m and 4.50 m | MTR | 45 | 45 | 666.33 | 29984.85 | OTH | بروج للمقاولات العامة والتوريدات | 10.10 - Abd Al Azeem Al Sofy -BILL NO.1: SEWAGE NETWORK-1.1.1-b.4 | Ditto, depth to invert between 3.51 m and 4.50 m | MTR | 45 | 730 | 32850 | EGP | OTH
Qasr Rashwan - Lot B _0208 |  | RFQ-00030 | Reham Ashraf | Operation | 2024-05-21 | Sewage and Main Force Networks | Approved | 15.10 - Al Burm-BILL NO. 1: SEWAGE NETWORK-1.1.1-b.2 | Ditto, depth to invert between 1.51 m and 2.50 m | MTR | 1550 | 1550 | 364.41 | 564835.5 | OTH | بروج للمقاولات العامة والتوريدات | 15.10 - Al Burm-BILL NO. 1: SEWAGE NETWORK-1.1.1-b.2 | Ditto, depth to invert between 1.51 m and 2.50 m | MTR | 1550 | 470 | 728500 | EGP | OTH
Qasr Rashwan - Lot B _0208 |  | RFQ-00030 | Reham Ashraf | Operation | 2024-05-21 | Sewage and Main Force Networks | Approved | 11.10 - Abd Al Rahman Ibrahim-BILL NO.1: SEWAGE NETWORK-1.1.1-b.4 | Ditto, depth to invert between 3.51 m and 4.50 m | MTR | 60 | 60 | 666.33 | 39979.8 | OTH | بروج للمقاولات العامة والتوريدات | 11.10 - Abd Al Rahman Ibrahim-BILL NO.1: SEWAGE NETWORK-1.1.1-b.4 | Ditto, depth to invert between 3.51 m and 4.50 m | MTR | 60 | 730 | 43800 | EGP | OTH
Qasr Rashwan - Lot B _0208 |  | RFQ-00030 | Reham Ashraf | Operation | 2024-05-21 | Sewage and Main Force Networks | Approved | 13.10 - Salih Shamatah-BILL NO.1: SEWAGE NETWORK-1.1.1-b.1 | Depth to invert not exceeding 1.5 m | MTR | 2850 | 2850 | 282.83 | 806065.5 | OTH | بروج للمقاولات العامة والتوريدات | 13.10 - Salih Shamatah-BILL NO.1: SEWAGE NETWORK-1.1.1-b.1 | Depth to invert not exceeding 1.5 m | MTR | 2850 | 400 | 1140000 | EGP | OTH
Qasr Rashwan - Lot B _0208 |  | RFQ-00030 | Reham Ashraf | Operation | 2024-05-21 | Sewage and Main Force Networks | Approved | 13.10 - Salih Shamatah-BILL NO.1: SEWAGE NETWORK-1.1.1-b.3 | Ditto, depth to invert between 2.51 m and 3.50 m | MTR | 150 | 150 | 473.5 | 71025 | OTH | بروج للمقاولات العامة والتوريدات | 13.10 - Salih Shamatah-BILL NO.1: SEWAGE NETWORK-1.1.1-b.3 | Ditto, depth to invert between 2.51 m and 3.50 m | MTR | 150 | 590 | 88500 | EGP | OTH
Qasr Rashwan - Lot B _0208 |  | RFQ-00030 | Reham Ashraf | Operation | 2024-05-21 | Sewage and Main Force Networks | Approved | 14.10 - Abou Hussein-BILL NO.1 : SEWAGE NETWORK-1.1.1-b.1 | Depth to invert not exceeding 1.5 m | MTR | 2100 | 2100 | 282.83 | 593943 | OTH | بروج للمقاولات العامة والتوريدات | 14.10 - Abou Hussein-BILL NO.1 : SEWAGE NETWORK-1.1.1-b.1 | Depth to invert not exceeding 1.5 m | MTR | 2100 | 400 | 840000 | EGP | OTH
Qasr Rashwan - Lot B _0208 |  | RFQ-00030 | Reham Ashraf | Operation | 2024-05-21 | Sewage and Main Force Networks | Approved | 14.10 - Abou Hussein-BILL NO.1 : SEWAGE NETWORK-1.1.1-b.2 | Ditto, depth to invert between 1.51 m and 2.50 m | MTR | 1050 | 1050 | 364.41 | 382630.5 | OTH | بروج للمقاولات العامة والتوريدات | 14.10 - Abou Hussein-BILL NO.1 : SEWAGE NETWORK-1.1.1-b.2 | Ditto, depth to invert between 1.51 m and 2.50 m | MTR | 1050 | 470 | 493500 | EGP | OTH
Qasr Rashwan - Lot B _0208 |  | RFQ-00030 | Reham Ashraf | Operation | 2024-05-21 | Sewage and Main Force Networks | Approved | 13.10 - Salih Shamatah-BILL NO.1: SEWAGE NETWORK-1.1.1-b.2 | Ditto, depth to invert between 1.51 m and 2.50 m | MTR | 2900 | 2900 | 364.41 | 1056789 | OTH | بروج للمقاولات العامة والتوريدات | 13.10 - Salih Shamatah-BILL NO.1: SEWAGE NETWORK-1.1.1-b.2 | Ditto, depth to invert between 1.51 m and 2.50 m | MTR | 2900 | 470 | 1363000 | EGP | OTH
Qasr Rashwan - Lot B _0208 |  | RFQ-00030 | Reham Ashraf | Operation | 2024-05-21 | Sewage and Main Force Networks | Approved | 10.10 - Abd Al Azeem Al Sofy -BILL NO.1: SEWAGE NETWORK-1.1.1-b.1 | Depth to invert not exceeding 1.5 m | MTR | 5400 | 5400 | 282.83 | 1527282 | OTH | بروج للمقاولات العامة والتوريدات | 10.10 - Abd Al Azeem Al Sofy -BILL NO.1: SEWAGE NETWORK-1.1.1-b.1 | Depth to invert not exceeding 1.5 m | MTR | 5400 | 400 | 2160000 | EGP | OTH
Qasr Rashwan - Lot B _0208 |  | RFQ-00030 | Reham Ashraf | Operation | 2024-05-21 | Sewage and Main Force Networks | Approved | 15.10 - Al Burm-BILL NO. 1: SEWAGE NETWORK-1.1.1-b.1 | Depth to invert not exceeding 1.5 m | MTR | 3600 | 3600 | 282.83 | 1018188 | OTH | بروج للمقاولات العامة والتوريدات | 15.10 - Al Burm-BILL NO. 1: SEWAGE NETWORK-1.1.1-b.1 | Depth to invert not exceeding 1.5 m | MTR | 3600 | 400 | 1440000 | EGP | OTH
Qasr Rashwan - Lot B _0208 |  | RFQ-00030 | Reham Ashraf | Operation | 2024-05-21 | Sewage and Main Force Networks | Approved | 10.10 - Abd Al Azeem Al Sofy -BILL NO.1: SEWAGE NETWORK-1.1.1-b.2 | Ditto, depth to invert between 1.51 m and 2.50 m | MTR | 2700 | 2700 | 364.41 | 983907 | OTH | بروج للمقاولات العامة والتوريدات | 10.10 - Abd Al Azeem Al Sofy -BILL NO.1: SEWAGE NETWORK-1.1.1-b.2 | Ditto, depth to invert between 1.51 m and 2.50 m | MTR | 2700 | 470 | 1269000 | EGP | OTH
Qasr Rashwan - Lot B _0208 |  | RFQ-00030 | Reham Ashraf | Operation | 2024-05-21 | Sewage and Main Force Networks | Approved | 15.10 - Al Burm-BILL NO. 1: SEWAGE NETWORK-1.1.1-b.3 | Ditto, depth to invert between 2.51 m and 3.50 m | MTR | 100 | 100 | 473.5 | 47350 | OTH | بروج للمقاولات العامة والتوريدات | 15.10 - Al Burm-BILL NO. 1: SEWAGE NETWORK-1.1.1-b.3 | Ditto, depth to invert between 2.51 m and 3.50 m | MTR | 100 | 590 | 59000 | EGP | OTH
Qasr Rashwan - Lot B _0208 |  | RFQ-00030 | Reham Ashraf | Operation | 2024-05-21 | Sewage and Main Force Networks | Approved | 11.10 - Abd Al Rahman Ibrahim-BILL NO.1: SEWAGE NETWORK-1.1.1-b.3 | Ditto, depth to invert between 2.51 m and 3.50 m | MTR | 1200 | 1200 | 473.5 | 568200 | OTH | بروج للمقاولات العامة والتوريدات | 11.10 - Abd Al Rahman Ibrahim-BILL NO.1: SEWAGE NETWORK-1.1.1-b.3 | Ditto, depth to invert between 2.51 m and 3.50 m | MTR | 1200 | 590 | 708000 | EGP | OTH
Qasr Rashwan - Lot B _0208 |  | RFQ-00030 | Reham Ashraf | Operation | 2024-05-21 | Sewage and Main Force Networks | Approved | 10.10 - Abd Al Azeem Al Sofy -BILL NO.1: SEWAGE NETWORK-1.1.1-b.3 | Ditto, depth to invert between 2.51 m and 3.50 m | MTR | 500 | 500 | 473.5 | 236750 | OTH | بروج للمقاولات العامة والتوريدات | 10.10 - Abd Al Azeem Al Sofy -BILL NO.1: SEWAGE NETWORK-1.1.1-b.3 | Ditto, depth to invert between 2.51 m and 3.50 m | MTR | 500 | 590 | 295000 | EGP | OTH
Qasr Rashwan - Lot B _0208 |  | RFQ-00030 | Reham Ashraf | Operation | 2024-05-21 | Sewage and Main Force Networks | Approved | 14.10 - Abou Hussein-BILL NO.1 : SEWAGE NETWORK-1.1.1-b.3 | Ditto, depth to invert between 2.51 m and 3.50 m | MTR | 200 | 200 | 473.5 | 94700 | OTH | بروج للمقاولات العامة والتوريدات | 14.10 - Abou Hussein-BILL NO.1 : SEWAGE NETWORK-1.1.1-b.3 | Ditto, depth to invert between 2.51 m and 3.50 m | MTR | 200 | 590 | 118000 | EGP | OTH
Qasr Rashwan - Lot B _0208 |  | RFQ-00030 | Reham Ashraf | Operation | 2024-05-21 | Sewage and Main Force Networks | Approved | 11.10 - Abd Al Rahman Ibrahim-BILL NO.1: SEWAGE NETWORK-1.1.1-b.1 | Depth to invert not exceeding 1.5 m | MTR | 11900 | 11900 | 282.83 | 3365677 | OTH | بروج للمقاولات العامة والتوريدات | 11.10 - Abd Al Rahman Ibrahim-BILL NO.1: SEWAGE NETWORK-1.1.1-b.1 | Depth to invert not exceeding 1.5 m | MTR | 11900 | 400 | 4760000 | EGP | OTH
Qasr Rashwan - Lot B _0208 |  | RFQ-00030 | Reham Ashraf | Operation | 2024-05-21 | Sewage and Main Force Networks | Approved | 11.10 - Abd Al Rahman Ibrahim-BILL NO.1: SEWAGE NETWORK-1.1.1-b.2 | Ditto, depth to invert between 1.51 m and 2.50 m | MTR | 7450 | 7450 | 364.41 | 2714854.5 | OTH | بروج للمقاولات العامة والتوريدات | 11.10 - Abd Al Rahman Ibrahim-BILL NO.1: SEWAGE NETWORK-1.1.1-b.2 | Ditto, depth to invert between 1.51 m and 2.50 m | MTR | 7450 | 470 | 3501500 | EGP | OTH
Qasr Rashwan - Lot B _0208 |  | RFQ-00030 | Reham Ashraf | Operation | 2024-05-21 | Sewage and Main Force Networks | Approved | 12.10 - Suleiman Tadrus-BILL NO.1: SEWAGE NETWORK-1.1.1-b.4 | Ditto, depth to invert between 3.51 m and 4.50 m | MTR | 70 | 70 | 666.33 | 46643.1 | OTH | بروج للمقاولات العامة والتوريدات | 12.10 - Suleiman Tadrus-BILL NO.1: SEWAGE NETWORK-1.1.1-b.4 | Ditto, depth to invert between 3.51 m and 4.50 m | MTR | 70 | 730 | 51100 | EGP | OTH
Qasr Rashwan - Lot B _0208 |  | RFQ-00030 | Reham Ashraf | Operation | 2024-05-21 | Sewage and Main Force Networks | Approved | 12.10 - Suleiman Tadrus-BILL NO.1: SEWAGE NETWORK-1.1.1-b.1 | Depth to invert not exceeding 1.5 m | MTR | 6500 | 6500 | 282.83 | 1838395 | OTH | بروج للمقاولات العامة والتوريدات | 12.10 - Suleiman Tadrus-BILL NO.1: SEWAGE NETWORK-1.1.1-b.1 | Depth to invert not exceeding 1.5 m | MTR | 6500 | 400 | 2600000 | EGP | OTH
Qasr Rashwan - Lot B _0208 |  | RFQ-00030 | Reham Ashraf | Operation | 2024-05-21 | Sewage and Main Force Networks | Approved | 13.10 - Salih Shamatah-BILL NO.1: SEWAGE NETWORK-1.1.1-c.1 | Depth to invert not exceeding 1.5 m | MTR | 150 | 150 | 328.37 | 49255.5 | OTH | بروج للمقاولات العامة والتوريدات | 13.10 - Salih Shamatah-BILL NO.1: SEWAGE NETWORK-1.1.1-c.1 | Depth to invert not exceeding 1.5 m | MTR | 150 | 420 | 63000 | EGP | OTH
Qasr Rashwan - Lot B _0208 |  | RFQ-00030 | Reham Ashraf | Operation | 2024-05-21 | Sewage and Main Force Networks | Approved | 11.10 - Abd Al Rahman Ibrahim-BILL NO.1: SEWAGE NETWORK-1.1.1-c.1 | Depth to invert not exceeding 1.5 m | MTR | 500 | 500 | 328.37 | 164185 | OTH | بروج للمقاولات العامة والتوريدات | 11.10 - Abd Al Rahman Ibrahim-BILL NO.1: SEWAGE NETWORK-1.1.1-c.1 | Depth to invert not exceeding 1.5 m | MTR | 500 | 420 | 210000 | EGP | OTH
Qasr Rashwan - Lot B _0208 |  | RFQ-00030 | Reham Ashraf | Operation | 2024-05-21 | Sewage and Main Force Networks | Approved | 10.10 - Abd Al Azeem Al Sofy -BILL NO.1: SEWAGE NETWORK-1.1.1-c.1 | Depth to invert not exceeding 1.5 m | MTR | 400 | 400 | 328.37 | 131348 | OTH | بروج للمقاولات العامة والتوريدات | 10.10 - Abd Al Azeem Al Sofy -BILL NO.1: SEWAGE NETWORK-1.1.1-c.1 | Depth to invert not exceeding 1.5 m | MTR | 400 | 420 | 168000 | EGP | OTH
Qasr Rashwan - Lot B _0208 |  | RFQ-00030 | Reham Ashraf | Operation | 2024-05-21 | Sewage and Main Force Networks | Approved | 15.10 - Al Burm-BILL NO. 1: SEWAGE NETWORK-1.1.1-c.1 | Depth to invert not exceeding 1.5 m | MTR | 450 | 450 | 328.37 | 147766.5 | OTH | بروج للمقاولات العامة والتوريدات | 15.10 - Al Burm-BILL NO. 1: SEWAGE NETWORK-1.1.1-c.1 | Depth to invert not exceeding 1.5 m | MTR | 450 | 420 | 189000 | EGP | OTH
Qasr Rashwan - Lot B _0208 |  | RFQ-00030 | Reham Ashraf | Operation | 2024-05-21 | Sewage and Main Force Networks | Approved | 14.10 - Abou Hussein-BILL NO.1 : SEWAGE NETWORK-1.1.1-c.1 | Depth to invert not exceeding 1.5 m | MTR | 150 | 150 | 328.37 | 49255.5 | OTH | بروج للمقاولات العامة والتوريدات | 14.10 - Abou Hussein-BILL NO.1 : SEWAGE NETWORK-1.1.1-c.1 | Depth to invert not exceeding 1.5 m | MTR | 150 | 420 | 63000 | EGP | OTH
Qasr Rashwan - Lot B _0208 |  | RFQ-00030 | Reham Ashraf | Operation | 2024-05-21 | Sewage and Main Force Networks | Approved | 12.10 - Suleiman Tadrus-BILL NO.1: SEWAGE NETWORK-1.1.1-c.1 | Depth to invert not exceeding 1.5 m | MTR | 500 | 500 | 328.37 | 164185 | OTH | بروج للمقاولات العامة والتوريدات | 12.10 - Suleiman Tadrus-BILL NO.1: SEWAGE NETWORK-1.1.1-c.1 | Depth to invert not exceeding 1.5 m | MTR | 500 | 420 | 210000 | EGP | OTH
Qasr Rashwan - Lot B _0208 |  | RFQ-00030 | Reham Ashraf | Operation | 2024-05-21 | Sewage and Main Force Networks | Approved | 11.10 - Abd Al Rahman Ibrahim-BILL NO.1: SEWAGE NETWORK-1.1.1-c.2 | Ditto, depth to invert between 1.51 m and 2.50 m | MTR | 1500 | 1500 | 400.02 | 600030 | OTH | بروج للمقاولات العامة والتوريدات | 11.10 - Abd Al Rahman Ibrahim-BILL NO.1: SEWAGE NETWORK-1.1.1-c.2 | Ditto, depth to invert between 1.51 m and 2.50 m | MTR | 1500 | 550 | 825000 | EGP | OTH
Qasr Rashwan - Lot B _0208 |  | RFQ-00030 | Reham Ashraf | Operation | 2024-05-21 | Sewage and Main Force Networks | Approved | 12.10 - Suleiman Tadrus-BILL NO.1: SEWAGE NETWORK-1.1.1-c.2 | Ditto, depth to invert between 1.51 m and 2.50 m | MTR | 3550 | 3550 | 400.02 | 1420071 | OTH | بروج للمقاولات العامة والتوريدات | 12.10 - Suleiman Tadrus-BILL NO.1: SEWAGE NETWORK-1.1.1-c.2 | Ditto, depth to invert between 1.51 m and 2.50 m | MTR | 3550 | 550 | 1952500 | EGP | OTH
Qasr Rashwan - Lot B _0208 |  | RFQ-00030 | Reham Ashraf | Operation | 2024-05-21 | Sewage and Main Force Networks | Approved | 10.10 - Abd Al Azeem Al Sofy -BILL NO.1: SEWAGE NETWORK-1.1.1-c.2 | Ditto, depth to invert between 1.51 m and 2.50 m | MTR | 550 | 550 | 400.02 | 220011 | OTH | بروج للمقاولات العامة والتوريدات | 10.10 - Abd Al Azeem Al Sofy -BILL NO.1: SEWAGE NETWORK-1.1.1-c.2 | Ditto, depth to invert between 1.51 m and 2.50 m | MTR | 550 | 550 | 302500 | EGP | OTH
Qasr Rashwan - Lot B _0208 |  | RFQ-00030 | Reham Ashraf | Operation | 2024-05-21 | Sewage and Main Force Networks | Approved | 15.10 - Al Burm-BILL NO. 1: SEWAGE NETWORK-1.1.1-c.2 | Ditto, depth to invert between 1.51 m and 2.50 m | MTR | 1800 | 1800 | 400.02 | 720036 | OTH | بروج للمقاولات العامة والتوريدات | 15.10 - Al Burm-BILL NO. 1: SEWAGE NETWORK-1.1.1-c.2 | Ditto, depth to invert between 1.51 m and 2.50 m | MTR | 1800 | 550 | 990000 | EGP | OTH
Qasr Rashwan - Lot B _0208 |  | RFQ-00030 | Reham Ashraf | Operation | 2024-05-21 | Sewage and Main Force Networks | Approved | 13.10 - Salih Shamatah-BILL NO.1: SEWAGE NETWORK-1.1.1-c.2 | Ditto, depth to invert between 1.51 m and 2.50 m | MTR | 1000 | 1000 | 400.02 | 400020 | OTH | بروج للمقاولات العامة والتوريدات | 13.10 - Salih Shamatah-BILL NO.1: SEWAGE NETWORK-1.1.1-c.2 | Ditto, depth to invert between 1.51 m and 2.50 m | MTR | 1000 | 550 | 550000 | EGP | OTH
Qasr Rashwan - Lot B _0208 |  | RFQ-00030 | Reham Ashraf | Operation | 2024-05-21 | Sewage and Main Force Networks | Approved | 14.10 - Abou Hussein-BILL NO.1 : SEWAGE NETWORK-1.1.1-c.2 | Ditto, depth to invert between 1.51 m and 2.50 m | MTR | 600 | 600 | 400.02 | 240012 | OTH | بروج للمقاولات العامة والتوريدات | 14.10 - Abou Hussein-BILL NO.1 : SEWAGE NETWORK-1.1.1-c.2 | Ditto, depth to invert between 1.51 m and 2.50 m | MTR | 600 | 550 | 330000 | EGP | OTH
Qasr Rashwan - Lot B _0208 |  | RFQ-00030 | Reham Ashraf | Operation | 2024-05-21 | Sewage and Main Force Networks | Approved | 13.10 - Salih Shamatah-BILL NO.1: SEWAGE NETWORK-1.1.1-c.3 | Ditto, depth to invert between 2.51 m and 3.50 m | MTR | 1350 | 1350 | 543.34 | 733509 | OTH | بروج للمقاولات العامة والتوريدات | 13.10 - Salih Shamatah-BILL NO.1: SEWAGE NETWORK-1.1.1-c.3 | Ditto, depth to invert between 2.51 m and 3.50 m | MTR | 1350 | 650 | 877500 | EGP | OTH
Qasr Rashwan - Lot B _0208 |  | RFQ-00030 | Reham Ashraf | Operation | 2024-05-21 | Sewage and Main Force Networks | Approved | 13.10 - Salih Shamatah-BILL NO.1: SEWAGE NETWORK-1.1.1-c.4 | Ditto, depth to invert between 3.51 m and 4.50 m | MTR | 35 | 35 | 738.32 | 25841.2 | OTH | بروج للمقاولات العامة والتوريدات | 13.10 - Salih Shamatah-BILL NO.1: SEWAGE NETWORK-1.1.1-c.4 | Ditto, depth to invert between 3.51 m and 4.50 m | MTR | 35 | 820 | 28700 | EGP | OTH
Qasr Rashwan - Lot B _0208 |  | RFQ-00030 | Reham Ashraf | Operation | 2024-05-21 | Sewage and Main Force Networks | Approved | 11.10 - Abd Al Rahman Ibrahim-BILL NO.1: SEWAGE NETWORK-1.1.1-c.3 | Ditto, depth to invert between 2.51 m and 3.50 m | MTR | 1300 | 1300 | 543.34 | 706342 | OTH | بروج للمقاولات العامة والتوريدات | 11.10 - Abd Al Rahman Ibrahim-BILL NO.1: SEWAGE NETWORK-1.1.1-c.3 | Ditto, depth to invert between 2.51 m and 3.50 m | MTR | 1300 | 650 | 845000 | EGP | OTH
Qasr Rashwan - Lot B _0208 |  | RFQ-00030 | Reham Ashraf | Operation | 2024-05-21 | Sewage and Main Force Networks | Approved | 10.10 - Abd Al Azeem Al Sofy -BILL NO.1: SEWAGE NETWORK-1.1.1-c.6 | Ditto, depth to invert between 5.51 m and 6.50 m | MTR | 30 | 30 | 1272.27 | 38168.1 | OTH | بروج للمقاولات العامة والتوريدات | 10.10 - Abd Al Azeem Al Sofy -BILL NO.1: SEWAGE NETWORK-1.1.1-c.6 | Ditto, depth to invert between 5.51 m and 6.50 m | MTR | 30 | 1200 | 36000 | EGP | OTH
Qasr Rashwan - Lot B _0208 |  | RFQ-00030 | Reham Ashraf | Operation | 2024-05-21 | Sewage and Main Force Networks | Approved | 15.10 - Al Burm-BILL NO. 1: SEWAGE NETWORK-1.1.1-c.3 | Ditto, depth to invert between 2.51 m and 3.50 m | MTR | 1250 | 1250 | 543.34 | 679175 | OTH | بروج للمقاولات العامة والتوريدات | 15.10 - Al Burm-BILL NO. 1: SEWAGE NETWORK-1.1.1-c.3 | Ditto, depth to invert between 2.51 m and 3.50 m | MTR | 1250 | 650 | 812500 | EGP | OTH
Qasr Rashwan - Lot B _0208 |  | RFQ-00030 | Reham Ashraf | Operation | 2024-05-21 | Sewage and Main Force Networks | Approved | 14.10 - Abou Hussein-BILL NO.1 : SEWAGE NETWORK-1.1.1-c.4 | Ditto, depth to invert between 3.51 m and 4.50 m | MTR | 195 | 195 | 738.32 | 143972.4 | OTH | بروج للمقاولات العامة والتوريدات | 14.10 - Abou Hussein-BILL NO.1 : SEWAGE NETWORK-1.1.1-c.4 | Ditto, depth to invert between 3.51 m and 4.50 m | MTR | 195 | 820 | 159900 | EGP | OTH
Qasr Rashwan - Lot B _0208 |  | RFQ-00030 | Reham Ashraf | Operation | 2024-05-21 | Sewage and Main Force Networks | Approved | 14.10 - Abou Hussein-BILL NO.1 : SEWAGE NETWORK-1.1.1-c.3 | Ditto, depth to invert between 2.51 m and 3.50 m | MTR | 1250 | 1250 | 543.34 | 679175 | OTH | بروج للمقاولات العامة والتوريدات | 14.10 - Abou Hussein-BILL NO.1 : SEWAGE NETWORK-1.1.1-c.3 | Ditto, depth to invert between 2.51 m and 3.50 m | MTR | 1250 | 650 | 812500 | EGP | OTH
Qasr Rashwan - Lot B _0208 |  | RFQ-00030 | Reham Ashraf | Operation | 2024-05-21 | Sewage and Main Force Networks | Approved | 12.10 - Suleiman Tadrus-BILL NO.1: SEWAGE NETWORK-1.1.1-c.6 | Ditto, depth to invert between 5.51 m and 6.50 m | MTR | 120 | 120 | 1272.27 | 152672.4 | OTH | بروج للمقاولات العامة والتوريدات | 12.10 - Suleiman Tadrus-BILL NO.1: SEWAGE NETWORK-1.1.1-c.6 | Ditto, depth to invert between 5.51 m and 6.50 m | MTR | 120 | 1200 | 144000 | EGP | OTH
Qasr Rashwan - Lot B _0208 |  | RFQ-00030 | Reham Ashraf | Operation | 2024-05-21 | Sewage and Main Force Networks | Approved | 10.10 - Abd Al Azeem Al Sofy -BILL NO.1: SEWAGE NETWORK-1.1.1-c.3 | Ditto, depth to invert between 2.51 m and 3.50 m | MTR | 550 | 550 | 543.34 | 298837 | OTH | بروج للمقاولات العامة والتوريدات | 10.10 - Abd Al Azeem Al Sofy -BILL NO.1: SEWAGE NETWORK-1.1.1-c.3 | Ditto, depth to invert between 2.51 m and 3.50 m | MTR | 550 | 650 | 357500 | EGP | OTH
Qasr Rashwan - Lot B _0208 |  | RFQ-00030 | Reham Ashraf | Operation | 2024-05-21 | Sewage and Main Force Networks | Approved | 10.10 - Abd Al Azeem Al Sofy -BILL NO.1: SEWAGE NETWORK-1.1.1-c.4 | Ditto, depth to invert between 3.51 m and 4.50 m | MTR | 185 | 185 | 738.32 | 136589.2 | OTH | بروج للمقاولات العامة والتوريدات | 10.10 - Abd Al Azeem Al Sofy -BILL NO.1: SEWAGE NETWORK-1.1.1-c.4 | Ditto, depth to invert between 3.51 m and 4.50 m | MTR | 185 | 820 | 151700 | EGP | OTH
Qasr Rashwan - Lot B _0208 |  | RFQ-00030 | Reham Ashraf | Operation | 2024-05-21 | Sewage and Main Force Networks | Approved | 12.10 - Suleiman Tadrus-BILL NO.1: SEWAGE NETWORK-1.1.1-c.4 | Ditto, depth to invert between 3.51 m and 4.50 m | MTR | 1035 | 1035 | 738.32 | 764161.2 | OTH | بروج للمقاولات العامة والتوريدات | 12.10 - Suleiman Tadrus-BILL NO.1: SEWAGE NETWORK-1.1.1-c.4 | Ditto, depth to invert between 3.51 m and 4.50 m | MTR | 1035 | 820 | 848700 | EGP | OTH
Qasr Rashwan - Lot B _0208 |  | RFQ-00030 | Reham Ashraf | Operation | 2024-05-21 | Sewage and Main Force Networks | Approved | 12.10 - Suleiman Tadrus-BILL NO.1: SEWAGE NETWORK-1.1.1-c.5 | Ditto, depth to invert between 4.51 m and 5.50 m | MTR | 260 | 260 | 1017.79 | 264625.4 | OTH | بروج للمقاولات العامة والتوريدات | 12.10 - Suleiman Tadrus-BILL NO.1: SEWAGE NETWORK-1.1.1-c.5 | Ditto, depth to invert between 4.51 m and 5.50 m | MTR | 260 | 1000 | 260000 | EGP | OTH
Qasr Rashwan - Lot B _0208 |  | RFQ-00030 | Reham Ashraf | Operation | 2024-05-21 | Sewage and Main Force Networks | Approved | 10.10 - Abd Al Azeem Al Sofy -BILL NO.1: SEWAGE NETWORK-1.1.1-c.5 | Ditto, depth to invert between 4.51 m and 5.50 m | MTR | 285 | 285 | 1017.79 | 290070.15 | OTH | بروج للمقاولات العامة والتوريدات | 10.10 - Abd Al Azeem Al Sofy -BILL NO.1: SEWAGE NETWORK-1.1.1-c.5 | Ditto, depth to invert between 4.51 m and 5.50 m | MTR | 285 | 1000 | 285000 | EGP | OTH
Qasr Rashwan - Lot B _0208 |  | RFQ-00030 | Reham Ashraf | Operation | 2024-05-21 | Sewage and Main Force Networks | Approved | 12.10 - Suleiman Tadrus-BILL NO.1: SEWAGE NETWORK-1.1.1-c.3 | Ditto, depth to invert between 2.51 m and 3.50 m | MTR | 1950 | 1950 | 543.34 | 1059513 | OTH | بروج للمقاولات العامة والتوريدات | 12.10 - Suleiman Tadrus-BILL NO.1: SEWAGE NETWORK-1.1.1-c.3 | Ditto, depth to invert between 2.51 m and 3.50 m | MTR | 1950 | 650 | 1267500 | EGP | OTH
Qasr Rashwan - Lot B _0208 |  | RFQ-00030 | Reham Ashraf | Operation | 2024-05-21 | Sewage and Main Force Networks | Approved | 11.10 - Abd Al Rahman Ibrahim-BILL NO.1: SEWAGE NETWORK-1.1.1-c.4 | Ditto, depth to invert between 3.51 m and 4.50 m | MTR | 1085 | 1085 | 738.32 | 801077.2 | OTH | بروج للمقاولات العامة والتوريدات | 11.10 - Abd Al Rahman Ibrahim-BILL NO.1: SEWAGE NETWORK-1.1.1-c.4 | Ditto, depth to invert between 3.51 m and 4.50 m | MTR | 1085 | 820 | 889700 | EGP | OTH
Qasr Rashwan - Lot B _0208 |  | RFQ-00030 | Reham Ashraf | Operation | 2024-05-21 | Sewage and Main Force Networks | Approved | 10.10 - Abd Al Azeem Al Sofy -BILL NO.1: SEWAGE NETWORK-1.1.2-a.1 | Ditto, depth to invert between 1.51 m and 2.50 m | MTR | 115 | 115 | 1466.38 | 168633.7 | OTH | بروج للمقاولات العامة والتوريدات | 10.10 - Abd Al Azeem Al Sofy -BILL NO.1: SEWAGE NETWORK-1.1.2-a.1 | Ditto, depth to invert between 1.51 m and 2.50 m | MTR | 115 | 700 | 80500 | EGP | OTH
Qasr Rashwan - Lot B _0208 |  | RFQ-00030 | Reham Ashraf | Operation | 2024-05-21 | Sewage and Main Force Networks | Approved | 13.10 - Salih Shamatah-BILL NO.1: SEWAGE NETWORK-1.1.1-d.1 | Depth to invert between 2.51 m and 3.50 m | MTR | 140 | 140 | 571.03 | 79944.2 | OTH | بروج للمقاولات العامة والتوريدات | 13.10 - Salih Shamatah-BILL NO.1: SEWAGE NETWORK-1.1.1-d.1 | Depth to invert between 2.51 m and 3.50 m | MTR | 140 | 800 | 112000 | EGP | OTH
Qasr Rashwan - Lot B _0208 |  | RFQ-00030 | Reham Ashraf | Operation | 2024-05-21 | Sewage and Main Force Networks | Approved | 14.10 - Abou Hussein-BILL NO.1 : SEWAGE NETWORK-1.1.1-d.1 | Depth to invert between 2.51 m and 3.50 m | MTR | 180 | 180 | 772.15 | 138987 | OTH | بروج للمقاولات العامة والتوريدات | 14.10 - Abou Hussein-BILL NO.1 : SEWAGE NETWORK-1.1.1-d.1 | Depth to invert between 2.51 m and 3.50 m | MTR | 180 | 1000 | 180000 | EGP | OTH
Qasr Rashwan - Lot B _0208 |  | RFQ-00030 | Reham Ashraf | Operation | 2024-05-21 | Sewage and Main Force Networks | Approved | 11.10 - Abd Al Rahman Ibrahim-BILL NO.1: SEWAGE NETWORK-1.1.1-d.1 | Depth to invert between 2.51 m and 3.50 m | MTR | 50 | 50 | 571.03 | 28551.5 | OTH | بروج للمقاولات العامة والتوريدات | 11.10 - Abd Al Rahman Ibrahim-BILL NO.1: SEWAGE NETWORK-1.1.1-d.1 | Depth to invert between 2.51 m and 3.50 m | MTR | 50 | 800 | 40000 | EGP | OTH
Qasr Rashwan - Lot B _0208 |  | RFQ-00030 | Reham Ashraf | Operation | 2024-05-21 | Sewage and Main Force Networks | Approved | 12.10 - Suleiman Tadrus-BILL NO.1: SEWAGE NETWORK-1.1.1-d.1 | Depth to invert between 2.51 m and 3.50 m | MTR | 80 | 80 | 571.03 | 45682.4 | OTH | بروج للمقاولات العامة والتوريدات | 12.10 - Suleiman Tadrus-BILL NO.1: SEWAGE NETWORK-1.1.1-d.1 | Depth to invert between 2.51 m and 3.50 m | MTR | 80 | 800 | 64000 | EGP | OTH
Qasr Rashwan - Lot B _0208 |  | RFQ-00030 | Reham Ashraf | Operation | 2024-05-21 | Sewage and Main Force Networks | Approved | 15.10 - Al Burm-BILL NO. 1: SEWAGE NETWORK-1.1.1-d.2 | Depth to invert between 2.51 m and 3.50 m | MTR | 315 | 315 | 571.03 | 179874.45 | OTH | بروج للمقاولات العامة والتوريدات | 15.10 - Al Burm-BILL NO. 1: SEWAGE NETWORK-1.1.1-d.2 | Depth to invert between 2.51 m and 3.50 m | MTR | 315 | 800 | 252000 | EGP | OTH
Qasr Rashwan - Lot B _0208 |  | RFQ-00030 | Reham Ashraf | Operation | 2024-05-21 | Sewage and Main Force Networks | Approved | 13.10 - Salih Shamatah-BILL NO.1: SEWAGE NETWORK-1.1.1-d.2 | Ditto, depth to invert between 3.51 m and 4.50 m | MTR | 110 | 110 | 772.15 | 84936.5 | OTH | بروج للمقاولات العامة والتوريدات | 13.10 - Salih Shamatah-BILL NO.1: SEWAGE NETWORK-1.1.1-d.2 | Ditto, depth to invert between 3.51 m and 4.50 m | MTR | 110 | 1000 | 110000 | EGP | OTH
Qasr Rashwan - Lot B _0208 |  | RFQ-00030 | Reham Ashraf | Operation | 2024-05-21 | Sewage and Main Force Networks | Approved | 11.10 - Abd Al Rahman Ibrahim-BILL NO.1: SEWAGE NETWORK-1.1.1-d.2 | Ditto, depth to invert between 3.51 m and 4.50 m | MTR | 345 | 345 | 772.15 | 266391.75 | OTH | بروج للمقاولات العامة والتوريدات | 11.10 - Abd Al Rahman Ibrahim-BILL NO.1: SEWAGE NETWORK-1.1.1-d.2 | Ditto, depth to invert between 3.51 m and 4.50 m | MTR | 345 | 1000 | 345000 | EGP | OTH
Qasr Rashwan - Lot B _0208 |  | RFQ-00030 | Reham Ashraf | Operation | 2024-05-21 | Sewage and Main Force Networks | Approved | 12.10 - Suleiman Tadrus-BILL NO.1: SEWAGE NETWORK-1.1.1-d.2 | Ditto, depth to invert between 3.51 m and 4.50 m | MTR | 170 | 170 | 772.15 | 131265.5 | OTH | بروج للمقاولات العامة والتوريدات | 12.10 - Suleiman Tadrus-BILL NO.1: SEWAGE NETWORK-1.1.1-d.2 | Ditto, depth to invert between 3.51 m and 4.50 m | MTR | 170 | 1000 | 170000 | EGP | OTH
BIOLOGICALS AND BIOSIMILARS MANUFACTURING FACILITY EIPICO 3 _0187 |  | RFQ-00150 | Youssef Abd El Kream | MEP (Electro Mechanical) | 2024-04-30 | EMT Extension Box | Approved | EMT Box | EMT Back box 10*7cm | ECH | 350 | 350 | 32 | 11200 | SC_Supply/Apply | Techno Gulf | EMT Box | EMT Back box 10*7cm | ECH | 350 | 32 | 11200 | EGP | SC_Supply/Apply
BIOLOGICALS AND BIOSIMILARS MANUFACTURING FACILITY EIPICO 3 _0187 |  | RFQ-00150 | Youssef Abd El Kream | MEP (Electro Mechanical) | 2024-04-30 | EMT Extension Box | Approved | EMT Box | 20*20cm squre box 50mm depth ‐3/4"1" knockout | MTR | 60 | 60 | 155 | 9300 | SC_Supply/Apply | Techno Gulf | EMT Box | 20*20cm squre box 50mm depth ‐3/4"1" knockout | MTR | 60 | 155 | 9300 | EGP | SC_Supply/Apply
Qasr Rashwan - Lot B _0208 |  | RFQ-00030 | Reham Ashraf | Operation | 2024-05-21 | Sewage and Main Force Networks | Approved | 14.10 - Abou Hussein-BILL NO.1 : SEWAGE NETWORK-1.1.1-d.2 | Ditto, depth to invert between 3.51 m and 4.50 m | MTR | 60 | 60 | 1030.78 | 61846.8 | OTH | بروج للمقاولات العامة والتوريدات | 14.10 - Abou Hussein-BILL NO.1 : SEWAGE NETWORK-1.1.1-d.2 | Ditto, depth to invert between 3.51 m and 4.50 m | MTR | 60 | 1200 | 72000 | EGP | OTH
Qasr Rashwan - Lot B _0208 |  | RFQ-00030 | Reham Ashraf | Operation | 2024-05-21 | Sewage and Main Force Networks | Approved | 11.10 - Abd Al Rahman Ibrahim-BILL NO.1: SEWAGE NETWORK-1.1.1-d.3 | Ditto, depth to invert between 4.51 m and 5.50 m | MTR | 605 | 605 | 1030.78 | 623621.9 | OTH | بروج للمقاولات العامة والتوريدات | 11.10 - Abd Al Rahman Ibrahim-BILL NO.1: SEWAGE NETWORK-1.1.1-d.3 | Ditto, depth to invert between 4.51 m and 5.50 m | MTR | 605 | 1200 | 726000 | EGP | OTH
Qasr Rashwan - Lot B _0208 |  | RFQ-00030 | Reham Ashraf | Operation | 2024-05-21 | Sewage and Main Force Networks | Approved | 11.10 - Abd Al Rahman Ibrahim-BILL NO.1: SEWAGE NETWORK-1.1.1-d.4 | Ditto, depth to invert between 5.51 m and 6.50 m | MTR | 155 | 155 | 1484.9 | 230159.5 | OTH | بروج للمقاولات العامة والتوريدات | 11.10 - Abd Al Rahman Ibrahim-BILL NO.1: SEWAGE NETWORK-1.1.1-d.4 | Ditto, depth to invert between 5.51 m and 6.50 m | MTR | 155 | 1400 | 217000 | EGP | OTH
Qasr Rashwan - Lot B _0208 |  | RFQ-00030 | Reham Ashraf | Operation | 2024-05-21 | Sewage and Main Force Networks | Approved | 12.10 - Suleiman Tadrus-BILL NO.1: SEWAGE NETWORK-1.1.1-d.3 | Ditto, depth to invert between 4.51 m and 5.50 m | MTR | 55 | 55 | 1030.78 | 56692.9 | OTH | بروج للمقاولات العامة والتوريدات | 12.10 - Suleiman Tadrus-BILL NO.1: SEWAGE NETWORK-1.1.1-d.3 | Ditto, depth to invert between 4.51 m and 5.50 m | MTR | 55 | 1200 | 66000 | EGP | OTH
Qasr Rashwan - Lot B _0208 |  | RFQ-00030 | Reham Ashraf | Operation | 2024-05-21 | Sewage and Main Force Networks | Approved | 12.10 - Suleiman Tadrus-BILL NO.1: SEWAGE NETWORK-1.1.1-e.1 | Depth to invert not exceeding 1.5 m | MTR | 55 | 55 | 528.84 | 29086.2 | OTH | بروج للمقاولات العامة والتوريدات | 12.10 - Suleiman Tadrus-BILL NO.1: SEWAGE NETWORK-1.1.1-e.1 | Depth to invert not exceeding 1.5 m | MTR | 55 | 500 | 27500 | EGP | OTH
Qasr Rashwan - Lot B _0208 |  | RFQ-00030 | Reham Ashraf | Operation | 2024-05-21 | Sewage and Main Force Networks | Approved | 10.10 - Abd Al Azeem Al Sofy -BILL NO.1: SEWAGE NETWORK-1.1.1-d.1 | Ditto, depth to invert between 1.51 m and 2.50 m | MTR | 10 | 10 | 706.42 | 7064.2 | OTH | بروج للمقاولات العامة والتوريدات | 10.10 - Abd Al Azeem Al Sofy -BILL NO.1: SEWAGE NETWORK-1.1.1-d.1 | Ditto, depth to invert between 1.51 m and 2.50 m | MTR | 10 | 800 | 8000 | EGP | OTH
Qasr Rashwan - Lot B _0208 |  | RFQ-00030 | Reham Ashraf | Operation | 2024-05-21 | Sewage and Main Force Networks | Approved | 12.10 - Suleiman Tadrus-BILL NO.1: SEWAGE NETWORK-1.1.1-e.2 | Ditto, depth to invert between 1.51 m and 2.50 m | MTR | 660 | 660 | 706.42 | 466237.2 | OTH | بروج للمقاولات العامة والتوريدات | 12.10 - Suleiman Tadrus-BILL NO.1: SEWAGE NETWORK-1.1.1-e.2 | Ditto, depth to invert between 1.51 m and 2.50 m | MTR | 660 | 800 | 528000 | EGP | OTH
Qasr Rashwan - Lot B _0208 |  | RFQ-00030 | Reham Ashraf | Operation | 2024-05-21 | Sewage and Main Force Networks | Approved | 10.10 - Abd Al Azeem Al Sofy -BILL NO.1: SEWAGE NETWORK-1.1.1-d.2 | Ditto, depth to invert between 2.51 m and 3.50 m | MTR | 170 | 170 | 1074.25 | 182622.5 | OTH | بروج للمقاولات العامة والتوريدات | 10.10 - Abd Al Azeem Al Sofy -BILL NO.1: SEWAGE NETWORK-1.1.1-d.2 | Ditto, depth to invert between 2.51 m and 3.50 m | MTR | 170 | 850 | 144500 | EGP | OTH
Qasr Rashwan - Lot B _0208 |  | RFQ-00030 | Reham Ashraf | Operation | 2024-05-21 | Sewage and Main Force Networks | Approved | 12.10 - Suleiman Tadrus-BILL NO.1: SEWAGE NETWORK-1.1.1-e.3 | Ditto, depth to invert between 2.51 m and 3.50 m | MTR | 525 | 525 | 1074.25 | 563981.25 | OTH | بروج للمقاولات العامة والتوريدات | 12.10 - Suleiman Tadrus-BILL NO.1: SEWAGE NETWORK-1.1.1-e.3 | Ditto, depth to invert between 2.51 m and 3.50 m | MTR | 525 | 850 | 446250 | EGP | OTH
Qasr Rashwan - Lot B _0208 |  | RFQ-00030 | Reham Ashraf | Operation | 2024-05-21 | Sewage and Main Force Networks | Approved | 10.10 - Abd Al Azeem Al Sofy -BILL NO.1: SEWAGE NETWORK-1.1.1-d.3 | Ditto, depth to invert between 3.51 m and 4.50 m | MTR | 285 | 285 | 1411.42 | 402254.7 | OTH | بروج للمقاولات العامة والتوريدات | 10.10 - Abd Al Azeem Al Sofy -BILL NO.1: SEWAGE NETWORK-1.1.1-d.3 | Ditto, depth to invert between 3.51 m and 4.50 m | MTR | 285 | 1200 | 342000 | EGP | OTH
Qasr Rashwan - Lot B _0208 |  | RFQ-00030 | Reham Ashraf | Operation | 2024-05-21 | Sewage and Main Force Networks | Approved | 15.10 - Al Burm-BILL NO. 1: SEWAGE NETWORK-1.1.1-e.1 | Depth to invert between 3.51 m and 4.50 m | MTR | 70 | 70 | 1411.42 | 98799.4 | OTH | بروج للمقاولات العامة والتوريدات | 15.10 - Al Burm-BILL NO. 1: SEWAGE NETWORK-1.1.1-e.1 | Depth to invert between 3.51 m and 4.50 m | MTR | 70 | 1200 | 84000 | EGP | OTH
Qasr Rashwan - Lot B _0208 |  | RFQ-00030 | Reham Ashraf | Operation | 2024-05-21 | Sewage and Main Force Networks | Approved | 12.10 - Suleiman Tadrus-BILL NO.1: SEWAGE NETWORK-1.1.1-e.4 | Ditto, depth to invert between 3.51 m and 4.50 m | MTR | 550 | 550 | 1411.42 | 776281 | OTH | بروج للمقاولات العامة والتوريدات | 12.10 - Suleiman Tadrus-BILL NO.1: SEWAGE NETWORK-1.1.1-e.4 | Ditto, depth to invert between 3.51 m and 4.50 m | MTR | 550 | 1200 | 660000 | EGP | OTH
Qasr Rashwan - Lot B _0208 |  | RFQ-00030 | Reham Ashraf | Operation | 2024-05-21 | Sewage and Main Force Networks | Approved | 12.10 - Suleiman Tadrus-BILL NO.1: SEWAGE NETWORK-1.1.1-e.5 | Ditto, depth to invert between 4.51 m and 5.50 m | MTR | 415 | 415 | 1821.42 | 755889.3 | OTH | بروج للمقاولات العامة والتوريدات | 12.10 - Suleiman Tadrus-BILL NO.1: SEWAGE NETWORK-1.1.1-e.5 | Ditto, depth to invert between 4.51 m and 5.50 m | MTR | 415 | 1400 | 581000 | EGP | OTH
Qasr Rashwan - Lot B _0208 |  | RFQ-00030 | Reham Ashraf | Operation | 2024-05-21 | Sewage and Main Force Networks | Approved | 11.10 - Abd Al Rahman Ibrahim-BILL NO.1: SEWAGE NETWORK-1.1.1-e.1 | Ditto, depth to invert between 4.51 m and 5.50 m | MTR | 1230 | 1230 | 1821.42 | 2240346.6 | OTH | بروج للمقاولات العامة والتوريدات | 11.10 - Abd Al Rahman Ibrahim-BILL NO.1: SEWAGE NETWORK-1.1.1-e.1 | Ditto, depth to invert between 4.51 m and 5.50 m | MTR | 1230 | 1400 | 1722000 | EGP | OTH
Qasr Rashwan - Lot B _0208 |  | RFQ-00030 | Reham Ashraf | Operation | 2024-05-21 | Sewage and Main Force Networks | Approved | 15.10 - Al Burm-BILL NO. 1: SEWAGE NETWORK-1.1.1-e.2 | Ditto, depth to invert between 4.51 m and 5.50 m | MTR | 155 | 155 | 1821.42 | 282320.1 | OTH | بروج للمقاولات العامة والتوريدات | 15.10 - Al Burm-BILL NO. 1: SEWAGE NETWORK-1.1.1-e.2 | Ditto, depth to invert between 4.51 m and 5.50 m | MTR | 155 | 1400 | 217000 | EGP | OTH
Qasr Rashwan - Lot B _0208 |  | RFQ-00030 | Reham Ashraf | Operation | 2024-05-21 | Sewage and Main Force Networks | Approved | 10.10 - Abd Al Azeem Al Sofy -BILL NO.1: SEWAGE NETWORK-1.1.1-d.4 | Ditto, depth to invert between 4.51 m and 5.50 m | MTR | 110 | 110 | 1821.42 | 200356.2 | OTH | بروج للمقاولات العامة والتوريدات | 10.10 - Abd Al Azeem Al Sofy -BILL NO.1: SEWAGE NETWORK-1.1.1-d.4 | Ditto, depth to invert between 4.51 m and 5.50 m | MTR | 110 | 1400 | 154000 | EGP | OTH
Qasr Rashwan - Lot B _0208 |  | RFQ-00030 | Reham Ashraf | Operation | 2024-05-21 | Sewage and Main Force Networks | Approved | 12.10 - Suleiman Tadrus-BILL NO.1: SEWAGE NETWORK-1.1.1-f.1 | Ditto, depth to invert between 2.51 m and 3.50 m | MTR | 275 | 275 | 975.98 | 268394.5 | OTH | بروج للمقاولات العامة والتوريدات | 12.10 - Suleiman Tadrus-BILL NO.1: SEWAGE NETWORK-1.1.1-f.1 | Ditto, depth to invert between 2.51 m and 3.50 m | MTR | 275 | 900 | 247500 | EGP | OTH
Qasr Rashwan - Lot B _0208 |  | RFQ-00030 | Reham Ashraf | Operation | 2024-05-21 | Sewage and Main Force Networks | Approved | 15.10 - Al Burm-BILL NO. 1: SEWAGE NETWORK-1.1.1-f.1 | Depth to invert between 3.51 m and 4.50 m | MTR | 60 | 60 | 1399.35 | 83961 | OTH | بروج للمقاولات العامة والتوريدات | 15.10 - Al Burm-BILL NO. 1: SEWAGE NETWORK-1.1.1-f.1 | Depth to invert between 3.51 m and 4.50 m | MTR | 60 | 1350 | 81000 | EGP | OTH
Qasr Rashwan - Lot B _0208 |  | RFQ-00030 | Reham Ashraf | Operation | 2024-05-21 | Sewage and Main Force Networks | Approved | 15.10 - Al Burm-BILL NO. 1: SEWAGE NETWORK-1.1.1-f.2 | Ditto, depth to invert between 4.51 m and 5.50 m | MTR | 235 | 235 | 1707.73 | 401316.55 | OTH | بروج للمقاولات العامة والتوريدات | 15.10 - Al Burm-BILL NO. 1: SEWAGE NETWORK-1.1.1-f.2 | Ditto, depth to invert between 4.51 m and 5.50 m | MTR | 235 | 1600 | 376000 | EGP | OTH
Qasr Rashwan - Lot B _0208 |  | RFQ-00030 | Reham Ashraf | Operation | 2024-05-21 | Sewage and Main Force Networks | Approved | 11.10 - Abd Al Rahman Ibrahim-BILL NO.1: SEWAGE NETWORK-1.1.1-f.1 | Depth to invert between 4.51 m and 5.50 m | MTR | 175 | 175 | 1707.73 | 298852.75 | OTH | بروج للمقاولات العامة والتوريدات | 11.10 - Abd Al Rahman Ibrahim-BILL NO.1: SEWAGE NETWORK-1.1.1-f.1 | Depth to invert between 4.51 m and 5.50 m | MTR | 175 | 1600 | 280000 | EGP | OTH
Qasr Rashwan - Lot B _0208 |  | RFQ-00030 | Reham Ashraf | Operation | 2024-05-21 | Sewage and Main Force Networks | Approved | 12.10 - Suleiman Tadrus-BILL NO.1: SEWAGE NETWORK-1.1.1-f.2 | Ditto, depth to invert between 5.51 m and 6.50 m | MTR | 85 | 85 | 1971.19 | 167551.15 | OTH | بروج للمقاولات العامة والتوريدات | 12.10 - Suleiman Tadrus-BILL NO.1: SEWAGE NETWORK-1.1.1-f.2 | Ditto, depth to invert between 5.51 m and 6.50 m | MTR | 85 | 1900 | 161500 | EGP | OTH
Qasr Rashwan - Lot B _0208 |  | RFQ-00030 | Reham Ashraf | Operation | 2024-05-21 | Sewage and Main Force Networks | Approved | 15.10 - Al Burm-BILL NO. 1: SEWAGE NETWORK-1.1.1-f.3 | Ditto, depth to invert between 5.51 m and 6.50 m | MTR | 60 | 60 | 1971.19 | 118271.4 | OTH | بروج للمقاولات العامة والتوريدات | 15.10 - Al Burm-BILL NO. 1: SEWAGE NETWORK-1.1.1-f.3 | Ditto, depth to invert between 5.51 m and 6.50 m | MTR | 60 | 1900 | 114000 | EGP | OTH
Qasr Rashwan - Lot B _0208 |  | RFQ-00030 | Reham Ashraf | Operation | 2024-05-21 | Sewage and Main Force Networks | Approved | 11.10 - Abd Al Rahman Ibrahim-BILL NO.1: SEWAGE NETWORK-1.1.1-f.2 | Ditto, depth to invert between 5.51 m and 6.50 m | MTR | 310 | 310 | 1971.19 | 611068.9 | OTH | بروج للمقاولات العامة والتوريدات | 11.10 - Abd Al Rahman Ibrahim-BILL NO.1: SEWAGE NETWORK-1.1.1-f.2 | Ditto, depth to invert between 5.51 m and 6.50 m | MTR | 310 | 1900 | 589000 | EGP | OTH
Qasr Rashwan - Lot B _0208 |  | RFQ-00030 | Reham Ashraf | Operation | 2024-05-21 | Sewage and Main Force Networks | Approved | 10.10 - Abd Al Azeem Al Sofy -BILL NO.1: SEWAGE NETWORK-1.1.2-a.2 | Ditto, depth to invert between 2.51 m and 3.50 m | MTR | 460 | 460 | 1616.69 | 743677.4 | OTH | بروج للمقاولات العامة والتوريدات | 10.10 - Abd Al Azeem Al Sofy -BILL NO.1: SEWAGE NETWORK-1.1.2-a.2 | Ditto, depth to invert between 2.51 m and 3.50 m | MTR | 460 | 1600 | 736000 | EGP | OTH
Qasr Rashwan - Lot B _0208 |  | RFQ-00030 | Reham Ashraf | Operation | 2024-05-21 | Sewage and Main Force Networks | Approved | 10.10 - Abd Al Azeem Al Sofy -BILL NO.1: SEWAGE NETWORK-1.1.2-a.3 | Ditto, depth to invert between 3.51 m and 4.50 m | MTR | 305 | 305 | 2089.81 | 637392.05 | OTH | بروج للمقاولات العامة والتوريدات | 10.10 - Abd Al Azeem Al Sofy -BILL NO.1: SEWAGE NETWORK-1.1.2-a.3 | Ditto, depth to invert between 3.51 m and 4.50 m | MTR | 305 | 2050 | 625250 | EGP | OTH
Qasr Rashwan - Lot B _0208 |  | RFQ-00030 | Reham Ashraf | Operation | 2024-05-21 | Sewage and Main Force Networks | Approved | 13.10 - Salih Shamatah-BILL NO.1: SEWAGE NETWORK-1.2.1-a.1 | Depth to invert not exceeding 1.5 m | NO | 140 | 140 | 9782.21 | 1369509.4 | OTH | بروج للمقاولات العامة والتوريدات | 13.10 - Salih Shamatah-BILL NO.1: SEWAGE NETWORK-1.2.1-a.1 | Depth to invert not exceeding 1.5 m | NO | 140 | 8500 | 1190000 | EGP | OTH
Qasr Rashwan - Lot B _0208 |  | RFQ-00030 | Reham Ashraf | Operation | 2024-05-21 | Sewage and Main Force Networks | Approved | 10.10 - Abd Al Azeem Al Sofy -BILL NO.1: SEWAGE NETWORK-1.2.1-a.1 | Depth to invert not exceeding 1.5 m | NO | 215 | 215 | 9782.21 | 2103175.15 | OTH | بروج للمقاولات العامة والتوريدات | 10.10 - Abd Al Azeem Al Sofy -BILL NO.1: SEWAGE NETWORK-1.2.1-a.1 | Depth to invert not exceeding 1.5 m | NO | 215 | 8500 | 1827500 | EGP | OTH
Qasr Rashwan - Lot B _0208 |  | RFQ-00030 | Reham Ashraf | Operation | 2024-05-21 | Sewage and Main Force Networks | Approved | 11.10 - Abd Al Rahman Ibrahim-BILL NO.1: SEWAGE NETWORK-1.2.1-a.1 | Depth to invert not exceeding 1.5 m | NO | 620 | 620 | 9782.21 | 6064970.2 | OTH | بروج للمقاولات العامة والتوريدات | 11.10 - Abd Al Rahman Ibrahim-BILL NO.1: SEWAGE NETWORK-1.2.1-a.1 | Depth to invert not exceeding 1.5 m | NO | 620 | 8500 | 5270000 | EGP | OTH
Qasr Rashwan - Lot B _0208 |  | RFQ-00030 | Reham Ashraf | Operation | 2024-05-21 | Sewage and Main Force Networks | Approved | 12.10 - Suleiman Tadrus-BILL NO.1: SEWAGE NETWORK-1.2.1-a.1 | Depth to invert not exceeding 1.5 m | NO | 355 | 355 | 9782.21 | 3472684.55 | OTH | بروج للمقاولات العامة والتوريدات | 12.10 - Suleiman Tadrus-BILL NO.1: SEWAGE NETWORK-1.2.1-a.1 | Depth to invert not exceeding 1.5 m | NO | 355 | 8500 | 3017500 | EGP | OTH
Abo Shanab El Agamien _0195 |  | RFQ-00070 | Mostafa Ashraf | MEP (Electro Mechanical) | 2024-05-12 | Medium Voltage Kiosks | Approved | 5 - Tahawi-Pumping Station NO. 3-17-3.3.2- | Outdoor Kiosk power transformer package 100 KVA, 11/0.4KV complete with Ring Main Unit, Bus-Bar, Breakers, Protection, Measuring, Low Voltage accumulated energy meter and all required accessories for medium voltage, as per tendered documents, and shall be supplied and erected according to the requirements of the Egyptian Electric Authority (E.E.A), the contractor shall take the approval of the (E.E.A) before supplying. | NO | 2 | 2 | 362406 | 724812 | MAT_Raw | EMAS (ELSEWEDY INDUSTRIES Group) | 5 - Tahawi-Pumping Station NO. 3-17-3.3.2- | Outdoor Kiosk power transformer package 100 KVA, 11/0.4KV complete with Ring Main Unit, Bus-Bar, Breakers, Protection, Measuring, Low Voltage accumulated energy meter and all required accessories for medium voltage, as per tendered documents, and shall be supplied and erected according to the requirements of the Egyptian Electric Authority (E.E.A), the contractor shall take the approval of the (E.E.A) before supplying. | NO | 2 | 13048 | 26096 | USD | MAT_Raw
Abo Shanab El Agamien _0195 |  | RFQ-00070 | Mostafa Ashraf | MEP (Electro Mechanical) | 2024-05-12 | Medium Voltage Kiosks | Approved | 2 - Kariman Sednaoui-Main Pump Station NO. 3-18-3.3.2- | Outdoor Kiosk power transformer package 100 KVA, 11/0.4KV complete with Ring Main Unit, Bus-Bar, Breakers, Protection, Measuring, Low Voltage accumulated energy meter and all required accessories for medium voltage, as per tendered documents, and shall be supplied and erected according to the requirements of the Egyptian Electric Authority (E.E.A), the contractor shall take the approval of the (E.E.A) before supplying. | NO | 2 | 2 | 362406 | 724812 | MAT_Raw | EMAS (ELSEWEDY INDUSTRIES Group) | 2 - Kariman Sednaoui-Main Pump Station NO. 3-18-3.3.2- | Outdoor Kiosk power transformer package 100 KVA, 11/0.4KV complete with Ring Main Unit, Bus-Bar, Breakers, Protection, Measuring, Low Voltage accumulated energy meter and all required accessories for medium voltage, as per tendered documents, and shall be supplied and erected according to the requirements of the Egyptian Electric Authority (E.E.A), the contractor shall take the approval of the (E.E.A) before supplying. | NO | 2 | 13048 | 26096 | USD | MAT_Raw
Abo Shanab El Agamien _0195 |  | RFQ-00070 | Mostafa Ashraf | MEP (Electro Mechanical) | 2024-05-12 | Medium Voltage Kiosks | Approved | 8 - Abd Al-Qawy Salem&Zaraby-PUMP STATION NO. 3-18-3.3.2- | Outdoor Kiosk power transformer package 63 KVA, 11/0.4KV complete with Ring Main Unit, Bus-Bar, Breakers, Protection, Measuring, Low Voltage accumulated energy meter and all required accessories for medium voltage, as per tendered documents, and shall be supplied and erected according to the requirements of the Egyptian Electric Authority (E.E.A), the contractor shall take the approval of the (E.E.A) before supplying. | NO | 2 | 2 | 358226 | 716452 | MAT_Raw | EMAS (ELSEWEDY INDUSTRIES Group) | 8 - Abd Al-Qawy Salem&Zaraby-PUMP STATION NO. 3-18-3.3.2- | Outdoor Kiosk power transformer package 63 KVA, 11/0.4KV complete with Ring Main Unit, Bus-Bar, Breakers, Protection, Measuring, Low Voltage accumulated energy meter and all required accessories for medium voltage, as per tendered documents, and shall be supplied and erected according to the requirements of the Egyptian Electric Authority (E.E.A), the contractor shall take the approval of the (E.E.A) before supplying. | NO | 2 | 12537 | 25074 | USD | MAT_Raw
Abo Shanab El Agamien _0195 |  | RFQ-00070 | Mostafa Ashraf | MEP (Electro Mechanical) | 2024-05-12 | Medium Voltage Kiosks | Approved | 6 - Huwaydi Village-Pumping Station NO. 3-17-3.3.2- | Outdoor Kiosk power transformer package 100 KVA, 11/0.4KV complete with Ring Main Unit, Bus-Bar, Breakers, Protection, Measuring, Low Voltage accumulated energy meter and all required accessories for medium voltage, as per tendered documents, and shall be supplied and erected according to the requirements of the Egyptian Electric Authority (E.E.A), the contractor shall take the approval of the (E.E.A) before supplying. | NO | 2 | 2 | 362406 | 724812 | MAT_Raw | EMAS (ELSEWEDY INDUSTRIES Group) | 6 - Huwaydi Village-Pumping Station NO. 3-17-3.3.2- | Outdoor Kiosk power transformer package 100 KVA, 11/0.4KV complete with Ring Main Unit, Bus-Bar, Breakers, Protection, Measuring, Low Voltage accumulated energy meter and all required accessories for medium voltage, as per tendered documents, and shall be supplied and erected according to the requirements of the Egyptian Electric Authority (E.E.A), the contractor shall take the approval of the (E.E.A) before supplying. | NO | 2 | 13048 | 26096 | USD | MAT_Raw
Abo Shanab El Agamien _0195 |  | RFQ-00070 | Mostafa Ashraf | MEP (Electro Mechanical) | 2024-05-12 | Medium Voltage Kiosks | Approved | 1 - Sharaf Al Deen-Main Pump Station NO. 3-24-3.3.2- | Outdoor Kiosk power transformer package 500 KVA, 11/0.4KV complete with Ring Main Unit, Bus-Bar, Breakers, Protection, Measuring, Low Voltage accumulated energy meter and all required accessories for medium voltage, as per tendered documents, and shall be supplied and erected according to the requirements of the Egyptian Electric Authority (E.E.A), the contractor shall take the approval of the (E.E.A) before supplying. | NO | 2 | 2 | 543609 | 1087218 | MAT_Raw | EMAS (ELSEWEDY INDUSTRIES Group) | 1 - Sharaf Al Deen-Main Pump Station NO. 3-24-3.3.2- | Outdoor Kiosk power transformer package 500 KVA, 11/0.4KV complete with Ring Main Unit, Bus-Bar, Breakers, Protection, Measuring, Low Voltage accumulated energy meter and all required accessories for medium voltage, as per tendered documents, and shall be supplied and erected according to the requirements of the Egyptian Electric Authority (E.E.A), the contractor shall take the approval of the (E.E.A) before supplying. | NO | 2 | 16750 | 33500 | USD | MAT_Raw
Abo Shanab El Agamien _0195 |  | RFQ-00070 | Mostafa Ashraf | MEP (Electro Mechanical) | 2024-05-12 | Medium Voltage Kiosks | Approved | 9 - Seror-Pumping Station NO. 3-21-3.3.2- | Outdoor Kiosk power transformer package 50 KVA, 11/0.4KV complete with Ring Main Unit, Bus-Bar, Breakers, Protection, Measuring, Low Voltage accumulated energy meter and all required accessories for medium voltage, as per tendered documents, and shall be supplied and erected according to the requirements of the Egyptian Electric Authority (E.E.A), the contractor shall take the approval of the (E.E.A) before supplying. | NO | 2 | 2 | 359120 | 718240 | MAT_Raw | EMAS (ELSEWEDY INDUSTRIES Group) | 9 - Seror-Pumping Station NO. 3-21-3.3.2- | Outdoor Kiosk power transformer package 50 KVA, 11/0.4KV complete with Ring Main Unit, Bus-Bar, Breakers, Protection, Measuring, Low Voltage accumulated energy meter and all required accessories for medium voltage, as per tendered documents, and shall be supplied and erected according to the requirements of the Egyptian Electric Authority (E.E.A), the contractor shall take the approval of the (E.E.A) before supplying. | NO | 2 | 12537 | 25074 | USD | MAT_Raw
Abo Shanab El Agamien _0195 |  | RFQ-00070 | Mostafa Ashraf | MEP (Electro Mechanical) | 2024-05-12 | Medium Voltage Kiosks | Approved | 4 - Al Biltaji-Pumping Station NO. 3-19-3.3.2- | Outdoor Kiosk power transformer package 63 KVA, 11/0.4KV complete with Ring Main Unit, Bus-Bar, Breakers, Protection, Measuring, Low Voltage accumulated energy meter and all required accessories for medium voltage, as per tendered documents, and shall be supplied and erected according to the requirements of the Egyptian Electric Authority (E.E.A), the contractor shall take the approval of the (E.E.A) before supplying. | NO | 2 | 2 | 358142 | 716284 | MAT_Raw | EMAS (ELSEWEDY INDUSTRIES Group) | 4 - Al Biltaji-Pumping Station NO. 3-19-3.3.2- | Outdoor Kiosk power transformer package 63 KVA, 11/0.4KV complete with Ring Main Unit, Bus-Bar, Breakers, Protection, Measuring, Low Voltage accumulated energy meter and all required accessories for medium voltage, as per tendered documents, and shall be supplied and erected according to the requirements of the Egyptian Electric Authority (E.E.A), the contractor shall take the approval of the (E.E.A) before supplying. | NO | 2 | 12537 | 25074 | USD | MAT_Raw
Abo Shanab El Agamien _0195 |  | RFQ-00070 | Mostafa Ashraf | MEP (Electro Mechanical) | 2024-05-12 | Medium Voltage Kiosks | Approved | 7 - Raslan & Mokhtar Eissa-Pumping Station NO. 3-19-3.3.2- | Pole Mounted transformer 50 KVA, 11/0.4KV to be installed on tower including tower column, tower base, outdoor medium voltage load break switch, fuse, wiring, protection, Low Voltage accumulated energy meter with IP54 enclousre, accessories, as per tendered documents, and shall be supplied and erected according to the requirements of the Egyptian Electric Authority (E.E.A), the contractor shall take the approval of the (E.E.A) before supplying. | NO | 1 | 1 | 0 | 0 | MAT_Misc | EMAS (ELSEWEDY INDUSTRIES Group) | 7 - Raslan & Mokhtar Eissa-Pumping Station NO. 3-19-3.3.2- | Pole Mounted transformer 50 KVA, 11/0.4KV to be installed on tower including tower column, tower base, outdoor medium voltage load break switch, fuse, wiring, protection, Low Voltage accumulated energy meter with IP54 enclousre, accessories, as per tendered documents, and shall be supplied and erected according to the requirements of the Egyptian Electric Authority (E.E.A), the contractor shall take the approval of the (E.E.A) before supplying. | NO | 1 | 0 | 0 | USD | MAT_Misc
Qasr Rashwan - Lot B _0208 |  | RFQ-00030 | Reham Ashraf | Operation | 2024-05-21 | Sewage and Main Force Networks | Approved | 10.10 - Abd Al Azeem Al Sofy -BILL NO.1: SEWAGE NETWORK-1.2.2-a.4 | Ditto, depth to invert between 4.01 m and 4.5 m | ECH | 3 | 3 | 67650.25 | 202950.75 | OTH | بروج للمقاولات العامة والتوريدات | 10.10 - Abd Al Azeem Al Sofy -BILL NO.1: SEWAGE NETWORK-1.2.2-a.4 | Ditto, depth to invert between 4.01 m and 4.5 m | ECH | 3 | 50000 | 150000 | EGP | OTH
Qasr Rashwan - Lot B _0208 |  | RFQ-00030 | Reham Ashraf | Operation | 2024-05-21 | Sewage and Main Force Networks | Approved | 15.10 - Al Burm-BILL NO. 1: SEWAGE NETWORK-1.3-a | IC 60*60 cm | ECH | 24 | 24 | 4654.45 | 111706.8 | OTH | بروج للمقاولات العامة والتوريدات | 15.10 - Al Burm-BILL NO. 1: SEWAGE NETWORK-1.3-a | IC 60*60 cm | ECH | 24 | 3500 | 84000 | EGP | OTH
Qasr Rashwan - Lot B _0208 |  | RFQ-00030 | Reham Ashraf | Operation | 2024-05-21 | Sewage and Main Force Networks | Approved | 11.10 - Abd Al Rahman Ibrahim-BILL NO.1: SEWAGE NETWORK-1.3.1-a | IC 60*60 cm | ECH | 90 | 90 | 4654.45 | 418900.5 | OTH | بروج للمقاولات العامة والتوريدات | 11.10 - Abd Al Rahman Ibrahim-BILL NO.1: SEWAGE NETWORK-1.3.1-a | IC 60*60 cm | ECH | 90 | 3500 | 315000 | EGP | OTH
Qasr Rashwan - Lot B _0208 |  | RFQ-00030 | Reham Ashraf | Operation | 2024-05-21 | Sewage and Main Force Networks | Approved | 12.10 - Suleiman Tadrus-BILL NO.1: SEWAGE NETWORK-1.4-a. | IC 60*60 cm | ECH | 15 | 15 | 4654.45 | 69816.75 | OTH | بروج للمقاولات العامة والتوريدات | 12.10 - Suleiman Tadrus-BILL NO.1: SEWAGE NETWORK-1.4-a. | IC 60*60 cm | ECH | 15 | 3500 | 52500 | EGP | OTH
Qasr Rashwan - Lot B _0208 |  | RFQ-00030 | Reham Ashraf | Operation | 2024-05-21 | Sewage and Main Force Networks | Approved | 14.10 - Abou Hussein-BILL NO.1 : SEWAGE NETWORK-1.3-a | IC 60*60 cm | ECH | 13 | 13 | 4654.45 | 60507.85 | OTH | بروج للمقاولات العامة والتوريدات | 14.10 - Abou Hussein-BILL NO.1 : SEWAGE NETWORK-1.3-a | IC 60*60 cm | ECH | 13 | 3500 | 45500 | EGP | OTH
Qasr Rashwan - Lot B _0208 |  | RFQ-00030 | Reham Ashraf | Operation | 2024-05-21 | Sewage and Main Force Networks | Approved | 10.10 - Abd Al Azeem Al Sofy -BILL NO.1: SEWAGE NETWORK-1.4-a | IC 60*60 cm | ECH | 50 | 50 | 4654.45 | 232722.5 | OTH | بروج للمقاولات العامة والتوريدات | 10.10 - Abd Al Azeem Al Sofy -BILL NO.1: SEWAGE NETWORK-1.4-a | IC 60*60 cm | ECH | 50 | 3500 | 175000 | EGP | OTH
Qasr Rashwan - Lot B _0208 |  | RFQ-00030 | Reham Ashraf | Operation | 2024-05-21 | Sewage and Main Force Networks | Approved | 13.10 - Salih Shamatah-BILL NO.1: SEWAGE NETWORK-1.3-a | IC 60*60 cm | ECH | 14 | 14 | 4654.45 | 65162.3 | OTH | بروج للمقاولات العامة والتوريدات | 13.10 - Salih Shamatah-BILL NO.1: SEWAGE NETWORK-1.3-a | IC 60*60 cm | ECH | 14 | 3500 | 49000 | EGP | OTH
Qasr Rashwan - Lot B _0208 |  | RFQ-00030 | Reham Ashraf | Operation | 2024-05-21 | Sewage and Main Force Networks | Approved | 10.10 - Abd Al Azeem Al Sofy -BILL NO.1: SEWAGE NETWORK-1.4-b | IC 60*90 cm | ECH | 2 | 2 | 6147.18 | 12294.36 | OTH | بروج للمقاولات العامة والتوريدات | 10.10 - Abd Al Azeem Al Sofy -BILL NO.1: SEWAGE NETWORK-1.4-b | IC 60*90 cm | ECH | 2 | 5300 | 10600 | EGP | OTH
Qasr Rashwan - Lot B _0208 |  | RFQ-00030 | Reham Ashraf | Operation | 2024-05-21 | Sewage and Main Force Networks | Approved | 14.10 - Abou Hussein-BILL NO.1 : SEWAGE NETWORK-1.3-b | IC 60*90 cm | ECH | 1 | 1 | 6147.18 | 6147.18 | OTH | بروج للمقاولات العامة والتوريدات | 14.10 - Abou Hussein-BILL NO.1 : SEWAGE NETWORK-1.3-b | IC 60*90 cm | ECH | 1 | 5300 | 5300 | EGP | OTH
Qasr Rashwan - Lot B _0208 |  | RFQ-00030 | Reham Ashraf | Operation | 2024-05-21 | Sewage and Main Force Networks | Approved | 12.10 - Suleiman Tadrus-BILL NO.1: SEWAGE NETWORK-1.4-b. | IC 60*90 cm | ECH | 4 | 4 | 6147.18 | 24588.72 | OTH | بروج للمقاولات العامة والتوريدات | 12.10 - Suleiman Tadrus-BILL NO.1: SEWAGE NETWORK-1.4-b. | IC 60*90 cm | ECH | 4 | 5300 | 21200 | EGP | OTH
Qasr Rashwan - Lot B _0208 |  | RFQ-00030 | Reham Ashraf | Operation | 2024-05-21 | Sewage and Main Force Networks | Approved | 11.10 - Abd Al Rahman Ibrahim-BILL NO.1: SEWAGE NETWORK-1.3.1-b | IC 60*90 cm | ECH | 5 | 5 | 6147.18 | 30735.9 | OTH | بروج للمقاولات العامة والتوريدات | 11.10 - Abd Al Rahman Ibrahim-BILL NO.1: SEWAGE NETWORK-1.3.1-b | IC 60*90 cm | ECH | 5 | 5300 | 26500 | EGP | OTH
Qasr Rashwan - Lot B _0208 |  | RFQ-00030 | Reham Ashraf | Operation | 2024-05-21 | Sewage and Main Force Networks | Approved | 13.10 - Salih Shamatah-BILL NO.1: SEWAGE NETWORK-1.3-b | IC 60*90 cm | ECH | 1 | 1 | 6147.18 | 6147.18 | OTH | بروج للمقاولات العامة والتوريدات | 13.10 - Salih Shamatah-BILL NO.1: SEWAGE NETWORK-1.3-b | IC 60*90 cm | ECH | 1 | 5300 | 5300 | EGP | OTH
Qasr Rashwan - Lot B _0208 |  | RFQ-00030 | Reham Ashraf | Operation | 2024-05-21 | Sewage and Main Force Networks | Approved | 15.10 - Al Burm-BILL NO. 1: SEWAGE NETWORK-1.3-b | IC 60*90 cm | ECH | 1 | 1 | 6147.18 | 6147.18 | OTH | بروج للمقاولات العامة والتوريدات | 15.10 - Al Burm-BILL NO. 1: SEWAGE NETWORK-1.3-b | IC 60*90 cm | ECH | 1 | 5300 | 5300 | EGP | OTH
Qasr Rashwan - Lot B _0208 |  | RFQ-00030 | Reham Ashraf | Operation | 2024-05-21 | Sewage and Main Force Networks | Approved | 10.10 - Abd Al Azeem Al Sofy -BILL NO.1: SEWAGE NETWORK-1.5-a | HC 60*60 cm | ECH | 150 | 150 | 4654.45 | 698167.5 | OTH | بروج للمقاولات العامة والتوريدات | 10.10 - Abd Al Azeem Al Sofy -BILL NO.1: SEWAGE NETWORK-1.5-a | HC 60*60 cm | ECH | 150 | 4500 | 675000 | EGP | OTH
Qasr Rashwan - Lot B _0208 |  | RFQ-00030 | Reham Ashraf | Operation | 2024-05-21 | Sewage and Main Force Networks | Approved | 14.10 - Abou Hussein-BILL NO.1 : SEWAGE NETWORK-1.4.1-a | HC 60*60 cm | ECH | 66 | 66 | 4654.45 | 307193.7 | OTH | بروج للمقاولات العامة والتوريدات | 14.10 - Abou Hussein-BILL NO.1 : SEWAGE NETWORK-1.4.1-a | HC 60*60 cm | ECH | 66 | 4500 | 297000 | EGP | OTH
Qasr Rashwan - Lot B _0208 |  | RFQ-00030 | Reham Ashraf | Operation | 2024-05-21 | Sewage and Main Force Networks | Approved | 13.10 - Salih Shamatah-BILL NO.1: SEWAGE NETWORK-1.4.1-a | HC 60*60 cm | ECH | 74 | 74 | 4654.45 | 344429.3 | OTH | بروج للمقاولات العامة والتوريدات | 13.10 - Salih Shamatah-BILL NO.1: SEWAGE NETWORK-1.4.1-a | HC 60*60 cm | ECH | 74 | 4500 | 333000 | EGP | OTH
Qasr Rashwan - Lot B _0208 |  | RFQ-00030 | Reham Ashraf | Operation | 2024-05-21 | Sewage and Main Force Networks | Approved | 11.10 - Abd Al Rahman Ibrahim-BILL NO.1: SEWAGE NETWORK-1.4.1-a | HC 60*60 cm | ECH | 374 | 374 | 4654.45 | 1740764.3 | OTH | بروج للمقاولات العامة والتوريدات | 11.10 - Abd Al Rahman Ibrahim-BILL NO.1: SEWAGE NETWORK-1.4.1-a | HC 60*60 cm | ECH | 374 | 4500 | 1683000 | EGP | OTH
Qasr Rashwan - Lot B _0208 |  | RFQ-00030 | Reham Ashraf | Operation | 2024-05-21 | Sewage and Main Force Networks | Approved | 12.10 - Suleiman Tadrus-BILL NO.1: SEWAGE NETWORK-1.5-a | HC 60*60 cm | ECH | 262 | 262 | 4654.45 | 1219465.9 | OTH | بروج للمقاولات العامة والتوريدات | 12.10 - Suleiman Tadrus-BILL NO.1: SEWAGE NETWORK-1.5-a | HC 60*60 cm | ECH | 262 | 4500 | 1179000 | EGP | OTH
Qasr Rashwan - Lot B _0208 |  | RFQ-00030 | Reham Ashraf | Operation | 2024-05-21 | Sewage and Main Force Networks | Approved | 15.10 - Al Burm-BILL NO. 1: SEWAGE NETWORK-1.4-a | HC 60*60 cm | ECH | 96 | 96 | 4654.45 | 446827.2 | OTH | بروج للمقاولات العامة والتوريدات | 15.10 - Al Burm-BILL NO. 1: SEWAGE NETWORK-1.4-a | HC 60*60 cm | ECH | 96 | 4500 | 432000 | EGP | OTH
Qasr Rashwan - Lot B _0208 |  | RFQ-00030 | Reham Ashraf | Operation | 2024-05-21 | Sewage and Main Force Networks | Approved | 12.10 - Suleiman Tadrus-BILL NO.1: SEWAGE NETWORK-1.5-b | HC 60*90 cm | ECH | 131 | 131 | 6147.18 | 805280.58 | OTH | بروج للمقاولات العامة والتوريدات | 12.10 - Suleiman Tadrus-BILL NO.1: SEWAGE NETWORK-1.5-b | HC 60*90 cm | ECH | 131 | 6500 | 851500 | EGP | OTH
Qasr Rashwan - Lot B _0208 |  | RFQ-00030 | Reham Ashraf | Operation | 2024-05-21 | Sewage and Main Force Networks | Approved | 10.10 - Abd Al Azeem Al Sofy -BILL NO.1: SEWAGE NETWORK-1.5-b | HC 60*90 cm | ECH | 75 | 75 | 6147.18 | 461038.5 | OTH | بروج للمقاولات العامة والتوريدات | 10.10 - Abd Al Azeem Al Sofy -BILL NO.1: SEWAGE NETWORK-1.5-b | HC 60*90 cm | ECH | 75 | 6500 | 487500 | EGP | OTH
Qasr Rashwan - Lot B _0208 |  | RFQ-00030 | Reham Ashraf | Operation | 2024-05-21 | Sewage and Main Force Networks | Approved | 14.10 - Abou Hussein-BILL NO.1 : SEWAGE NETWORK-1.4.1-b | HC 60*90 cm | ECH | 33 | 33 | 6147.18 | 202856.94 | OTH | بروج للمقاولات العامة والتوريدات | 14.10 - Abou Hussein-BILL NO.1 : SEWAGE NETWORK-1.4.1-b | HC 60*90 cm | ECH | 33 | 6500 | 214500 | EGP | OTH
Qasr Rashwan - Lot B _0208 |  | RFQ-00030 | Reham Ashraf | Operation | 2024-05-21 | Sewage and Main Force Networks | Approved | 11.10 - Abd Al Rahman Ibrahim-BILL NO.1: SEWAGE NETWORK-1.4.1-b | HC 60*90 cm | ECH | 187 | 187 | 6147.18 | 1149522.66 | OTH | بروج للمقاولات العامة والتوريدات | 11.10 - Abd Al Rahman Ibrahim-BILL NO.1: SEWAGE NETWORK-1.4.1-b | HC 60*90 cm | ECH | 187 | 6500 | 1215500 | EGP | OTH
Qasr Rashwan - Lot B _0208 |  | RFQ-00030 | Reham Ashraf | Operation | 2024-05-21 | Sewage and Main Force Networks | Approved | 15.10 - Al Burm-BILL NO. 1: SEWAGE NETWORK-1.4-b | HC 60*90 cm | ECH | 48 | 48 | 6147.18 | 295064.64 | OTH | بروج للمقاولات العامة والتوريدات | 15.10 - Al Burm-BILL NO. 1: SEWAGE NETWORK-1.4-b | HC 60*90 cm | ECH | 48 | 6500 | 312000 | EGP | OTH
Qasr Rashwan - Lot B _0208 |  | RFQ-00030 | Reham Ashraf | Operation | 2024-05-21 | Sewage and Main Force Networks | Approved | 13.10 - Salih Shamatah-BILL NO.1: SEWAGE NETWORK-1.4.1-b | HC 60*90 cm | ECH | 37 | 37 | 6147.18 | 227445.66 | OTH | بروج للمقاولات العامة والتوريدات | 13.10 - Salih Shamatah-BILL NO.1: SEWAGE NETWORK-1.4.1-b | HC 60*90 cm | ECH | 37 | 6500 | 240500 | EGP | OTH
Qasr Rashwan - Lot B _0208 |  | RFQ-00030 | Reham Ashraf | Operation | 2024-05-21 | Sewage and Main Force Networks | Approved | 11.10 - Abd Al Rahman Ibrahim-BILL NO.1: SEWAGE NETWORK-1.6-a | Concrete encasement 25cm (200mm) | ECH | 310 | 310 | 1066.87 | 330729.7 | OTH | بروج للمقاولات العامة والتوريدات | 11.10 - Abd Al Rahman Ibrahim-BILL NO.1: SEWAGE NETWORK-1.6-a | Concrete encasement 25cm (200mm) | ECH | 310 | 600 | 186000 | EGP | OTH
Qasr Rashwan - Lot B _0208 |  | RFQ-00030 | Reham Ashraf | Operation | 2024-05-21 | Sewage and Main Force Networks | Approved | 13.10 - Salih Shamatah-BILL NO.1: SEWAGE NETWORK-1.6-b | Concrete encasement 25cm (200mm) | ECH | 120 | 120 | 1066.87 | 128024.4 | OTH | بروج للمقاولات العامة والتوريدات | 13.10 - Salih Shamatah-BILL NO.1: SEWAGE NETWORK-1.6-b | Concrete encasement 25cm (200mm) | ECH | 120 | 600 | 72000 | EGP | OTH
Qasr Rashwan - Lot B _0208 |  | RFQ-00030 | Reham Ashraf | Operation | 2024-05-21 | Sewage and Main Force Networks | Approved | 15.10 - Al Burm-BILL NO. 1: SEWAGE NETWORK-1.6.3-a | Concrete encasement 25cm (200mm) | ECH | 290 | 290 | 1066.87 | 309392.3 | OTH | بروج للمقاولات العامة والتوريدات | 15.10 - Al Burm-BILL NO. 1: SEWAGE NETWORK-1.6.3-a | Concrete encasement 25cm (200mm) | ECH | 290 | 600 | 174000 | EGP | OTH
Qasr Rashwan - Lot B _0208 |  | RFQ-00030 | Reham Ashraf | Operation | 2024-05-21 | Sewage and Main Force Networks | Approved | 14.10 - Abou Hussein-BILL NO.1 : SEWAGE NETWORK-1.6.2-a | Concrete encasement 25cm (200mm) | ECH | 120 | 120 | 1066.87 | 128024.4 | OTH | بروج للمقاولات العامة والتوريدات | 14.10 - Abou Hussein-BILL NO.1 : SEWAGE NETWORK-1.6.2-a | Concrete encasement 25cm (200mm) | ECH | 120 | 600 | 72000 | EGP | OTH
Qasr Rashwan - Lot B _0208 |  | RFQ-00030 | Reham Ashraf | Operation | 2024-05-21 | Sewage and Main Force Networks | Approved | 12.10 - Suleiman Tadrus-BILL NO.1: SEWAGE NETWORK-1.7.3-b | Concrete encasement 25cm (200mm) | ECH | 505 | 505 | 1066.87 | 538769.35 | OTH | بروج للمقاولات العامة والتوريدات | 12.10 - Suleiman Tadrus-BILL NO.1: SEWAGE NETWORK-1.7.3-b | Concrete encasement 25cm (200mm) | ECH | 505 | 600 | 303000 | EGP | OTH
Qasr Rashwan - Lot B _0208 |  | RFQ-00030 | Reham Ashraf | Operation | 2024-05-21 | Sewage and Main Force Networks | Approved | 10.10 - Abd Al Azeem Al Sofy -BILL NO.1: SEWAGE NETWORK-1.7.3-a | Concrete encasement 25cm (200mm) | ECH | 40 | 40 | 1066.87 | 42674.8 | OTH | بروج للمقاولات العامة والتوريدات | 10.10 - Abd Al Azeem Al Sofy -BILL NO.1: SEWAGE NETWORK-1.7.3-a | Concrete encasement 25cm (200mm) | ECH | 40 | 600 | 24000 | EGP | OTH
Qasr Rashwan - Lot B _0208 |  | RFQ-00030 | Reham Ashraf | Operation | 2024-05-21 | Sewage and Main Force Networks | Approved | 12.10 - Suleiman Tadrus-BILL NO.1: SEWAGE NETWORK-1.7.3-a | Concrete encasement 25cm (150mm) | ECH | 15 | 15 | 828.69 | 12430.35 | OTH | بروج للمقاولات العامة والتوريدات | 12.10 - Suleiman Tadrus-BILL NO.1: SEWAGE NETWORK-1.7.3-a | Concrete encasement 25cm (150mm) | ECH | 15 | 550 | 8250 | EGP | OTH
Qasr Rashwan - Lot B _0208 |  | RFQ-00030 | Reham Ashraf | Operation | 2024-05-21 | Sewage and Main Force Networks | Approved | 11.10 - Abd Al Rahman Ibrahim-BILL NO.1: SEWAGE NETWORK-1.6-b | Concrete encasement 25cm (250mm) | ECH | 50 | 50 | 1246.61 | 62330.5 | OTH | بروج للمقاولات العامة والتوريدات | 11.10 - Abd Al Rahman Ibrahim-BILL NO.1: SEWAGE NETWORK-1.6-b | Concrete encasement 25cm (250mm) | ECH | 50 | 740 | 37000 | EGP | OTH
Qasr Rashwan - Lot B _0208 |  | RFQ-00030 | Reham Ashraf | Operation | 2024-05-21 | Sewage and Main Force Networks | Approved | 13.10 - Salih Shamatah-BILL NO.1: SEWAGE NETWORK-1.6-a | Concrete encasement 25cm (250mm) | ECH | 35 | 35 | 1246.61 | 43631.35 | OTH | بروج للمقاولات العامة والتوريدات | 13.10 - Salih Shamatah-BILL NO.1: SEWAGE NETWORK-1.6-a | Concrete encasement 25cm (250mm) | ECH | 35 | 740 | 25900 | EGP | OTH
Qasr Rashwan - Lot B _0208 |  | RFQ-00030 | Reham Ashraf | Operation | 2024-05-21 | Sewage and Main Force Networks | Approved | 15.10 - Al Burm-BILL NO. 1: SEWAGE NETWORK-1.6.3-b | Concrete encasement 25cm (250mm) | ECH | 90 | 90 | 1246.61 | 112194.9 | OTH | بروج للمقاولات العامة والتوريدات | 15.10 - Al Burm-BILL NO. 1: SEWAGE NETWORK-1.6.3-b | Concrete encasement 25cm (250mm) | ECH | 90 | 740 | 66600 | EGP | OTH
Qasr Rashwan - Lot B _0208 |  | RFQ-00030 | Reham Ashraf | Operation | 2024-05-21 | Sewage and Main Force Networks | Approved | 12.10 - Suleiman Tadrus-BILL NO.1: SEWAGE NETWORK-1.7.3-c | Concrete encasement 25cm (250mm) | ECH | 195 | 195 | 1246.61 | 243088.95 | OTH | بروج للمقاولات العامة والتوريدات | 12.10 - Suleiman Tadrus-BILL NO.1: SEWAGE NETWORK-1.7.3-c | Concrete encasement 25cm (250mm) | ECH | 195 | 740 | 144300 | EGP | OTH
Mivida BP#189 |  | RFQ-00078 | Sarah Al Shaarawy | MEP (Electro Mechanical) | 2024-05-14 | Supply MVSG , RMU & LBS Package | Approved | 162600.RMUMVSG | 24 KV, RMU - Supply | ECH | 2 | 2 | 355933 | 711866 | SC_Supply | EMAS (ELSEWEDY INDUSTRIES Group) | 162600.RMUMVSG | 24 KV, RMU - Supply | ECH | 2 | 1247508 | 2495016 | EGP | SC_Supply
Mivida BP#189 |  | RFQ-00078 | Sarah Al Shaarawy | MEP (Electro Mechanical) | 2024-05-14 | Supply MVSG , RMU & LBS Package | Approved | 162600.RMUMVSG | 24 KV, SF6 type load break switches 630A - Supply | ECH | 6 | 6 | 37128.2 | 222769.2 | SC_Supply | EMAS (ELSEWEDY INDUSTRIES Group) | 162600.RMUMVSG | 24 KV, SF6 type load break switches 630A - Supply | ECH | 6 | 323961 | 1943766 | EGP | SC_Supply
Mivida BP#189 |  | RFQ-00078 | Sarah Al Shaarawy | MEP (Electro Mechanical) | 2024-05-14 | Supply MVSG , RMU & LBS Package | Approved | 162600.RMUMVSG | 24KV Medium voltage Switchgear - Supply | ECH | 1 | 1 | 3509097.6 | 3509097.6 | SC_Supply | EMAS (ELSEWEDY INDUSTRIES Group) | 162600.RMUMVSG | 24KV Medium voltage Switchgear - Supply | ECH | 1 | 11430848.4 | 11430848.4 | EGP | SC_Supply
Mivida BP#189 |  | RFQ-00080 | Mostafa Shourbagi | MEP (Electro Mechanical) | 2024-05-15 | Black Steel Ducts | Approved | 152105. BLD3 | PR 92093 - Black steel duct BLD 3 | LS | 1 | 1 | 93949.54 | 93949.54 | SC_Supply | المتحدة لتصنيع مجارى الهواء (الصاج) الخاصه بالتكيف | 152105. BLD3 | PR 92093 - Black steel duct BLD 3 | LS | 1 | 610200 | 610200 | EGP | SC_Supply
Qasr Rashwan - Lot B _0208 |  | RFQ-00030 | Reham Ashraf | Operation | 2024-05-21 | Sewage and Main Force Networks | Approved | 15.10 - Al Burm-BILL NO. 1: SEWAGE NETWORK-1.2.1-a.1 | Depth to invert not exceeding 1.5 m | NO | 185 | 185 | 9782.21 | 1809708.85 | OTH | بروج للمقاولات العامة والتوريدات | 15.10 - Al Burm-BILL NO. 1: SEWAGE NETWORK-1.2.1-a.1 | Depth to invert not exceeding 1.5 m | NO | 185 | 8500 | 1572500 | EGP | OTH
Qasr Rashwan - Lot B _0208 |  | RFQ-00030 | Reham Ashraf | Operation | 2024-05-21 | Sewage and Main Force Networks | Approved | 14.10 - Abou Hussein-BILL NO.1 : SEWAGE NETWORK-1.2.1-a.1 | Depth to invert not exceeding 1.5 m | NO | 102 | 102 | 9782.21 | 997785.42 | OTH | بروج للمقاولات العامة والتوريدات | 14.10 - Abou Hussein-BILL NO.1 : SEWAGE NETWORK-1.2.1-a.1 | Depth to invert not exceeding 1.5 m | NO | 102 | 8500 | 867000 | EGP | OTH
Qasr Rashwan - Lot B _0208 |  | RFQ-00030 | Reham Ashraf | Operation | 2024-05-21 | Sewage and Main Force Networks | Approved | 13.10 - Salih Shamatah-BILL NO.1: SEWAGE NETWORK-1.2.1-b.1 | Ditto, depth to invert between 1.51 m and 2.00 m | ECH | 100 | 100 | 12060.97 | 1206097 | OTH | بروج للمقاولات العامة والتوريدات | 13.10 - Salih Shamatah-BILL NO.1: SEWAGE NETWORK-1.2.1-b.1 | Ditto, depth to invert between 1.51 m and 2.00 m | ECH | 100 | 10500 | 1050000 | EGP | OTH
Qasr Rashwan - Lot B _0208 |  | RFQ-00030 | Reham Ashraf | Operation | 2024-05-21 | Sewage and Main Force Networks | Approved | 14.10 - Abou Hussein-BILL NO.1 : SEWAGE NETWORK-1.2.1-b.1 | Ditto, depth to invert between 1.51 m and 2.00 m | ECH | 42 | 42 | 12060.97 | 506560.74 | OTH | بروج للمقاولات العامة والتوريدات | 14.10 - Abou Hussein-BILL NO.1 : SEWAGE NETWORK-1.2.1-b.1 | Ditto, depth to invert between 1.51 m and 2.00 m | ECH | 42 | 10500 | 441000 | EGP | OTH
Qasr Rashwan - Lot B _0208 |  | RFQ-00030 | Reham Ashraf | Operation | 2024-05-21 | Sewage and Main Force Networks | Approved | 10.10 - Abd Al Azeem Al Sofy -BILL NO.1: SEWAGE NETWORK-1.2.1-b.1 | Ditto, depth to invert between 1.51 m and 2.00 m | ECH | 72 | 72 | 12060.97 | 868389.84 | OTH | بروج للمقاولات العامة والتوريدات | 10.10 - Abd Al Azeem Al Sofy -BILL NO.1: SEWAGE NETWORK-1.2.1-b.1 | Ditto, depth to invert between 1.51 m and 2.00 m | ECH | 72 | 10500 | 756000 | EGP | OTH
Qasr Rashwan - Lot B _0208 |  | RFQ-00030 | Reham Ashraf | Operation | 2024-05-21 | Sewage and Main Force Networks | Approved | 11.10 - Abd Al Rahman Ibrahim-BILL NO.1: SEWAGE NETWORK-1.2.1-b.1 | Ditto, depth to invert between 1.51 m and 2.00 m | ECH | 232 | 232 | 12060.97 | 2798145.04 | OTH | بروج للمقاولات العامة والتوريدات | 11.10 - Abd Al Rahman Ibrahim-BILL NO.1: SEWAGE NETWORK-1.2.1-b.1 | Ditto, depth to invert between 1.51 m and 2.00 m | ECH | 232 | 10500 | 2436000 | EGP | OTH
Qasr Rashwan - Lot B _0208 |  | RFQ-00030 | Reham Ashraf | Operation | 2024-05-21 | Sewage and Main Force Networks | Approved | 15.10 - Al Burm-BILL NO. 1: SEWAGE NETWORK-1.2.1-b.1 | Ditto, depth to invert between 1.51 m and 2.00 m | ECH | 72 | 72 | 12060.97 | 868389.84 | OTH | بروج للمقاولات العامة والتوريدات | 15.10 - Al Burm-BILL NO. 1: SEWAGE NETWORK-1.2.1-b.1 | Ditto, depth to invert between 1.51 m and 2.00 m | ECH | 72 | 10500 | 756000 | EGP | OTH
Qasr Rashwan - Lot B _0208 |  | RFQ-00030 | Reham Ashraf | Operation | 2024-05-21 | Sewage and Main Force Networks | Approved | 12.10 - Suleiman Tadrus-BILL NO.1: SEWAGE NETWORK-1.2.1-b.1 | Ditto, depth to invert between 1.51 m and 2.00 m | ECH | 200 | 200 | 12060.97 | 2412194 | OTH | بروج للمقاولات العامة والتوريدات | 12.10 - Suleiman Tadrus-BILL NO.1: SEWAGE NETWORK-1.2.1-b.1 | Ditto, depth to invert between 1.51 m and 2.00 m | ECH | 200 | 10500 | 2100000 | EGP | OTH
Qasr Rashwan - Lot B _0208 |  | RFQ-00030 | Reham Ashraf | Operation | 2024-05-21 | Sewage and Main Force Networks | Approved | 11.10 - Abd Al Rahman Ibrahim-BILL NO.1: SEWAGE NETWORK-1.2.1-b.2 | Ditto, depth to invert between 2.01 m and 2.50 m | NO | 138 | 138 | 14451.71 | 1994335.98 | OTH | بروج للمقاولات العامة والتوريدات | 11.10 - Abd Al Rahman Ibrahim-BILL NO.1: SEWAGE NETWORK-1.2.1-b.2 | Ditto, depth to invert between 2.01 m and 2.50 m | NO | 138 | 12350 | 1704300 | EGP | OTH
Qasr Rashwan - Lot B _0208 |  | RFQ-00030 | Reham Ashraf | Operation | 2024-05-21 | Sewage and Main Force Networks | Approved | 15.10 - Al Burm-BILL NO. 1: SEWAGE NETWORK-1.2.1-b.2 | Ditto, depth to invert between 2.01 m and 2.50 m | NO | 57 | 57 | 14451.71 | 823747.47 | OTH | بروج للمقاولات العامة والتوريدات | 15.10 - Al Burm-BILL NO. 1: SEWAGE NETWORK-1.2.1-b.2 | Ditto, depth to invert between 2.01 m and 2.50 m | NO | 57 | 12350 | 703950 | EGP | OTH
Qasr Rashwan - Lot B _0208 |  | RFQ-00030 | Reham Ashraf | Operation | 2024-05-21 | Sewage and Main Force Networks | Approved | 10.10 - Abd Al Azeem Al Sofy -BILL NO.1: SEWAGE NETWORK-1.2.1-b.2 | Ditto, depth to invert between 2.01 m and 2.50 m | NO | 40 | 40 | 14451.71 | 578068.4 | OTH | بروج للمقاولات العامة والتوريدات | 10.10 - Abd Al Azeem Al Sofy -BILL NO.1: SEWAGE NETWORK-1.2.1-b.2 | Ditto, depth to invert between 2.01 m and 2.50 m | NO | 40 | 12350 | 494000 | EGP | OTH
Qasr Rashwan - Lot B _0208 |  | RFQ-00030 | Reham Ashraf | Operation | 2024-05-21 | Sewage and Main Force Networks | Approved | 14.10 - Abou Hussein-BILL NO.1 : SEWAGE NETWORK-1.2.1-b.2 | Ditto, depth to invert between 2.01 m and 2.50 m | NO | 21 | 21 | 14451.71 | 303485.91 | OTH | بروج للمقاولات العامة والتوريدات | 14.10 - Abou Hussein-BILL NO.1 : SEWAGE NETWORK-1.2.1-b.2 | Ditto, depth to invert between 2.01 m and 2.50 m | NO | 21 | 12350 | 259350 | EGP | OTH
Qasr Rashwan - Lot B _0208 |  | RFQ-00030 | Reham Ashraf | Operation | 2024-05-21 | Sewage and Main Force Networks | Approved | 13.10 - Salih Shamatah-BILL NO.1: SEWAGE NETWORK-1.2.1-b.2 | Ditto, depth to invert between 2.01 m and 2.50 m | NO | 54 | 54 | 14451.71 | 780392.34 | OTH | بروج للمقاولات العامة والتوريدات | 13.10 - Salih Shamatah-BILL NO.1: SEWAGE NETWORK-1.2.1-b.2 | Ditto, depth to invert between 2.01 m and 2.50 m | NO | 54 | 12350 | 666900 | EGP | OTH
Qasr Rashwan - Lot B _0208 |  | RFQ-00030 | Reham Ashraf | Operation | 2024-05-21 | Sewage and Main Force Networks | Approved | 12.10 - Suleiman Tadrus-BILL NO.1: SEWAGE NETWORK-1.2.1-b.2 | Ditto, depth to invert between 2.01 m and 2.50 m | NO | 167 | 167 | 14451.71 | 2413435.57 | OTH | بروج للمقاولات العامة والتوريدات | 12.10 - Suleiman Tadrus-BILL NO.1: SEWAGE NETWORK-1.2.1-b.2 | Ditto, depth to invert between 2.01 m and 2.50 m | NO | 167 | 12350 | 2062450 | EGP | OTH
Qasr Rashwan - Lot B _0208 |  | RFQ-00030 | Reham Ashraf | Operation | 2024-05-21 | Sewage and Main Force Networks | Approved | 10.10 - Abd Al Azeem Al Sofy -BILL NO.1: SEWAGE NETWORK-1.2.1-b.3 | Ditto, depth to invert between 2.51 m and 3.00 m | ECH | 28 | 28 | 17793.16 | 498208.48 | OTH | بروج للمقاولات العامة والتوريدات | 10.10 - Abd Al Azeem Al Sofy -BILL NO.1: SEWAGE NETWORK-1.2.1-b.3 | Ditto, depth to invert between 2.51 m and 3.00 m | ECH | 28 | 15200 | 425600 | EGP | OTH
Qasr Rashwan - Lot B _0208 |  | RFQ-00030 | Reham Ashraf | Operation | 2024-05-21 | Sewage and Main Force Networks | Approved | 11.10 - Abd Al Rahman Ibrahim-BILL NO.1: SEWAGE NETWORK-1.2.1-b.3 | Ditto, depth to invert between 2.51 m and 3.00 m | ECH | 63 | 63 | 17793.16 | 1120969.08 | OTH | بروج للمقاولات العامة والتوريدات | 11.10 - Abd Al Rahman Ibrahim-BILL NO.1: SEWAGE NETWORK-1.2.1-b.3 | Ditto, depth to invert between 2.51 m and 3.00 m | ECH | 63 | 15200 | 957600 | EGP | OTH
Qasr Rashwan - Lot B _0208 |  | RFQ-00030 | Reham Ashraf | Operation | 2024-05-21 | Sewage and Main Force Networks | Approved | 15.10 - Al Burm-BILL NO. 1: SEWAGE NETWORK-1.2.1-b.3 | Ditto, depth to invert between 2.51 m and 3.00 m | ECH | 44 | 44 | 17793.16 | 782899.04 | OTH | بروج للمقاولات العامة والتوريدات | 15.10 - Al Burm-BILL NO. 1: SEWAGE NETWORK-1.2.1-b.3 | Ditto, depth to invert between 2.51 m and 3.00 m | ECH | 44 | 15200 | 668800 | EGP | OTH
Qasr Rashwan - Lot B _0208 |  | RFQ-00030 | Reham Ashraf | Operation | 2024-05-21 | Sewage and Main Force Networks | Approved | 12.10 - Suleiman Tadrus-BILL NO.1: SEWAGE NETWORK-1.2.1-b.3 | Ditto, depth to invert between 2.51 m and 3.00 m | ECH | 76 | 76 | 17793.16 | 1352280.16 | OTH | بروج للمقاولات العامة والتوريدات | 12.10 - Suleiman Tadrus-BILL NO.1: SEWAGE NETWORK-1.2.1-b.3 | Ditto, depth to invert between 2.51 m and 3.00 m | ECH | 76 | 15200 | 1155200 | EGP | OTH
Qasr Rashwan - Lot B _0208 |  | RFQ-00030 | Reham Ashraf | Operation | 2024-05-21 | Sewage and Main Force Networks | Approved | 13.10 - Salih Shamatah-BILL NO.1: SEWAGE NETWORK-1.2.1-b.3 | Ditto, depth to invert between 2.51 m and 3.00 m | ECH | 30 | 30 | 17793.16 | 533794.8 | OTH | بروج للمقاولات العامة والتوريدات | 13.10 - Salih Shamatah-BILL NO.1: SEWAGE NETWORK-1.2.1-b.3 | Ditto, depth to invert between 2.51 m and 3.00 m | ECH | 30 | 15200 | 456000 | EGP | OTH
Qasr Rashwan - Lot B _0208 |  | RFQ-00030 | Reham Ashraf | Operation | 2024-05-21 | Sewage and Main Force Networks | Approved | 14.10 - Abou Hussein-BILL NO.1 : SEWAGE NETWORK-1.2.1-b.3 | Ditto, depth to invert between 2.51 m and 3.00 m | ECH | 33 | 33 | 17793.16 | 587174.28 | OTH | بروج للمقاولات العامة والتوريدات | 14.10 - Abou Hussein-BILL NO.1 : SEWAGE NETWORK-1.2.1-b.3 | Ditto, depth to invert between 2.51 m and 3.00 m | ECH | 33 | 15200 | 501600 | EGP | OTH
Qasr Rashwan - Lot B _0208 |  | RFQ-00030 | Reham Ashraf | Operation | 2024-05-21 | Sewage and Main Force Networks | Approved | 15.10 - Al Burm-BILL NO. 1: SEWAGE NETWORK-1.2.1-b.4 | Ditto, depth to invert between 3.01 m and 3.50 m | ECH | 19 | 19 | 20311.88 | 385925.72 | OTH | بروج للمقاولات العامة والتوريدات | 15.10 - Al Burm-BILL NO. 1: SEWAGE NETWORK-1.2.1-b.4 | Ditto, depth to invert between 3.01 m and 3.50 m | ECH | 19 | 17250 | 327750 | EGP | OTH
Qasr Rashwan - Lot B _0208 |  | RFQ-00030 | Reham Ashraf | Operation | 2024-05-21 | Sewage and Main Force Networks | Approved | 12.10 - Suleiman Tadrus-BILL NO.1: SEWAGE NETWORK-1.2.1-b.4 | Ditto, depth to invert between 3.01 m and 3.50 m | ECH | 59 | 59 | 20311.88 | 1198400.92 | OTH | بروج للمقاولات العامة والتوريدات | 12.10 - Suleiman Tadrus-BILL NO.1: SEWAGE NETWORK-1.2.1-b.4 | Ditto, depth to invert between 3.01 m and 3.50 m | ECH | 59 | 17250 | 1017750 | EGP | OTH
Qasr Rashwan - Lot B _0208 |  | RFQ-00030 | Reham Ashraf | Operation | 2024-05-21 | Sewage and Main Force Networks | Approved | 14.10 - Abou Hussein-BILL NO.1 : SEWAGE NETWORK-1.2.1-b.4 | Ditto, depth to invert between 3.01 m and 3.50 m | ECH | 22 | 22 | 20311.88 | 446861.36 | OTH | بروج للمقاولات العامة والتوريدات | 14.10 - Abou Hussein-BILL NO.1 : SEWAGE NETWORK-1.2.1-b.4 | Ditto, depth to invert between 3.01 m and 3.50 m | ECH | 22 | 17250 | 379500 | EGP | OTH
BIOLOGICALS AND BIOSIMILARS MANUFACTURING FACILITY EIPICO 3 _0187 |  | RFQ-00151 | Abanoub Sherif | Procurement | 2024-05-14 | Vinyl Flooring | Approved | 1 - B01(ADMIN BUILDING)-096519-1 | 600x600mm, 8mm thick, Grey vinyl tiles, \ncode (VF-01). | SQM | 113 | 113 | 1225.5 | 138481.5 | SC_Supply/Apply | Swedish Group | 1 - B01(ADMIN BUILDING)-096519-1 | 600x600mm, 8mm thick, Grey vinyl tiles, \ncode (VF-01). | SQM | 113 | 2217.98 | 250631.74 | EGP | SC_Supply/Apply
BIOLOGICALS AND BIOSIMILARS MANUFACTURING FACILITY EIPICO 3 _0187 |  | RFQ-00151 | Abanoub Sherif | Procurement | 2024-05-14 | Vinyl Flooring | Approved | 1 - B01(ADMIN BUILDING)-064023-2 | 100mm Height, 14mm thick, HPL skirting with dark brown Oak wooden veneer, code (BWD-01). | MTR | 35 | 35 | 239.4 | 8379 | SC_Supply/Apply | Swedish Group | 1 - B01(ADMIN BUILDING)-064023-2 | 100mm Height, 14mm thick, HPL skirting with dark brown Oak wooden veneer, code (BWD-01). | MTR | 35 | 285 | 9975 | EGP | SC_Supply/Apply
Abo Shanab El Agamien _0195 |  | RFQ-00072 | Purchasing Engineers | Purchasing | 2024-05-20 | Wood For Construction | Approved | Total sewage network | *supply wood | CBM | 121.59 | 50 | 12500 | 625000 | SC_Supply/Apply | مؤسسة عباد الرحمن لتجارة الاخشاب اسامة ب | Total sewage network | *supply wood | CBM | 50 | 19300 | 965000 | EGP | SC_Supply/Apply
Qasr Rashwan - Lot B _0208 |  | RFQ-00030 | Reham Ashraf | Operation | 2024-05-21 | Sewage and Main Force Networks | Approved | 10.10 - Abd Al Azeem Al Sofy -BILL NO.1: SEWAGE NETWORK-1.2.1-b.5 | Ditto, depth to invert between 3.51 m and 4.00 m | ECH | 4 | 4 | 24337.87 | 97351.48 | OTH | بروج للمقاولات العامة والتوريدات | 10.10 - Abd Al Azeem Al Sofy -BILL NO.1: SEWAGE NETWORK-1.2.1-b.5 | Ditto, depth to invert between 3.51 m and 4.00 m | ECH | 4 | 20500 | 82000 | EGP | OTH
Qasr Rashwan - Lot B _0208 |  | RFQ-00030 | Reham Ashraf | Operation | 2024-05-21 | Sewage and Main Force Networks | Approved | 15.10 - Al Burm-BILL NO. 1: SEWAGE NETWORK-1.2.1-b.6 | Ditto, depth to invert between 4.01 m and 4.50 m | ECH | 6 | 6 | 27239.84 | 163439.04 | OTH | بروج للمقاولات العامة والتوريدات | 15.10 - Al Burm-BILL NO. 1: SEWAGE NETWORK-1.2.1-b.6 | Ditto, depth to invert between 4.01 m and 4.50 m | ECH | 6 | 23000 | 138000 | EGP | OTH
Qasr Rashwan - Lot B _0208 |  | RFQ-00030 | Reham Ashraf | Operation | 2024-05-21 | Sewage and Main Force Networks | Approved | 14.10 - Abou Hussein-BILL NO.1 : SEWAGE NETWORK-1.2.1-b.6 | Ditto, depth to invert between 4.01 m and 4.50 m | ECH | 2 | 2 | 27239.84 | 54479.68 | OTH | بروج للمقاولات العامة والتوريدات | 14.10 - Abou Hussein-BILL NO.1 : SEWAGE NETWORK-1.2.1-b.6 | Ditto, depth to invert between 4.01 m and 4.50 m | ECH | 2 | 23000 | 46000 | EGP | OTH
Qasr Rashwan - Lot B _0208 |  | RFQ-00030 | Reham Ashraf | Operation | 2024-05-21 | Sewage and Main Force Networks | Approved | 11.10 - Abd Al Rahman Ibrahim-BILL NO.1: SEWAGE NETWORK-1.2.1-b.6 | Ditto, depth to invert between 4.01 m and 4.50 m | ECH | 24 | 24 | 27239.84 | 653756.16 | OTH | بروج للمقاولات العامة والتوريدات | 11.10 - Abd Al Rahman Ibrahim-BILL NO.1: SEWAGE NETWORK-1.2.1-b.6 | Ditto, depth to invert between 4.01 m and 4.50 m | ECH | 24 | 23000 | 552000 | EGP | OTH
Qasr Rashwan - Lot B _0208 |  | RFQ-00030 | Reham Ashraf | Operation | 2024-05-21 | Sewage and Main Force Networks | Approved | 12.10 - Suleiman Tadrus-BILL NO.1: SEWAGE NETWORK-1.2.1-b.6 | Ditto, depth to invert between 4.01 m and 4.50 m | ECH | 19 | 19 | 27239.84 | 517556.96 | OTH | بروج للمقاولات العامة والتوريدات | 12.10 - Suleiman Tadrus-BILL NO.1: SEWAGE NETWORK-1.2.1-b.6 | Ditto, depth to invert between 4.01 m and 4.50 m | ECH | 19 | 23000 | 437000 | EGP | OTH
Qasr Rashwan - Lot B _0208 |  | RFQ-00030 | Reham Ashraf | Operation | 2024-05-21 | Sewage and Main Force Networks | Approved | 10.10 - Abd Al Azeem Al Sofy -BILL NO.1: SEWAGE NETWORK-1.2.1-b.6 | Ditto, depth to invert between 4.01 m and 4.5 m | ECH | 10 | 10 | 27239.84 | 272398.4 | OTH | بروج للمقاولات العامة والتوريدات | 10.10 - Abd Al Azeem Al Sofy -BILL NO.1: SEWAGE NETWORK-1.2.1-b.6 | Ditto, depth to invert between 4.01 m and 4.5 m | ECH | 10 | 23000 | 230000 | EGP | OTH
Qasr Rashwan - Lot B _0208 |  | RFQ-00030 | Reham Ashraf | Operation | 2024-05-21 | Sewage and Main Force Networks | Approved | 11.10 - Abd Al Rahman Ibrahim-BILL NO.1: SEWAGE NETWORK-1.2.1-b.7 | Ditto, depth to invert between 4.51 m and 5.00 m | ECH | 31 | 31 | 30546.8 | 946950.8 | OTH | بروج للمقاولات العامة والتوريدات | 11.10 - Abd Al Rahman Ibrahim-BILL NO.1: SEWAGE NETWORK-1.2.1-b.7 | Ditto, depth to invert between 4.51 m and 5.00 m | ECH | 31 | 25800 | 799800 | EGP | OTH
Qasr Rashwan - Lot B _0208 |  | RFQ-00030 | Reham Ashraf | Operation | 2024-05-21 | Sewage and Main Force Networks | Approved | 12.10 - Suleiman Tadrus-BILL NO.1: SEWAGE NETWORK-1.2.1-b.7 | Ditto, depth to invert between 4.51 m and 5.00 m | ECH | 11 | 11 | 30546.8 | 336014.8 | OTH | بروج للمقاولات العامة والتوريدات | 12.10 - Suleiman Tadrus-BILL NO.1: SEWAGE NETWORK-1.2.1-b.7 | Ditto, depth to invert between 4.51 m and 5.00 m | ECH | 11 | 25800 | 283800 | EGP | OTH
Qasr Rashwan - Lot B _0208 |  | RFQ-00030 | Reham Ashraf | Operation | 2024-05-21 | Sewage and Main Force Networks | Approved | 14.10 - Abou Hussein-BILL NO.1 : SEWAGE NETWORK-1.2.1-b.7 | Ditto, depth to invert between 4.51 m and 5.00 m | ECH | 1 | 1 | 30546.8 | 30546.8 | OTH | بروج للمقاولات العامة والتوريدات | 14.10 - Abou Hussein-BILL NO.1 : SEWAGE NETWORK-1.2.1-b.7 | Ditto, depth to invert between 4.51 m and 5.00 m | ECH | 1 | 25800 | 25800 | EGP | OTH
Qasr Rashwan - Lot B _0208 |  | RFQ-00030 | Reham Ashraf | Operation | 2024-05-21 | Sewage and Main Force Networks | Approved | 10.10 - Abd Al Azeem Al Sofy -BILL NO.1: SEWAGE NETWORK-1.2.1-b.7 | Ditto, depth to invert between 4.51 m and 5.00 m | ECH | 9 | 9 | 30546.8 | 274921.2 | OTH | بروج للمقاولات العامة والتوريدات | 10.10 - Abd Al Azeem Al Sofy -BILL NO.1: SEWAGE NETWORK-1.2.1-b.7 | Ditto, depth to invert between 4.51 m and 5.00 m | ECH | 9 | 25800 | 232200 | EGP | OTH
Qasr Rashwan - Lot B _0208 |  | RFQ-00030 | Reham Ashraf | Operation | 2024-05-21 | Sewage and Main Force Networks | Approved | 15.10 - Al Burm-BILL NO. 1: SEWAGE NETWORK-1.2.1-b.7 | Ditto, depth to invert between 4.51 m and 5.00 m | ECH | 5 | 5 | 30546.8 | 152734 | OTH | بروج للمقاولات العامة والتوريدات | 15.10 - Al Burm-BILL NO. 1: SEWAGE NETWORK-1.2.1-b.7 | Ditto, depth to invert between 4.51 m and 5.00 m | ECH | 5 | 25800 | 129000 | EGP | OTH
Qasr Rashwan - Lot B _0208 |  | RFQ-00030 | Reham Ashraf | Operation | 2024-05-21 | Sewage and Main Force Networks | Approved | 10.10 - Abd Al Azeem Al Sofy -BILL NO.1: SEWAGE NETWORK-1.2.1-b.8 | Ditto, depth to invert between 5.01 m and 5.50 m | ECH | 1 | 1 | 34206.19 | 34206.19 | OTH | بروج للمقاولات العامة والتوريدات | 10.10 - Abd Al Azeem Al Sofy -BILL NO.1: SEWAGE NETWORK-1.2.1-b.8 | Ditto, depth to invert between 5.01 m and 5.50 m | ECH | 1 | 28900 | 28900 | EGP | OTH
Qasr Rashwan - Lot B _0208 |  | RFQ-00030 | Reham Ashraf | Operation | 2024-05-21 | Sewage and Main Force Networks | Approved | 11.10 - Abd Al Rahman Ibrahim-BILL NO.1: SEWAGE NETWORK-1.2.1-b.8 | Ditto, depth to invert between 5.01 m and 5.50 m | ECH | 31 | 31 | 34206.19 | 1060391.89 | OTH | بروج للمقاولات العامة والتوريدات | 11.10 - Abd Al Rahman Ibrahim-BILL NO.1: SEWAGE NETWORK-1.2.1-b.8 | Ditto, depth to invert between 5.01 m and 5.50 m | ECH | 31 | 28900 | 895900 | EGP | OTH
Qasr Rashwan - Lot B _0208 |  | RFQ-00030 | Reham Ashraf | Operation | 2024-05-21 | Sewage and Main Force Networks | Approved | 12.10 - Suleiman Tadrus-BILL NO.1: SEWAGE NETWORK-1.2.1-b.8 | Ditto, depth to invert between 5.01 m and 5.50 m | ECH | 10 | 10 | 34206.19 | 342061.9 | OTH | بروج للمقاولات العامة والتوريدات | 12.10 - Suleiman Tadrus-BILL NO.1: SEWAGE NETWORK-1.2.1-b.8 | Ditto, depth to invert between 5.01 m and 5.50 m | ECH | 10 | 28900 | 289000 | EGP | OTH
Qasr Rashwan - Lot B _0208 |  | RFQ-00030 | Reham Ashraf | Operation | 2024-05-21 | Sewage and Main Force Networks | Approved | 12.10 - Suleiman Tadrus-BILL NO.1: SEWAGE NETWORK-1.2.1-b.9 | Ditto, depth to invert between 5.51 m and 6.00 m | ECH | 2 | 2 | 37764.28 | 75528.56 | OTH | بروج للمقاولات العامة والتوريدات | 12.10 - Suleiman Tadrus-BILL NO.1: SEWAGE NETWORK-1.2.1-b.9 | Ditto, depth to invert between 5.51 m and 6.00 m | ECH | 2 | 32000 | 64000 | EGP | OTH
Qasr Rashwan - Lot B _0208 |  | RFQ-00030 | Reham Ashraf | Operation | 2024-05-21 | Sewage and Main Force Networks | Approved | 11.10 - Abd Al Rahman Ibrahim-BILL NO.1: SEWAGE NETWORK-1.2.1-b.9 | Ditto, depth to invert between 5.51 m and 6.00 m | ECH | 10 | 10 | 37764.28 | 377642.8 | OTH | بروج للمقاولات العامة والتوريدات | 11.10 - Abd Al Rahman Ibrahim-BILL NO.1: SEWAGE NETWORK-1.2.1-b.9 | Ditto, depth to invert between 5.51 m and 6.00 m | ECH | 10 | 32000 | 320000 | EGP | OTH
Qasr Rashwan - Lot B _0208 |  | RFQ-00030 | Reham Ashraf | Operation | 2024-05-21 | Sewage and Main Force Networks | Approved | 15.10 - Al Burm-BILL NO. 1: SEWAGE NETWORK-1.2.1-b.8 | Ditto, depth to invert between 5.51 m and 6.00 m | ECH | 15 | 15 | 37764.28 | 566464.2 | OTH | بروج للمقاولات العامة والتوريدات | 15.10 - Al Burm-BILL NO. 1: SEWAGE NETWORK-1.2.1-b.8 | Ditto, depth to invert between 5.51 m and 6.00 m | ECH | 15 | 32000 | 480000 | EGP | OTH
Qasr Rashwan - Lot B _0208 |  | RFQ-00030 | Reham Ashraf | Operation | 2024-05-21 | Sewage and Main Force Networks | Approved | 11.10 - Abd Al Rahman Ibrahim-BILL NO.1: SEWAGE NETWORK-1.2.1-b.10 | Ditto, depth to invert between 6.01 m and 6.50 m | ECH | 4 | 4 | 39789.28 | 159157.12 | OTH | بروج للمقاولات العامة والتوريدات | 11.10 - Abd Al Rahman Ibrahim-BILL NO.1: SEWAGE NETWORK-1.2.1-b.10 | Ditto, depth to invert between 6.01 m and 6.50 m | ECH | 4 | 33800 | 135200 | EGP | OTH
Qasr Rashwan - Lot B _0208 |  | RFQ-00030 | Reham Ashraf | Operation | 2024-05-21 | Sewage and Main Force Networks | Approved | 12.10 - Suleiman Tadrus-BILL NO.1: SEWAGE NETWORK-1.2.1-b.10 | Ditto, depth to invert between 6.01 m and 6.50 m | ECH | 5 | 5 | 39789.28 | 198946.4 | OTH | بروج للمقاولات العامة والتوريدات | 12.10 - Suleiman Tadrus-BILL NO.1: SEWAGE NETWORK-1.2.1-b.10 | Ditto, depth to invert between 6.01 m and 6.50 m | ECH | 5 | 33800 | 169000 | EGP | OTH
Qasr Rashwan - Lot B _0208 |  | RFQ-00030 | Reham Ashraf | Operation | 2024-05-21 | Sewage and Main Force Networks | Approved | 15.10 - Al Burm-BILL NO. 1: SEWAGE NETWORK-1.2.1-b.9 | Ditto, depth to invert between 6.01 m and 6.50 m | ECH | 3 | 3 | 39789.28 | 119367.84 | OTH | بروج للمقاولات العامة والتوريدات | 15.10 - Al Burm-BILL NO. 1: SEWAGE NETWORK-1.2.1-b.9 | Ditto, depth to invert between 6.01 m and 6.50 m | ECH | 3 | 33800 | 101400 | EGP | OTH
Qasr Rashwan - Lot B _0208 |  | RFQ-00030 | Reham Ashraf | Operation | 2024-05-21 | Sewage and Main Force Networks | Approved | 10.10 - Abd Al Azeem Al Sofy -BILL NO.1: SEWAGE NETWORK-1.2.2-a.2 | Ditto, depth to invert between 2.51 m and 3.00 m | ECH | 5 | 5 | 51000.74 | 255003.7 | OTH | بروج للمقاولات العامة والتوريدات | 10.10 - Abd Al Azeem Al Sofy -BILL NO.1: SEWAGE NETWORK-1.2.2-a.2 | Ditto, depth to invert between 2.51 m and 3.00 m | ECH | 5 | 34000 | 170000 | EGP | OTH
Qasr Rashwan - Lot B _0208 |  | RFQ-00030 | Reham Ashraf | Operation | 2024-05-21 | Sewage and Main Force Networks | Approved | 10.10 - Abd Al Azeem Al Sofy -BILL NO.1: SEWAGE NETWORK-1.2.2-a.1 | Ditto, depth to invert between 2.01 m and 2.50 m | ECH | 3 | 3 | 43305.33 | 129915.99 | OTH | بروج للمقاولات العامة والتوريدات | 10.10 - Abd Al Azeem Al Sofy -BILL NO.1: SEWAGE NETWORK-1.2.2-a.1 | Ditto, depth to invert between 2.01 m and 2.50 m | ECH | 3 | 32000 | 96000 | EGP | OTH
Qasr Rashwan - Lot B _0208 |  | RFQ-00030 | Reham Ashraf | Operation | 2024-05-21 | Sewage and Main Force Networks | Approved | 10.10 - Abd Al Azeem Al Sofy -BILL NO.1: SEWAGE NETWORK-1.2.2-a.3 | Ditto, depth to invert between 3.51 m and 4.00 m | ECH | 5 | 5 | 57797.04 | 288985.2 | OTH | بروج للمقاولات العامة والتوريدات | 10.10 - Abd Al Azeem Al Sofy -BILL NO.1: SEWAGE NETWORK-1.2.2-a.3 | Ditto, depth to invert between 3.51 m and 4.00 m | ECH | 5 | 43000 | 215000 | EGP | OTH
Qasr Rashwan - Lot B _0208 |  | RFQ-00030 | Reham Ashraf | Operation | 2024-05-21 | Sewage and Main Force Networks | Approved | 10.10 - Abd Al Azeem Al Sofy -BILL NO.1: SEWAGE NETWORK-1.2.2-a.3 | Ditto, depth to invert between 3.01 m and 3.50 m | ECH | 14 | 14 | 52936.47 | 741110.58 | OTH | بروج للمقاولات العامة والتوريدات | 10.10 - Abd Al Azeem Al Sofy -BILL NO.1: SEWAGE NETWORK-1.2.2-a.3 | Ditto, depth to invert between 3.01 m and 3.50 m | ECH | 14 | 38000 | 532000 | EGP | OTH
Qasr Rashwan - Lot B _0208 |  | RFQ-00030 | Reham Ashraf | Operation | 2024-05-21 | Sewage and Main Force Networks | Approved | 14.10 - Abou Hussein-BILL NO.1 : SEWAGE NETWORK-1.6.2-b | Concrete encasement 25cm (250mm) | ECH | 50 | 50 | 1246.61 | 62330.5 | OTH | بروج للمقاولات العامة والتوريدات | 14.10 - Abou Hussein-BILL NO.1 : SEWAGE NETWORK-1.6.2-b | Concrete encasement 25cm (250mm) | ECH | 50 | 740 | 37000 | EGP | OTH
Qasr Rashwan - Lot B _0208 |  | RFQ-00030 | Reham Ashraf | Operation | 2024-05-21 | Sewage and Main Force Networks | Approved | 11.10 - Abd Al Rahman Ibrahim-BILL NO.1: SEWAGE NETWORK-1.6-c | Concrete encasement 25cm (300mm) | ECH | 15 | 15 | 1427.91 | 21418.65 | OTH | بروج للمقاولات العامة والتوريدات | 11.10 - Abd Al Rahman Ibrahim-BILL NO.1: SEWAGE NETWORK-1.6-c | Concrete encasement 25cm (300mm) | ECH | 15 | 860 | 12900 | EGP | OTH
Qasr Rashwan - Lot B _0208 |  | RFQ-00030 | Reham Ashraf | Operation | 2024-05-21 | Sewage and Main Force Networks | Approved | 12.10 - Suleiman Tadrus-BILL NO.1: SEWAGE NETWORK-1.7.3-d | Concrete encasement 25cm (300mm) | ECH | 25 | 25 | 1427.91 | 35697.75 | OTH | بروج للمقاولات العامة والتوريدات | 12.10 - Suleiman Tadrus-BILL NO.1: SEWAGE NETWORK-1.7.3-d | Concrete encasement 25cm (300mm) | ECH | 25 | 860 | 21500 | EGP | OTH
Qasr Rashwan - Lot B _0208 |  | RFQ-00030 | Reham Ashraf | Operation | 2024-05-21 | Sewage and Main Force Networks | Approved | 14.10 - Abou Hussein-BILL NO.1 : SEWAGE NETWORK-1.6.2-c | Concrete encasement 25cm (300mm) | ECH | 20 | 20 | 1427.91 | 28558.2 | OTH | بروج للمقاولات العامة والتوريدات | 14.10 - Abou Hussein-BILL NO.1 : SEWAGE NETWORK-1.6.2-c | Concrete encasement 25cm (300mm) | ECH | 20 | 860 | 17200 | EGP | OTH
Qasr Rashwan - Lot B _0208 |  | RFQ-00030 | Reham Ashraf | Operation | 2024-05-21 | Sewage and Main Force Networks | Approved | 15.10 - Al Burm-BILL NO. 1: SEWAGE NETWORK-1.6.3-c | Concrete encasement 25cm (300mm) | ECH | 30 | 30 | 1427.91 | 42837.3 | OTH | بروج للمقاولات العامة والتوريدات | 15.10 - Al Burm-BILL NO. 1: SEWAGE NETWORK-1.6.3-c | Concrete encasement 25cm (300mm) | ECH | 30 | 860 | 25800 | EGP | OTH
Qasr Rashwan - Lot B _0208 |  | RFQ-00030 | Reham Ashraf | Operation | 2024-05-21 | Sewage and Main Force Networks | Approved | 11.10 - Abd Al Rahman Ibrahim-BILL NO.1: SEWAGE NETWORK-1.6-d | Concrete encasement 25cm (400mm) | ECH | 20 | 20 | 1795.21 | 35904.2 | OTH | بروج للمقاولات العامة والتوريدات | 11.10 - Abd Al Rahman Ibrahim-BILL NO.1: SEWAGE NETWORK-1.6-d | Concrete encasement 25cm (400mm) | ECH | 20 | 1000 | 20000 | EGP | OTH
Qasr Rashwan - Lot B _0208 |  | RFQ-00030 | Reham Ashraf | Operation | 2024-05-21 | Sewage and Main Force Networks | Approved | 12.10 - Suleiman Tadrus-BILL NO.1: SEWAGE NETWORK-1.7.3-e | Concrete encasement 25cm (400mm) | ECH | 15 | 15 | 1795.21 | 26928.15 | OTH | بروج للمقاولات العامة والتوريدات | 12.10 - Suleiman Tadrus-BILL NO.1: SEWAGE NETWORK-1.7.3-e | Concrete encasement 25cm (400mm) | ECH | 15 | 1000 | 15000 | EGP | OTH
Qasr Rashwan - Lot B _0208 |  | RFQ-00030 | Reham Ashraf | Operation | 2024-05-21 | Sewage and Main Force Networks | Approved | 10.10 - Abd Al Azeem Al Sofy -BILL NO.1: SEWAGE NETWORK-1.7.3-b | Concrete encasement 25cm (400mm) | ECH | 10 | 10 | 1246.61 | 12466.1 | OTH | بروج للمقاولات العامة والتوريدات | 10.10 - Abd Al Azeem Al Sofy -BILL NO.1: SEWAGE NETWORK-1.7.3-b | Concrete encasement 25cm (400mm) | ECH | 10 | 740 | 7400 | EGP | OTH
Qasr Rashwan - Lot B _0208 |  | RFQ-00030 | Reham Ashraf | Operation | 2024-05-21 | Sewage and Main Force Networks | Approved | 12.10 - Suleiman Tadrus-BILL NO.1: SEWAGE NETWORK-1.7.3-f | Concrete encasement 25cm (500mm) | ECH | 15 | 15 | 2168.76 | 32531.4 | OTH | بروج للمقاولات العامة والتوريدات | 12.10 - Suleiman Tadrus-BILL NO.1: SEWAGE NETWORK-1.7.3-f | Concrete encasement 25cm (500mm) | ECH | 15 | 1100 | 16500 | EGP | OTH
Qasr Rashwan - Lot B _0208 |  | RFQ-00030 | Reham Ashraf | Operation | 2024-05-21 | Sewage and Main Force Networks | Approved | 15.10 - Al Burm-BILL NO. 1: SEWAGE NETWORK-1.6.3-d | Concrete encasement 25cm (500mm) | ECH | 15 | 15 | 2168.76 | 32531.4 | OTH | بروج للمقاولات العامة والتوريدات | 15.10 - Al Burm-BILL NO. 1: SEWAGE NETWORK-1.6.3-d | Concrete encasement 25cm (500mm) | ECH | 15 | 1100 | 16500 | EGP | OTH
Qasr Rashwan - Lot B _0208 |  | RFQ-00030 | Reham Ashraf | Operation | 2024-05-21 | Sewage and Main Force Networks | Approved | 13.10 - Salih Shamatah-BILL NO.1: SEWAGE NETWORK--1.1 | Wooden formwork left in their places after the construction and backfilling works completed as approved and instructed by the Engineer | ECH | 30 | 30 | 16000 | 480000 | OTH | بروج للمقاولات العامة والتوريدات | 13.10 - Salih Shamatah-BILL NO.1: SEWAGE NETWORK--1.1 | Wooden formwork left in their places after the construction and backfilling works completed as approved and instructed by the Engineer | ECH | 30 | 16000 | 480000 | EGP | OTH
Qasr Rashwan - Lot B _0208 |  | RFQ-00030 | Reham Ashraf | Operation | 2024-05-21 | Sewage and Main Force Networks | Approved | 15.10 - Al Burm-BILL NO. 1: SEWAGE NETWORK--1.1 | Wooden formwork left in their places after the construction and backfilling works completed as approved and instructed by the Engineer Bill No. 2: Force Main Pipeline | ECH | 25 | 25 | 16000 | 400000 | OTH | بروج للمقاولات العامة والتوريدات | 15.10 - Al Burm-BILL NO. 1: SEWAGE NETWORK--1.1 | Wooden formwork left in their places after the construction and backfilling works completed as approved and instructed by the Engineer Bill No. 2: Force Main Pipeline | ECH | 25 | 16000 | 400000 | EGP | OTH
Qasr Rashwan - Lot B _0208 |  | RFQ-00030 | Reham Ashraf | Operation | 2024-05-21 | Sewage and Main Force Networks | Approved | 12.10 - Suleiman Tadrus-BILL NO.1: SEWAGE NETWORK--1.11 | Wooden formwork left in their places after the construction and backfilling works completed as approved and instructed by the Engineer | ECH | 50 | 50 | 16000 | 800000 | OTH | بروج للمقاولات العامة والتوريدات | 12.10 - Suleiman Tadrus-BILL NO.1: SEWAGE NETWORK--1.11 | Wooden formwork left in their places after the construction and backfilling works completed as approved and instructed by the Engineer | ECH | 50 | 16000 | 800000 | EGP | OTH
Qasr Rashwan - Lot B _0208 |  | RFQ-00030 | Reham Ashraf | Operation | 2024-05-21 | Sewage and Main Force Networks | Approved | 10.10 - Abd Al Azeem Al Sofy -BILL NO.1: SEWAGE NETWORK--1.11 | Wooden formwork left in their places after the construction and backfilling works completed as approved and instructed by the Engineer | ECH | 30 | 30 | 16000 | 480000 | OTH | بروج للمقاولات العامة والتوريدات | 10.10 - Abd Al Azeem Al Sofy -BILL NO.1: SEWAGE NETWORK--1.11 | Wooden formwork left in their places after the construction and backfilling works completed as approved and instructed by the Engineer | ECH | 30 | 16000 | 480000 | EGP | OTH
Qasr Rashwan - Lot B _0208 |  | RFQ-00030 | Reham Ashraf | Operation | 2024-05-21 | Sewage and Main Force Networks | Approved | 14.10 - Abou Hussein-BILL NO.1 : SEWAGE NETWORK--1.1 | Wooden formwork left in their places after the construction and backfilling works completed as approved and instructed by the Engineer | ECH | 40 | 40 | 16000 | 640000 | OTH | بروج للمقاولات العامة والتوريدات | 14.10 - Abou Hussein-BILL NO.1 : SEWAGE NETWORK--1.1 | Wooden formwork left in their places after the construction and backfilling works completed as approved and instructed by the Engineer | ECH | 40 | 16000 | 640000 | EGP | OTH
Qasr Rashwan - Lot B _0208 |  | RFQ-00030 | Reham Ashraf | Operation | 2024-05-21 | Sewage and Main Force Networks | Approved | 11.10 - Abd Al Rahman Ibrahim-BILL NO.1: SEWAGE NETWORK--1.1 | Wooden formwork left in their places after the construction and backfilling works completed as approved and instructed by the Engineer Bill No.2: Force Main Pipeline | ECH | 25 | 25 | 16000 | 400000 | OTH | بروج للمقاولات العامة والتوريدات | 11.10 - Abd Al Rahman Ibrahim-BILL NO.1: SEWAGE NETWORK--1.1 | Wooden formwork left in their places after the construction and backfilling works completed as approved and instructed by the Engineer Bill No.2: Force Main Pipeline | ECH | 25 | 16000 | 400000 | EGP | OTH
Qasr Rashwan - Lot B _0208 |  | RFQ-00030 | Reham Ashraf | Operation | 2024-05-21 | Sewage and Main Force Networks | Approved | 14.11 - Abou Hussein-BILL NO.2 : Force Main Pipeline-2.1-a | Inner diameter DN/ID 200 mm | MTR | 2260 | 2260 | 297.06 | 671355.6 | OTH | بروج للمقاولات العامة والتوريدات | 14.11 - Abou Hussein-BILL NO.2 : Force Main Pipeline-2.1-a | Inner diameter DN/ID 200 mm | MTR | 2260 | 300 | 678000 | EGP | OTH
Qasr Rashwan - Lot B _0208 |  | RFQ-00030 | Reham Ashraf | Operation | 2024-05-21 | Sewage and Main Force Networks | Approved | 13.11 - Salih Shamatah-Bill No.2: Force Main Pipeline-2.1-a | Inner diameter DN/ID 200 mm | MTR | 2370 | 2370 | 297.06 | 704032.2 | OTH | بروج للمقاولات العامة والتوريدات | 13.11 - Salih Shamatah-Bill No.2: Force Main Pipeline-2.1-a | Inner diameter DN/ID 200 mm | MTR | 2370 | 300 | 711000 | EGP | OTH